Walter Bouldin Dam (Coosa River Project) | -7551 | Operating | 225 | Hydraulic Turbine | 1967 | Alabama Power Company |  | SERC | SOU | Elmore | AL | Water | 224.1 | NA | NA | NA | 26.2085 | 25.9654 | 19.9751
Walter F George | -510483 | Operating | 168 | Hydraulic Turbine | 1963 | USCE - Mobile District |  | SERC | SOU | Henry | AL | Water | 168 | NA | NA | NA | 28.9765 | 28.8776 | 36.4171
Bruce Platform | -80710 | Operating | 0.8 | Gas Turbine | 1966 | Union Oil Company of California, Inc. |  | ASCC | ALASKA | Kenai Peninsula | AK | Gas | 0.7 | NA | NA | NA | NA | NA | NA
Brunot Island | -502696 | Operating | 25.5 | Gas Turbine | 1972 | GenOn Power Midwest, LP | PJM | RFC | R-PJM | Allegheny | PA | Oil | 18.1 | NA | 37738 | NA | -0.093973 | 0.13497 | -0.088297
Weiss Dam (Coosa River Project) | -7648 | Operating | 87.6 | Hydraulic Turbine | 1961 | Alabama Power Company |  | SERC | SOU | Cherokee | AL | Water | 81 | NA | NA | NA | 25.8192 | 33.241 | 39.0121
Wheeler | -7749 | Operating | 404 | Hydraulic Turbine | 1936 | Tennessee Valley Authority |  | SERC | CENTRL | Lawrence | AL | Water | 399.7 | NA | NA | NA | 30.7506 | 39.381 | 46.1867
Wilson Dam | -7808 | Operating | 666.7 | Hydraulic Turbine | 1925 | Tennessee Valley Authority |  | SERC | CENTRL | Lauderdale | AL | Water | 667.5 | NA | NA | NA | 36.1848 | 43.071 | 47.9137
Wing Solar Project | -753792 | Operating | 80 | Solar | 2023 | Origis Energy USA Inc. |  | SERC | SOU | Covington | AL | Solar | 80 | NA | NA | NA | 23.2638 | NA | NA
Yates Dam | -7900 | Operating | 50.5 | Hydraulic Turbine | 1928 | Alabama Power Company |  | SERC | SOU | Elmore | AL | Water | 45 | NA | NA | NA | 30.1312 | 36.0309 | 39.1958
ACC Solar Project | -777727 | Operating | 2 | Solar | 2023 | Entegrity Solar ACC, LLC | MISO | MRO | MRO-US | Howard | AR | Solar | 2 | NA | NA | NA | NA | NA | NA
Arkansas Department of Corrections - Varner Solar Project | -767853 | Operating | 4.9 | Solar | 2024 | Entegrity Solar ADC, LLC | MISO | SERC | DELTA | Lincoln | AR | Solar | 4.9 | NA | NA | NA | NA | NA | NA
Arkansas Nuclear One | -1603 | Operating | 1845 | Nuclear | 1974 | Entergy Arkansas, LLC | MISO | SERC | DELTA | Pope | AR | Nuclear | 1865.7 | NA | NA | NA | 91.611 | 87.9241 | 83.4656
Arkansas Pulp and Paper | -1604 | Operating | 20 | Steam Turbine | 1977 | PotlatchDeltic Corporation | MISO | SERC | DELTA | Desha | AR | Biomass | 20 | NA | NM | NA | 63.1935 | 57.6838 | 65.2397
Arkansas River Dam No. 2 | -2815 | Operating | 102.6 | Hydraulic Turbine | 1999 | Arkansas Electric Cooperative Corporation | MISO | SERC | DELTA | Desha | AR | Water | 102.6 | NA | NA | NA | 38.0833 | 40.798 | 49.8864
Ashdown | -389351 | Operating | 156.5 | Steam Turbine | 1968 | Domtar Inc. | SPP | MRO | MRO-US | Little River | AR | Biomass | 128 | 40512 | 39187 | 37661 | 44.2542 | 53.5095 | 53.6448
Ashley-Chicot Solar Project | -678351 | Operating | 1 | Solar | 2018 | Today's Power, Inc. | MISO | SERC | DELTA | Ashley | AR | Solar | 1 | NA | NA | NA | 25.2626 | 24.8059 | NA
Beaver Dam | -510874 | Operating | 112 | Hydraulic Turbine | 1965 | USCE - Little Rock District | SPP | MRO | MRO-US | Carroll | AR | Water | 64.4 | NA | NA | NA | 10.4286 | 13.6899 | 13.7841
Berryville School District Solar Project | -680498 | Operating | 1 | Solar | 2022 | Today's Power, Inc. | MISO | SERC | DELTA | Carroll | AR | Solar | 1 | NA | NA | NA | 20.9703 | 16.9521 | NA
Big Cypress Solar Project | -748765 | Operating | 180 | Solar | 2023 | NextEra Energy Resources, LLC | MISO | SERC | DELTA | Crittenden | AR | Solar | 180 | NA | NA | NA | 0.61435 | NA | NA
Blakely Mountain | -510190 | Operating | 75 | Hydraulic Turbine | 1955 | USCE - Vicksburg District | MISO | SERC | DELTA | Garland | AR | Water | 75 | NA | NA | NA | 35.7519 | 25.8575 | 36.7514
Blaney Hill Solar Farm | -739498 | Operating | 1 | Solar | 2020 | Conway Corporation | MISO | SERC | DELTA | Faulkner | AR | Solar | 1 | NA | NA | NA | NA | NA | NA
Branch Solar Farm | -388449 | Operating | 5 | Solar | 2021 | Oklahoma Gas and Electric Company | SPP | MRO | MRO-US | Franklin | AR | Solar | 5 | NA | NA | NA | 22.6279 | 22.5799 | 0.38356
Bull Shoals | -510877 | Operating | 340 | Hydraulic Turbine | 1952 | USCE - Little Rock District | SPP | MRO | MRO-US | Baxter | AR | Water | 370 | NA | NA | NA | 23.1535 | 32.5041 | 33.0428
C&L Solar Plant | -678345 | Operating | 1 | Solar | 2020 | Today's Power, Inc. | MISO | SERC | DELTA | Lincoln | AR | Solar | 1 | NA | NA | NA | 25.1142 | 25.0228 | NA
Cable Solar Plant (Paragould Community Solar Project) | -517159 | Operating | 1.5 | Solar | 2021 | Paragould Light and Water Commission | SPP | MRO | MRO-US | Greene | AR | Solar | 1.5 | NA | NA | NA | 24.7945 | NA | NA
Carpenter | -2282 | Operating | 56 | Hydraulic Turbine | 1932 | Entergy Arkansas, LLC | MISO | SERC | DELTA | Garland | AR | Water | 60.9 | NA | NA | NA | 28.2363 | 21.1242 | 25.6237
Chicot Battery Storage Project | -591533 | Operating | 10 | Battery | 2020 | NextEra Energy Resources, LLC | MISO | SERC | DELTA | Chicot | AR | Energy Storage | 10 | NA | NA | NA | NA | NA | NA
Chicot Solar Project | -252688 | Operating | 100 | Solar | 2020 | NextEra Energy Resources, LLC | MISO | SERC | DELTA | Chicot | AR | Solar | 100 | NA | NA | NA | 23.4079 | 27.6622 | 26.1551
City of Green Forest Solar Project | -777729 | Operating | 1.2 | Solar | 2022 | Entegrity Solar Green Forest, LLC | MISO | SERC | DELTA | Carroll | AR | Solar | 1.2 | NA | NA | NA | NA | NA | NA
City of Paris Solar Project | -378112 | Operating | 1.5 | Solar | 2020 | Today's Power, Inc. | SPP | MRO | MRO-US | Logan | AR | Solar | 1.5 | NA | NA | NA | 21.5753 | 21.3775 | 21.1796
Clay County Electrical Cooperative Solar Project | -678381 | Operating | 1 | Solar | 2020 | Today's Power, Inc. | MISO | SERC | DELTA | Clay | AR | Solar | 1 | NA | NA | NA | 26.1416 | 23.8128 | NA
Craighead Electric Solar One Plant | -678355 | Operating | 1 | Solar | 2018 | Today's Power, Inc. | MISO | SERC | DELTA | Craighead | AR | Solar | 1 | NA | NA | NA | 26.4269 | 24.6575 | NA
Crooked Lake Solar Park | -761502 | Operating | 175 | Solar | 2024 | EDP Renewables North America LLC | MISO | SERC | DELTA | Mississippi | AR | Solar | 175 | NA | NA | NA | NA | NA | NA
Crooked Lake Solar Park | -761501 | Operating | 175 | Solar | 2024 | EDP Renewables North America LLC | MISO | SERC | DELTA | Mississippi | AR | Solar | 175 | NA | NA | NA | NA | NA | NA
Crossett Paper | -224960 | Operating | 25 | Steam Turbine | 1962 | Georgia-Pacific LLC | MISO | SERC | DELTA | Ashley | AR | Gas | 28 | NA | 44731 | 42466 | 2.6121 | 18.3309 | 21.1004
Crossett SD Solar Project | -777733 | Operating | 1 | Solar | 2022 | Entegrity Energy Partners LLC | MISO | SERC | DELTA | Ashley | AR | Solar | 1 | NA | NA | NA | NA | NA | NA
Crossett Solar Energy Farm | -779764 | Operating | 100 | Solar | 2024 | Public Sector Pension Investment Board | MISO | SERC | DELTA | Ashley | AR | Solar | 100 | NA | NA | NA | NA | NA | NA
Crossett Solar Energy Farm | -779763 | Operating | 100 | Solar | 2024 | Ontario Teachers' Pension Plan Board | MISO | SERC | DELTA | Ashley | AR | Solar | 100 | NA | NA | NA | NA | NA | NA
Brunot Island CC | -502688 | Operating | 339.9 | Combined Cycle | 1973 | GenOn Power Midwest, LP | PJM | RFC | R-PJM | Allegheny | PA | Gas | 270 | 11447 | 13073 | 13478 | 4.4661 | 2.1557 | 1.0001
Dardanelle Lock & Dam | -510881 | Operating | 160.8 | Hydraulic Turbine | 1965 | USCE - Little Rock District | SPP | MRO | MRO-US | Yell | AR | Water | 140 | NA | NA | NA | 34.7521 | 32.286 | 52.1208
Degray | -510191 | Operating | 40 | Hydraulic Turbine | 1972 | USCE - Vicksburg District | MISO | SERC | DELTA | Clark | AR | Water | 40 | NA | NA | NA | 28.6906 | 19.2454 | 25.0126
Degray PS | -510200 | Operating | 30 | Pumped Storage | 1972 | USCE - Vicksburg District | MISO | SERC | DELTA | Clark | AR | Water | 30 | NA | NA | NA | 38.2542 | 25.6606 | 31.8516
Brunswick County Power Station | -162105 | Operating | 1472.2 | Combined Cycle | 2016 | Virginia Electric and Power Company | PJM | SERC | VACAR | Brunswick | VA | Gas | 1511.5 | 6948 | 7100 | 7056 | 47.8646 | 56.2758 | 67.5172
Driver Solar Project | -786311 | Operating | 250 | Solar | 2024 | Entergy Arkansas, LLC | MISO | SERC | DELTA | Mississippi | AR | Solar | 250 | NA | NA | NA | NA | NA | NA
El Dorado School District Solar Project (Entegrity Solar El Dorado SD) | -767851 | Operating | 1.75 | Solar | 2024 | Entegrity Energy Partners LLC | MISO | SERC | DELTA | Union | AR | Solar | 1.75 | NA | NA | NA | NA | NA | NA
Brush Generation Facility | -438170 | Operating | 297.2 | Combined Cycle | 1990 | Clarion Energy LLC |  | WECC | RMPA | Morgan | CO | Gas | 318 | 11406 | 11352 | NA | 4.5894 | 5.4881 | NA
Ellis | -3159 | Operating | 32.4 | Hydraulic Turbine | 1988 | Arkansas Electric Cooperative Corporation | MISO, SPP | MRO | MRO-US | Crawford | AR | Water | 17 | NA | NA | NA | 83.1023 | 70.0819 | 90.139
Farmers Electric Cooperative Solar Plant | -678361 | Operating | 1 | Solar | 2019 | Today's Power, Inc. | MISO | SERC | DELTA | Jackson | AR | Solar | 1 | NA | NA | NA | 25.3995 | 24.6804 | NA
Fayetteville Public Schools (SWEPCO) Solar Project | -777737 | Operating | 4 | Solar | 2023 | Nabholz Solar FPS, LLC | SPP | SERC | DELTA | Logan | AR | Solar | 4 | NA | NA | NA | NA | NA | NA
Fayetteville Public Schools Solar Project (Ozarks) | -777735 | Operating | 1 | Solar | 2023 | Nabholz Solar FPS Ozarks, LLC | SPP | MRO | MRO-US | Washington | AR | Solar | 1 | NA | NA | NA | NA | NA | NA
FECC Solar Benton Project | -173960 | Operating | 1 | Solar | 2017 | Today's Power, Inc. | MISO | SERC | DELTA | Saline | AR | Solar | 1 | NA | NA | NA | 14.7945 | 16.5639 | 16.3699
Brush Generation Facility | -438169 | Operating | 297.2 | Combined Cycle | 1990 | AltaGas Power Holdings (U.S.) Inc. |  | WECC | RMPA | Morgan | CO | Gas | 318 | 11406 | 11352 | NA | 4.5894 | 5.4881 | NA
Flint Creek | -3322 | Operating | 558 | Steam Turbine | 1978 | Arkansas Electric Cooperative Corporation | SPP | MRO | MRO-US | Benton | AR | Coal | 494 | 11352 | 10698 | 10801 | 47.7207 | 59.5878 | 64.8276
Flint Creek | -3321 | Operating | 558 | Steam Turbine | 1978 | Southwestern Electric Power Company | SPP | MRO | MRO-US | Benton | AR | Coal | 494 | 11352 | 10698 | 10801 | 47.7207 | 59.5878 | 64.8276
Forrest City - Eldrige Road Solar Project | -350329 | Operating | 1 | Solar | 2021 | Greenbacker Renewable Energy Corporation | MISO | SERC | DELTA | Saint Francis | AR | Solar | 1 | NA | NA | NA | 24.0868 | 24.6689 | 14.5205
Forrest City - Prison Site Solar Plant | -350327 | Operating | 1 | Solar | 2021 | Greenbacker Renewable Energy Corporation | MISO | SERC | DELTA | Saint Francis | AR | Solar | 1 | NA | NA | NA | 23.5845 | 24.2808 | 12.7511
Fourche Creek Wastewater | -164719 | Operating | 1.3 | Internal Combustion | 1983 | Little Rock Waste Water Utility | MISO | SERC | DELTA | Pulaski | AR | Biomass | 1.3 | NA | 15101 | 6094 | 0 | 7.6308 | 42.1584
Brush Generation Facility | -438168 | Operating | 297.2 | Combined Cycle | 1990 | NGP Energy Capital Management, LLC |  | WECC | RMPA | Morgan | CO | Gas | 318 | 11406 | 11352 | NA | 4.5894 | 5.4881 | NA
General Dynamics Solar Plant | -503891 | Operating | 2 | Solar | 2020 | Today's Power, Inc. | MISO | SERC | DELTA | Calhoun | AR | Solar | 2 | NA | NA | NA | 19.2523 | 21.5525 | 18.7557
Greers Ferry Lake | -510887 | Operating | 96 | Hydraulic Turbine | 1964 | USCE - Little Rock District | SPP | MRO | MRO-US | Cleburne | AR | Water | 90 | NA | NA | NA | 26.5937 | 25.6284 | 26.1599
Happy Solar Project (Conway Solar) | -769158 | Operating | 95 | Solar | 2023 | TEPCO Fuel & Power Inc. | MISO | SERC | DELTA | White | AR | Solar | 95 | NA | NA | NA | NA | NA | NA
Happy Solar Project (Conway Solar) | -769157 | Operating | 95 | Solar | 2023 | TEPCO Fuel & Power Inc. | MISO | SERC | DELTA | White | AR | Solar | 95 | NA | NA | NA | NA | NA | NA
Happy Solar Project (Conway Solar) | -769156 | Operating | 95 | Solar | 2023 | Chubu Electric Power Company, Incorporated | MISO | SERC | DELTA | White | AR | Solar | 95 | NA | NA | NA | NA | NA | NA
Brush Generation Facility | -63245 | Operating | 297.2 | Combined Cycle | 1990 | Beowulf (California) LLC |  | WECC | RMPA | Morgan | CO | Gas | 318 | 11406 | 11352 | 11286 | 4.5894 | 5.4881 | 5.0823
Bryan (OH) | -2114 | Operating | 36.8 | Gas Turbine | 1963 | City of Bryan, Ohio | PJM | RFC | R-PJM | Williams | OH | Gas | 45 | 18386 | 16743 | 16914 | 0.21715 | 0.65931 | 0.78437
Bryan (TX) CT | -113431 | Operating | 22 | Gas Turbine | 1975 | City of Bryan, Texas | ERCOT | TRE | TRE | Brazos | TX | Gas | 21 | 16244 | 17626 | 18708 | 2.1157 | 0.96271 | 1.0144
Hot Springs Solar Project | -348434 | Operating | 1 | Solar | 2021 | Greenbacker Renewable Energy Corporation | MISO | SERC | DELTA | Garland | AR | Solar | 1 | NA | NA | NA | 19.2123 | 19.6804 | 12.0205
Independence | -4106 | Operating | 1800 | Steam Turbine | 1983 | Entergy Arkansas, LLC | MISO, SPP | SERC | DELTA | Independence | AR | Coal | 1678 | 10764 | 10866 | 10441 | 32.2686 | 30.5946 | 28.2286
Independence | -4105 | Operating | 1800 | Steam Turbine | 1983 | Arkansas Electric Cooperative Corporation | MISO, SPP | SERC | DELTA | Independence | AR | Coal | 1678 | 10764 | 10866 | 10441 | 32.2686 | 30.5946 | 28.2286
Independence | -4104 | Operating | 1800 | Steam Turbine | 1983 | Conway Corporation | MISO, SPP | SERC | DELTA | Independence | AR | Coal | 1678 | 10764 | 10866 | 10441 | 32.2686 | 30.5946 | 28.2286
Independence | -4103 | Operating | 1800 | Steam Turbine | 1983 | City of West Memphis, Arkansas | MISO, SPP | SERC | DELTA | Independence | AR | Coal | 1678 | 10764 | 10866 | 10441 | 32.2686 | 30.5946 | 28.2286
Independence | -4102 | Operating | 1800 | Steam Turbine | 1983 | East Texas Electric Cooperative, Inc. | MISO, SPP | SERC | DELTA | Independence | AR | Coal | 1678 | 10764 | 10866 | 10441 | 32.2686 | 30.5946 | 28.2286
Independence | -4101 | Operating | 1800 | Steam Turbine | 1983 | Entergy Mississippi, LLC | MISO, SPP | SERC | DELTA | Independence | AR | Coal | 1678 | 10764 | 10866 | 10441 | 32.2686 | 30.5946 | 28.2286
Independence | -4100 | Operating | 1800 | Steam Turbine | 1983 | Entergy Power, LLC | MISO, SPP | SERC | DELTA | Independence | AR | Coal | 1678 | 10764 | 10866 | 10441 | 32.2686 | 30.5946 | 28.2286
Independence | -4099 | Operating | 1800 | Steam Turbine | 1983 | City of Osceola, Arkansas | MISO, SPP | SERC | DELTA | Independence | AR | Coal | 1678 | 10764 | 10866 | 10441 | 32.2686 | 30.5946 | 28.2286
Independence | -4098 | Operating | 1800 | Steam Turbine | 1983 | Jonesboro City of (AR) | MISO, SPP | SERC | DELTA | Independence | AR | Coal | 1678 | 10764 | 10866 | 10441 | 32.2686 | 30.5946 | 28.2286
John L McClellan | -4276 | Operating | 136 | Steam Turbine | 1972 | Arkansas Electric Cooperative Corporation | MISO | SERC | DELTA | Ouachita | AR | Gas | 134 | 12388 | 12732 | 12612 | 3.502 | 3.9182 | 1.1657
John W. Turk, Jr. UPC | -166419 | Operating | 609 | Steam Turbine | 2012 | Oklahoma Municipal Power Authority | MISO, SPP | MRO | MRO-US | Hempstead | AR | Coal | 650 | 9391 | 9187 | 9163 | 54.6611 | 64.653 | 60.0912
John W. Turk, Jr. UPC | -166418 | Operating | 609 | Steam Turbine | 2012 | East Texas Electric Cooperative, Inc. | MISO, SPP | MRO | MRO-US | Hempstead | AR | Coal | 650 | 9391 | 9187 | 9163 | 54.6611 | 64.653 | 60.0912
John W. Turk, Jr. UPC | -166417 | Operating | 609 | Steam Turbine | 2012 | Arkansas Electric Cooperative Corporation | MISO, SPP | MRO | MRO-US | Hempstead | AR | Coal | 650 | 9391 | 9187 | 9163 | 54.6611 | 64.653 | 60.0912
John W. Turk, Jr. UPC | -166416 | Operating | 609 | Steam Turbine | 2012 | Southwestern Electric Power Company | MISO, SPP | MRO | MRO-US | Hempstead | AR | Coal | 650 | 9391 | 9187 | 9163 | 54.6611 | 64.653 | 60.0912
Jonesboro Solar Project | -764626 | Operating | 10 | Solar | 2022 | Jonesboro City of (AR) | MISO | SERC | DELTA | Craighead | AR | Solar | 10 | NA | NA | NA | NA | NA | NA
Lake Catherine | -165015 | Operating | 552.5 | Steam Turbine | 1950 | Entergy Arkansas, LLC | MISO | SERC | DELTA | Hot Spring | AR | Gas | 522 | 10821 | 11309 | 11648 | 3.6985 | 4.5954 | 4.2904
Lee Creek Water Treatment Facility | -4629 | Operating | 1.3 | Hydraulic Turbine | 1992 | City of Fort Smith, Arkansas | SPP | MRO | MRO-US | Crawford | AR | Water | 1.3 | NA | NA | NA | 0 | 0 | 0
Little Rock Water Reclamation Authority (LRWRA) | -777743 | Operating | 4 | Solar | 2023 | Entegrity Solar LRWRA, LLC | MISO | SERC | DELTA | Pulaski | AR | Solar | 4 | NA | NA | NA | NA | NA | NA
Long Lake Solar Project | -805958 | Operating | NA | Solar | 2025 | D. E. Shaw Renewable Investments, L.L.C. | MISO | SERC | DELTA | Phillips | AR | Solar | 200 | NA | NA | NA | NA | NA | NA
Long Lake Solar Project | -805957 | Operating | NA | Solar | 2025 | Macquarie Asset Management Pty Limited | MISO | SERC | DELTA | Phillips | AR | Solar | 200 | NA | NA | NA | NA | NA | NA
BTE Baytown Chiller Gas Plant | -745187 | Operating | 270 | Combined Cycle | 2018 | Calpine Corporation | ERCOT | TRE | TRE | Chambers | TX | Gas | 270 | NA | NA | NA | NA | NA | NA
Municipal Light | -5275 | Out of Service | 7.2 | Internal Combustion | 1952 | City of Piggott | SPP | MRO | MRO-US | Clay | AR | Oil | NA | NA | NA | 10104 | 0 | 0 | 0.19819
Murray | -5279 | Operating | 45.4 | Hydraulic Turbine | 1988 | City of North Little Rock | MISO | SERC | DELTA | Pulaski | AR | Water | 42.4 | NA | NA | NA | 38.3349 | 19.5617 | 27.0518
Narrows Dam | -510195 | Operating | 25.5 | Hydraulic Turbine | 1950 | USCE - Vicksburg District | SPP | MRO | MRO-US | Pike | AR | Water | 29.1 | NA | NA | NA | 18.3127 | 12.0824 | 17.7219
Newport Solar Plant | -178519 | Operating | 1 | Solar | 2019 | Today's Power, Inc. | MISO | SERC | DELTA | Jackson | AR | Solar | 1 | NA | NA | NA | NA | NA | NA
Newport Solar Project (Arkansas) | -772133 | Operating | 180 | Solar | 2024 | NorthStar Clean Energy | MISO | SERC | DELTA | Jackson | AR | Solar | 180 | NA | NA | NA | NA | NA | NA
Norfork | -510900 | Operating | 80.4 | Hydraulic Turbine | 1944 | USCE - Little Rock District | SPP | MRO | MRO-US | Baxter | AR | Water | 80 | NA | NA | NA | 14.1658 | 36.9013 | 39.8343
Osceola | -225808 | Operating | 1.6 | Internal Combustion | 1992 | City of Osceola, Arkansas | MISO | SERC | DELTA | Mississippi | AR | Oil | 1.6 | NA | NA | NA | 0 | 0 | 0
Ozark | -510901 | Operating | 100 | Hydraulic Turbine | 1972 | USCE - Little Rock District | SPP | MRO | MRO-US | Franklin | AR | Water | 92 | NA | NA | NA | 25.1259 | 28.4378 | 24.7989
Ozarks Solar Facility (Springdale) | -172447 | Operating | 1 | Solar | 2016 | Ozarks Electric Cooperative Corporation | SPP | MRO | MRO-US | Washington | AR | Solar | 1 | NA | NA | NA | 15.2968 | 16.9863 | 17.3059
Paragould Reciprocating | -12607 | Operating | 19.2 | Internal Combustion | 2001 | Paragould Light and Water Commission | SPP | MRO | MRO-US | Greene | AR | Gas | 18 | 10002 | 10004 | 10002 | 0.41159 | 0.31646 | 0.30061
BTE Baytown Chiller Gas Plant | -745186 | Operating | 270 | Combined Cycle | 2018 | Calpine Corporation | ERCOT | TRE | TRE | Chambers | TX | Gas | 270 | NA | NA | NA | NA | NA | NA
Paragould Turbine IC | -13170 | Operating | 0.3 | Internal Combustion | 1991 | Paragould Light and Water Commission | SPP | MRO | MRO-US | Greene | AR | Oil | 0.2 | NA | NA | NA | 0 | 0 | 0
Paul R. Noland Wastewater Treatment Battery Storage | -583251 | Operating | 6 | Battery | 2019 | City of Fayetteville, Arkansas | SPP | MRO | MRO-US | Washington | AR | Energy Storage | 6 | NA | NM | NM | 0.8124 | 0.62785 | 0.586
Paul R. Noland Wastewater Treatment Battery Storage | -583250 | Operating | 6 | Battery | 2019 | Today's Power, Inc. | SPP | MRO | MRO-US | Washington | AR | Energy Storage | 6 | NA | NM | NM | 0.8124 | 0.62785 | 0.586
Paul R. Noland Wastewater Treatment Solar Project | -204464 | Operating | 5 | Solar | 2019 | City of Fayetteville, Arkansas | SPP | MRO | MRO-US | Washington | AR | Solar | 5 | NA | NA | NA | 19.7123 | 20.7169 | 21.379
Paul R. Noland Wastewater Treatment Solar Project | -204463 | Operating | 5 | Solar | 2019 | Today's Power, Inc. | SPP | MRO | MRO-US | Washington | AR | Solar | 5 | NA | NA | NA | 19.7123 | 20.7169 | 21.379
Buchanan Generation LLC | -191890 | Operating | 88 | Gas Turbine | 2002 | Aspen Generating, LLC | PJM | RFC | R-PJM | Buchanan | VA | Gas | 90 | 10474 | 10219 | 10253 | 23.5079 | 42.0613 | 52.6311
Buchanan Generation LLC | -125409 | Operating | 88 | Gas Turbine | 2002 | CNX Gas Corporation | PJM | RFC | R-PJM | Buchanan | VA | Gas | 90 | 10474 | 10219 | 10253 | 23.5079 | 42.0613 | 52.6311
Pine Bluff Mill | -14536 | Operating | 85 | Steam Turbine | 1958 | Evergreen Packaging, LLC | MISO | SERC | DELTA | Jefferson | AR | Biomass | 73 | 42766 | 37206 | 41956 | 45.1988 | 47.855 | 48.9016
Plum Point Energy | -162818 | Operating | 720 | Steam Turbine | 2010 | Missouri Joint Municipal Electric Utility Commission | MISO, SPP | SERC | DELTA | Mississippi | AR | Coal | 680 | 10164 | 9758 | 9974 | 56.7714 | 73.0866 | 67.9261
Plum Point Energy | -162817 | Operating | 720 | Steam Turbine | 2010 | Municipal Energy Agency of MS | MISO, SPP | SERC | DELTA | Mississippi | AR | Coal | 680 | 10164 | 9758 | 9974 | 56.7714 | 73.0866 | 67.9261
Plum Point Energy | -162816 | Operating | 720 | Steam Turbine | 2010 | East Texas Electric Cooperative, Inc. | MISO, SPP | SERC | DELTA | Mississippi | AR | Coal | 680 | 10164 | 9758 | 9974 | 56.7714 | 73.0866 | 67.9261
Plum Point Energy | -131820 | Operating | 720 | Steam Turbine | 2010 | Lotus Infrastructure Partners | MISO, SPP | SERC | DELTA | Mississippi | AR | Coal | 680 | 10164 | 9758 | 9974 | 56.7714 | 73.0866 | 67.9261
Plum Point Energy | -116885 | Operating | 720 | Steam Turbine | 2010 | The Empire District Electric Company | MISO, SPP | SERC | DELTA | Mississippi | AR | Coal | 680 | 10164 | 9758 | 9974 | 56.7714 | 73.0866 | 67.9261
Plum Point Energy | -25797 | Operating | 720 | Steam Turbine | 2010 | John Hancock Life Insurance Company (U.S.A) | MISO, SPP | SERC | DELTA | Mississippi | AR | Coal | 680 | 10164 | 9758 | 9974 | 56.7714 | 73.0866 | 67.9261
Prairie Mist Solar Project | -780976 | Operating | 100 | Solar | 2024 | Primergy Solar, LLC | MISO | SERC | DELTA | Ashley | AR | Solar | 100 | NA | NA | NA | NA | NA | NA
Remmel | -6198 | Operating | 9 | Hydraulic Turbine | 1925 | Entergy Arkansas, LLC | MISO | SERC | DELTA | Hot Spring | AR | Water | 11.6 | NA | NA | NA | 39.0303 | 31.3868 | 39.4827
Rivercrest SD Solar Plant | -777745 | Operating | 1 | Solar | 2022 | Entegrity Solar Rivercrest SD, LLC | MISO | SERC | DELTA | Mississippi | AR | Solar | 1 | NA | NA | NA | NA | NA | NA
Salem Solar Farm | -162466 | Operating | 1 | Solar | 2019 | North Arkansas Electric Cooperative, Inc. | MISO | SERC | DELTA | Fulton | AR | Solar | 1 | NA | NA | NA | NA | NA | NA
Scenic Hill Solar (Harrison) | -438648 | Operating | 1.1 | Solar | 2022 | Scenic Hill Solar, LLC | MISO | SERC | DELTA | Boone | AR | Solar | 1.1 | NA | NA | NA | NA | NA | NA
Scenic Hill Solar IV (Clarksville Phase 2) | -249967 | Operating | 2.2 | Solar | 2019 | Greenbacker Renewable Energy Corporation | SPP | MRO | MRO-US | Johnson | AR | Solar | 2.2 | NA | NA | NA | 20.5064 | 19.8682 | 20.9008
Scenic Hill Solar Project | -173432 | Operating | 5 | Solar | 2017 | Scenic Hill Solar, LLC | SPP | MRO | MRO-US | Johnson | AR | Solar | 5 | NA | NA | NA | 20.8813 | 23.2991 | 21.9361
Searcy Battery Storage Project | -627801 | Operating | 10 | Battery | 2022 | Entergy Arkansas, LLC | MISO | SERC | DELTA | White | AR | Energy Storage | 10 | NA | NA | NA | 0 | 0 | NA
Searcy Solar Project | -396067 | Operating | 100 | Solar | 2022 | Entergy Arkansas, LLC | MISO | SERC | DELTA | White | AR | Solar | 100 | NA | NA | NA | 23.8894 | 25.711 | NA
Searcy Water I Solar Project | -777741 | Operating | 1 | Solar | 2021 | BluePath Solar Arkansas 2023 LLC | MISO | SERC | DELTA | White | AR | Solar | 1 | NA | NA | NA | NA | NA | NA
Searcy Water I Solar Project | -777740 | Operating | 1 | Solar | 2021 | BluePath Finance, Inc. | MISO | SERC | DELTA | White | AR | Solar | 1 | NA | NA | NA | NA | NA | NA
Searcy Water Phase 2 Solar Project | -777747 | Operating | 2.8 | Solar | 2021 | Entegrity Energy Partners LLC | MISO | SERC | DELTA | White | AR | Solar | 2.8 | NA | NA | NA | NA | NA | NA
Shelby M Knight (White River Lock & Dam No 3) | -758365 | Operating | 4.3 | Hydraulic Turbine | 2006 | Independence County, AR | SPP | MRO | MRO-US | Stone | AR | Water | 4.3 | NA | NA | NA | 74.7425 | 76.2 | 79.9299
Southside School District Solar Project | -777756 | Operating | 1 | Solar | 2023 | Entegrity Energy Partners LLC | MISO | SERC | DELTA | Pulaski | AR | Solar | 1 | NA | NA | NA | NA | NA | NA
SR Camden - Highland Industrial Solar Park (Aerojet Rocketdyne Project) | -135096 | Operating | 12 | Solar | 2015 | Shell New Energies US LLC | MISO, SPP | SERC | DELTA | Calhoun | AR | Solar | 12 | NA | NA | NA | 20.9789 | 24.0887 | 22.2527
SR Camden - Highland Industrial Solar Park (Aerojet Rocketdyne Project) | -135026 | Operating | 12 | Solar | 2015 | Silicon Ranch Corporation | MISO, SPP | SERC | DELTA | Calhoun | AR | Solar | 12 | NA | NA | NA | 20.9789 | 24.0887 | 22.2527
Stuttgart Solar Energy Center | -162144 | Operating | 81 | Solar | 2018 | NextEra Energy Resources, LLC | MISO | SERC | DELTA | Arkansas | AR | Solar | 81 | NA | NA | NA | 22.9957 | 24.2259 | 23.2085
Stuttgart Solar Farm | -431560 | Operating | 4.8 | Solar | 2022 | Bank OZK | MISO | SERC | DELTA | Arkansas | AR | Solar | 4.8 | NA | NA | NA | NA | NA | NA
Two Pine Gas Recovery | -256185 | Operating | 4.8 | Internal Combustion | 2006 | WM Renewable Energy, LLC | MISO | SERC | DELTA | Pulaski | AR | Biomass | 4.8 | 12134 | 12441 | 12924 | 63.0589 | 57.4415 | 60.8685
Buck CC | -166047 | Operating | 697.9 | Combined Cycle | 2011 | Duke Energy Carolinas, LLC |  | SERC | VACAR | Rowan | NC | Gas | 718 | 7104 | 7142 | 7052 | 60.7252 | 77.3781 | 72.1082
Bucknell University | -2130 | Operating | 5.9 | Combined Cycle | 1991 | Bucknell University | PJM | RFC | R-PJM | Union | PA | Gas | 6.7 | 13419 | 13327 | 14676 | 72.7339 | 75.9064 | 65.0395
Bull Street Plant | -172580 | Operating | 2 | Gas Turbine | 2005 | City of Orangeburg |  | SERC | VACAR | Orangeburg | SC | Gas | 2 | NA | NA | NA | -0.21689 | 0 | 0
Burlington CT (CO) | -2150 | Operating | 129.4 | Gas Turbine | 1977 | Tri-State Generation and Transmission Association, Inc. |  | WECC | RMPA | Kit Carson | CO | Oil | 120 | 12303 | 12467 | 12624 | 0.37414 | 0.3614 | 0.41781
University of Arkansas Department of Agriculture Solar Project (UADA) | -777751 | Operating | 2.8 | Solar | 2023 | BluePath Finance Sponsor I LLC | SPP | MRO | MRO-US | Howard | AR | Solar | 2.8 | NA | NA | NA | NA | NA | NA
University of Arkansas Department of Agriculture Solar Project (UADA) | -777750 | Operating | 2.8 | Solar | 2023 | BluePath Finance, Inc. | SPP | MRO | MRO-US | Howard | AR | Solar | 2.8 | NA | NA | NA | NA | NA | NA
Walnut Bend Solar Project | -774680 | Operating | 100 | Solar | 2024 | Entergy Arkansas, LLC | MISO | SERC | DELTA | Saint Francis | AR | Solar | 100 | NA | NA | NA | NA | NA | NA
West Memphis Solar Facility | -793413 | Operating | 180 | Solar | 2024 | Entergy Arkansas, LLC | MISO | SERC | DELTA | Crittenden | AR | Solar | 180 | NA | NA | NA | NA | NA | NA
Westside Water Treatment Battery Storage Project | -583253 | Operating | 6 | Battery | 2019 | City of Fayetteville, Arkansas | SPP | MRO | MRO-US | Washington | AR | Energy Storage | 6 | NA | NM | NM | 0.9551 | 0.74962 | 0.61834
Westside Water Treatment Battery Storage Project | -583252 | Operating | 6 | Battery | 2019 | Today's Power, Inc. | SPP | MRO | MRO-US | Washington | AR | Energy Storage | 6 | NA | NM | NM | 0.9551 | 0.74962 | 0.61834
Westside Water Treatment Solar Project | -194153 | Operating | 5 | Solar | 2019 | City of Fayetteville, Arkansas | SPP | MRO | MRO-US | Washington | AR | Solar | 5 | NA | NA | NA | 22.5571 | 23.0502 | 21.6027
Westside Water Treatment Solar Project | -194152 | Operating | 5 | Solar | 2019 | Today's Power, Inc. | SPP | MRO | MRO-US | Washington | AR | Solar | 5 | NA | NA | NA | 22.5571 | 23.0502 | 21.6027
Whillock | -7752 | Operating | 32.4 | Hydraulic Turbine | 1993 | Arkansas Electric Cooperative Corporation | MISO | SERC | DELTA | Conway | AR | Water | 32.4 | NA | NA | NA | 47.6626 | 36.5321 | 46.5961
White Bluff | -7759 | Operating | 1800 | Steam Turbine | 1980 | Entergy Arkansas, LLC | MISO, SPP | SERC | DELTA | Jefferson | AR | Coal | 1655.4 | 11112 | 10699 | 9680 | 24.5554 | 36.5189 | 49.1323
White Bluff | -7758 | Operating | 1800 | Steam Turbine | 1980 | Jonesboro City of (AR) | MISO, SPP | SERC | DELTA | Jefferson | AR | Coal | 1655.4 | 11112 | 10699 | 9680 | 24.5554 | 36.5189 | 49.1323
White Bluff | -7757 | Operating | 1800 | Steam Turbine | 1980 | Arkansas Electric Cooperative Corporation | MISO, SPP | SERC | DELTA | Jefferson | AR | Coal | 1655.4 | 11112 | 10699 | 9680 | 24.5554 | 36.5189 | 49.1323
White Bluff | -7756 | Operating | 1800 | Steam Turbine | 1980 | City of West Memphis, Arkansas | MISO, SPP | SERC | DELTA | Jefferson | AR | Coal | 1655.4 | 11112 | 10699 | 9680 | 24.5554 | 36.5189 | 49.1323
White Bluff | -7755 | Operating | 1800 | Steam Turbine | 1980 | Conway Corporation | MISO, SPP | SERC | DELTA | Jefferson | AR | Coal | 1655.4 | 11112 | 10699 | 9680 | 24.5554 | 36.5189 | 49.1323
White River Lock & Dam No 2 | -758363 | Operating | 3.5 | Hydraulic Turbine | 2007 | Independence County, AR | SPP | MRO | MRO-US | Independence | AR | Water | 3.5 | NA | NA | NA | 45.9035 | 46.7906 | 49.0835
White River Lock & Dam No.1 | -168278 | Operating | 4.3 | Hydraulic Turbine | 2007 | Batesville City Of | SPP | MRO | MRO-US | Independence | AR | Water | 4.3 | NA | NA | NA | 37.3606 | 38.0854 | 39.957
White River Medical Center Solar Project | -777753 | Operating | 2.9 | Solar | 2023 | Entegrity Solar WRMC, LLC | MISO | SERC | DELTA | Jackson | AR | Solar | 2.9 | NA | NA | NA | NA | NA | NA
WM Eco-Vista Landfill | -168110 | Operating | 4 | Internal Combustion | 2010 | Waste Management, Inc. | MISO, SPP | MRO | MRO-US | Washington | AR | Biomass | 4 | 11663 | 12801 | 12077 | 19.7232 | 61.3699 | 89.4863
Woodruff County Solar Facility | -780337 | Operating | 122 | Solar | 2024 | Arkansas Electric Cooperative Corporation | MISO | SERC | DELTA | Woodruff | AR | Solar | 122 | NA | NA | NA | NA | NA | NA
Agave Solar Plant | -649095 | Operating | 150 | Solar | 2023 | Arizona Public Service Company |  | WECC | AZNMSN | Maricopa | AZ | Solar | 150 | NA | NA | NA | 14.6228 | NA | NA
Agua Caliente Solar | -663104 | Operating | 347.7 | Solar | 2012 | Clearway Energy, Inc. | CAISO | WECC | CAMX | Yuma | AZ | Solar | 347.7 | NA | NA | NA | 22.6976 | NA | NA
Agua Caliente Solar | -663103 | Operating | 347.7 | Solar | 2012 | Clearway Energy, Inc. | CAISO | WECC | CAMX | Yuma | AZ | Solar | 347.7 | NA | NA | NA | 22.6976 | NA | NA
Agua Caliente Solar | -141410 | Operating | 347.7 | Solar | 2012 | BHE Solar, LLC | CAISO | WECC | CAMX | Yuma | AZ | Solar | 347.7 | NA | NA | NA | 22.6976 | 23.858 | 23.2106
Agua Caliente Solar | -141409 | Operating | 347.7 | Solar | 2012 | BHE Solar, LLC | CAISO | WECC | CAMX | Yuma | AZ | Solar | 347.7 | NA | NA | NA | 22.6976 | 23.858 | 23.2106
Agua Fria | -1425 | Operating | 390.4 | Steam Turbine | 1957 | Salt River Project Agricultural Improvement and Power District, Arizona |  | WECC | AZNMSN | Maricopa | AZ | Gas | 410 | 11197 | 11215 | 11281 | 3.8286 | 3.6057 | 3.3986
Agua Fria Battery Storage (Tesla BESS) | -364986 | Operating | 25 | Battery | 2021 | Salt River Project Agricultural Improvement and Power District, Arizona |  | WECC | AZNMSN | Maricopa | AZ | Energy Storage | 25 | NA | NM | NM | 11.0014 | 9.1918 | 2.9644
Burlington CT (IA) | -2152 | Operating | 78.8 | Gas Turbine | 1994 | Interstate Power and Light Company | MISO | MRO | MRO-US | Des Moines | IA | Gas | 47.5 | 23001 | NA | 24991 | 0.34223 | -0.24968 | 0.13967
Agua Fria Solar | -1427 | Operating | 0.2 | Solar | 2001 | Salt River Project Agricultural Improvement and Power District, Arizona |  | WECC | AZNMSN | Maricopa | AZ | Solar | 0.2 | NA | NA | NA | 0 | 0 | 0
Ajo Solar Project | -695666 | Operating | 4.5 | Solar | 2011 | Brookfield Renewable Partners L.P. |  | WECC | AZNMSN | Pima | AZ | Solar | 4.5 | NA | NA | NA | 23.0898 | NA | NA
Ajo Solar Project | -193260 | Operating | 4.5 | Solar | 2011 | John Hancock Life Insurance Company (U.S.A) |  | WECC | AZNMSN | Pima | AZ | Solar | 4.5 | NA | NA | NA | 23.0898 | 17.727 | 21.8011
Amazon TUS2 Solar Project | -502948 | Operating | 2.6 | Solar | 2022 | Duke Energy Generation Services Holding Company, Inc. |  | WECC | AZNMSN | Pima | AZ | Solar | 2.6 | NA | NA | NA | 23.1911 | 14.568 | NA
Amonix UASTP Solar Power Station | -170125 | Operating | 1.9 | Solar | 2011 | Arzon Solar, LLC |  | WECC | AZNMSN | Pima | AZ | Solar | 1.9 | NA | NA | NA | 24.6515 | 15.8556 | 5.0649
Amphitheater High School Solar Project | -396547 | Operating | 1 | Solar | 2016 | Constellation Solar Arizona LLC |  | WECC | AZNMSN | Pima | AZ | Solar | 1 | NA | NA | NA | 23.1735 | 23.9954 | NA
Burlington GT | -410428 | Operating | 242 | Gas Turbine | 1967 | Arclight Energy Partners Fund VII, L.P. | PJM | RFC | R-PJM | Burlington | NJ | Gas | 168 | 9574 | 9726 | NA | 1.8727 | 3.8946 | NA
Apache Solar1 Battery Project | -772867 | Operating | 10 | Battery | 2024 | Arizona Electric Power Cooperative, Inc. |  | WECC | AZNMSN | Cochise | AZ | Energy Storage | 10 | NA | NA | NA | NA | NA | NA
Apache Solar1 Project | -173321 | Operating | 20 | Solar | 2017 | Arizona Electric Power Cooperative, Inc. |  | WECC | AZNMSN | Cochise | AZ | Solar | 20 | NA | NA | NA | 31.5862 | 31.4755 | 30.4081
Apache Station | -1575 | Operating | 408 | Steam Turbine | 1979 | Arizona Electric Power Cooperative, Inc. |  | WECC | AZNMSN | Cochise | AZ | Coal | 350 | 11161 | 10959 | 10986 | 56.1222 | 59.6669 | 60.2675
Burlington, VT | -2157 | Operating | 25.5 | Gas Turbine | 1971 | City of Burlington, Vermont | New England | NPCC | NE | Chittenden | VT | Oil | 23.4 | 19064 | 18415 | 18552 | 0.23026 | 0.17416 | 0.18392
Arizona Western College Solar PV Project | -168741 | Operating | 4.7 | Solar | 2011 | MFP Co III, LLC |  | WECC | AZNMSN | Yuma | AZ | Solar | 4.7 | NA | NA | NA | 13.5019 | 14.9325 | 20.5868
Burnside | -2163 | Operating | 132 | Gas Turbine | 1976 | Nova Scotia Power Inc. |  | NPCC | MRTM |  |  | Oil | 132 | NA | NA | NA | NA | NA | NA
Arlington Valley Solar Energy Project II | -296628 | Operating | 129 | Solar | 2013 | Capital Dynamics, Inc. | CAISO | WECC | CAMX | Maricopa | AZ | Solar | 125.4 | NA | NA | NA | 31.7292 | 32.2576 | 32.1608
Busch Cogeneration Plant | -781125 | Operating | 14 | Combined Cycle | 1995 | Rutgers, The State University of New Jersey | PJM | RFC | R-PJM | Essex | NJ | Gas | 14 | NA | NA | NA | NA | NA | NA
Bushy Park CT Plant | -789922 | Operating | 65.4 | Gas Turbine | 2024 | Dominion Energy South Carolina, Inc. |  | SERC | VACAR | Berkeley | SC | Gas | 65.4 | NA | NA | NA | NA | NA | NA
Avalon Solar II Project | -172756 | Operating | 16 | Solar | 2016 | Coronal Energy |  | WECC | AZNMSN | Pima | AZ | Solar | 16 | NA | NA | NA | 31.2949 | 31.285 | 31.0838
Avalon Solar Project (Pima Mine Road) | -237363 | Operating | 29 | Solar | 2014 | Capital Dynamics, Inc. |  | WECC | AZNMSN | Pima | AZ | Solar | 29 | NA | NA | NA | 27.8929 | 29.2308 | 28.3156
Avión Solar Project (Trico Community Scale Solar Facility) | -173921 | Operating | 10 | Solar | 2018 | Trico Electric Cooperative Inc. |  | WECC | AZNMSN | Pima | AZ | Solar | 10 | NA | NA | NA | NA | NA | NA
Avra Valley Solar Plant | -168120 | Operating | 1 | Solar | 2011 | Wells Fargo & Company |  | WECC | AZNMSN | Pima | AZ | Solar | 1 | NA | NA | NA | NA | NA | NA
Avra Valley Solar Project (NRG) | -663131 | Operating | 25 | Solar | 2012 | Clearway Energy, Inc. |  | WECC | AZNMSN | Pima | AZ | Solar | 25 | NA | NA | NA | 29.5699 | NA | NA
Avra Valley Solar Project (NRG) | -663130 | Operating | 25 | Solar | 2012 | Clearway Energy, Inc. |  | WECC | AZNMSN | Pima | AZ | Solar | 25 | NA | NA | NA | 29.5699 | NA | NA
AZ State University - Tempe Campus Solar Project | -798650 | Operating | 2.4 | Solar | 2003 | Arizona State University |  | WECC | AZNMSN | Maricopa | AZ | Solar | 2.5 | NA | NA | NA | NA | NA | NA
Babbitt Ranch Wind Project | -773407 | Operating | 161 | Wind Turbine | 2024 | NextEra Energy Resources, LLC |  | WECC | AZNMSN | Coconino | AZ | Wind | 161 | NA | NA | NA | NA | NA | NA
Bagdad Solar Plant | -695667 | Operating | 14.9 | Solar | 2011 | Brookfield Renewable Partners L.P. |  | WECC | AZNMSN | Yavapai | AZ | Solar | 14.9 | NA | NA | NA | 24.3174 | NA | NA
Bagdad Solar Plant | -193262 | Operating | 14.9 | Solar | 2011 | John Hancock Life Insurance Company (U.S.A) |  | WECC | AZNMSN | Yavapai | AZ | Solar | 14.9 | NA | NA | NA | 24.3174 | 22.0519 | 19.9304
Biosphere 2 Center Inc. | -1913 | Operating | 3.1 | Internal Combustion | 1990 | Decisions Investments Corporation |  | WECC | AZNMSN | Pinal | AZ | Gas | 3.1 | 29398 | 19370 | 16500 | 0.43453 | 0.19885 | 0.13993
Butler Warner | -2171 | Operating | 245.8 | Combined Cycle | 1976 | Fayetteville Public Works Commission |  | SERC | VACAR | Cumberland | NC | Gas | 215 | 16646 | 12342 | NA | 0.77466 | 2.366 | -0.091908
Black Mountain Solar Project | -695674 | Operating | 9 | Solar | 2012 | Brookfield Renewable Partners L.P. |  | WECC | AZNMSN | Mohave | AZ | Solar | 9 | NA | NA | NA | 25.7103 | NA | NA
Black Mountain Solar Project | -193273 | Operating | 9 | Solar | 2012 | John Hancock Life Insurance Company (U.S.A) |  | WECC | AZNMSN | Mohave | AZ | Solar | 9 | NA | NA | NA | 25.7103 | 26.4612 | 25.8562
Bonnybrooke Solar Farm | -172356 | Operating | 50 | Solar | 2016 | Apple Inc. |  | WECC | AZNMSN | Pinal | AZ | Solar | 50 | NA | NA | NA | 27.1027 | 30.813 | 30.813
Bright Tucson- UASTP Solar | -78039 | Operating | 1.2 | Solar | 2010 | Tucson Electric Power Company |  | WECC | AZNMSN | Pima | AZ | Solar | 1.5 | NA | NA | NA | 3.067 | 2.4353 | 14.6309
Brittlebush Solar Park (Randolph Solar Park) | -768638 | Operating | 200 | Solar | 2024 | EDP Renewables North America LLC |  | WECC | AZNMSN | Pinal | AZ | Solar | 200 | NA | NA | NA | NA | NA | NA
Brittlebush Solar Park (Randolph Solar Park) | -768637 | Operating | 200 | Solar | 2024 | EDP Renewables North America LLC |  | WECC | AZNMSN | Pinal | AZ | Solar | 200 | NA | NA | NA | NA | NA | NA
Broadway 3 - Tucson Phase I | -761310 | Operating | 1 | Solar | 2011 | MN8 Energy, Inc. |  | WECC | AZNMSN | Pima | AZ | Solar | 1 | NA | NA | NA | 19.4292 | 21.8265 | 22.3973
Buckeye Battery Storage System (Festival Ranch) | -173143 | Operating | 2 | Battery | 2017 | Arizona Public Service Company |  | WECC | AZNMSN | Maricopa | AZ | Energy Storage | 2 | NA | NA | NA | NA | NA | NA
Buckeye Union HS District 201 Solar Plant | -396527 | Operating | 3.3 | Solar | 2011 | Constellation NewEnergy, Inc. |  | WECC | AZNMSN | Maricopa | AZ | Solar | 3.3 | NA | NA | NA | 21.8694 | 23.2427 | NA
Canyon Del Oro High School Solar Project | -396546 | Operating | 1.5 | Solar | 2016 | Constellation Solar Holding, LLC |  | WECC | AZNMSN | Pima | AZ | Solar | 1.5 | NA | NA | NA | 20.6849 | 19.2466 | NA
Central Line Solar Project (Eloy Solar) | -792594 | Operating | 100 | Solar | 2022 | sPower OpCo B, LLC |  | WECC | AZNMSN | Pinal | AZ | Solar | 100 | NA | NA | NA | 30.1057 | NA | NA
Central Line Solar Project (Eloy Solar) | -792593 | Operating | 100 | Solar | 2022 | sPower OpCo B, LLC |  | WECC | AZNMSN | Pinal | AZ | Solar | 100 | NA | NA | NA | 30.1057 | NA | NA
Central Line Solar Project (Eloy Solar) | -792592 | Operating | 100 | Solar | 2022 | sPower OpCo B, LLC |  | WECC | AZNMSN | Pinal | AZ | Solar | 100 | NA | NA | NA | 30.1057 | NA | NA
Chevelon Butte Phase 2 Wind Project | -773987 | Operating | 216 | Wind Turbine | 2024 | PIP5 LUMOS LLC |  | WECC | AZNMSN | Coconino | AZ | Wind | 216 | NA | NA | NA | NA | NA | NA
Chevelon Butte Phase 2 Wind Project | -773986 | Operating | 216 | Wind Turbine | 2024 | Aes Clean Energy Development Holdings, Llc |  | WECC | AZNMSN | Coconino | AZ | Wind | 216 | NA | NA | NA | NA | NA | NA
Chevelon Butte Wind Farm | -775479 | Operating | 238.2 | Wind Turbine | 2023 | PIP5 LUMOS LLC |  | WECC | AZNMSN | Coconino | AZ | Wind | 238.2 | NA | NA | NA | 11.2902 | NA | NA
Chevelon Butte Wind Farm | -775478 | Operating | 238.2 | Wind Turbine | 2023 | Aes Clean Energy Development Holdings, Llc |  | WECC | AZNMSN | Coconino | AZ | Wind | 238.2 | NA | NA | NA | 11.2902 | NA | NA
Chino Valley Battery Storage Plant | -786802 | Operating | 19 | Battery | 2024 | Arizona Public Service Company |  | WECC | AZNMSN | Yavapai | AZ | Energy Storage | 19 | NA | NA | NA | NA | NA | NA
Chino Valley Solar Plant | -169149 | Operating | 19 | Solar | 2012 | Arizona Public Service Company |  | WECC | AZNMSN | Yavapai | AZ | Solar | 19 | NA | NA | NA | 15.7829 | 28.8993 | 28.1002
Butler Warner CT | -13098 | Operating | 57.6 | Gas Turbine | 1976 | Fayetteville Public Works Commission |  | SERC | VACAR | Cumberland | NC | Gas | 50 | 16566 | 16317 | NA | 0.76324 | 1.2288 | -0.034932
BYU Central Heating Gas Plant | -346006 | Operating | 16.5 | Gas Turbine | 2019 | Brigham Young University |  | WECC | NWPP | Utah | UT | Gas | 15 | 10873 | 10853 | 10907 | 84.1096 | 86.3295 | 87.6712
Cogenra Solar Project | -493786 | Operating | 1 | Solar | 2014 | Undisclosed buyer |  | WECC | AZNMSN | Pima | AZ | Solar | 1 | NA | NA | NA | 23.8584 | 24.0868 | 23.2306
Community Pilot Project | -168030 | Operating | 1.5 | Solar | 2011 | Arizona Public Service Company |  | WECC | AZNMSN | Coconino | AZ | Solar | 1.5 | NA | NA | NA | NA | NA | NA
C & C Energy GT | -53574 | Operating | 2.7 | Gas Turbine | 2007 | C & C Energy LLC | MISO | RFC | R-MISO | Calhoun | MI | Biomass | 2.6 | 19392 | 20903 | 19901 | 79.8692 | 69.705 | 65.4417
C.D. McIntosh Jr (Auburndale Repower) | -787025 | Operating | 130 | Gas Turbine | 2020 | Lakeland Electric, Inc. |  | SERC | FP | Polk | FL | Gas | 124.5 | NA | NA | NA | NA | NA | NA
Coronado | -2682 | Operating | 821.8 | Steam Turbine | 1979 | Salt River Project Agricultural Improvement and Power District, Arizona |  | WECC | AZNMSN | Apache | AZ | Coal | 762 | 10977 | 11592 | 11191 | 46.1734 | 44.5505 | 50.9683
Cotton Center Battery Storage Project | -632165 | Operating | 17 | Battery | 2023 | Arizona Public Service Company |  | WECC | AZNMSN | Maricopa | AZ | Energy Storage | 17 | NA | NA | NA | NA | NA | NA
Cotton Center Solar | -169005 | Operating | 17 | Solar | 2011 | Arizona Public Service Company |  | WECC | AZNMSN | Maricopa | AZ | Solar | 17 | NA | NA | NA | 27.633 | 23.3763 | 27.4409
Crosscut Hydro | -2750 | Out of Service | 3 | Hydraulic Turbine | 1939 | Salt River Project Agricultural Improvement and Power District, Arizona |  | WECC | AZNMSN | Maricopa | AZ | Water | NA | NA | NA | NA | NA | NA | NA
Davis | -511485 | Operating | 254.8 | Hydraulic Turbine | 1951 | U.S. Bureau Of Reclamation |  | WECC | AZNMSN | Mohave | AZ | Water | 254.8 | NA | NA | NA | 40.7223 | 47.1973 | 49.9819
Davis Monthan AFB - West Airfield | -761220 | Operating | 12.6 | Solar | 2014 | MN8 Energy, Inc. |  | WECC | AZNMSN | Pima | AZ | Solar | 12.6 | NA | NA | NA | 28.4971 | 24.9882 | 25.0553
Davis-Monthan | -101785 | Operating | 3 | Solar | 2009 | Zions Bancorporation |  | WECC | AZNMSN | Pima | AZ | Solar | 3 | NA | NA | NA | 11.5259 | 14.7793 | 15.1903
Deer Valley SD-Barry Goldwater HS Solar Project | -774844 | Operating | 1.11 | Solar | 2017 | Shell New Energies US LLC |  | WECC | AZNMSN | Maricopa | AZ | Solar | 1.11 | NA | NA | NA | NA | NA | NA
Deer Valley SD-Barry Goldwater HS Solar Project | -774843 | Operating | 1.11 | Solar | 2017 | Silicon Ranch Corporation |  | WECC | AZNMSN | Maricopa | AZ | Solar | 1.11 | NA | NA | NA | NA | NA | NA
DeMoss Petrie Battery Storage Project | -598956 | Operating | 10 | Battery | 2017 | Tucson Electric Power Company |  | WECC | AZNMSN | Pima | AZ | Energy Storage | 10 | NA | NA | NA | NA | NA | NA
C.D. McIntosh Jr CC | -786973 | Operating | 384 | Combined Cycle | 2001 | Lakeland Electric, Inc. |  | SERC | FP | Polk | FL | Gas | 398 | 7208 | 7087 | 7268 | 49.5903 | 66.0835 | 57.6945
C.D. McIntosh Jr CT | -786974 | Operating | 26.6 | Gas Turbine | 1973 | Lakeland Electric, Inc. |  | SERC | FP | Polk | FL | Gas | 19 | 12648 | 13045 | 13519 | 14.2165 | 27.5727 | 5.9721
C.W. Burdick CT | -164445 | Operating | 142.8 | Gas Turbine | 1968 | City of Grand Island, Nebraska | SPP | MRO | MRO-US | Hall | NE | Gas | 94.8 | 32380 | NM | 21705 | 0.62015 | 1.3195 | 0.78837
Dorman Battery Storage Project(AES ES Gilbert) | -663712 | Out of Service | 10 | Battery | 2019 | Ullico Infrastructure Fund, L.P. |  | WECC | AZNMSN | Maricopa | AZ | Energy Storage | NA | NA | NM | NA | 0 | 4.4041 | NA
Dorman Battery Storage Project(AES ES Gilbert) | -663711 | Out of Service | 10 | Battery | 2019 | The AES Corporation |  | WECC | AZNMSN | Maricopa | AZ | Energy Storage | NA | NA | NM | NA | 0 | 4.4041 | NA
Dry Lake | -785783 | Operating | 63 | Wind Turbine | 2009 | Avangrid Renewables, LLC |  | WECC | AZNMSN | Navajo | AZ | Wind | 63 | NA | NA | NA | NA | NA | NA
Dry Lake II | -785812 | Operating | 65.1 | Wind Turbine | 2010 | Avangrid Renewables, LLC |  | WECC | AZNMSN | Navajo | AZ | Wind | 65.1 | NA | NA | NA | NA | NA | NA
Dry Lake II | -214345 | Operating | 65.1 | Wind Turbine | 2010 | Axium Infrastructure Inc. |  | WECC | AZNMSN | Navajo | AZ | Wind | 65.1 | NA | NA | NA | 20.468 | 19.6349 | 20.8899
East Line Solar Farm | -792082 | Operating | 100 | Solar | 2020 | Alberta Investment Management Corporation |  | WECC | AZNMSN | Pinal | AZ | Solar | 100 | NA | NA | NA | 28.9642 | 23.6703 | 31.1283
East Line Solar Farm | -792081 | Operating | 100 | Solar | 2020 | The AES Corporation |  | WECC | AZNMSN | Pinal | AZ | Solar | 100 | NA | NA | NA | 28.9642 | 23.6703 | 31.1283
El Sol Battery Storage Project | -772591 | Operating | 50 | Battery | 2023 | Arizona Public Service Company |  | WECC | AZNMSN | Maricopa | AZ | Energy Storage | 50 | NA | NA | NA | NA | NA | NA
Eleven Mile Energy Storage Project | -770029 | Operating | 300 | Battery | 2024 | Orsted Onshore North America, LLC |  | WECC | AZNMSN | Pinal | AZ | Energy Storage | 300 | NA | NA | NA | NA | NA | NA
Eleven Mile Solar Center | -770017 | Operating | 300 | Solar | 2024 | Orsted Onshore North America, LLC |  | WECC | AZNMSN | Pinal | AZ | Solar | 300 | NA | NA | NA | NA | NA | NA
Cabras Combined Cycle Plant | -428503 | Operating | 1.64 | Combined Cycle | 1996 | Guam Power Authority |  |  |  | Guam | GU | Gas | 1.64 | NA | NA | NA | NA | NA | NA
Flagstaff | -3310 | Operating | 1.31 | Solar | 1997 | Arizona Public Service Company |  | WECC | AZNMSN | Coconino | AZ | Solar | 1.31 | NA | NA | NA | NA | NA | NA
Foothills Battery Storage Project | -632168 | Operating | 38 | Battery | 2023 | Arizona Public Service Company |  | WECC | AZNMSN | Yuma | AZ | Energy Storage | 35 | NA | NA | NA | NA | NA | NA
Foothills Solar Plant | -169846 | Operating | 35 | Solar | 2013 | Arizona Public Service Company |  | WECC | AZNMSN | Yuma | AZ | Solar | 35 | NA | NA | NA | 33.1089 | 31.5897 | 34.0111
Foresight Solar PV Project (FSP Solar One) | -202018 | Operating | 5 | Solar | 2013 | E.ON Climate & Renewables North America Inc. |  | WECC | AZNMSN | Pima | AZ | Solar | 5 | NA | NA | NA | NA | NA | NA
Fort Huachuca Solar Project | -171348 | Operating | 17.7 | Solar | 2014 | Tucson Electric Power Company |  | WECC | AZNMSN | Cochise | AZ | Solar | 18 | NA | NA | NA | 23.5972 | 25.3012 | 25.8384
Gato Montes Solar Power Project (AstroSol Tech Park PV) | -695678 | Operating | 5 | Solar | 2012 | Brookfield Renewable Partners L.P. |  | WECC | AZNMSN | Pima | AZ | Solar | 5 | NA | NA | NA | 14.1895 | NA | NA
Gato Montes Solar Power Project (AstroSol Tech Park PV) | -193280 | Operating | 5 | Solar | 2012 | John Hancock Life Insurance Company (U.S.A) |  | WECC | AZNMSN | Pima | AZ | Solar | 5 | NA | NA | NA | 14.1895 | 17.3767 | 19.0411
Gila Bend (APS) Battery Storage Project | -632169 | Operating | 36 | Battery | 2023 | Arizona Public Service Company |  | WECC | AZNMSN | Maricopa | AZ | Energy Storage | 32 | NA | NA | NA | NA | NA | NA
Gila Bend Solar Power Plant (APS) | -169991 | Operating | 37.4 | Solar | 2014 | Arizona Public Service Company |  | WECC | AZNMSN | Maricopa | AZ | Solar | 36 | NA | NA | NA | 25.378 | 30.9846 | 30.455
Caithness Long Island Energy Center | -411754 | Operating | 348.9 | Combined Cycle | 2009 | Caithness Energy LLC | New York | NPCC | NY | Suffolk | NY | Gas | 365.2 | 7399 | 7436 | 7401 | 77.0307 | 72.6089 | 77.5445
Calabasas Gas-to-Energy Facility | -756838 | Operating | 9.2 | Gas Turbine | 2010 | Los Angeles County California Sanitation District No. 20 | CAISO | WECC | CAMX | Los Angeles | CA | Biomass | 7.2 | 9225 | 14996 | 16914 | 75.149 | 53.3993 | 49.583
Calcasieu Generation | -100457 | Operating | 358.8 | Gas Turbine | 2000 | Entergy Louisiana, LLC | MISO | SERC | DELTA | Calcasieu | LA | Gas | 355.7 | 11506 | 11327 | 11117 | 3.348 | 5.04 | 2.7522
Gillespie Solar Project | -149194 | Operating | 15 | Solar | 2013 | Gamma Genco CV II LLC |  | WECC | AZNMSN | Maricopa | AZ | Solar | 15 | NA | NA | NA | 29.3067 | 27.9368 | 30.3798
Gillespie Solar Project | -149193 | Operating | 15 | Solar | 2013 | Gamma Genco CV II LLC |  | WECC | AZNMSN | Maricopa | AZ | Solar | 15 | NA | NA | NA | 29.3067 | 27.9368 | 30.3798
Glen Canyon | -511497 | Operating | 1312 | Hydraulic Turbine | 1964 | U.S. Bureau Of Reclamation |  | WECC | RMPA | Coconino | AZ | Water | 1312 | NA | NA | NA | 29.2623 | 22.0728 | 26.8569
Glendale Airport | -3586 | Operating | 0.07 | Solar | 1999 | Arizona Public Service Company |  | WECC | AZNMSN | Maricopa | AZ | Solar | 0.07 | NA | NA | NA | NA | NA | NA
Gray Hawk Solar Project (Kingman Solar) | -798021 | Operating | 55 | Solar | 2018 | D. E. Shaw Renewable Investments, L.L.C. |  | WECC | AZNMSN | Mohave | AZ | Solar | 55 | NA | NA | NA | NA | NA | NA
Gray Hawk Solar Project (Kingman Solar) | -798020 | Operating | 55 | Solar | 2018 | Macquarie Asset Management Pty Limited |  | WECC | AZNMSN | Mohave | AZ | Solar | 55 | NA | NA | NA | NA | NA | NA
Caledonia Power Project | -14594 | Operating | 801 | Combined Cycle | 2003 | Tennessee Valley Authority |  | SERC | CENTRL | Lowndes | MS | Gas | 876 | 6969 | 6925 | 6932 | 50.7938 | 60.7572 | 56.8164
Calgary - Mercury | -641016 | Operating | 5.83 | Gas Turbine | 2000 | Orleans Oil & Gas Inc. | Alberta | WECC | WECCCN |  |  | Gas | 5.83 | NA | NA | NA | NA | NA | NA
H. Wilson Sundt Generating Station | -220301 | Operating | 286.9 | Steam Turbine | 1958 | Tucson Electric Power Company |  | WECC | AZNMSN | Pima | AZ | Gas | 260 | 11877 | 11656 | 10829 | 34.9175 | 23.6145 | 20.2161
Calgary CT | -37167 | Operating | 3.4 | Gas Turbine | 1995 | BP Canada Energy Group ULC | Alberta | WECC | WECCCN |  |  | Gas | 3.4 | NA | NA | NA | NA | NA | NA
Calgary Energy Centre (Balzac) | -763853 | Operating | 300 | Combined Cycle | 2003 | ENMAX Energy Corporation | Alberta | WECC | WECCCN |  |  | Gas | 300 | NA | NA | NA | NA | NA | NA
Harquahala 2 BESS Project | -807847 | Operating | NA | Battery | 2025 | Copia Power |  | WECC | AZNMSN | Maricopa | AZ | Energy Storage | 300 | NA | NA | NA | NA | NA | NA
Harquahala 2 Solar Project | -807972 | Operating | NA | Solar | 2025 | Copia Power |  | WECC | AZNMSN | Maricopa | AZ | Solar | 300 | NA | NA | NA | NA | NA | NA
Harquahala Sun Solar Project | -807923 | Operating | NA | Solar | 2025 | Copia Power |  | WECC | AZNMSN | Maricopa | AZ | Solar | 150 | NA | NA | NA | NA | NA | NA
Headgate Rock | -3859 | Operating | 19.5 | Hydraulic Turbine | 1993 | Colorado River Indian Irr Proj |  | WECC | AZNMSN | La Paz | AZ | Water | 19.5 | NA | NA | NA | 18.8918 | 33.0207 | 40.3887
Horse Mesa | -4001 | Operating | 99.8 | Pumped Storage | 1972 | Salt River Project Agricultural Improvement and Power District, Arizona |  | WECC | AZNMSN | Maricopa | AZ | Water | 119 | NA | NA | NA | 14.2738 | 9.9625 | 13.4918
Horse Mesa Hydro | -13142 | Operating | 29.7 | Hydraulic Turbine | 1927 | Salt River Project Agricultural Improvement and Power District, Arizona |  | WECC | AZNMSN | Maricopa | AZ | Water | 31 | NA | NA | NA | 8.1776 | 2.4125 | 1.5932
Hyder Battery Storage Project | -632166 | Operating | 16 | Battery | 2023 | Arizona Public Service Company |  | WECC | AZNMSN | Yuma | AZ | Energy Storage | 16 | NA | NA | NA | NA | NA | NA
Hyder II Hybrid Battery Storage Project | -632170 | Operating | 14 | Battery | 2023 | Arizona Public Service Company |  | WECC | AZNMSN | Yuma | AZ | Energy Storage | 14 | NA | NA | NA | NA | NA | NA
Hyder Solar Facility-II | -169809 | Operating | 14 | Solar | 2013 | Arizona Public Service Company |  | WECC | AZNMSN | Yuma | AZ | Solar | 14 | NA | NA | NA | 24.6747 | 28.0822 | 31.0421
Hyder Solar Plant | -169148 | Operating | 22 | Solar | 2011 | Arizona Public Service Company |  | WECC | AZNMSN | Yuma | AZ | Solar | 22 | NA | NA | NA | 20.8712 | 20.8754 | 21.071
Hyder Solar Project | -750011 | Operating | 36 | Solar | 2024 | Repsol, S.A. |  | WECC | AZNMSN | Maricopa | AZ | Solar | 36 | NA | NA | NA | NA | NA | NA
Hyder Solar Project | -750010 | Operating | 36 | Solar | 2024 | Hecate Energy LLC |  | WECC | AZNMSN | Maricopa | AZ | Solar | 36 | NA | NA | NA | NA | NA | NA
Intel - Ocotillo Campus Solar | -173309 | Operating | 9.1 | Solar | 2017 | Tesla Energy Operations, Inc. |  | WECC | AZNMSN | Maricopa | AZ | Solar | 9.1 | NA | NA | NA | 13.3813 | 11.5121 | 11.541
Iron Horse Farm Battery Storage Project (UA Tech Park) | -628589 | Operating | 10 | Battery | 2017 | E.ON Climate & Renewables North America Inc. |  | WECC | AZNMSN | Pima | AZ | Energy Storage | 10 | NA | NM | NM | 0 | 1.7249 | 0.63927
Iron Horse Solar Farm (UA Tech Park Solar Energy Facility) | -202035 | Operating | 2 | Solar | 2017 | E.ON Climate & Renewables North America Inc. |  | WECC | AZNMSN | Pima | AZ | Solar | 2 | NA | NA | NA | 26.1872 | 12.266 | 19.0811
Jewish Community Center PV | -170949 | Operating | 1.1 | Solar | 2012 | Scottsdale Solar Holdings LLC |  | WECC | AZNMSN | Maricopa | AZ | Solar | 1.2 | NA | NA | NA | 19.121 | 20.7858 | 20.0628
Jewish Community Center PV | -87665 | Operating | 1.1 | Solar | 2012 | Scottsdale Solar Holdings LLC |  | WECC | AZNMSN | Maricopa | AZ | Solar | 1.2 | NA | NA | NA | 19.121 | 20.7858 | 20.0628
Kayenta Solar Facility (Navajo Community) | -199849 | Operating | 55.3 | Solar | 2017 | Navajo Tribal Utility Authority Company |  | WECC | AZNMSN | Navajo | AZ | Solar | 55.3 | NA | NA | NA | 21.1165 | 21.8807 | 25.912
Kingman Solar Power Plant | -695649 | Operating | 0.5 | Solar | 2011 | Western Wind Energy Corp. |  | WECC | AZNMSN | Mohave | AZ | Solar | 0.5 | NA | NA | NA | 18.4932 | NA | NA
Kingman Wind Farm (Steel Park) | -695648 | Operating | 10 | Wind Turbine | 2011 | Western Wind Energy Corp. |  | WECC | AZNMSN | Mohave | AZ | Wind | 10 | NA | NA | NA | 19.7078 | NA | NA
KUSD Solar Project - La Senita | -78049 | Operating | 1 | Solar | 2011 | Unisource Energy Services, Inc. |  | WECC | AZNMSN | Mohave | AZ | Solar | 1 | NA | NA | NA | 10.6279 | 20.4795 | 23.7557
Kyrene | -4493 | Mothballed | 108 | Steam Turbine | 1952 | Salt River Project Agricultural Improvement and Power District, Arizona |  | WECC | AZNMSN | Maricopa | AZ | Gas | NA | NA | NA | NA | NA | NA | NA
Calgary Energy Centre Project(CEC) | -789094 | Operating | 55 | Combined Cycle | 2010 | Atlantica Sustainable Infrastructure Limited | Alberta | WECC | WECCCN |  |  | Gas | 55 | NA | NA | NA | NA | NA | NA
Calhoun Energy Center | -493718 | Operating | 748 | Gas Turbine | 2003 | Alabama Power Company |  | SERC | SOU | Calhoun | AL | Gas | 780 | 14360 | 10988 | NA | 0.37374 | 7.5075 | NA
Los Reales Landfill | -78050 | Operating | 5 | Steam Turbine | 1999 | Tucson Electric Power Company |  | WECC | AZNMSN | Pima | AZ | Biomass | 5 | NA | NA | NA | NA | NA | NA
Luke Air Force Base Solar Project | -168722 | Operating | 10 | Solar | 2015 | Arizona Public Service Company |  | WECC | AZNMSN | Maricopa | AZ | Solar | 10 | NA | NA | NA | 37.4053 | 37.4098 | 35.1267
Macys Goodyear Solar PV System Project | -794113 | Operating | 3.1 | Solar | 2010 | Macy's, Inc. |  | WECC | AZNMSN | Maricopa | AZ | Solar | 3.1 | NA | NA | NA | 0 | 11.4155 | 11.0535
Maricopa Community Colleges (Estrella Mountain) | -177042 | Operating | 1.8 | Solar | 2019 | Tesla Energy Operations, Inc. |  | WECC | AZNMSN | Maricopa | AZ | Solar | 1.8 | NA | NA | NA | 26.3952 | 23.8267 | 25.279
McFarland A Battery Storage Project | -752645 | Operating | 100 | Battery | 2023 | PIP5 LUMOS LLC | CAISO | WECC | CAMX | Yuma | AZ | Energy Storage | 100 | NA | NA | NA | NA | NA | NA
McFarland A Battery Storage Project | -752644 | Operating | 100 | Battery | 2023 | Aes Clean Energy Development Holdings, Llc | CAISO | WECC | CAMX | Yuma | AZ | Energy Storage | 100 | NA | NA | NA | NA | NA | NA
McFarland A Solar Project | -752647 | Operating | 200 | Solar | 2023 | PIP5 LUMOS LLC | CAISO | WECC | CAMX | Yuma | AZ | Solar | 200 | NA | NA | NA | NA | NA | NA
McFarland A Solar Project | -752646 | Operating | 200 | Solar | 2023 | Aes Clean Energy Development Holdings, Llc | CAISO | WECC | CAMX | Yuma | AZ | Solar | 200 | NA | NA | NA | NA | NA | NA
McFarland B Battery Storage Project | -784420 | Operating | 150 | Battery | 2023 | PIP5 LUMOS LLC | CAISO | WECC | CAMX | Yuma | AZ | Energy Storage | 150 | NA | NA | NA | NA | NA | NA
McFarland B Battery Storage Project | -784419 | Operating | 150 | Battery | 2023 | Aes Clean Energy Development Holdings, Llc | CAISO | WECC | CAMX | Yuma | AZ | Energy Storage | 150 | NA | NA | NA | NA | NA | NA
McFarland B Solar Project | -793456 | Operating | 300 | Solar | 2023 | PIP5 LUMOS LLC | CAISO | WECC | CAMX | Yuma | AZ | Solar | 300 | NA | NA | NA | NA | NA | NA
McFarland B Solar Project | -793455 | Operating | 300 | Solar | 2023 | Aes Clean Energy Development Holdings, Llc | CAISO | WECC | CAMX | Yuma | AZ | Solar | 300 | NA | NA | NA | NA | NA | NA
McFarland C Battery Project | -808690 | Operating | NA | Battery | 2025 | PIP5 LUMOS LLC |  | WECC | AZNMSN | Yuma | AZ | Energy Storage | 185 | NA | NA | NA | NA | NA | NA
McFarland C Battery Project | -808689 | Operating | NA | Battery | 2025 | Aes Clean Energy Development Holdings, Llc |  | WECC | AZNMSN | Yuma | AZ | Energy Storage | 185 | NA | NA | NA | NA | NA | NA
McNeal Batery Storage Project | -677292 | Operating | 20 | Battery | 2023 | Silicon Ranch Corporation |  | WECC | AZNMSN | Cochise | AZ | Energy Storage | 20 | NA | NA | NA | 0 | NA | NA
McNeal Solar Project | -676699 | Operating | 20 | Solar | 2023 | Silicon Ranch Corporation |  | WECC | AZNMSN | Cochise | AZ | Solar | 20 | NA | NA | NA | NA | NA | NA
Mesa Carport PV | -378088 | Operating | 4.6 | Solar | 2020 | Apple Inc. |  | WECC | AZNMSN | Maricopa | AZ | Solar | 4.6 | NA | NA | NA | 19.997 | 20.9053 | 19.4635
Mesquite 4 Battery Energy Storage System | -750892 | Operating | 10 | Battery | 2024 | Consolidated Edison Development, Inc. |  | WECC | CAMX | Maricopa | AZ | Energy Storage | 10 | NA | NA | NA | NA | NA | NA
Mesquite 5 Battery Storage Project | -670922 | Operating | 60 | Battery | 2023 | Consolidated Edison Development, Inc. |  | WECC | AZNMSN | Maricopa | AZ | Energy Storage | 60 | NA | NA | NA | 6.0923 | NA | NA
Calhoun Project (Port Comfort) | -807430 | Operating | 121 | Gas Turbine | 2017 | NRG Energy, Inc. | ERCOT | TRE | TRE | Calhoun | TX | Gas | 92 | NA | NA | NA | NA | NA | NA
California Institute of Technology | -756786 | Operating | 13 | Combined Cycle | 1982 | California Institute of Technology | CAISO | WECC | CAMX | Los Angeles | CA | Gas | 12 | 40495 | 22371 | 13536 | 15.0542 | 28.8432 | 78.5797
Mesquite Solar | -521378 | Operating | 170 | Solar | 2011 | Consolidated Edison Development, Inc. | CAISO | WECC | CAMX | Maricopa | AZ | Solar | 170 | NA | NA | NA | 27.1223 | NA | NA
Mesquite Solar 2 | -521449 | Operating | 100 | Solar | 2016 | Consolidated Edison Development, Inc. | CAISO | WECC | CAMX | Maricopa | AZ | Solar | 100 | NA | NA | NA | 31.324 | NA | NA
Mesquite Solar 3 Project | -521450 | Operating | 150 | Solar | 2016 | Consolidated Edison Development, Inc. |  | WECC | AZNMSN | Maricopa | AZ | Solar | 150 | NA | NA | NA | 35.131 | NA | NA
Mesquite Solar 4 Project | -751633 | Operating | 52.5 | Solar | 2023 | Consolidated Edison Development, Inc. |  | WECC | CAMX | Maricopa | AZ | Solar | 52.5 | NA | NA | NA | NA | NA | NA
Mesquite Solar 5 Project | -670921 | Operating | 60 | Solar | 2023 | Consolidated Edison Development, Inc. |  | WECC | AZNMSN | Maricopa | AZ | Solar | 60 | NA | NA | NA | 11.1728 | NA | NA
Mohave Energy Hybrid Battery Storage Project | -752543 | Operating | 15 | Battery | 2023 | EDP Renewables North America LLC |  | WECC | AZNMSN | Mohave | AZ | Energy Storage | 15 | NA | NA | NA | NA | NA | NA
Mohave Energy Hybrid Battery Storage Project | -752542 | Operating | 15 | Battery | 2023 | EDP Renewables North America LLC |  | WECC | AZNMSN | Mohave | AZ | Energy Storage | 15 | NA | NA | NA | NA | NA | NA
Mohave Energy Hybrid Solar Project | -752539 | Operating | 17.6 | Solar | 2023 | EDP Renewables North America LLC |  | WECC | AZNMSN | Mohave | AZ | Solar | 17.6 | NA | NA | NA | NA | NA | NA
Mohave Energy Hybrid Solar Project | -752538 | Operating | 17.6 | Solar | 2023 | EDP Renewables North America LLC |  | WECC | AZNMSN | Mohave | AZ | Solar | 17.6 | NA | NA | NA | NA | NA | NA
Mohave Sunrise Solar 2 Project | -396697 | Operating | 10.9 | Solar | 2016 | Constellation Solar Arizona 2, LLC |  | WECC | AZNMSN | Mohave | AZ | Solar | 10.9 | NA | NA | NA | 17.9192 | 10.053 | NA
Mohave Sunrise Solar Project | -396537 | Operating | 4.4 | Solar | 2015 | Constellation Energy Resources, LLC |  | WECC | AZNMSN | Mohave | AZ | Solar | 4.4 | NA | NA | NA | 21.2303 | 24.904 | NA
Mormon Flat | -5231 | Operating | 54.3 | Pumped Storage | 1971 | Salt River Project Agricultural Improvement and Power District, Arizona |  | WECC | AZNMSN | Maricopa | AZ | Water | 57.3 | NA | NA | NA | 13.5074 | 10.4977 | 13.8471
Mormon Flat Hydro | -13165 | Operating | 9.2 | Hydraulic Turbine | 1926 | Salt River Project Agricultural Improvement and Power District, Arizona |  | WECC | AZNMSN | Maricopa | AZ | Water | 11.5 | NA | NA | NA | 17.2603 | 2.1709 | 1.6945
Municipal Rooftops | -5276 | Operating | 0.1 | Solar | 1999 | Arizona Public Service Company |  | WECC | AZNMSN |  | AZ | Solar | 0.1 | NA | NA | NA | NA | NA | NA
Neely Wastewater Reclamation Facility (Gilbert Solar I) | -92897 | Operating | 2 | Solar | 2011 | WPS Power Development, LLC |  | WECC | AZNMSN | Maricopa | AZ | Solar | 2.5 | NA | NA | NA | 16.2785 | 13.274 | 16.8402
CalPeak Power Enterprise Peaker Plant | -182122 | Operating | 58.9 | Gas Turbine | 2001 | Avenue Capital Group, LLC | CAISO | WECC | CAMX | San Diego | CA | Gas | 48.1 | 11148 | 10766 | 10739 | 1.2977 | 3.6983 | 5.1714
Northwest Regional Landfill Power Plant | -170201 | Operating | 3.2 | Internal Combustion | 2012 | WM Renewable Energy, LLC |  | WECC | AZNMSN | Maricopa | AZ | Biomass | 3.2 | 12004 | 11330 | 11202 | 62.6784 | 66.367 | 69.4563
Calpine Bosque Energy Center(Thad Hill) | -745092 | Operating | 807 | Combined Cycle | 2001 | Calpine Corporation | ERCOT | TRE | TRE | Bosque | TX | Gas | 801 | 6978 | 6994 | 7075 | 69.3314 | 64.203 | 56.5303
Palo Verde | -648340 | Operating | 4209.6 | Nuclear | 1986 | Public Service Company of New Mexico | CAISO | WECC | AZNMSN | Maricopa | AZ | Nuclear | 4003 | NA | NA | NA | 89.8943 | NA | NA
Palo Verde | -648339 | Operating | 4209.6 | Nuclear | 1986 | Salt River Project Agricultural Improvement and Power District, Arizona | CAISO | WECC | AZNMSN | Maricopa | AZ | Nuclear | 4003 | NA | NA | NA | 89.8943 | NA | NA
Palo Verde | -548043 | Operating | 4209.6 | Nuclear | 1986 | El Paso Electric Company | CAISO | WECC | AZNMSN | Maricopa | AZ | Nuclear | 4003 | NA | NA | NA | 89.8943 | 91.0926 | 90.2002
Palo Verde | -100448 | Operating | 4209.6 | Nuclear | 1986 | City of Burbank, California | CAISO | WECC | AZNMSN | Maricopa | AZ | Nuclear | 4003 | NA | NA | NA | 89.8943 | 91.0926 | 90.2002
Palo Verde | -100447 | Operating | 4209.6 | Nuclear | 1986 | City of Banning, California | CAISO | WECC | AZNMSN | Maricopa | AZ | Nuclear | 4003 | NA | NA | NA | 89.8943 | 91.0926 | 90.2002
Palo Verde | -100446 | Operating | 4209.6 | Nuclear | 1986 | City of Glendale, California | CAISO | WECC | AZNMSN | Maricopa | AZ | Nuclear | 4003 | NA | NA | NA | 89.8943 | 91.0926 | 90.2002
Palo Verde | -100445 | Operating | 4209.6 | Nuclear | 1986 | City of Colton, California | CAISO | WECC | AZNMSN | Maricopa | AZ | Nuclear | 4003 | NA | NA | NA | 89.8943 | 91.0926 | 90.2002
Palo Verde | -100444 | Operating | 4209.6 | Nuclear | 1986 | City of Azusa, California | CAISO | WECC | AZNMSN | Maricopa | AZ | Nuclear | 4003 | NA | NA | NA | 89.8943 | 91.0926 | 90.2002
Palo Verde | -100443 | Operating | 4209.6 | Nuclear | 1986 | City of Vernon, California | CAISO | WECC | AZNMSN | Maricopa | AZ | Nuclear | 4003 | NA | NA | NA | 89.8943 | 91.0926 | 90.2002
Palo Verde | -100442 | Operating | 4209.6 | Nuclear | 1986 | Imperial Irrigation District | CAISO | WECC | AZNMSN | Maricopa | AZ | Nuclear | 4003 | NA | NA | NA | 89.8943 | 91.0926 | 90.2002
Palo Verde | -100441 | Operating | 4209.6 | Nuclear | 1986 | City of Riverside, California | CAISO | WECC | AZNMSN | Maricopa | AZ | Nuclear | 4003 | NA | NA | NA | 89.8943 | 91.0926 | 90.2002
Palo Verde | -100440 | Operating | 4209.6 | Nuclear | 1986 | City of Pasadena, California | CAISO | WECC | AZNMSN | Maricopa | AZ | Nuclear | 4003 | NA | NA | NA | 89.8943 | 91.0926 | 90.2002
Palo Verde | -5725 | Operating | 4209.6 | Nuclear | 1986 | Southern California Edison Company | CAISO | WECC | AZNMSN | Maricopa | AZ | Nuclear | 4003 | NA | NA | NA | 89.8943 | 91.0926 | 90.2002
Palo Verde | -5722 | Operating | 4209.6 | Nuclear | 1986 | Arizona Public Service Company | CAISO | WECC | AZNMSN | Maricopa | AZ | Nuclear | 4003 | NA | NA | NA | 89.8943 | 91.0926 | 90.2002
Palo Verde | -5721 | Operating | 4209.6 | Nuclear | 1986 | Los Angeles Department of Water and Power, California | CAISO | WECC | AZNMSN | Maricopa | AZ | Nuclear | 4003 | NA | NA | NA | 89.8943 | 91.0926 | 90.2002
Paloma Battery Storage Project | -632167 | Operating | 17 | Battery | 2023 | Arizona Public Service Company |  | WECC | AZNMSN | Maricopa | AZ | Energy Storage | 17 | NA | NA | NA | NA | NA | NA
Paloma Solar Plant | -169269 | Operating | 17 | Solar | 2011 | Arizona Public Service Company |  | WECC | AZNMSN | Maricopa | AZ | Solar | 17 | NA | NA | NA | 26.1644 | 21.8763 | 25.6538
Paradise Valley H.S. PV | -171006 | Operating | 1.3 | Solar | 2013 | AZ Solar I, LLC |  | WECC | AZNMSN | Maricopa | AZ | Solar | 1.4 | NA | NA | NA | 16.7074 | 19.121 | 20.6866
Paradise Valley H.S. PV | -87664 | Operating | 1.3 | Solar | 2013 | AZ Solar I, LLC |  | WECC | AZNMSN | Maricopa | AZ | Solar | 1.4 | NA | NA | NA | 16.7074 | 19.121 | 20.6866
Perrin Ranch Wind Energy Center | -787370 | Operating | 99.2 | Wind Turbine | 2012 | XPLR Infrastructure, LP |  | WECC | AZNMSN | Coconino | AZ | Wind | 99.2 | NA | NA | NA | 25.581 | 24.1364 | 23.9792
Perrin Ranch Wind Energy Center | -119009 | Operating | 99.2 | Wind Turbine | 2012 | NextEra Energy Equity Partners, LP |  | WECC | AZNMSN | Coconino | AZ | Wind | 99.2 | NA | NA | NA | 25.581 | 24.1364 | 23.9792
Phoenix Airport East Economy Lot | -172094 | Operating | 1.1 | Solar | 2012 | SunPower Corporation, Systems |  | WECC | AZNMSN | Maricopa | AZ | Solar | 1 | NA | NA | NA | 9.6804 | 13.8128 | 17.363
Phoenix Airport East Economy Lot | -172093 | Operating | 1.1 | Solar | 2012 | SunPower Corporation, Systems |  | WECC | AZNMSN | Maricopa | AZ | Solar | 1 | NA | NA | NA | 9.6804 | 13.8128 | 17.363
Phoenix Airport Rental Car Center | -172057 | Operating | 1.6 | Solar | 2012 | SunPower Corporation, Systems |  | WECC | AZNMSN | Maricopa | AZ | Solar | 1.4 | NA | NA | NA | 22.0646 | 35.5512 | 47.6761
Phoenix Airport Rental Car Center | -172056 | Operating | 1.6 | Solar | 2012 | SunPower Corporation, Systems |  | WECC | AZNMSN | Maricopa | AZ | Solar | 1.4 | NA | NA | NA | 22.0646 | 35.5512 | 47.6761
Phoenix Solar | -167397 | Operating | 3.05 | Solar | 2003 | Arizona Public Service Company |  | WECC | AZNMSN | Maricopa | AZ | Solar | 3.05 | NA | NA | NA | NA | NA | NA
Phoenix Solar Project | -757227 | Operating | 2.4 | Solar | 2010 | Cowley Companies |  | WECC | AZNMSN | Maricopa | AZ | Solar | 2.4 | NA | NA | NA | NA | NA | NA
Picture Rocks Solar (Avra Valley-FRV Tucson) | -161212 | Operating | 20 | Solar | 2012 | SEH Picture Rocks Holdings, LLC |  | WECC | AZNMSN | Pima | AZ | Solar | 20 | NA | NA | NA | 27.96 | 30.0753 | 29.2152
Pima Battery Storage Project | -173521 | Operating | 10 | Battery | 2017 | NextEra Energy Resources, LLC |  | WECC | AZNMSN | Pima | AZ | Energy Storage | 10 | NA | NM | NM | 0.03653 | 0.063927 | 0.091324
Pima Community College East Campus Solar | -204465 | Operating | 1.1 | Solar | 2019 | Tesla Energy Operations, Inc. |  | WECC | AZNMSN | Pima | AZ | Solar | 1.1 | NA | NA | NA | 24.9481 | 15.6808 | 12.4533
Pima Community College Northwest Campus Solar | -763208 | Operating | 1.3 | Solar | 2019 | Onyx Renewable Partners L.P. |  | WECC | AZNMSN | Pima | AZ | Solar | 1.3 | NA | NA | NA | 26.7826 | 27.2743 | 26.8353
Pima Community College Northwest Campus Solar | -323497 | Operating | 1.3 | Solar | 2019 | Onyx Renewable Partners L.P. |  | WECC | AZNMSN | Pima | AZ | Solar | 1.3 | NA | NA | NA | 26.7826 | 27.2743 | 26.8353
Pima Community College Solar | -173377 | Operating | 1.3 | Solar | 2017 | Tesla Energy Operations, Inc. |  | WECC | AZNMSN | Pima | AZ | Solar | 1.3 | NA | NA | NA | 13.6635 | 25.7113 | 24.3151
Pima County Solar Project (Tucson) (FSP Solar Two) | -202023 | Operating | 14 | Solar | 2012 | E.ON Climate & Renewables North America Inc. |  | WECC | AZNMSN | Pima | AZ | Solar | 14 | NA | NA | NA | NA | NA | NA
Pinal Central Battery Storage Project | -591499 | Operating | 10 | Battery | 2018 | NextEra Energy Resources, LLC |  | WECC | AZNMSN | Pinal | AZ | Energy Storage | 10 | NA | NM | NM | 15.3687 | 15.5765 | 16.2237
Pinal Central Solar Energy Center | -162155 | Operating | 20 | Solar | 2018 | NextEra Energy Resources, LLC |  | WECC | AZNMSN | Pinal | AZ | Solar | 20 | NA | NA | NA | 32.8293 | 35.9092 | 35.0645
Pleasant WTP Solar Project (City of Phoenix Lake) | -170320 | Operating | 6.5 | Solar | 2012 | SunPower Corporation, Systems |  | WECC | AZNMSN | Maricopa | AZ | Solar | 6 | NA | NA | NA | 27.3782 | 28.4228 | 27.5552
Pleasant WTP Solar Project (City of Phoenix Lake) | -170319 | Operating | 6.5 | Solar | 2012 | SunPower Corporation, Systems |  | WECC | AZNMSN | Maricopa | AZ | Solar | 6 | NA | NA | NA | 27.3782 | 28.4228 | 27.5552
Poseidon Solar Project (Copper Crossing Ranch) | -785809 | Operating | 20 | Solar | 2011 | Avangrid Renewables, LLC |  | WECC | AZNMSN | Pinal | AZ | Solar | 20 | NA | NA | NA | NA | NA | NA
Poseidon Solar Project (Copper Crossing Ranch) | -214342 | Operating | 20 | Solar | 2011 | Axium Infrastructure Inc. |  | WECC | AZNMSN | Pinal | AZ | Solar | 20 | NA | NA | NA | 29.3145 | 29.915 | 29.1729
Prairie Fire Battery Storage Project | -591394 | Operating | 1 | Battery | 2017 | Tucson Electric Power Company |  | WECC | AZNMSN | Pima | AZ | Energy Storage | 1 | NA | NA | NA | NA | NA | NA
Prairie Fire Solar Plant | -78057 | Operating | 4.5 | Solar | 2012 | Tucson Electric Power Company |  | WECC | AZNMSN | Pima | AZ | Solar | 4.5 | NA | NA | NA | 19.1147 | 20.9513 | 22.2451
Prescott Airport Solar | -10741 | Operating | 3 | Solar | 2002 | Arizona Public Service Company |  | WECC | AZNMSN | Yavapai | AZ | Solar | 3 | NA | NA | NA | 9.9962 | 14.9353 | 17.3858
Prescott Solar Facility | -169174 | Operating | 10.8 | Solar | 2011 | Sun Edison LLC |  | WECC | AZNMSN | Yavapai | AZ | Solar | 10.8 | NA | NA | NA | 24.1787 | 24.166 | 24.0476
PSEG Badger 1 Solar Farm | -356461 | Operating | 14.8 | Solar | 2013 | Quattro Solar, LLC |  | WECC | AZNMSN | Maricopa | AZ | Solar | 14.8 | NA | NA | NA | 25.6201 | 29.5832 | 29.2361
PSEG Queen Creek Solar Farm | -356454 | Operating | 19 | Solar | 2012 | Quattro Solar, LLC |  | WECC | AZNMSN | Maricopa | AZ | Solar | 18.6 | NA | NA | NA | 28.5044 | 27.0603 | 29.8062
Punkin Center Battery Storage Project | -173468 | Operating | 2 | Battery | 2018 | Arizona Public Service Company |  | WECC | AZNMSN | Gila | AZ | Energy Storage | 2 | NA | NA | NA | 0 | 0 | 0
Raptor Ridge Solar Project | -516634 | Operating | 12.5 | Solar | 2022 | Tucson Electric Power Company |  | WECC | AZNMSN | Pima | AZ | Solar | 12.5 | NA | NA | NA | 30.5991 | 16.9872 | NA
Red Horse 2 Solar Farm | -797994 | Operating | 51 | Solar | 2015 | D. E. Shaw Renewable Investments, L.L.C. |  | WECC | AZNMSN | Cochise | AZ | Solar | 51 | NA | NA | NA | NA | NA | NA
Red Horse 2 Solar Farm | -797993 | Operating | 51 | Solar | 2015 | Macquarie Asset Management Pty Limited |  | WECC | AZNMSN | Cochise | AZ | Solar | 51 | NA | NA | NA | NA | NA | NA
Red Horse 2 Wind Farm | -170479 | Operating | 30 | Wind Turbine | 2015 | D.E. Shaw & Co. Holdings LP |  | WECC | AZNMSN | Cochise | AZ | Wind | 30 | NA | NA | NA | 26.0727 | 25.1587 | 24.132
Red Horse 3 Solar Farm | -798012 | Operating | 30 | Solar | 2016 | D. E. Shaw Renewable Investments, L.L.C. |  | WECC | AZNMSN | Cochise | AZ | Solar | 30 | NA | NA | NA | NA | NA | NA
Red Horse 3 Solar Farm | -798011 | Operating | 30 | Solar | 2016 | Macquarie Asset Management Pty Limited |  | WECC | AZNMSN | Cochise | AZ | Solar | 30 | NA | NA | NA | NA | NA | NA
Red Rock Solar Project | -172745 | Operating | 40 | Solar | 2017 | Arizona Public Service Company |  | WECC | AZNMSN | Pinal | AZ | Solar | 40 | NA | NA | NA | 7.4135 | 30.0648 | 33.7862
Calpine Bosque Energy Center(Thad Hill) | -745091 | Operating | 807 | Combined Cycle | 2001 | Calpine Corporation | ERCOT | TRE | TRE | Bosque | TX | Gas | 801 | 6978 | 6994 | 7075 | 69.3314 | 64.203 | 56.5303
Rio Rico Project | -78058 | Operating | 6 | Solar | 2014 | Unisource Energy Services, Inc. |  | WECC | AZNMSN | Santa Cruz | AZ | Solar | 6 | NA | NA | NA | 8.1469 | 14.9524 | 18.6986
Roger Road Solar PV Project | -169050 | Operating | 1.1 | Solar | 2010 | Sun Edison LLC |  | WECC | AZNMSN | Pima | AZ | Solar | 0.9 | NA | NA | NA | 14.3582 | 14.967 | 15.2588
Roosevelt | -6368 | Operating | 36 | Hydraulic Turbine | 1973 | Salt River Project Agricultural Improvement and Power District, Arizona |  | WECC | AZNMSN | Maricopa | AZ | Water | 36 | NA | NA | NA | 31.3372 | 24.0727 | 20.3463
Saddle Mountain Solar Project | -763707 | Operating | 15 | Solar | 2012 | Shell New Energies US LLC |  | WECC | AZNMSN | Maricopa | AZ | Solar | 15 | NA | NA | NA | 23.519 | 25.6492 | 26.0753
Saddle Mountain Solar Project | -763706 | Operating | 15 | Solar | 2012 | Silicon Ranch Corporation |  | WECC | AZNMSN | Maricopa | AZ | Solar | 15 | NA | NA | NA | 23.519 | 25.6492 | 26.0753
Calumet Energy Team | -136043 | Operating | 312.8 | Gas Turbine | 2002 | Dynegy Power America, Inc. | PJM | RFC | R-PJM | Cook | IL | Gas | 352 | 20958 | 10327 | 8580 | 0.069758 | 0.27261 | 0.62746
Saint Battery Storage Project | -787516 | Operating | 100 | Battery | 2023 | XPLR Infrastructure, LP |  | WECC | AZNMSN | Pinal | AZ | Energy Storage | 100 | NA | NA | NA | 1.1231 | NA | NA
Saint Battery Storage Project | -704358 | Operating | 100 | Battery | 2023 | Florida Power & Light Company |  | WECC | AZNMSN | Pinal | AZ | Energy Storage | 100 | NA | NA | NA | 1.1231 | NA | NA
Saint Solar Project | -787430 | Operating | 100 | Solar | 2020 | XPLR Infrastructure, LP |  | WECC | AZNMSN | Pinal | AZ | Solar | 100 | NA | NA | NA | 30.0542 | 33.8426 | 34.0144
Saint Solar Project | -591598 | Operating | 100 | Solar | 2020 | Colleges of Applied Arts and Technology Pension Plan |  | WECC | AZNMSN | Pinal | AZ | Solar | 100 | NA | NA | NA | 30.0542 | 33.8426 | 34.0144
Saint Solar Project | -591597 | Operating | 100 | Solar | 2020 | Healthcare of Ontario Pension Plan |  | WECC | AZNMSN | Pinal | AZ | Solar | 100 | NA | NA | NA | 30.0542 | 33.8426 | 34.0144
Saint Solar Project | -591596 | Operating | 100 | Solar | 2020 | Keskinäinen työeläkevakuutusyhtiö Varma |  | WECC | AZNMSN | Pinal | AZ | Solar | 100 | NA | NA | NA | 30.0542 | 33.8426 | 34.0144
Saint Solar Project | -591595 | Operating | 100 | Solar | 2020 | KKR & Co. Inc. |  | WECC | AZNMSN | Pinal | AZ | Solar | 100 | NA | NA | NA | 30.0542 | 33.8426 | 34.0144
Saint Solar Project | -296482 | Operating | 100 | Solar | 2020 | Florida Power & Light Company |  | WECC | AZNMSN | Pinal | AZ | Solar | 100 | NA | NA | NA | 30.0542 | 33.8426 | 34.0144
Salome Solar Project | -218267 | Operating | 32.5 | Solar | 2019 | Origis Energy USA Inc. |  | WECC | AZNMSN | La Paz | AZ | Solar | 32.5 | NA | NA | NA | 28.7597 | 27.4447 | 30.83
Sandstone Solar Project | -793208 | Operating | 45 | Solar | 2015 | Alberta Investment Management Corporation |  | WECC | AZNMSN | Pinal | AZ | Solar | 43 | NA | NA | NA | 29.4959 | 30.9406 | 31.6693
Sandstone Solar Project | -793207 | Operating | 45 | Solar | 2015 | The AES Corporation |  | WECC | AZNMSN | Pinal | AZ | Solar | 43 | NA | NA | NA | 29.4959 | 30.9406 | 31.6693
Calvert City | -108770 | Operating | 26.7 | Gas Turbine | 2000 | DTE Energy Services, Inc. |  | SERC | CENTRL | Marshall | KY | Gas | 28.5 | 18832 | 17677 | 17826 | 82.5226 | 88.0405 | 84.3043
Santan Solar | -6529 | Operating | 0.2 | Solar | 1999 | Salt River Project Agricultural Improvement and Power District, Arizona |  | WECC | AZNMSN | Maricopa | AZ | Solar | 0.2 | NA | NA | NA | NA | NA | NA
Scottsdale Covered Parking | -6582 | Operating | 0.29 | Solar | 1999 | Arizona Public Service Company |  | WECC | AZNMSN | Maricopa | AZ | Solar | 0.29 | NA | NA | NA | NA | NA | NA
Serrano Battery Storage Project | -808622 | Operating | NA | Battery | 2025 | Longroad Energy Holdings, LLC |  | WECC | AZNMSN | Pima | AZ | Energy Storage | 214 | NA | NA | NA | NA | NA | NA
Serrano Battery Storage Project | -808621 | Operating | NA | Battery | 2025 | Longroad Energy Holdings, LLC |  | WECC | AZNMSN | Pima | AZ | Energy Storage | 214 | NA | NA | NA | NA | NA | NA
Serrano Battery Storage Project | -808620 | Operating | NA | Battery | 2025 | Longroad Energy Holdings, LLC |  | WECC | AZNMSN | Pima | AZ | Energy Storage | 214 | NA | NA | NA | NA | NA | NA
Serrano Solar Project | -808619 | Operating | NA | Solar | 2025 | Longroad Energy Holdings, LLC |  | WECC | AZNMSN | Pima | AZ | Solar | 220 | NA | NA | NA | NA | NA | NA
Serrano Solar Project | -808618 | Operating | NA | Solar | 2025 | Longroad Energy Holdings, LLC |  | WECC | AZNMSN | Pima | AZ | Solar | 220 | NA | NA | NA | NA | NA | NA
Serrano Solar Project | -808617 | Operating | NA | Solar | 2025 | Longroad Energy Holdings, LLC |  | WECC | AZNMSN | Pima | AZ | Solar | 220 | NA | NA | NA | NA | NA | NA
Sierra Estrella Battery Storage Project | -764638 | Operating | 250 | Battery | 2024 | Plus Power |  | WECC | AZNMSN | Maricopa | AZ | Energy Storage | 250 | NA | NA | NA | NA | NA | NA
Snowflake White Mountain Power | -61452 | Operating | 27.2 | Steam Turbine | 2008 | Novo Biopower, LLC |  | WECC | AZNMSN | Navajo | AZ | Biomass | 27.2 | 18873 | 15208 | 15132 | 73.6889 | 77.9471 | 80.0518
Snowflake White Mountain Power | -61451 | Operating | 27.2 | Steam Turbine | 2008 | Novo Biopower, LLC |  | WECC | AZNMSN | Navajo | AZ | Biomass | 27.2 | 18873 | 15208 | 15132 | 73.6889 | 77.9471 | 80.0518
Solana Generating Station | -789065 | Operating | 280 | Solar | 2013 | Atlantica Sustainable Infrastructure Limited |  | WECC | AZNMSN | Maricopa | AZ | Solar | 295.6 | NA | NA | NA | NA | NA | NA
Sonoran Battery Storage Project | -747129 | Operating | 260 | Battery | 2023 | NextEra Energy Resources, LLC |  | WECC | AZNMSN | Maricopa | AZ | Energy Storage | 260 | NA | NA | NA | 6.0111 | NA | NA
Sonoran Energy Center Solar | -747055 | Operating | 490 | Solar | 2023 | NextEra Energy Resources, LLC |  | WECC | AZNMSN | Maricopa | AZ | Solar | 260 | NA | NA | NA | 4.8359 | NA | NA
South Consolidated | -6802 | Operating | 1.4 | Hydraulic Turbine | 1981 | Salt River Project Agricultural Improvement and Power District, Arizona |  | WECC | AZNMSN | Maricopa | AZ | Water | 1.4 | NA | NA | NA | 0 | 0.24462 | 0
Camarillo | -14425 | Operating | 31.1 | Combined Cycle | 1988 | JPMorgan Chase & Co. | CAISO | WECC | CAMX | Ventura | CA | Gas | 29 | 10786 | 9349 | 8902 | 0.18973 | 3.0704 | 1.7962
Camarillo | -14417 | Operating | 31.1 | Combined Cycle | 1988 | The Manufacturers Investment Corporation | CAISO | WECC | CAMX | Ventura | CA | Gas | 29 | 10786 | 9349 | 8902 | 0.18973 | 3.0704 | 1.7962
Springerville | -406749 | Operating | 1765.8 | Steam Turbine | 1985 | Tri-State Generation and Transmission Association, Inc. |  | WECC | AZNMSN | Apache | AZ | Coal | 1619 | 11046 | 10827 | 10737 | 47.3414 | 50.2654 | 57.3079
Springerville | -232293 | Operating | 1765.8 | Steam Turbine | 1985 | San Carlos Resources Inc. |  | WECC | AZNMSN | Apache | AZ | Coal | 1619 | 11046 | 10827 | 10737 | 47.3414 | 50.2654 | 57.3079
Springerville | -165606 | Operating | 1765.8 | Steam Turbine | 1985 | Salt River Project Agricultural Improvement and Power District, Arizona |  | WECC | AZNMSN | Apache | AZ | Coal | 1619 | 11046 | 10827 | 10737 | 47.3414 | 50.2654 | 57.3079
Springerville | -113609 | Operating | 1765.8 | Steam Turbine | 1985 | Tucson Electric Power Company |  | WECC | AZNMSN | Apache | AZ | Coal | 1619 | 11046 | 10827 | 10737 | 47.3414 | 50.2654 | 57.3079
Springerville Solar | -165985 | Operating | 13.4 | Solar | 2001 | Tucson Electric Power Company |  | WECC | AZNMSN | Apache | AZ | Solar | 13.8 | NA | NA | NA | 16.1373 | 13.3025 | 13.6177
SR85 Desert Star Battery Storage Project (City of Phoenix) | -631031 | Operating | 10 | Battery | 2023 | Arizona Public Service Company |  | WECC | AZNMSN | Maricopa | AZ | Energy Storage | 10 | NA | NA | NA | NA | NA | NA
SR85 Desert Star Solar Plant (City of Phoenix) | -171361 | Operating | 10 | Solar | 2015 | Arizona Public Service Company |  | WECC | AZNMSN | Maricopa | AZ | Solar | 10 | NA | NA | NA | 34.2215 | 35.2865 | 36.1039
Steven H. Jacobson 5 Solar Project (Mohave County UniSource Energy Solar) | -172712 | Operating | 4.4 | Solar | 2017 | Unisource Energy Services, Inc. |  | WECC | AZNMSN | Mohave | AZ | Solar | 4.4 | NA | NA | NA | 21.6532 | 24.4422 | 24.3177
Stewart Mountain | -6997 | Operating | 13 | Hydraulic Turbine | 1930 | Salt River Project Agricultural Improvement and Power District, Arizona |  | WECC | AZNMSN | Maricopa | AZ | Water | 13 | NA | NA | NA | 30.7148 | 27.3753 | 23.3685
STMicroelectronics UBS Battery Storage System | -95026 | Operating | 10 | Battery | 2001 | STMicroelectronics N.V. |  | WECC | AZNMSN | Maricopa | AZ | Energy Storage | 10 | NA | NA | NA | NA | NA | NA
Storey Energy Center Battery Storage Plant | -704360 | Operating | 88 | Battery | 2023 | NextEra Energy Resources, LLC |  | WECC | AZNMSN | Pinal | AZ | Energy Storage | 88 | NA | NA | NA | 1.2362 | NA | NA
Storey Energy Center Solar Project | -745421 | Operating | 122 | Solar | 2023 | NextEra Energy Resources, LLC |  | WECC | AZNMSN | Pinal | AZ | Solar | 88 | NA | NA | NA | NA | NA | NA
Sulphur Springs Solar Project | -172472 | Operating | 20 | Solar | 2016 | SunPower Corporation, Systems |  | WECC | AZNMSN | Cochise | AZ | Solar | 20 | NA | NA | NA | 30.4138 | 30.3961 | 30.5479
Sulphur Springs Solar Project | -172471 | Operating | 20 | Solar | 2016 | SunPower Corporation, Systems |  | WECC | AZNMSN | Cochise | AZ | Solar | 20 | NA | NA | NA | 30.4138 | 30.3961 | 30.5479
Sun Streams 1 Solar Project | -758425 | Operating | 160 | Solar | 2020 | Repsol, S.A. | CAISO | WECC | CAMX | Maricopa | AZ | Solar | 160 | NA | NA | NA | 27.1573 | NA | NA
Sun Streams 1 Solar Project | -222405 | Operating | 160 | Solar | 2020 | EDP Renewables North America LLC | CAISO | WECC | CAMX | Maricopa | AZ | Solar | 160 | NA | NA | NA | 27.1573 | 29.0356 | 29.2704
Sun Streams 1 Solar Project | -222404 | Operating | 160 | Solar | 2020 | EDP Renewables North America LLC | CAISO | WECC | CAMX | Maricopa | AZ | Solar | 160 | NA | NA | NA | 27.1573 | 29.0356 | 29.2704
Sun Streams 2 Solar Project | -551368 | Operating & Planned | 150 | Solar | 2021 | Longroad Energy Holdings, LLC |  | WECC | AZNMSN | Maricopa | AZ | Solar | 150 | NA | NA | NA | 27.8761 | 30.0928 | 18.9881
Sun Streams 2 Solar Project | -365453 | Operating & Planned | 150 | Solar | 2021 | Longroad Energy Holdings, LLC |  | WECC | AZNMSN | Maricopa | AZ | Solar | 150 | NA | NA | NA | 27.8761 | 30.0928 | 18.9881
Sun Streams 2 Solar Project | -365452 | Operating & Planned | 150 | Solar | 2021 | Longroad Energy Holdings, LLC |  | WECC | AZNMSN | Maricopa | AZ | Solar | 150 | NA | NA | NA | 27.8761 | 30.0928 | 18.9881
Sun Streams 3 Battery Storage | -770014 | Operating | 215 | Battery | 2024 | Longroad Energy Holdings, LLC |  | WECC | AZNMSN | Maricopa | AZ | Energy Storage | 215 | NA | NA | NA | NA | NA | NA
Sun Streams 3 Battery Storage | -770013 | Operating | 215 | Battery | 2024 | Longroad Energy Holdings, LLC |  | WECC | AZNMSN | Maricopa | AZ | Energy Storage | 215 | NA | NA | NA | NA | NA | NA
Sun Streams 3 Battery Storage | -770012 | Operating | 215 | Battery | 2024 | Longroad Energy Holdings, LLC |  | WECC | AZNMSN | Maricopa | AZ | Energy Storage | 215 | NA | NA | NA | NA | NA | NA
Sun Streams 3 Solar Project | -770011 | Operating | 285 | Solar | 2024 | Longroad Energy Holdings, LLC |  | WECC | AZNMSN | Maricopa | AZ | Solar | 285 | NA | NA | NA | NA | NA | NA
Sun Streams 3 Solar Project | -770010 | Operating | 285 | Solar | 2024 | Longroad Energy Holdings, LLC |  | WECC | AZNMSN | Maricopa | AZ | Solar | 285 | NA | NA | NA | NA | NA | NA
Sun Streams 3 Solar Project | -770009 | Operating | 285 | Solar | 2024 | Longroad Energy Holdings, LLC |  | WECC | AZNMSN | Maricopa | AZ | Solar | 285 | NA | NA | NA | NA | NA | NA
Sun Streams 4 Energy Storage Project | -806118 | Operating | NA | Battery | 2025 | Longroad Energy Holdings, LLC |  | WECC | AZNMSN | Maricopa | AZ | Energy Storage | 300 | NA | NA | NA | NA | NA | NA
Sun Streams 4 Energy Storage Project | -806117 | Operating | NA | Battery | 2025 | Longroad Energy Holdings, LLC |  | WECC | AZNMSN | Maricopa | AZ | Energy Storage | 300 | NA | NA | NA | NA | NA | NA
Sun Streams 4 Energy Storage Project | -806116 | Operating | NA | Battery | 2025 | Longroad Energy Holdings, LLC |  | WECC | AZNMSN | Maricopa | AZ | Energy Storage | 300 | NA | NA | NA | NA | NA | NA
Sun Streams 4 Solar Project | -806115 | Operating | NA | Solar | 2025 | Longroad Energy Holdings, LLC |  | WECC | AZNMSN | Maricopa | AZ | Solar | 300 | NA | NA | NA | NA | NA | NA
Sun Streams 4 Solar Project | -806114 | Operating | NA | Solar | 2025 | Longroad Energy Holdings, LLC |  | WECC | AZNMSN | Maricopa | AZ | Solar | 300 | NA | NA | NA | NA | NA | NA
Sun Streams 4 Solar Project | -806113 | Operating | NA | Solar | 2025 | Longroad Energy Holdings, LLC |  | WECC | AZNMSN | Maricopa | AZ | Solar | 300 | NA | NA | NA | NA | NA | NA
Cambalache Gas Plant | -498437 | Operating | 247.8 | Gas Turbine | 1997 | Puerto Rico Electric Power Authority |  |  |  | Arecibo | PR | Oil | 165.2 | 12921 | 12826 | 12868 | 15.3319 | 9.7898 | 12.8863
Sundt Generation Modernization Project | -222411 | Operating | 188 | Internal Combustion | 2019 | Tucson Electric Power Company |  | WECC | AZNMSN | Pima | AZ | Gas | 187 | 8914 | 9006 | 9676 | 36.3265 | 23.9003 | 21.2624
Superstition Battery Storage Project | -764639 | Operating | 90 | Battery | 2024 | Plus Power |  | WECC | AZNMSN | Maricopa | AZ | Energy Storage | 90 | NA | NA | NA | NA | NA | NA
Surprise Battery Storage System (McMicken Project) | -173142 | Operating | 2 | Battery | 2017 | Arizona Public Service Company |  | WECC | AZNMSN | Maricopa | AZ | Energy Storage | 2 | NA | NA | NA | NA | NA | NA
Tank Farm Solar Facility | -756735 | Operating | 1.5 | Solar | 2012 | Wilson Electric Services Corp. |  | WECC | NWPP | Yavapai | AZ | Solar | 1.5 | NA | NA | NA | NA | NA | NA
Tank Farm Solar Facility | -502840 | Operating | 1.5 | Solar | 2012 | Duke Energy Generation Services Holding Company, Inc. |  | WECC | NWPP | Yavapai | AZ | Solar | 1.5 | NA | NA | NA | NA | NA | NA
Tank Farm Solar Facility | -92903 | Operating | 1.5 | Solar | 2012 | Integrys Holding, Inc. |  | WECC | NWPP | Yavapai | AZ | Solar | 1.5 | NA | NA | NA | NA | NA | NA
Target T0588 Distribution Center Solar | -191690 | Operating | 1.2 | Solar | 2017 | ENGIE US Solar |  | WECC | AZNMSN | Maricopa | AZ | Solar | 1.2 | NA | NA | NA | 5.879 | 24.9144 | 25.1712
Tech Park Solar Power Plant | -202025 | Operating | 5 | Solar | 2012 | E.ON Climate & Renewables North America Inc. |  | WECC | AZNMSN | Pima | AZ | Solar | 5 | NA | NA | NA | 31.3037 | 31.7877 | 31.6484
TJX Phoenix Solar Project | -778181 | Operating | 2.9 | Solar | 2018 | Project Company Phase II-M, LLC |  | WECC | AZNMSN | Maricopa | AZ | Solar | 2.9 | NA | NA | NA | NA | NA | NA
TJX Tucson Solar Project | -778179 | Operating | 1 | Solar | 2018 | SoCore Energy LLC |  | WECC | AZNMSN | Pima | AZ | Solar | 1 | NA | NA | NA | NA | NA | NA
Tucson CAVSARP Water Treatment Plant | -756260 | Operating | 1.34 | Solar | 2011 | Wells Fargo Energy Capital Inc. |  | WECC | AZNMSN | Pima | AZ | Solar | 1.34 | NA | NA | NA | NA | NA | NA
Tucson Solar Phase-II | -382199 | Operating | 3 | Solar | 2013 | Renewable Power Group of Goldman Sachs Asset Management, L.P |  | WECC | AZNMSN | Pima | AZ | Solar | 3 | NA | NA | NA | 23.8394 | 19.2275 | 26.2976
Tucson Solar PV Plant | -78066 | Operating | 5 | Solar | 2011 | Tucson Electric Power Company |  | WECC | AZNMSN | Pima | AZ | Solar | 5 | NA | NA | NA | NA | NA | NA
UASTP II (UA Tech Park Solar) | -168733 | Operating | 2.8 | Solar | 2012 | Arzon Solar, LLC |  | WECC | AZNMSN | Pima | AZ | Solar | 2.8 | NA | NA | NA | NA | NA | NA
UASTP II (UA Tech Park) Battery Storage Project | -599057 | Operating | 10 | Battery | 2017 | Arzon Solar, LLC |  | WECC | AZNMSN | Pima | AZ | Energy Storage | 10 | NA | NA | NA | NA | NA | NA
Union HS at Casa Grande Solar | -396528 | Operating | 1.6 | Solar | 2012 | Constellation NewEnergy, Inc. |  | WECC | AZNMSN | Pinal | AZ | Solar | 1.6 | NA | NA | NA | 18.3576 | 20.5979 | NA
Cambridge | -164450 | Operating | 194.3 | Gas Turbine | 1978 | Great River Energy | MISO | MRO | MRO-US | Isanti | MN | Gas | 219.2 | 11578 | 11955 | 11760 | 2.5742 | 1.6505 | 4.9912
Valencia Solar Power Plant | -202026 | Operating | 10 | Solar | 2013 | E.ON Climate & Renewables North America Inc. |  | WECC | AZNMSN | Pima | AZ | Solar | 10 | NA | NA | NA | 29.9315 | 29.6358 | 30.6747
Vista Grande HS at Casa Grande Solar | -396529 | Operating | 1.4 | Solar | 2012 | Constellation NewEnergy, Inc. |  | WECC | AZNMSN | Pinal | AZ | Solar | 1.4 | NA | NA | NA | 22.3581 | 22.4315 | NA
Waddell | -7528 | Operating | 40 | Pumped Storage | 1993 | Colorado River Indian Irr Proj |  | WECC | AZNMSN | Maricopa | AZ | Water | 40 | NA | NA | NA | 8.4678 | 9.2417 | 10.744
Walmart Casa Grande | -115577 | Operating | 2 | Solar | 2011 | Tesla Energy Operations, Inc. |  | WECC | AZNMSN | Pinal | AZ | Solar | 2 | NA | NA | NA | 10.234 | 13.4989 | 12.4658
West Line Solar Plant | -611572 | Operating | 100 | Solar | 2022 | The AES Corporation |  | WECC | AZNMSN | Pinal | AZ | Solar | 100 | NA | NA | NA | 31.5604 | 0.73596 | NA
Camden Cogeneration | -108213 | Operating | 172.9 | Combined Cycle | 1993 | Sapphire Power Generation Holdings LLC | PJM | RFC | R-PJM | Camden | NJ | Gas | 144.99 | 9215 | 9222 | 9301 | 5.9799 | 8.2864 | 6.0088
Campbell Industrial Park | -166071 | Operating | 113 | Gas Turbine | 2009 | Hawaiian Electric Company, Inc. |  | HI | HI | Honolulu | HI | Oil | 113 | 17112 | 16473 | 16731 | 12.763 | 10.3592 | 9.6034
Western Renewable | -166769 | Out of Service | 3 | Steam Turbine | 2004 | Western Renewable Energy Llc |  | WECC | AZNMSN | Apache | AZ | Biomass | NA | NA | NA | NA | NA | NA | NA
Westwing 1 Battery Plant | -780074 | Operating & Planned | 77 | Battery | 2023 | PIP5 LUMOS LLC |  | WECC | AZNMSN | Maricopa | AZ | Energy Storage | 77 | NA | NA | NA | NA | NA | NA
Westwing 1 Battery Plant | -780073 | Operating & Planned | 77 | Battery | 2023 | Aes Clean Energy Development Holdings, Llc |  | WECC | AZNMSN | Maricopa | AZ | Energy Storage | 77 | NA | NA | NA | NA | NA | NA
White Hills (Arizona Wind Farm) | -316840 | Operating | 350 | Wind Turbine | 2020 | NextEra Energy Resources, LLC |  | WECC | AZNMSN | Mohave | AZ | Wind | 350 | NA | NA | NA | 31.3571 | 33.8862 | 34.9048
White Wing Ranch Solar Project | -779785 | Operating | 196 | Solar | 2023 | Leeward Renewable Energy, LLC |  | WECC | AZNMSN | Yuma | AZ | Solar | 196 | NA | NA | NA | NA | NA | NA
Wilmot Battery Storage Project | -787523 | Operating & Planned | 30 | Battery | 2021 | XPLR Infrastructure, LP |  | WECC | AZNMSN | Pima | AZ | Energy Storage | 30 | NA | NM | NM | 6.4852 | 6.5244 | 2.7329
Wilmot Energy Center I & II | -787418 | Operating & Planned | 100 | Solar | 2021 | XPLR Infrastructure, LP |  | WECC | AZNMSN | Pima | AZ | Solar | 100 | NA | NA | NA | 31.0551 | 32.4082 | 22.7116
Yucca | -7919 | Operating | 86.7 | Steam Turbine | 1959 | Imperial Irrigation District |  | WECC | AZNMSN | Yuma | AZ | Gas | 75 | 11996 | 10461 | 11399 | 0.19893 | 15.5755 | 27.5928
Campbell Power Plant (Campbell Cogeneration) | -6857 | Operating | 173.9 | Combined Cycle | 1997 | Sacramento Municipal Utility District |  | WECC | CAMX | Sacramento | CA | Gas | 178 | 8029 | 8114 | 8167 | 39.5245 | 59.701 | 40.4816
Canal 3 (CT) | -494090 | Operating | 330 | Gas Turbine | 2019 | JERA Americas Inc. | New England | NPCC | NE | Barnstable | MA | Oil | 367.7 | NA | 10199 | NA | -0.020832 | 7.6578 | NA
Cane Island | -164458 | Operating | 674 | Combined Cycle | 1995 | Kissimmee Utility Authority |  | SERC | FP | Osceola | FL | Gas | 707 | 7253 | 7269 | 7237 | 67.3908 | 58.7186 | 55.2173
Cane Island | -164457 | Operating | 674 | Combined Cycle | 1995 | Florida Municipal Power Agency |  | SERC | FP | Osceola | FL | Gas | 707 | 7253 | 7269 | 7237 | 67.3908 | 58.7186 | 55.2173
Yuma Solar Project | -796700 | Operating | NA | Solar | 2025 | Invenergy LLC |  | WECC | AZNMSN | Yuma | AZ | Solar | 70 | NA | NA | NA | NA | NA | NA
Yuma Storage Project | -796701 | Operating | NA | Battery | 2025 | Invenergy LLC |  | WECC | AZNMSN | Yuma | AZ | Energy Storage | 70 | NA | NA | NA | NA | NA | NA
20333 Normandie Solar Project | -409472 | Operating | 2.6 | Solar | 2021 | 20333 Normandie PV, LLC | CAISO | WECC | CAMX | Los Angeles | CA | Solar | 2.6 | NA | NA | NA | 16.6403 | NA | 26.0274
2056 Jardine Solar Plant | -172502 | Operating | 1 | Solar | 2014 | Pristine Sun LLC | CAISO | WECC | CAMX | San Luis Obispo | CA | Solar | 1 | NA | NA | NA | NA | NA | NA
20701 Plummer PV Solar Project | -612542 | Operating | 1.87 | Solar | 2022 | VS 2017Solar Assets I, LLC |  | WECC | CAMX | Los Angeles | CA | Solar | 1.5 | NA | NA | NA | 18.1202 | 7.1362 | NA
20701 Plummer PV Solar Project | -612541 | Operating | 1.87 | Solar | 2022 | MT CB VS GFW Solar X, LLC |  | WECC | CAMX | Los Angeles | CA | Solar | 1.5 | NA | NA | NA | 18.1202 | 7.1362 | NA
2081 Terzian Solar Project | -171360 | Operating | 1.2 | Solar | 2014 | Pristine Sun LLC | CAISO | WECC | CAMX | Fresno | CA | Solar | 1.2 | NA | NA | NA | 19.2637 | 28.0061 | 27.0167
2097 Helton Solar Project | -171433 | Operating | 1.5 | Solar | 2014 | Pristine Sun LLC | CAISO | WECC | CAMX | Merced | CA | Solar | 1.5 | NA | NA | NA | 19.4368 | 25.6317 | 28.4323
2102 Christensen Solar Plant | -172499 | Operating | 1 | Solar | 2014 | Pristine Sun LLC | CAISO | WECC | CAMX | Fresno | CA | Solar | 1 | NA | NA | NA | NA | NA | NA
2127 Harris Solar Project | -171343 | Operating | 1.3 | Solar | 2014 | Pristine Sun LLC | CAISO | WECC | CAMX | Sutter | CA | Solar | 1.3 | NA | NA | NA | 13.2771 | 17.6941 | 21.7158
2184 Gruber PV Solar Generation Facility | -767159 | Operating | 1.5 | Solar | 2016 | Adapture Renewables, Inc. | CAISO | WECC | CAMX | Glenn | CA | Solar | 1.5 | NA | NA | NA | NA | NA | NA
2555 East Olympic Boulevard Solar Plant | -170785 | Operating | 1 | Solar | 2012 | Los Angeles Department of Water and Power, California |  | WECC | CAMX | Los Angeles | CA | Solar | 1 | NA | NA | NA | NA | NA | NA
33 East 85-A (Repower) Project | -786910 | Operating | 21.3 | Wind Turbine | 1985 | Public Sector Pension Investment Board | CAISO | WECC | CAMX | Kern | CA | Wind | 21.3 | NA | NA | NA | NA | NA | 28.7242
33 East 85-A (Repower) Project | -786909 | Operating | 21.3 | Wind Turbine | 1985 | Ontario Teachers' Pension Plan Board | CAISO | WECC | CAMX | Kern | CA | Wind | 21.3 | NA | NA | NA | NA | NA | 28.7242
33 East 85-A (Repower) Project | -783378 | Operating | 21.3 | Wind Turbine | 1985 | ZCF Wind Wall, LLC | CAISO | WECC | CAMX | Kern | CA | Wind | 21.3 | NA | NA | NA | NA | NA | 28.7242
33 East 85-B | -522574 | Operating | 25.2 | Wind Turbine | 1985 | ZCF Wind Wall, LLC | CAISO | WECC | CAMX | Kern | CA | Wind | 25.2 | NA | NA | NA | 39.3777 | 41.1063 | 32.1202
33 East 85-B | -522573 | Operating | 25.2 | Wind Turbine | 1985 | Public Sector Pension Investment Board | CAISO | WECC | CAMX | Kern | CA | Wind | 25.2 | NA | NA | NA | 39.3777 | 41.1063 | 32.1202
33 East 85-B | -522572 | Operating | 25.2 | Wind Turbine | 1985 | Ontario Teachers' Pension Plan Board | CAISO | WECC | CAMX | Kern | CA | Wind | 25.2 | NA | NA | NA | 39.3777 | 41.1063 | 32.1202
A.G. Wishon | -1372 | Operating | 12.8 | Hydraulic Turbine | 1910 | Pacific Gas and Electric Company | CAISO | WECC | CAMX | Madera | CA | Water | 20 | NA | NA | NA | 9.2032 | 14.7414 | 10.9521
A.W. Hoch / Del Ranch | -140759 | Operating | 49 | Geothermal | 1988 | CE Generation, LLC |  | WECC | AZNMSN | Imperial | CA | Geothermal | 49 | NA | NA | NA | 72.5037 | 81.4754 | 64.8292
A.W. Hoch / Del Ranch | -140758 | Operating | 49 | Geothermal | 1988 | CE Generation, LLC |  | WECC | AZNMSN | Imperial | CA | Geothermal | 49 | NA | NA | NA | 72.5037 | 81.4754 | 64.8292
ABEC #2 Project (West Star Dairy) | -173738 | Operating | 1 | Internal Combustion | 2018 | California Bioenergy LLC | CAISO | WECC | CAMX | Kern | CA | Biomass | 1 | 11915 | 12625 | 13879 | 96.7237 | 93.7443 | 86.3356
ABEC #3 Project (Lakeview Dairy) | -173737 | Operating | 1 | Internal Combustion | 2018 | American Biogas Electric Company LLC | CAISO | WECC | CAMX | Kern | CA | Biomass | 1 | 11583 | 12017 | 12312 | 89.5776 | 87.1804 | 78.8242
ABEC #4 Biomass Power Plant | -173741 | Operating | 1 | Internal Combustion | 2018 | California Bioenergy LLC | CAISO | WECC | CAMX | Kern | CA | Biomass | 1 | 11279 | 12271 | 12629 | 96.6096 | 90.468 | 90.1941
ABEC Bidart-Old River Project | -170550 | Operating | 2 | Internal Combustion | 2013 | American Biogas Electric Company LLC | CAISO | WECC | CAMX | Kern | CA | Biomass | 2 | 11929 | 13223 | 14609 | 91.2215 | 74.6861 | 74.9087
Abel Road Bioenergy Project (ACC Renewable) | -488983 | Operating | 3 | Other | 2022 | ACC Renewable Resources, LLC | CAISO | WECC | CAMX | Colusa | CA | Biomass | 3 | 28372 | 27820 | NA | 65.8828 | 35.2321 | NA
Abengoa Mojave Solar Project | -789062 | Operating | 280 | Solar | 2014 | Atlantica Sustainable Infrastructure Limited | CAISO | WECC | CAMX | San Bernardino | CA | Solar | 275 | NA | NA | NA | NA | NA | NA
Acorn I Battery Storage Project | -326765 | Operating | 2 | Battery | 2021 | esVolta, LP | CAISO | WECC | CAMX | Ventura | CA | Energy Storage | 2 | NA | NM | NA | 10.976 | 10.0799 | NA
ACV Airport Microgrid (Redwood) Battery Storage Project | -583475 | Operating | 2 | Battery | 2022 | Redwood Coast Energy Authority | CAISO | WECC | CAMX | Humboldt | CA | Energy Storage | 2 | NA | NA | NA | NA | NA | NA
ACV Airport Microgrid Project (Redwood) | -481569 | Operating | 2.25 | Solar | 2022 | Redwood Coast Energy Authority | CAISO | WECC | CAMX | Humboldt | CA | Solar | 2.25 | NA | NA | NA | NA | NA | NA
Adelanto I Solar Farm | -787394 | Operating | 20 | Solar | 2015 | XPLR Infrastructure, LP | CAISO | WECC | CAMX | San Bernardino | CA | Solar | 20 | NA | NA | NA | 31.3168 | 28.7392 | 32.105
Adelanto I Solar Farm | -171391 | Operating | 20 | Solar | 2015 | NextEra Energy Resources, LLC | CAISO | WECC | CAMX | San Bernardino | CA | Solar | 20 | NA | NA | NA | 31.3168 | 28.7392 | 32.105
Adelanto II Solar Farm | -787404 | Operating | 7 | Solar | 2015 | XPLR Infrastructure, LP | CAISO | WECC | CAMX | San Bernardino | CA | Solar | 7 | NA | NA | NA | 27.7528 | 27.0059 | 28.2371
Adelanto II Solar Farm | -172207 | Operating | 7 | Solar | 2015 | NextEra Energy Resources, LLC | CAISO | WECC | CAMX | San Bernardino | CA | Solar | 7 | NA | NA | NA | 27.7528 | 27.0059 | 28.2371
Adelanto Solar Farm (Clean Focus) | -172512 | Operating | 3.75 | Solar | 2015 | Clean Focus Corporation | CAISO | WECC | CAMX | San Bernardino | CA | Solar | 3.75 | NA | NA | NA | NA | NA | NA
Adelanto Solar Project | -169326 | Operating | 6.8 | Solar | 2012 | Los Angeles Department of Water and Power, California |  | WECC | CAMX | San Bernardino | CA | Solar | 6.8 | NA | NA | NA | 5.926 | 18.9649 | 14.6303
Adera Solar Farm | -792234 | Operating | 20 | Solar | 2015 | Alberta Investment Management Corporation | CAISO | WECC | CAMX | Madera | CA | Solar | 19 | NA | NA | NA | 16.4438 | 15.8423 | 16.2863
Adera Solar Farm | -792233 | Operating | 20 | Solar | 2015 | The AES Corporation | CAISO | WECC | CAMX | Madera | CA | Solar | 19 | NA | NA | NA | 16.4438 | 15.8423 | 16.2863
Adera Solar Farm | -792232 | Operating | 20 | Solar | 2015 | Spower Opco A, LLC | CAISO | WECC | CAMX | Madera | CA | Solar | 19 | NA | NA | NA | 16.4438 | 15.8423 | 16.2863
Adera Solar Farm | -792231 | Operating | 20 | Solar | 2015 | Spower Opco A, LLC | CAISO | WECC | CAMX | Madera | CA | Solar | 19 | NA | NA | NA | 16.4438 | 15.8423 | 16.2863
Adobe Fuel Cell Project | -169025 | Operating | 1.2 | Fuel Cell | 2010 | Adobe Inc. | CAISO | WECC | CAMX | Santa Clara | CA | Gas | 1.2 | NA | NA | NA | 0 | 0 | NA
Adobe Solar Project (Cygnus Solar) | -357391 | Operating | 20 | Solar | 2014 | Scarlet Renewables LLC | CAISO | WECC | CAMX | Kern | CA | Solar | 20 | NA | NA | NA | 22.2603 | 25.0811 | 26.7546
Adobe Solar Project (Cygnus Solar) | -138413 | Operating | 20 | Solar | 2014 | Southern Renewable Energy, Inc. | CAISO | WECC | CAMX | Kern | CA | Solar | 20 | NA | NA | NA | 22.2603 | 25.0811 | 26.7546
Cane Island CT | -13096 | Operating | 32 | Gas Turbine | 1994 | Kissimmee Utility Authority |  | SERC | FP | Osceola | FL | Gas | 42 | 12642 | 12513 | 18947 | 4.1148 | 4.327 | 0.37046
Cane Island CT | -13095 | Operating | 32 | Gas Turbine | 1994 | Florida Municipal Power Agency |  | SERC | FP | Osceola | FL | Gas | 42 | 12642 | 12513 | 18947 | 4.1148 | 4.327 | 0.37046
Aerojet II Solar Project | -798504 | Operating | 2.7 | Solar | 2010 | Altus Power, Inc. |  | WECC | CAMX | Sacramento | CA | Solar | 2.2 | NA | NA | NA | NA | NA | NA
Aerojet Solar Project | -798500 | Operating | 3 | Solar | 2009 | Altus Power, Inc. |  | WECC | CAMX | Sacramento | CA | Solar | 3 | NA | NA | NA | NA | NA | NA
AES Alamitos 2 Energy Storage Project | -784445 | Operating | 82 | Battery | 2024 | PIP5 LUMOS LLC | CAISO | WECC | CAMX | Los Angeles | CA | Energy Storage | 82 | NA | NA | NA | NA | NA | NA
AES Alamitos 2 Energy Storage Project | -784444 | Operating | 82 | Battery | 2024 | Aes Clean Energy Development Holdings, Llc | CAISO | WECC | CAMX | Los Angeles | CA | Energy Storage | 82 | NA | NA | NA | NA | NA | NA
Aggregate & Hot Mix Solar Facility | -169443 | Operating | 1.2 | Solar | 2011 | Granite Construction Incorporated | CAISO | WECC | CAMX | Fresno | CA | Solar | 1.2 | NA | NA | NA | NA | NA | NA
Cane Run CC | -169597 | Operating | 807 | Combined Cycle | 2015 | Louisville Gas and Electric Company |  | SERC | CENTRL | Jefferson | KY | Gas | 689 | 6821 | 6934 | 6863 | 80.613 | 73.7888 | 79.4171
Cane Run CC | -169596 | Operating | 807 | Combined Cycle | 2015 | Kentucky Utilities Company |  | SERC | CENTRL | Jefferson | KY | Gas | 689 | 6821 | 6934 | 6863 | 80.613 | 73.7888 | 79.4171
Agriculture Capital - Legacy Packing Solar Project | -679208 | Operating | 1.6 | Solar | 2022 | Distributed Solar Development, LLC | CAISO | WECC | CAMX | Tulare | CA | Solar | 1.6 | NA | NA | NA | 10.8376 | NA | NA
AGT000 Stevens Creek Fuel Cell | -249991 | Operating | 2.2 | Fuel Cell | 2018 | 2016 Esa Project Company, LLC | CAISO | WECC | CAMX | Santa Clara | CA | Gas | 2.2 | 7361 | 7196 | 7242 | 32.7522 | 75.4255 | 87.6816
Cannon Falls Energy Center | -678947 | Operating | 346.8 | Gas Turbine | 2008 | Global Energy & Power Infrastructure Fund III, L.P. | MISO | MRO | MRO-US | Goodhue | MN | Gas | 362 | 10923 | 11020 | 10760 | 21.8615 | 5.3643 | 11.9524
Agua Mansa Solar Farm (Colton Solar Two) | -649049 | Operating | 1 | Solar | 2015 | Specialized Energy Solutions, Inc. | CAISO | WECC | CAMX | San Bernardino | CA | Solar | 1 | NA | NA | NA | 13.105 | 13.8927 | 20.7648
Aidlin Geothermal | -745082 | Operating | 25 | Geothermal | 1989 | Calpine Corporation | CAISO | WECC | CAMX | Sonoma | CA | Geothermal | 20 | NA | NA | NA | 44.1279 | 48.4561 | 56.6918
Aidlin Geothermal | -745081 | Operating | 25 | Geothermal | 1989 | Calpine Corporation | CAISO | WECC | CAMX | Sonoma | CA | Geothermal | 20 | NA | NA | NA | 44.1279 | 48.4561 | 56.6918
Cannon Falls Energy Center | -142753 | Operating | 346.8 | Gas Turbine | 2008 | Invenergy Clean Power, LLC | MISO | MRO | MRO-US | Goodhue | MN | Gas | 362 | 10923 | 11020 | 10760 | 21.8615 | 5.3643 | 11.9524
Alamitos | -215958 | Operating | 1115 | Steam Turbine | 1956 | AES Southland, L.L.C. | CAISO | WECC | CAMX | Los Angeles | CA | Gas | 1152 | 14190 | 13075 | 13259 | 5.9283 | 6.2476 | 5.3198
Alamitos Energy Center (AES Alamitos Energy Battery Storage Array) | -663708 | Operating | 100 | Battery | 2021 | Ullico Infrastructure Fund, L.P. | CAISO | WECC | CAMX | Los Angeles | CA | Energy Storage | 100 | NA | NM | NA | 10.8345 | 12.9837 | NA
Alamitos Energy Center (AES Alamitos Energy Battery Storage Array) | -663707 | Operating | 100 | Battery | 2021 | The AES Corporation | CAISO | WECC | CAMX | Los Angeles | CA | Energy Storage | 100 | NA | NM | NA | 10.8345 | 12.9837 | NA
Cannon Falls Energy Center | -142752 | Operating | 346.8 | Gas Turbine | 2008 | AMPCI North America Thermal Power Acquisition LLC | MISO | MRO | MRO-US | Goodhue | MN | Gas | 362 | 10923 | 11020 | 10760 | 21.8615 | 5.3643 | 11.9524
Canyon Power Plant | -167194 | Operating | 200 | Gas Turbine | 2011 | City of Anaheim, California | CAISO | WECC | CAMX | Orange | CA | Gas | 194.8 | 10225 | 10179 | 10299 | 6.0086 | 8.4221 | 3.9661
Alamo | -1440 | Operating | 19.6 | Hydraulic Turbine | 1986 | California Department of Water Resources | CAISO | WECC | CAMX | Los Angeles | CA | Water | 17 | NA | NA | NA | 61.3208 | 7.31 | 8.8457
Alamo Solar Project (Helendale) | -394654 | Operating | 20 | Solar | 2015 | Onward Energy | CAISO | WECC | CAMX | San Bernardino | CA | Solar | 20 | NA | NA | NA | 24.9481 | 29.9189 | 26.9726
Alite Wind Facility | -547235 | Operating | 24 | Wind Turbine | 2008 | Terra-Gen, LLC | CAISO | WECC | CAMX | Kern | CA | Wind | 24 | NA | NA | NA | NA | NA | NA
Alite Wind Facility | -356873 | Operating | 24 | Wind Turbine | 2008 | Terra-Gen, LLC | CAISO | WECC | CAMX | Kern | CA | Wind | 24 | NA | NA | NA | NA | NA | NA
Allergan Battery Storage Project | -747219 | Operating | 1.5 | Battery | 2019 | Aes Grid Stability, LLC | CAISO | WECC | CAMX | Orange | CA | Energy Storage | 1.5 | NA | NA | NA | NA | NA | NA
Allergan Battery Storage Project | -747218 | Operating | 1.5 | Battery | 2019 | Advanced Microgrid Solutions, Inc. | CAISO | WECC | CAMX | Orange | CA | Energy Storage | 1.5 | NA | NA | NA | NA | NA | NA
Allergan Battery Storage Project | -747217 | Operating | 1.5 | Battery | 2019 | Qatar Holding LLC | CAISO | WECC | CAMX | Orange | CA | Energy Storage | 1.5 | NA | NA | NA | NA | NA | NA
Allergan Battery Storage Project | -747216 | Operating | 1.5 | Battery | 2019 | Siemens Aktiengesellschaft | CAISO | WECC | CAMX | Orange | CA | Energy Storage | 1.5 | NA | NA | NA | NA | NA | NA
Cape Canaveral Next Generation Clean Energy Center | -167387 | Operating | 1295 | Combined Cycle | 2013 | Florida Power & Light Company |  | SERC | FP | Brevard | FL | Gas | 1393 | 6717 | 6761 | 6737 | 58.3408 | 43.914 | 48.9273
Alpaugh 50 Solar Project | -521380 | Operating | 50 | Solar | 2012 | Consolidated Edison Development, Inc. | CAISO | WECC | CAMX | Tulare | CA | Solar | 50 | NA | NA | NA | 16.3614 | NA | NA
Alpaugh North Solar Project | -521382 | Operating | 20 | Solar | 2012 | Consolidated Edison Development, Inc. | CAISO | WECC | CAMX | Tulare | CA | Solar | 20 | NA | NA | NA | 12.7763 | NA | NA
Alpine Solar | -663102 | Operating | 66 | Solar | 2013 | Clearway Energy, Inc. | CAISO | WECC | CAMX | Los Angeles | CA | Solar | 66 | NA | NA | NA | 27.8395 | NA | NA
Alpine Solar | -663101 | Operating | 66 | Solar | 2013 | Clearway Energy, Inc. | CAISO | WECC | CAMX | Los Angeles | CA | Solar | 66 | NA | NA | NA | 27.8395 | NA | NA
Alta (Drum-Spaulding Project) | -164281 | Operating | 1 | Hydraulic Turbine | 1902 | Pacific Gas and Electric Company | CAISO | WECC | CAMX | Placer | CA | Water | 1 | NA | NA | NA | 28.8128 | 44.2237 | 43.4589
Alta Sea Solar Plant | -750237 | Operating | 1.8 | Solar | 2023 | Signal Street Operating, LLC | CAISO | WECC | CAMX | Los Angeles | CA | Solar | 1.8 | NA | NA | NA | NA | NA | NA
Alta Wind I (Oak Creek Mojave) | -663061 | Operating | 150 | Wind Turbine | 2010 | Clearway Energy, Inc. | CAISO | WECC | CAMX | Kern | CA | Wind | 150 | NA | NA | NA | 27.4721 | NA | NA
Alta Wind I (Oak Creek Mojave) | -663060 | Operating | 150 | Wind Turbine | 2010 | Clearway Energy, Inc. | CAISO | WECC | CAMX | Kern | CA | Wind | 150 | NA | NA | NA | 27.4721 | NA | NA
Alta Wind II (Oak Creek Mojave) | -663135 | Operating | 150 | Wind Turbine | 2010 | Clearway Energy, Inc. | CAISO | WECC | CAMX | Kern | CA | Wind | 150 | NA | NA | NA | 22.8061 | NA | NA
Alta Wind II (Oak Creek Mojave) | -663134 | Operating | 150 | Wind Turbine | 2010 | Clearway Energy, Inc. | CAISO | WECC | CAMX | Kern | CA | Wind | 150 | NA | NA | NA | 22.8061 | NA | NA
Alta Wind III (Oak Creek Mojave) | -663137 | Operating | 150 | Wind Turbine | 2011 | Clearway Energy, Inc. | CAISO | WECC | CAMX | Kern | CA | Wind | 150 | NA | NA | NA | 23.0299 | NA | NA
Alta Wind III (Oak Creek Mojave) | -663136 | Operating | 150 | Wind Turbine | 2011 | Clearway Energy, Inc. | CAISO | WECC | CAMX | Kern | CA | Wind | 150 | NA | NA | NA | 23.0299 | NA | NA
Alta Wind IV (Oak Creek Mojave) | -663141 | Operating | 102 | Wind Turbine | 2011 | Clearway Energy, Inc. | CAISO | WECC | CAMX | Kern | CA | Wind | 102 | NA | NA | NA | 16.5422 | NA | NA
Alta Wind IV (Oak Creek Mojave) | -663140 | Operating | 102 | Wind Turbine | 2011 | Clearway Energy, Inc. | CAISO | WECC | CAMX | Kern | CA | Wind | 102 | NA | NA | NA | 16.5422 | NA | NA
Alta Wind V (Oak Creek Mojave) | -663139 | Operating | 168 | Wind Turbine | 2011 | Clearway Energy, Inc. | CAISO | WECC | CAMX | Kern | CA | Wind | 168 | NA | NA | NA | 16.1761 | NA | NA
Alta Wind V (Oak Creek Mojave) | -663138 | Operating | 168 | Wind Turbine | 2011 | Clearway Energy, Inc. | CAISO | WECC | CAMX | Kern | CA | Wind | 168 | NA | NA | NA | 16.1761 | NA | NA
Alta Wind VIII (Tehachapi 2) | -787372 | Operating | 150 | Wind Turbine | 2012 | XPLR Infrastructure, LP | CAISO | WECC | CAMX | Kern | CA | Wind | 150 | NA | NA | NA | 14.1865 | 14.8443 | 14.3497
Alta Wind X (Alta East) | -663146 | Operating | 138 | Wind Turbine | 2014 | Clearway Energy, Inc. | CAISO | WECC | CAMX | Kern | CA | Wind | 138 | NA | NA | NA | 27.837 | NA | NA
Alta Wind X (Alta East) | -663145 | Operating | 138 | Wind Turbine | 2014 | Clearway Energy, Inc. | CAISO | WECC | CAMX | Kern | CA | Wind | 138 | NA | NA | NA | 27.837 | NA | NA
Alta Wind XI | -663148 | Operating | 90 | Wind Turbine | 2014 | Clearway Energy, Inc. | CAISO | WECC | CAMX | Kern | CA | Wind | 90 | NA | NA | NA | 31.4115 | NA | NA
Alta Wind XI | -663147 | Operating | 90 | Wind Turbine | 2014 | Clearway Energy, Inc. | CAISO | WECC | CAMX | Kern | CA | Wind | 90 | NA | NA | NA | 31.4115 | NA | NA
Altamont Cogeneration | -12447 | Operating | 6.5 | Steam Turbine | 1990 | Altamont Cogeneration Corporation | CAISO | WECC | CAMX | Alameda | CA | Gas | 6.5 | NA | NA | NA | NA | NA | NA
Altamont Dyer Road Wind Farm | -69212 | Operating | 9.82 | Wind Turbine | 1984 | New Dimension Energy Company, LLC | CAISO | WECC | CAMX | Alameda | CA | Wind | 7.15 | NA | NA | NA | NA | NA | NA
Cape Gas Turbine | -2255 | Operating | 35 | Gas Turbine | 1970 | FPL Energy Maine Incorporated | New England | NPCC | NE | Cumberland | ME | Oil | 40 | 26794 | 20730 | 20179 | 0.1524 | 0.080194 | 0.071918
Alticor Solar Project | -249504 | Operating | 1.2 | Solar | 2017 | Solar Star California LXIV, LLC | CAISO | WECC | CAMX | Orange | CA | Solar | 1.1 | NA | NA | NA | 16.1893 | 17.0818 | 16.8327
Amazon - Patterson PV | -173679 | Operating | 2.5 | Solar | 2017 | AES Distributed Energy, Inc. | CAISO | WECC | CAMX | Stanislaus | CA | Solar | 2.5 | NA | NA | NA | 10.032 | 0 | 12.2466
Amazon - Redland - LGB4 | -503373 | Operating | 1.9 | Solar | 2019 | Goldman Sachs Renewable Power Operating Company LLC | CAISO | WECC | CAMX | San Bernardino | CA | Solar | 1.9 | NA | NA | NA | 0 | 0 | 14.4677
Amazon Bakersfield 1 Battery Storage Project | -761544 | Operating | 1.6 | Battery | 2024 | TotalEnergies Gestion USA | CAISO | WECC | CAMX | Kern | CA | Energy Storage | 1.6 | NA | NA | NA | NA | NA | NA
Amazon Bakersfield 1 Battery Storage Project | -761543 | Operating | 1.6 | Battery | 2024 | TotalEnergies Delaware, Inc. | CAISO | WECC | CAMX | Kern | CA | Energy Storage | 1.6 | NA | NA | NA | NA | NA | NA
Amazon Bakersfield 1 Battery Storage Project | -761542 | Operating | 1.6 | Battery | 2024 | TotalEnergies Renewables USA, LLC | CAISO | WECC | CAMX | Kern | CA | Energy Storage | 1.6 | NA | NA | NA | NA | NA | NA
Amazon Bakersfield 1 Battery Storage Project | -761541 | Operating | 1.6 | Battery | 2024 | TotalEnergies Holdings USA, Inc. | CAISO | WECC | CAMX | Kern | CA | Energy Storage | 1.6 | NA | NA | NA | NA | NA | NA
Amazon Bakersfield 1 Solar Project | -755649 | Operating | 4.3 | Solar | 2024 | TotalEnergies Gestion USA | CAISO | WECC | CAMX | Kern | CA | Solar | 4.3 | NA | NA | NA | NA | NA | NA
Amazon Bakersfield 1 Solar Project | -755648 | Operating | 4.3 | Solar | 2024 | TotalEnergies Delaware, Inc. | CAISO | WECC | CAMX | Kern | CA | Solar | 4.3 | NA | NA | NA | NA | NA | NA
Amazon Bakersfield 1 Solar Project | -755647 | Operating | 4.3 | Solar | 2024 | TotalEnergies Renewables USA, LLC | CAISO | WECC | CAMX | Kern | CA | Solar | 4.3 | NA | NA | NA | NA | NA | NA
Amazon Bakersfield 1 Solar Project | -755646 | Operating | 4.3 | Solar | 2024 | TotalEnergies Holdings USA, Inc. | CAISO | WECC | CAMX | Kern | CA | Solar | 4.3 | NA | NA | NA | NA | NA | NA
Amazon LAX9 Solar Project | -251523 | Operating | 4 | Solar | 2020 | IOS II LLC | CAISO | WECC | CAMX | San Bernardino | CA | Solar | 3.7 | NA | NA | NA | 23.0748 | 2.0671 | 8.4413
Amazon LAX9 Solar Project | -251522 | Operating | 4 | Solar | 2020 | IOS II LLC | CAISO | WECC | CAMX | San Bernardino | CA | Solar | 3.7 | NA | NA | NA | 23.0748 | 2.0671 | 8.4413
Amazon PSP1 Solar Project | -388434 | Operating | 3.8 | Solar | 2021 | Greenbacker Renewable Energy Corporation | CAISO | WECC | CAMX | Riverside | CA | Solar | 3.8 | NA | NA | NA | 22.5727 | 24.0537 | 4.5662
Amazon San Bernardino | -172600 | Operating | 1.1 | Fuel Cell | 2014 | Bloom Energy Corporation | CAISO | WECC | CAMX | San Bernardino | CA | Gas | 1 | NA | 7204 | 7040 | 0 | 68.6986 | 79.5548
Amazon SAN3 Battery Storage Project (Solar Star Prime 4) | -766315 | Operating | 2.4 | Battery | 2024 | TotalEnergies SE | CAISO | WECC | CAMX | San Diego | CA | Energy Storage | 2.4 | NA | NA | NA | NA | NA | NA
Amazon SAN3 Solar Project (Solar Star Prime 4) | -766314 | Operating | 4.62 | Solar | 2024 | TotalEnergies SE | CAISO | WECC | CAMX | San Diego | CA | Solar | 4.62 | NA | NA | NA | NA | NA | NA
Amedee Geothermal Venture I | -1517 | Operating | 3 | Geothermal | 1988 | Amedee Geothermal Venture I LP | CAISO | WECC | CAMX | Lassen | CA | Geothermal | 2.2 | NA | NA | NA | 0 | 0 | 0
Ameresco Butte County (Neal Road Waste & Recycling Facility) | -169614 | Operating | 2.3 | Internal Combustion | 2013 | Ameresco, Inc. | CAISO | WECC | CAMX | Butte | CA | Biomass | 2 | 10410 | 10713 | 10555 | 91.4954 | 80.8219 | 78.0936
Capitol Power Cogeneration Plant | -163605 | Operating & Planned | 7.5 | Gas Turbine | 2018 | Architect of The Capitol | PJM | RFC | R-PJM | Washington | DC | Gas | 7.5 | 13406 | 14810 | 13694 | 75.207 | 78.4003 | 83.2451
Ameresco Forward Facility | -170993 | Operating | 4.4 | Internal Combustion | 2014 | Ameresco, Inc. | CAISO | WECC | CAMX | San Joaquin | CA | Biomass | 4.2 | 10036 | 10468 | 10521 | 87.2445 | 78.6611 | 86.5297
Ameresco Johnson Canyon Plant | -170975 | Operating | 1.4 | Internal Combustion | 2013 | Ameresco, Inc. | CAISO | WECC | CAMX | Monterey | CA | Biomass | 1.4 | 11187 | 10457 | 10623 | 75.848 | 82.6566 | 76.8673
AMERESCO Keller Canyon | -168038 | Operating | 3.8 | Internal Combustion | 2009 | Ameresco Keller Canyon Llc | CAISO | WECC | CAMX | Contra Costa | CA | Biomass | 3.6 | 10555 | 10474 | 10468 | 90.9976 | 75.3456 | 93.2712
Ameresco San Joaquin Facility | -170990 | Operating | 4.4 | Internal Combustion | 2014 | Ameresco, Inc. | CAISO | WECC | CAMX | San Joaquin | CA | Biomass | 4.2 | 9670 | 10256 | 10473 | 83.9992 | 65.4762 | 75.2256
Ameresco Santa Cruz Energy Project | -166526 | Operating | 3 | Internal Combustion | 2006 | Ameresco, Inc. | CAISO | WECC | CAMX | Santa Cruz | CA | Biomass | 3 | 11344 | 12128 | 12194 | 71.4536 | 61.6248 | 70.5708
American Canyon Solar Plant (Renewable Properties) | -464726 | Operating | 3 | Solar | 2019 | Renewable Properties, LLC | CAISO | WECC | CAMX | Napa | CA | Solar | 3 | NA | NA | NA | 25.274 | 26.7922 | 27.2679
American Kings Solar Project | -761216 | Operating | 128 | Solar | 2020 | MN8 Energy, Inc. | CAISO | WECC | CAMX | Kings | CA | Solar | 128 | NA | NA | NA | 24.0809 | 24.9501 | 27.6763
Amerisource Bergen (ABC) Sacramento Solar Facility | -663324 | Operating | 1.7 | Solar | 2020 | Clearway Energy, Inc. | CAISO | WECC | CAMX | Sacramento | CA | Solar | 1.7 | NA | NA | NA | 19.1915 | NA | NA
Amerisource Bergen (ABC) Sacramento Solar Facility | -663323 | Operating | 1.7 | Solar | 2020 | Clearway Energy, Inc. | CAISO | WECC | CAMX | Sacramento | CA | Solar | 1.7 | NA | NA | NA | 19.1915 | NA | NA
Amsolar PV Plant | -777642 | Operating | 1.2 | Solar | 2010 | AMSOLAR Corporation | CAISO | WECC | CAMX | San Diego | CA | Solar | 1.2 | NA | NA | NA | NA | NA | NA
Anaheim Solar Energy Plant | -164286 | Operating | 2.2 | Solar | 2000 | City of Anaheim, California | CAISO | WECC | CAMX | Orange | CA | Solar | 2.1 | NA | NA | NA | 15.8404 | 17.9115 | 17.357
Angels | -8829 | Operating | 1.4 | Hydraulic Turbine | 1940 | Utica Power Authority | CAISO | WECC | CAMX | Calaveras | CA | Water | 1 | NA | NA | NA | 82.6598 | 39.9429 | 40.0457
Anheuser Busch - Fairfield Fuel Cell Project | -674099 | Operating | 2.6 | Fuel Cell | 2022 | Bloom Energy Corporation | CAISO | WECC | CAMX | Solano | CA | Gas | 2.6 | 6419 | 6157 | NA | 94.784 | 3.1349 | NA
Anheuser-Busch #2 Wind Project | -171751 | Operating | 1.6 | Wind Turbine | 2014 | Foundation Windpower, LLC | CAISO | WECC | CAMX | Solano | CA | Wind | 1.6 | NA | NA | NA | 25.0499 | 22.7668 | 32.3844
Antelope Big Sky Ranch Solar | -797166 | Operating | 20 | Solar | 2016 | TotalEnergies SE | CAISO | WECC | CAMX | Los Angeles | CA | Solar | 19 | NA | NA | NA | NA | NA | NA
Antelope DSR 1 Solar Project | -792230 | Operating | 50 | Solar | 2016 | Alberta Investment Management Corporation | CAISO | WECC | CAMX | Los Angeles | CA | Solar | 48 | NA | NA | NA | 25.3629 | 30.4778 | 31.2048
Antelope DSR 1 Solar Project | -792229 | Operating | 50 | Solar | 2016 | The AES Corporation | CAISO | WECC | CAMX | Los Angeles | CA | Solar | 48 | NA | NA | NA | 25.3629 | 30.4778 | 31.2048
Antelope DSR 2 Solar Project | -792054 | Operating | 5 | Solar | 2016 | Alberta Investment Management Corporation | CAISO | WECC | CAMX | Los Angeles | CA | Solar | 5 | NA | NA | NA | 28.6963 | 31.3219 | 32.4498
Antelope DSR 2 Solar Project | -792053 | Operating | 5 | Solar | 2016 | The AES Corporation | CAISO | WECC | CAMX | Los Angeles | CA | Solar | 5 | NA | NA | NA | 28.6963 | 31.3219 | 32.4498
Antelope DSR 3 Solar Project | -792269 | Operating | 20 | Solar | 2019 | Alberta Investment Management Corporation | CAISO | WECC | CAMX | Los Angeles | CA | Solar | 20 | NA | NA | NA | 20.6518 | 19.7608 | 33.6855
Antelope DSR 3 Solar Project | -792268 | Operating | 20 | Solar | 2019 | The AES Corporation | CAISO | WECC | CAMX | Los Angeles | CA | Solar | 20 | NA | NA | NA | 20.6518 | 19.7608 | 33.6855
Antelope Expansion 1B | -792282 | Operating | 17 | Solar | 2022 | Alberta Investment Management Corporation | CAISO | WECC | CAMX | Los Angeles | CA | Solar | 17 | NA | NA | NA | 31.5042 | 1.6371 | NA
Antelope Expansion 1B | -792281 | Operating | 17 | Solar | 2022 | The AES Corporation | CAISO | WECC | CAMX | Los Angeles | CA | Solar | 17 | NA | NA | NA | 31.5042 | 1.6371 | NA
Antelope Expansion 3A | -792078 | Operating | 15 | Solar | 2021 | Alberta Investment Management Corporation | CAISO | WECC | CAMX | Los Angeles | CA | Solar | 15 | NA | NA | NA | 26.4346 | 35.1294 | 16.7641
Antelope Expansion 3A | -792077 | Operating | 15 | Solar | 2021 | The AES Corporation | CAISO | WECC | CAMX | Los Angeles | CA | Solar | 15 | NA | NA | NA | 26.4346 | 35.1294 | 16.7641
Antelope Expansion 3B | -792296 | Operating | 5 | Solar | 2021 | Alberta Investment Management Corporation | CAISO | WECC | CAMX | Los Angeles | CA | Solar | 5 | NA | NA | NA | 26.0274 | 30.5799 | 16.8721
Antelope Expansion 3B | -792295 | Operating | 5 | Solar | 2021 | The AES Corporation | CAISO | WECC | CAMX | Los Angeles | CA | Solar | 5 | NA | NA | NA | 26.0274 | 30.5799 | 16.8721
Antelope Expansion Phase 2 | -792056 | Operating | 105 | Solar | 2018 | Alberta Investment Management Corporation | CAISO | WECC | CAMX | Los Angeles | CA | Solar | 105 | NA | NA | NA | 25.4567 | 28.5726 | 27.685
Antelope Expansion Phase 2 | -792055 | Operating | 105 | Solar | 2018 | The AES Corporation | CAISO | WECC | CAMX | Los Angeles | CA | Solar | 105 | NA | NA | NA | 25.4567 | 28.5726 | 27.685
Antelope Valley Solar Ranch One | -648343 | Operating | 253 | Solar | 2013 | Constellation Energy Corporation | CAISO | WECC | CAMX | Los Angeles | CA | Solar | 241.5 | NA | NA | NA | 26.836 | 28.6793 | NA
Antioch Central Utility Solar Project | -504002 | Operating | 1 | Solar | 2020 | Forsyth Street Renewables I, Llc | CAISO | WECC | CAMX | Contra Costa | CA | Solar | 1 | NA | NA | NA | NA | NA | 25.4795
APP Prune Project | -194497 | Operating | 4 | Fuel Cell | 2017 | Apple Inc. | CAISO | WECC | CAMX | Santa Clara | CA | Gas | 4 | 7019 | 8252 | 12250 | 77.3973 | 63.4789 | 42.6227
Apple Campus 2 Fuel Cell | -172216 | Operating | 4 | Fuel Cell | 2017 | Apple Inc. | CAISO | WECC | CAMX | Santa Clara | CA | Biomass | 4 | 7604 | 8542 | 13183 | 74.0068 | 63.476 | 42.6199
Apple Campus 2 PV | -172364 | Operating | 14.4 | Solar | 2017 | Apple Inc. | CAISO | WECC | CAMX | Santa Clara | CA | Solar | 12.4 | NA | NA | NA | 14.3817 | 15.1569 | 12.2083
Apple Valley Solar | -18815 | Operating | 1 | Solar | 2009 | SunE WMT7033DC Apple Valley, LLC | CAISO | WECC | CAMX | San Bernardino | CA | Solar | 0.9 | NA | NA | NA | 12.2907 | 27.4734 | 22.9452
Aquamarine Westside Solar Project | -376595 | Operating | 250 | Solar | 2021 | CIM Group, L.P. | CAISO | WECC | CAMX | Kings | CA | Solar | 250 | NA | NA | NA | 25.5787 | 30.7131 | 4.2003
Aquamarine Westside Solar Project | -376594 | Operating | 250 | Solar | 2021 | Westside Holdings Llc | CAISO | WECC | CAMX | Kings | CA | Solar | 250 | NA | NA | NA | 25.5787 | 30.7131 | 4.2003
Ardagh Solar Plant | -795333 | Operating | NA | Solar | 2025 | Longroad Energy Partners, LLC | CAISO | WECC | CAMX | Madera | CA | Solar | 10 | NA | NA | NA | NA | NA | NA
Ardagh Solar Plant | -795332 | Operating | NA | Solar | 2025 | Longroad Development Company, LLC | CAISO | WECC | CAMX | Madera | CA | Solar | 10 | NA | NA | NA | NA | NA | NA
Ardagh Solar Plant | -795331 | Operating | NA | Solar | 2025 | New Zealand Superannuation Fund | CAISO | WECC | CAMX | Madera | CA | Solar | 10 | NA | NA | NA | NA | NA | NA
Ardagh Solar Plant | -795330 | Operating | NA | Solar | 2025 | Infratil Limited | CAISO | WECC | CAMX | Madera | CA | Solar | 10 | NA | NA | NA | NA | NA | NA
Argus Cogeneration | -16612 | Operating | 62.5 | Steam Turbine | 1947 | Searles Valley Minerals Operations Inc. | CAISO | WECC | CAMX | San Bernardino | CA | Coal | 57 | NA | NM | 48936 | 49.0287 | 57.0121 | 60.9879
Arica Battery Storage Project | -807718 | Operating | 136 | Battery | 2024 | Aip Management P/S | CAISO | WECC | CAMX | Riverside | CA | Energy Storage | 136 | NA | NA | NA | NA | NA | NA
Arica Battery Storage Project | -765581 | Operating | 136 | Battery | 2024 | Aip Management P/S | CAISO | WECC | CAMX | Riverside | CA | Energy Storage | 136 | NA | NA | NA | NA | NA | NA
Arica Battery Storage Project | -765580 | Operating | 136 | Battery | 2024 | Clearway Energy, Inc. | CAISO | WECC | CAMX | Riverside | CA | Energy Storage | 136 | NA | NA | NA | NA | NA | NA
Arica Battery Storage Project | -765579 | Operating | 136 | Battery | 2024 | Clearway Energy, Inc. | CAISO | WECC | CAMX | Riverside | CA | Energy Storage | 136 | NA | NA | NA | NA | NA | NA
Arica Solar Project | -807679 | Operating | 265 | Solar | 2024 | Aip Management P/S | CAISO | WECC | CAMX | Riverside | CA | Solar | 265 | NA | NA | NA | NA | NA | NA
Arica Solar Project | -765554 | Operating | 265 | Solar | 2024 | Aip Management P/S | CAISO | WECC | CAMX | Riverside | CA | Solar | 265 | NA | NA | NA | NA | NA | NA
Arica Solar Project | -765553 | Operating | 265 | Solar | 2024 | Clearway Energy, Inc. | CAISO | WECC | CAMX | Riverside | CA | Solar | 265 | NA | NA | NA | NA | NA | NA
Arica Solar Project | -765552 | Operating | 265 | Solar | 2024 | Clearway Energy, Inc. | CAISO | WECC | CAMX | Riverside | CA | Solar | 265 | NA | NA | NA | NA | NA | NA
Arlington Energy Center II | -746930 | Operating | 233 | Solar | 2022 | NextEra Energy Resources, LLC | CAISO | WECC | CAMX | Riverside | CA | Solar | 233 | NA | NA | NA | 17.4607 | NA | NA
Arlington Energy Center III | -498620 | Operating | 131 | Solar | 2022 | NextEra Energy Resources, LLC | CAISO | WECC | CAMX | Riverside | CA | Solar | 131 | NA | NA | NA | 26.8523 | 10.7855 | NA
Arlington II Battery Storage | -620870 | Operating | 132 | Battery | 2022 | NextEra Energy Resources, LLC | CAISO | WECC | CAMX | Riverside | CA | Energy Storage | 132 | NA | NM | NA | 10.7886 | 2.7421 | NA
Arlington III Battery Storage | -628091 | Operating | 110 | Battery | 2022 | NextEra Energy Resources, LLC | CAISO | WECC | CAMX | Riverside | CA | Energy Storage | 110 | NA | NM | NA | 7.7897 | 3.7545 | NA
Arrache 4006 Solar Plant | -493778 | Operating | 2 | Solar | 2013 | Undisclosed buyer | CAISO | WECC | CAMX | Los Angeles | CA | Solar | 2 | NA | NA | NA | 13.6758 | 12.6142 | 11.718
Arrache 8083 Solar | -493780 | Operating | 4 | Solar | 2013 | Undisclosed buyer | CAISO | WECC | CAMX | Los Angeles | CA | Solar | 4 | NA | NA | NA | 9.0097 | 10.0942 | 9.3579
Arrache-1 4013 Solar Plant | -493779 | Operating | 1.5 | Solar | 2013 | Undisclosed buyer | CAISO | WECC | CAMX | Los Angeles | CA | Solar | 1.5 | NA | NA | NA | 10.5251 | 23.242 | 15.5175
Arrow Wind Project (Windstar Project) | -787355 | Operating | 120 | Wind Turbine | 2012 | XPLR Infrastructure, LP | CAISO | WECC | CAMX | Kern | CA | Wind | 120 | NA | NA | NA | 18.3096 | 19.6354 | 20.508
Aspiration G Solar Plant | -792524 | Operating | 9 | Solar | 2017 | Alberta Investment Management Corporation | CAISO | WECC | CAMX | Fresno | CA | Solar | 9 | NA | NA | NA | 25.5099 | 29.3912 | 28.3194
Aspiration G Solar Plant | -792523 | Operating | 9 | Solar | 2017 | The AES Corporation | CAISO | WECC | CAMX | Fresno | CA | Solar | 9 | NA | NA | NA | 25.5099 | 29.3912 | 28.3194
Aspiration G Solar Plant | -792522 | Operating | 9 | Solar | 2017 | Spower Opco A, LLC | CAISO | WECC | CAMX | Fresno | CA | Solar | 9 | NA | NA | NA | 25.5099 | 29.3912 | 28.3194
Aspiration G Solar Plant | -792521 | Operating | 9 | Solar | 2017 | Spower Opco A, LLC | CAISO | WECC | CAMX | Fresno | CA | Solar | 9 | NA | NA | NA | 25.5099 | 29.3912 | 28.3194
ASTI | -172121 | Operating | 1.2 | Solar | 2009 | Perpetual Energy Systems, LLC | CAISO | WECC | CAMX | Sonoma | CA | Solar | 1.2 | NA | NA | NA | 12.8234 | 13.5845 | 17.6484
AT&T - Gardena Fuel Cell Project | -503814 | Operating | 1 | Fuel Cell | 2013 | Bloom Energy Corporation |  | WECC | CAMX | Los Angeles | CA | Gas | 1 | 6490 | 7015 | 7293 | 99.3151 | 12.1461 | 86.4726
AT&T - Hawthorne | -503818 | Operating | 1 | Fuel Cell | 2016 | Bloom Energy Corporation | CAISO | WECC | CAMX | Los Angeles | CA | Gas | 1 | 7205 | 7809 | 7457 | 66.7123 | 54.9543 | 73.5046
AT&T - Redwood City Fuel Cell Project | -504030 | Operating | 1 | Fuel Cell | 2013 | Bloom Energy Corporation | CAISO | WECC | CAMX | San Mateo | CA | Gas | 1 | 7238 | 7802 | 7464 | 79.4521 | 69.3037 | 75.9589
AT&T - San Diego Trade Street | -503895 | Operating | 1 | Fuel Cell | 2016 | Bloom Energy Corporation | CAISO | WECC | CAMX | San Diego | CA | Gas | 1 | 7055 | 7409 | 7554 | 74.2466 | 69.8402 | 66.3128
AT&T Anaheim | -173590 | Operating | 1.3 | Fuel Cell | 2016 | Bloom Energy Corporation | CAISO | WECC | CAMX | Orange | CA | Gas | 1.3 | NA | 6944 | 7196 | 72.9189 | 86.5385 | 76.2908
AT&T Hayward Fuel Cell Plant | -503899 | Operating | 1 | Fuel Cell | 2016 | Bloom Energy Corporation | CAISO | WECC | CAMX | Alameda | CA | Gas | 1 | 6805 | 7274 | 7210 | 80.8219 | 81.2215 | 82.089
AT&T Holger Plant | -173581 | Operating | 1.3 | Fuel Cell | 2016 | Bloom Energy Corporation | CAISO | WECC | CAMX | Santa Clara | CA | Gas | 1.3 | NA | 7392 | 7583 | 63.0137 | 73.3579 | 73.3052
AT&T Kelvin Fuel Cell | -193707 | Operating | 1 | Fuel Cell | 2017 | Bloom Energy Corporation | CAISO | WECC | CAMX | Orange | CA | Gas | 1 | 6914 | 7200 | 7263 | 79.726 | 64.7831 | 81.7466
AT&T San Diego Fuel Cell Project | -503351 | Operating | 1 | Fuel Cell | 2015 | Bloom Energy Corporation | CAISO | WECC | CAMX | San Diego | CA | Gas | 1 | 6614 | 7836 | 7374 | 40.137 | 49.4521 | 62.774
Atascadero State Hospital Plant | -378150 | Operating | 1.1 | Solar | 2020 | EcoPlexus, Inc. | CAISO | WECC | CAMX | San Luis Obispo | CA | Solar | 1.1 | NA | NA | NA | 29.2653 | 31.704 | 20.8697
Athos II Solar Project | -408546 | Operating | 200 | Solar | 2021 | SB Energy Global Holdings Ltd. | CAISO | WECC | CAMX | Riverside | CA | Solar | 200 | NA | NA | NA | 32.8392 | 35.1433 | 1.8983
Athos III (Blythe Mesa II) Battery Storage | -613508 | Operating | 112 | Battery | 2022 | Intersect Power, LLC | CAISO | WECC | CAMX | Riverside | CA | Energy Storage | 112 | NA | NA | NA | 10.2158 | 0 | NA
Athos III (Blythe Mesa II) Solar Project | -522376 | Operating | 223.6 | Solar | 2022 | Intersect Power, LLC | CAISO | WECC | CAMX | Riverside | CA | Solar | 223.6 | NA | NA | NA | 30.7751 | 1.6744 | NA
Athos Solar Project | -480160 | Operating | 250 | Solar | 2022 | SB Energy Global Holdings Ltd. | CAISO | WECC | CAMX | Riverside | CA | Solar | 250 | NA | NA | NA | 32.2847 | 20.1039 | NA
ATT North Watney Fuel Cell Project | -251020 | Operating | 2 | Fuel Cell | 2019 | Bloom Energy Corporation | CAISO | WECC | CAMX | Solano | CA | Gas | 2 | 6875 | 7158 | 6811 | 37.7397 | 39.7032 | 49.5833
ATT Van Nyus | -198908 | Operating | 1 | Fuel Cell | 2017 | Bloom Energy Corporation |  | WECC | CAMX | Los Angeles | CA | Gas | 1 | 6845 | 7077 | 7416 | 82.3288 | 72.7968 | 66.0502
ATT Ventura Blvd Fuel Cell | -249849 | Operating | 1 | Fuel Cell | 2019 | Bloom Energy Corporation |  | WECC | CAMX | Los Angeles | CA | Gas | 1 | 7133 | 7188 | 9235 | 83.4247 | 86.5183 | 71.3813
Atwater Solar Project (Wastewater Treatment Plant) | -170428 | Operating | 1.1 | Solar | 2012 | Siemens Industry Inc. | CAISO | WECC | CAMX | Merced | CA | Solar | 1.1 | NA | NA | NA | NA | NA | NA
Atwell Island Solar Plant | -493738 | Operating | 20.2 | Solar | 2013 | Undisclosed buyer | CAISO | WECC | CAMX | Tulare | CA | Solar | 20.2 | NA | NA | NA | 18.9012 | 21.2306 | 20.0766
Atwell Island West Solar Plant | -521420 | Operating | 20 | Solar | 2015 | Consolidated Edison Development, Inc. | CAISO | WECC | CAMX | Tulare | CA | Solar | 20 | NA | NA | NA | 26.5656 | NA | NA
Avenal Park Solar Project | -663125 | Operating | 6 | Solar | 2011 | Clearway Energy, Inc. | CAISO | WECC | CAMX | Kings | CA | Solar | 6 | NA | NA | NA | 20.1389 | NA | NA
Avenal Park Solar Project | -663124 | Operating | 6 | Solar | 2011 | Clearway Energy, Inc. | CAISO | WECC | CAMX | Kings | CA | Solar | 6 | NA | NA | NA | 20.1389 | NA | NA
Avenal Park Solar Project | -384862 | Operating | 6 | Solar | 2011 | Tokyo Electric Power Company Holdings, Incorporated | CAISO | WECC | CAMX | Kings | CA | Solar | 6 | NA | NA | NA | 20.1389 | 20.6887 | 20.9323
Avenal Park Solar Project | -168621 | Operating | 6 | Solar | 2011 | Toyota Tsusho Corporation | CAISO | WECC | CAMX | Kings | CA | Solar | 6 | NA | NA | NA | 20.1389 | 20.6887 | 20.9323
Avenal Park Solar Project | -168620 | Operating | 6 | Solar | 2011 | Tokyo Electric Power Company Holdings, Incorporated | CAISO | WECC | CAMX | Kings | CA | Solar | 6 | NA | NA | NA | 20.1389 | 20.6887 | 20.9323
Avenue 26 Solar Project | -785064 | Operating | 10.6 | Solar | 2024 | Renewable Properties, LLC | CAISO | WECC | CAMX | Madera | CA | Solar | 10.6 | NA | NA | NA | NA | NA | NA
AVEP BESS (Antelope Valley) | -807946 | Operating | NA | Battery | 2025 | Leeward Renewable Energy Development, Llc | CAISO | WECC | CAMX | Kern | CA | Energy Storage | 126 | NA | NA | NA | NA | NA | NA
Azusa | -1680 | Operating | 3 | Hydraulic Turbine | 1949 | City of Pasadena, California | CAISO | WECC | CAMX | Los Angeles | CA | Water | 2 | NA | NA | NA | 0 | 0 | 0
Cardinal CC | -105578 | Operating | 160 | Combined Cycle | 1994 | Capstone Infrastructure Corporation | Ontario | NPCC | ONT |  |  | Gas | 160 | NA | NA | NA | NA | NA | NA
Carlsbad Energy Center | -663014 | Operating | 659 | Gas Turbine | 2018 | Clearway Energy, Inc. | CAISO | WECC | CAMX | San Diego | CA | Gas | 527.5 | 10043 | NA | NA | 6.4137 | NA | NA
Badger Filtration | -22233 | Out of Service | 1.4 | Hydraulic Turbine | 1987 | City of Encinitas, California | CAISO | WECC | CAMX | San Diego | CA | Water | NA | NA | NA | NA | 0 | 0 | 0
Badger Filtration | -1692 | Out of Service | 1.4 | Hydraulic Turbine | 1987 | Santa Fe Irrigation District, San Diego | CAISO | WECC | CAMX | San Diego | CA | Water | NA | NA | NA | NA | 0 | 0 | 0
Baker Battery Storage Project | -747259 | Operating | 1.2 | Battery | 2019 | Aes Grid Stability, LLC | CAISO | WECC | CAMX | Orange | CA | Energy Storage | 1.2 | NA | NA | NA | NA | NA | NA
Baker Battery Storage Project | -747258 | Operating | 1.2 | Battery | 2019 | Advanced Microgrid Solutions, Inc. | CAISO | WECC | CAMX | Orange | CA | Energy Storage | 1.2 | NA | NA | NA | NA | NA | NA
Baker Battery Storage Project | -747257 | Operating | 1.2 | Battery | 2019 | Qatar Holding LLC | CAISO | WECC | CAMX | Orange | CA | Energy Storage | 1.2 | NA | NA | NA | NA | NA | NA
Baker Battery Storage Project | -747256 | Operating | 1.2 | Battery | 2019 | Siemens Aktiengesellschaft | CAISO | WECC | CAMX | Orange | CA | Energy Storage | 1.2 | NA | NA | NA | NA | NA | NA
Baker Creek | -166656 | Operating | 1.5 | Hydraulic Turbine | 1987 | Baker Station Associates Lp | CAISO | WECC | CAMX | Humboldt | CA | Water | 1.5 | NA | NA | NA | 24.9848 | 8.5769 | 13.9726
Bakersfield 1 Solar (AES Bakersfield Solar Project) | -173162 | Operating | 5.3 | Solar | 2017 | AES Distributed Energy, Inc. | CAISO | WECC | CAMX | Kern | CA | Solar | 5.3 | NA | NA | NA | 14.4848 | 18.9993 | 21.7606
Bakersfield 111 Solar Park | -172481 | Operating | 1.4 | Solar | 2015 | ET Capital, Inc | CAISO | WECC | CAMX | Kern | CA | Solar | 1.4 | NA | NA | NA | 18.8275 | 5.0636 | 22.4478
Bakersfield College Solar Project | -168916 | Operating | 1.1 | Solar | 2010 | Bakersfield College | CAISO | WECC | CAMX | Kern | CA | Solar | 1.1 | NA | NA | NA | NA | 21.7933 | 22.1876
Bakersfield Industrial PV 1 | -173165 | Operating | 1 | Solar | 2017 | AES Distributed Energy, Inc. | CAISO | WECC | CAMX | Kern | CA | Solar | 1 | NA | NA | NA | 22.5342 | 23.9269 | 24.2694
Bakersfield Solar 1 (SKIC20) | -788544 | Operating | 20 | Solar | 2015 | Clearlight Energy | CAISO | WECC | CAMX | Kern | CA | Solar | 20 | NA | NA | NA | NA | NA | NA
Bakersfield Solar 2 (SKIC 10) | -788550 | Operating | 10 | Solar | 2017 | Clearlight Energy | CAISO | WECC | CAMX | Kern | CA | Solar | 10 | NA | NA | NA | NA | NA | NA
Balboa I Solar Project (FIT) | -740104 | Operating | 3.2 | Solar | 2022 | 8500 Balboa PV, LLC |  | WECC | CAMX | Los Angeles | CA | Solar | 3.2 | NA | NA | NA | 19.3172 | 18.3968 | NA
Balch 1 | -1699 | Operating | 31 | Hydraulic Turbine | 1927 | Pacific Gas and Electric Company | CAISO | WECC | CAMX | Fresno | CA | Water | 31 | NA | NA | NA | 67.8892 | 21.6059 | 12.3177
Balch 2 | -1700 | Operating | 97.2 | Hydraulic Turbine | 1958 | Pacific Gas and Electric Company | CAISO | WECC | CAMX | Fresno | CA | Water | 105 | NA | NA | NA | 53.2402 | 24.6361 | 13.1015
Baldy Mesa 2 Silver Peak Battery Project | -781371 | Operating | 25 | Battery | 2024 | PIP5 LUMOS LLC | CAISO | WECC | CAMX | San Bernardino | CA | Energy Storage | 25 | NA | NA | NA | NA | NA | NA
Baldy Mesa 2 Silver Peak Battery Project | -781370 | Operating | 25 | Battery | 2024 | Aes Clean Energy Development Holdings, Llc | CAISO | WECC | CAMX | San Bernardino | CA | Energy Storage | 25 | NA | NA | NA | NA | NA | NA
Baldy Mesa 2 Silver Peak Hybrid Project | -781361 | Operating | 50 | Solar | 2024 | PIP5 LUMOS LLC | CAISO | WECC | CAMX | San Bernardino | CA | Solar | 50 | NA | NA | NA | NA | NA | NA
Baldy Mesa 2 Silver Peak Hybrid Project | -781360 | Operating | 50 | Solar | 2024 | Aes Clean Energy Development Holdings, Llc | CAISO | WECC | CAMX | San Bernardino | CA | Solar | 50 | NA | NA | NA | NA | NA | NA
Baldy Mesa Battery Storage Project | -761762 | Operating | 75 | Battery | 2024 | PIP5 LUMOS LLC | CAISO | WECC | CAMX | San Bernardino | CA | Energy Storage | 75 | NA | NA | NA | NA | NA | NA
Baldy Mesa Battery Storage Project | -761761 | Operating | 75 | Battery | 2024 | Aes Clean Energy Development Holdings, Llc | CAISO | WECC | CAMX | San Bernardino | CA | Energy Storage | 75 | NA | NA | NA | NA | NA | NA
Baldy Mesa Solar Project | -761748 | Operating | 150 | Solar | 2024 | PIP5 LUMOS LLC | CAISO | WECC | CAMX | San Bernardino | CA | Solar | 150 | NA | NA | NA | NA | NA | NA
Baldy Mesa Solar Project | -761747 | Operating | 150 | Solar | 2024 | Aes Clean Energy Development Holdings, Llc | CAISO | WECC | CAMX | San Bernardino | CA | Solar | 150 | NA | NA | NA | NA | NA | NA
Carlsbad Energy Center | -663013 | Operating | 659 | Gas Turbine | 2018 | Clearway Energy, Inc. | CAISO | WECC | CAMX | San Diego | CA | Gas | 527.5 | 10043 | NA | NA | 6.4137 | NA | NA
Bayshore Solar A | -792534 | Operating | 20 | Solar | 2017 | Alberta Investment Management Corporation | CAISO | WECC | CAMX | Los Angeles | CA | Solar | 20 | NA | NA | NA | 27.0308 | 29.79 | 31.6815
Bayshore Solar A | -792533 | Operating | 20 | Solar | 2017 | The AES Corporation | CAISO | WECC | CAMX | Los Angeles | CA | Solar | 20 | NA | NA | NA | 27.0308 | 29.79 | 31.6815
Bayshore Solar A | -792532 | Operating | 20 | Solar | 2017 | Spower Opco A, LLC | CAISO | WECC | CAMX | Los Angeles | CA | Solar | 20 | NA | NA | NA | 27.0308 | 29.79 | 31.6815
Bayshore Solar A | -792531 | Operating | 20 | Solar | 2017 | Spower Opco A, LLC | CAISO | WECC | CAMX | Los Angeles | CA | Solar | 20 | NA | NA | NA | 27.0308 | 29.79 | 31.6815
Bayshore Solar B | -792538 | Operating | 20 | Solar | 2017 | Alberta Investment Management Corporation | CAISO | WECC | CAMX | Los Angeles | CA | Solar | 20 | NA | NA | NA | 25.6073 | 29.5046 | 30.8373
Bayshore Solar B | -792537 | Operating | 20 | Solar | 2017 | The AES Corporation | CAISO | WECC | CAMX | Los Angeles | CA | Solar | 20 | NA | NA | NA | 25.6073 | 29.5046 | 30.8373
Bayshore Solar C | -792739 | Operating | 20 | Solar | 2017 | Alberta Investment Management Corporation | CAISO | WECC | CAMX | Los Angeles | CA | Solar | 20 | NA | NA | NA | 26.0148 | 28.2317 | 30.5114
Bayshore Solar C | -792738 | Operating | 20 | Solar | 2017 | The AES Corporation | CAISO | WECC | CAMX | Los Angeles | CA | Solar | 20 | NA | NA | NA | 26.0148 | 28.2317 | 30.5114
BBARWA Solar Project | -508218 | Operating | 1.9 | Solar | 2021 | Distributed Solar Development, LLC | CAISO | WECC | CAMX | San Bernardino | CA | Solar | 1.9 | NA | NA | NA | 19.0399 | 19.0459 | 0.17424
BCE Los Alamitos 1 Battery Storage Project | -663836 | Operating | 10 | Battery | 2023 | Ameresco, Inc. | CAISO | WECC | CAMX | Orange | CA | Energy Storage | 10 | NA | NA | NA | NA | NA | NA
BCE Los Alamitos 1 Solar Project | -663835 | Operating | 10 | Solar | 2023 | Ameresco, Inc. | CAISO | WECC | CAMX | Orange | CA | Solar | 10 | NA | NA | NA | 4.1279 | NA | NA
BCE Los Alamitos 2 Battery Storage Project | -663838 | Operating | 10 | Battery | 2023 | Ameresco, Inc. | CAISO | WECC | CAMX | Orange | CA | Energy Storage | 10 | NA | NA | NA | NA | NA | NA
BCE Los Alamitos 2 Solar Project | -663837 | Operating | 10 | Solar | 2023 | Ameresco, Inc. | CAISO | WECC | CAMX | Orange | CA | Solar | 10 | NA | NA | NA | 3.871 | NA | NA
Beacon Battery Storage System | -173479 | Operating & Planned | 20 | Battery | 2018 | Los Angeles Department of Water and Power, California |  | WECC | CAMX | Kern | CA | Energy Storage | 20 | NA | NM | NM | 1.71 | 1.6884 | 1.5291
Beacon Solar 1 | -792518 | Operating | 56 | Solar | 2017 | Alberta Investment Management Corporation |  | WECC | CAMX | Kern | CA | Solar | 51 | NA | NA | NA | 30.2053 | 31.6949 | 31.5424
Beacon Solar 1 | -792517 | Operating | 56 | Solar | 2017 | The AES Corporation |  | WECC | CAMX | Kern | CA | Solar | 51 | NA | NA | NA | 30.2053 | 31.6949 | 31.5424
Beacon Solar 1 | -178095 | Operating | 56 | Solar | 2017 | StepStone Group Inc. |  | WECC | CAMX | Kern | CA | Solar | 51 | NA | NA | NA | 30.2053 | 31.6949 | 31.5424
Beacon Solar 1 | -178092 | Operating | 56 | Solar | 2017 | Ullico Inc. |  | WECC | CAMX | Kern | CA | Solar | 51 | NA | NA | NA | 30.2053 | 31.6949 | 31.5424
Beacon Solar 3 | -792214 | Operating | 56 | Solar | 2016 | Alberta Investment Management Corporation |  | WECC | CAMX | Kern | CA | Solar | 51 | NA | NA | NA | 30.0931 | 31.5532 | 31.2208
Beacon Solar 3 | -792213 | Operating | 56 | Solar | 2016 | The AES Corporation |  | WECC | CAMX | Kern | CA | Solar | 51 | NA | NA | NA | 30.0931 | 31.5532 | 31.2208
Beacon Solar 4 | -792501 | Operating | 50 | Solar | 2017 | Alberta Investment Management Corporation |  | WECC | CAMX | Kern | CA | Solar | 47 | NA | NA | NA | 28.2588 | 30.5137 | 30.1246
Beacon Solar 4 | -792500 | Operating | 50 | Solar | 2017 | The AES Corporation |  | WECC | CAMX | Kern | CA | Solar | 47 | NA | NA | NA | 28.2588 | 30.5137 | 30.1246
Beacon Solar Plant Site 2 | -299086 | Operating | 47.3 | Solar | 2017 | TortoiseEcofin | CAISO | WECC | CAMX | Kern | CA | Solar | 47.3 | NA | NA | NA | 28.9353 | 30.9088 | 30.554
Beacon Solar Plant Site 2 | -296627 | Operating | 47.3 | Solar | 2017 | Shikun & Binui Ltd. | CAISO | WECC | CAMX | Kern | CA | Solar | 47.3 | NA | NA | NA | 28.9353 | 30.9088 | 30.554
Beacon Solar Plant Site 2 | -296626 | Operating | 47.3 | Solar | 2017 | Capital Dynamics, Inc. | CAISO | WECC | CAMX | Kern | CA | Solar | 47.3 | NA | NA | NA | 28.9353 | 30.9088 | 30.554
Beacon Solar Plant Site 5 | -299087 | Operating | 37.8 | Solar | 2017 | TortoiseEcofin |  | WECC | CAMX | Kern | CA | Solar | 37.8 | NA | NA | NA | 29.35 | 31.0593 | 30.1089
Beacon Solar Plant Site 5 | -296630 | Operating | 37.8 | Solar | 2017 | Shikun & Binui Ltd. |  | WECC | CAMX | Kern | CA | Solar | 37.8 | NA | NA | NA | 29.35 | 31.0593 | 30.1089
Beacon Solar Plant Site 5 | -296629 | Operating | 37.8 | Solar | 2017 | Capital Dynamics, Inc. |  | WECC | CAMX | Kern | CA | Solar | 37.8 | NA | NA | NA | 29.35 | 31.0593 | 30.1089
Bear Canyon Energy Storage Project | -776835 | Operating | 13 | Battery | 2024 | Calpine Corporation | CAISO | WECC | CAMX | Lake | CA | Energy Storage | 13 | NA | NA | NA | NA | NA | NA
Bear Creek Hydro | -382413 | Operating | 3.2 | Hydraulic Turbine | 1990 | Central Rivers Power, LLC | CAISO | WECC | CAMX | Shasta | CA | Water | 3 | NA | NA | NA | 21.1644 | 6.4117 | 1.7808
Bear Creek Solar Project | -170508 | Operating | 1.5 | Solar | 2014 | Ecos Energy, LLC | CAISO | WECC | CAMX | San Joaquin | CA | Solar | 1.5 | NA | NA | NA | 29.4749 | 29.9772 | 29.102
Bear Creek Solar Project | -170507 | Operating | 1.5 | Solar | 2014 | Ecos Energy, LLC | CAISO | WECC | CAMX | San Joaquin | CA | Solar | 1.5 | NA | NA | NA | 29.4749 | 29.9772 | 29.102
Carr Street Generating Station | -695457 | Operating | 122.6 | Combined Cycle | 1993 | Brookfield Renewable Partners L.P. | New York | NPCC | NY | Onondaga | NY | Gas | 105 | 8488 | 8000 | 8561 | 18.7643 | 16.5977 | 15.121
Bear Valley | -1770 | Operating | 1.4 | Hydraulic Turbine | 1986 | City of Escondido, California | CAISO | WECC | CAMX | San Diego | CA | Water | 1.4 | NA | NA | NA | 22.1217 | 3.4002 | 4.0117
Bear Valley IC | -166544 | Operating | 8.4 | Internal Combustion | 2005 | Golden State Water Company | CAISO | WECC | CAMX | San Bernardino | CA | Gas | 8.4 | 14356 | 19102 | 9193 | 2.5345 | 2.3918 | 2.5902
Beardsley | -1772 | Operating | 10 | Hydraulic Turbine | 1957 | Oakdale & South San Joaquin Irrigation District | CAISO | WECC | CAMX | Tuolumne | CA | Water | 11 | NA | NA | NA | 85.7825 | 46.6075 | 26.0845
Beaumont Battery Storage Project | -781450 | Operating | 100 | Battery | 2024 | Terra-Gen, LLC | CAISO | WECC | CAMX | Riverside | CA | Energy Storage | 100 | NA | NA | NA | NA | NA | NA
Beaumont Battery Storage Project | -781449 | Operating | 100 | Battery | 2024 | Terra-Gen, LLC | CAISO | WECC | CAMX | Riverside | CA | Energy Storage | 100 | NA | NA | NA | NA | NA | NA
Beckton Dickenson - San Jose FC Plant | -503816 | Operating | 1 | Fuel Cell | 2016 | Bloom Energy Corporation | CAISO | WECC | CAMX | Santa Clara | CA | Gas | 1 | 7181 | 7279 | 7205 | 66.4384 | 79.4406 | 81.4726
Bee Sweet Citrus Solar Farm | -173132 | Operating | 2.49 | Solar | 2017 | Pristine Sun LLC | CAISO | WECC | CAMX | Fresno | CA | Solar | 2.49 | NA | NA | NA | NA | NA | NA
Belden | -1803 | Operating | 117.9 | Hydraulic Turbine | 1969 | Pacific Gas and Electric Company | CAISO | WECC | CAMX | Plumas | CA | Water | 125 | NA | NA | NA | 20.8024 | 15.9232 | 13.2617
Beringer Solar Plant | -172120 | Operating | 1.4 | Solar | 2009 | Perpetual Energy Systems, LLC | CAISO | WECC | CAMX | Napa | CA | Solar | 1.4 | NA | NA | NA | 10.804 | 13.5437 | 16.2723
Carroll County Energy Center | -742717 | Operating | 832.3 | Combined Cycle | 2017 | BCPG USA Inc. | PJM | RFC | R-PJM | Carroll | OH | Gas | 760.4 | 7131 | NA | NA | 82.7694 | NA | NA
Berrenda Mesa Water District Solar Project | -670589 | Operating | 6.4 | Solar | 2023 | Tesla, Inc. | CAISO | WECC | CAMX | Kern | CA | Solar | 6.4 | NA | NA | NA | NA | NA | NA
Carroll County Energy Center | -678956 | Operating | 832.3 | Combined Cycle | 2017 | AP Carroll County Holdings LLC | PJM | RFC | R-PJM | Carroll | OH | Gas | 760.4 | 7131 | NA | NA | 82.7694 | NA | NA
Carroll County Energy Center | -678955 | Operating | 832.3 | Combined Cycle | 2017 | AP-BCPG CCE Partners LLC | PJM | RFC | R-PJM | Carroll | OH | Gas | 760.4 | 7131 | NA | NA | 82.7694 | NA | NA
Carroll County Energy Center | -678954 | Operating | 832.3 | Combined Cycle | 2017 | Carroll County Energy Holdings LLC | PJM | RFC | R-PJM | Carroll | OH | Gas | 760.4 | 7131 | NA | NA | 82.7694 | NA | NA
Bidwell Ditch Project | -138757 | Operating | 1.8 | Hydraulic Turbine | 1987 | Evergy Missouri West, Inc. | CAISO | WECC | CAMX | Shasta | CA | Water | 1.8 | NA | NA | NA | 70.9602 | 69.8313 | 71.9305
Bidwell Ditch Project | -1867 | Operating | 1.8 | Hydraulic Turbine | 1987 | Mega Renewables | CAISO | WECC | CAMX | Shasta | CA | Water | 1.8 | NA | NA | NA | 70.9602 | 69.8313 | 71.9305
Big Bear Solar Project | -798577 | Operating | 5.5 | Solar | 2020 | Altus Power, Inc. |  | WECC | CAMX | Los Angeles | CA | Solar | 5.5 | NA | NA | NA | NA | NA | NA
Big Beau Battery Storage Project | -807285 | Operating | 40 | Battery | 2022 | EDF power solutions North America | CAISO | WECC | CAMX | Kern | CA | Energy Storage | 40 | NA | NA | NA | NA | NA | NA
Big Beau Battery Storage Project | -780883 | Operating | 40 | Battery | 2022 | Abu Dhabi National Energy Company PJSC | CAISO | WECC | CAMX | Kern | CA | Energy Storage | 40 | NA | NA | NA | 10.0557 | 0 | NA
Big Beau Battery Storage Project | -780882 | Operating | 40 | Battery | 2022 | Abu Dhabi National Energy Company PJSC | CAISO | WECC | CAMX | Kern | CA | Energy Storage | 40 | NA | NA | NA | 10.0557 | 0 | NA
Big Beau Battery Storage Project | -780881 | Operating | 40 | Battery | 2022 | Mubadala Investment Company PJSC | CAISO | WECC | CAMX | Kern | CA | Energy Storage | 40 | NA | NA | NA | 10.0557 | 0 | NA
Big Beau Battery Storage Project | -780880 | Operating | 40 | Battery | 2022 | Abu Dhabi National Oil Company | CAISO | WECC | CAMX | Kern | CA | Energy Storage | 40 | NA | NA | NA | 10.0557 | 0 | NA
Big Beau Solar Project | -807146 | Operating | 128 | Solar | 2022 | EDF power solutions North America | CAISO | WECC | CAMX | Kern | CA | Solar | 128 | NA | NA | NA | NA | NA | NA
Big Beau Solar Project | -741474 | Operating | 128 | Solar | 2022 | Abu Dhabi National Energy Company PJSC | CAISO | WECC | CAMX | Kern | CA | Solar | 128 | NA | NA | NA | 21.9172 | 31.9731 | NA
Big Beau Solar Project | -741473 | Operating | 128 | Solar | 2022 | Abu Dhabi National Energy Company PJSC | CAISO | WECC | CAMX | Kern | CA | Solar | 128 | NA | NA | NA | 21.9172 | 31.9731 | NA
Big Beau Solar Project | -741472 | Operating | 128 | Solar | 2022 | Mubadala Investment Company PJSC | CAISO | WECC | CAMX | Kern | CA | Solar | 128 | NA | NA | NA | 21.9172 | 31.9731 | NA
Big Beau Solar Project | -741471 | Operating | 128 | Solar | 2022 | Abu Dhabi National Oil Company | CAISO | WECC | CAMX | Kern | CA | Solar | 128 | NA | NA | NA | 21.9172 | 31.9731 | NA
Big Creek 1 | -1876 | Operating | 88.4 | Hydraulic Turbine | 1913 | Southern California Edison Company | CAISO | WECC | CAMX | Fresno | CA | Water | 88.4 | NA | NA | NA | 50.8535 | 28.4292 | 21.3979
Big Creek 2 | -1877 | Operating | 66.6 | Hydraulic Turbine | 1913 | Southern California Edison Company | CAISO | WECC | CAMX | Fresno | CA | Water | 66.6 | NA | NA | NA | 50.7655 | 34.0023 | 17.2863
Big Creek 2A | -1878 | Operating | 110 | Hydraulic Turbine | 1928 | Southern California Edison Company | CAISO | WECC | CAMX | Fresno | CA | Water | 100 | NA | NA | NA | 57.7679 | 23.9049 | 27.8339
Big Creek 3 | -1879 | Operating | 174.5 | Hydraulic Turbine | 1923 | Southern California Edison Company | CAISO | WECC | CAMX | Fresno | CA | Water | 173.5 | NA | NA | NA | 24.8199 | 37.6833 | 22.1255
Big Creek 4 | -1880 | Operating | 100 | Hydraulic Turbine | 1951 | Southern California Edison Company | CAISO | WECC | CAMX | Madera | CA | Water | 100 | NA | NA | NA | 51.4389 | 29.0811 | 17.7187
Big Creek 8 | -1881 | Operating | 75 | Hydraulic Turbine | 1921 | Southern California Edison Company | CAISO | WECC | CAMX | Fresno | CA | Water | 25.8 | NA | NA | NA | 24.6496 | 16.2554 | 10.8339
Big Creek Water Works | -1882 | Operating | 5 | Hydraulic Turbine | 1987 | Big Creek Water Works, Ltd. | CAISO | WECC | CAMX | Trinity | CA | Water | 4.8 | NA | NA | NA | 23.9155 | 9.4059 | 9.9957
Big Pine Hydro | -1889 | Operating | 3.2 | Hydraulic Turbine | 1925 | Los Angeles Department of Water and Power, California |  | WECC | CAMX | Inyo | CA | Water | 3 | NA | NA | NA | 34.1705 | 43.7405 | 35.8371
Big Rock Cluster Battery Storage Project | -788909 | Operating | NA | Battery | 2025 | Gore Street Energy Storage Fund Plc | CAISO | WECC | CAMX | Imperial | CA | Energy Storage | 200 | NA | NA | NA | NA | NA | NA
Big Valley Lumber Company | -153127 | Out of Service | 9.3 | Steam Turbine | 1983 | Big Valley Power Llc | CAISO | WECC | CAMX | Lassen | CA | Biomass | NA | NA | NA | NA | NA | NA | NA
Biola University | -598122 | Operating | 4 | Internal Combustion | 1990 | Biola University | CAISO | WECC | CAMX | Los Angeles | CA | Gas | 4 | 9956 | NA | NA | 31.8465 | NA | NA
Biola University Battery Storage Project | -628378 | Operating | 0.3 | Battery | 2018 | Biola University | CAISO | WECC | CAMX | Los Angeles | CA | Energy Storage | 0.3 | NA | NM | NM | 0.87519 | 1.8645 | 1.2938
Bio-Rad Solar Project | -388626 | Operating | 2.3 | Solar | 2021 | Vista Solar, Inc. | CAISO | WECC | CAMX | Contra Costa | CA | Solar | 2.4 | NA | NA | NA | 15.9056 | 18.4979 | 2.5447
Bishop Creek 2 | -1920 | Operating | 7.3 | Hydraulic Turbine | 1908 | Southern California Edison Company | CAISO | WECC | CAMX | Inyo | CA | Water | 7.3 | NA | NA | NA | 55.7218 | 26.1384 | 28.2073
Bishop Creek 3 | -1921 | Operating | 8.4 | Hydraulic Turbine | 1913 | Southern California Edison Company | CAISO | WECC | CAMX | Inyo | CA | Water | 8.4 | NA | NA | NA | 35.6273 | 23.13 | 25.8235
Bishop Creek 4 | -1922 | Operating | 8.2 | Hydraulic Turbine | 1905 | Southern California Edison Company | CAISO | WECC | CAMX | Inyo | CA | Water | 8.2 | NA | NA | NA | 69.3591 | 35.2628 | 45.3085
Bishop Creek 5 | -1923 | Operating | 4.5 | Hydraulic Turbine | 1919 | Southern California Edison Company | CAISO | WECC | CAMX | Inyo | CA | Water | 3.8 | NA | NA | NA | 41.162 | 21.1818 | 26.2377
Bishop Creek 6 | -1924 | Operating | 1.6 | Hydraulic Turbine | 1913 | Southern California Edison Company | CAISO | WECC | CAMX | Inyo | CA | Water | 1.6 | NA | NA | NA | 68.6644 | 7.1846 | 52.2474
Bishop Ranch - BR 15-CC Battery Storage | -808060 | Operating | NA | Battery | 2025 | Cox Corporate Services, Inc. | CAISO | WECC | CAMX | Contra Costa | CA | Energy Storage | 0.5 | NA | NA | NA | NA | NA | NA
Bishop Ranch - BR 15-CC Battery Storage | -808059 | Operating | NA | Battery | 2025 | BlackRock, Inc. | CAISO | WECC | CAMX | Contra Costa | CA | Energy Storage | 0.5 | NA | NA | NA | NA | NA | NA
Bishop Ranch - BR 15-CC Solar Project | -808055 | Operating | NA | Solar | 2025 | Cox Corporate Services, Inc. | CAISO | WECC | CAMX | Contra Costa | CA | Solar | 0.7 | NA | NA | NA | NA | NA | NA
Bishop Ranch - BR 15-CC Solar Project | -808054 | Operating | NA | Solar | 2025 | BlackRock, Inc. | CAISO | WECC | CAMX | Contra Costa | CA | Solar | 0.7 | NA | NA | NA | NA | NA | NA
Bishop Ranch - BR 15-DD Battery Project | -807989 | Operating | NA | Battery | 2025 | Cox Corporate Services, Inc. | CAISO | WECC | CAMX | Contra Costa | CA | Energy Storage | 0.5 | NA | NA | NA | NA | NA | NA
Bishop Ranch - BR 15-DD Battery Project | -807988 | Operating | NA | Battery | 2025 | BlackRock, Inc. | CAISO | WECC | CAMX | Contra Costa | CA | Energy Storage | 0.5 | NA | NA | NA | NA | NA | NA
Bishop Ranch - BR 15-DD Solar Project | -801088 | Operating | NA | Solar | 2025 | Cox Corporate Services, Inc. | CAISO | WECC | CAMX | Contra Costa | CA | Solar | 0.6 | NA | NA | NA | NA | NA | NA
Bishop Ranch - BR 15-DD Solar Project | -801087 | Operating | NA | Solar | 2025 | BlackRock, Inc. | CAISO | WECC | CAMX | Contra Costa | CA | Solar | 0.6 | NA | NA | NA | NA | NA | NA
Bishop Ranch - BR 1-X Solar Project | -777883 | Operating | 0.9 | Solar | 2022 | Distributed Solar Development, LLC | CAISO | WECC | CAMX | Contra Costa | CA | Solar | 0.9 | NA | NA | NA | NA | NA | NA
Bishop Ranch - BR 1-Y Battery Plant | -739558 | Operating | 0.7 | Battery | 2022 | Distributed Solar Development, LLC | CAISO | WECC | CAMX | Contra Costa | CA | Energy Storage | 0.7 | NA | NA | NA | NA | NA | NA
Bishop Ranch - BR 1-Y Solar Project | -679436 | Operating | 1.1 | Solar | 2022 | Distributed Solar Development, LLC | CAISO | WECC | CAMX | Contra Costa | CA | Solar | 1.1 | NA | NA | NA | 16.6978 | NA | NA
Bishop Ranch - BR 8 - Q Solar Project | -808325 | Operating | NA | Solar | 2025 | Cox Corporate Services, Inc. | CAISO | WECC | CAMX | Contra Costa | CA | Solar | 0.66 | NA | NA | NA | NA | NA | NA
Bishop Ranch - BR 8 - Q Solar Project | -808324 | Operating | NA | Solar | 2025 | BlackRock, Inc. | CAISO | WECC | CAMX | Contra Costa | CA | Solar | 0.66 | NA | NA | NA | NA | NA | NA
Bishop Ranch - BR 8-O Solar Project | -807990 | Operating | NA | Solar | 2025 | Morgan Stanley Renewables Inc. | CAISO | WECC | CAMX | Contra Costa | CA | Solar | 0.98 | NA | NA | NA | NA | NA | NA
Bishop Ranch Battery Storage Plant | -789927 | Operating | 0.5 | Battery | 2024 | Sunset Development Company, Inc. | CAISO | WECC | CAMX | Contra Costa | CA | Energy Storage | 0.5 | NA | NA | NA | NA | NA | NA
Bishop Ranch BR 1-X Battery Project | -777887 | Operating | 0.5 | Battery | 2022 | Distributed Solar Development, LLC | CAISO | WECC | CAMX | Contra Costa | CA | Energy Storage | 0.5 | NA | NA | NA | NA | NA | NA
Bishop Ranch Solar Project | -789926 | Operating | 1.33 | Solar | 2024 | Sunset Development Company, Inc. | CAISO | WECC | CAMX | Contra Costa | CA | Solar | 1.33 | NA | NA | NA | NA | NA | NA
Black Butte | -1930 | Operating | 6.1 | Hydraulic Turbine | 1988 | Silicon Valley Power | CAISO | WECC | CAMX | Tehama | CA | Water | 6.1 | NA | NA | NA | 37.834 | 9.4113 | 3.6492
Blackjack Solar Project | -679420 | Operating | 4 | Solar | 2020 | South County Packing, Inc. | CAISO | WECC | CAMX | Monterey | CA | Solar | 3.9 | NA | NA | NA | 20.1586 | NA | NA
Blackwell Solar Park Project (CED Lost Hills Solar) | -521423 | Operating | 20 | Solar | 2019 | Consolidated Edison Development, Inc. | CAISO | WECC | CAMX | Kern | CA | Solar | 20 | NA | NA | NA | 22.8893 | NA | NA
BLM Facility (Coso Energy) | -789058 | Operating | 90 | Geothermal | 1988 | Atlantica Sustainable Infrastructure Limited | CAISO | WECC | CAMX | Inyo | CA | Geothermal | 83.3 | NA | NA | NA | NA | NA | NA
Bloom Energy Fuel Cell Project | -493789 | Operating | 2.6 | Fuel Cell | 2014 | Undisclosed buyer | CAISO | WECC | CAMX | Santa Clara | CA | Gas | 2.6 | NA | NA | NA | NA | NA | NA
Blue Lake Biomass | -609221 | Out of Service | 12 | Steam Turbine | 2010 | Blue Lake Power, LLC | CAISO | WECC | CAMX | Humboldt | CA | Biomass | NA | NA | NA | NA | NA | NA | NA
Blue River Solar Project | -674097 | Operating | 1 | Solar | 2021 | Blue Skies Solar I, LLC | CAISO | WECC | CAMX | Kern | CA | Solar | 1 | NA | NA | NA | 21.2785 | 2.7283 | NA
Blue Shield of California - El Dorado Hills Solar Project | -808068 | Operating | 1.5 | Solar | 2018 | Blue Shield of California Life & Health Insurance Company | CAISO | WECC | CAMX | El Dorado | CA | Solar | 2.1 | NA | NA | NA | 16.2427 | 17.6234 | 8.1105
Blythe 110 (Blythe I) Battery Storage Project | -591465 | Operating | 63 | Battery | 2021 | NextEra Energy Resources, LLC | CAISO | WECC | CAMX | Riverside | CA | Energy Storage | 63 | NA | NM | NM | 12.5359 | 20.5075 | 13.3049
Carroll County Energy Center | -678952 | Operating | 832.3 | Combined Cycle | 2017 | Ullico Infrastructure Master Fund LP | PJM | RFC | R-PJM | Carroll | OH | Gas | 760.4 | 7131 | NA | NA | 82.7694 | NA | NA
Blythe II (NextEra) Battery Storage Project | -671565 | Operating | 115 | Battery | 2021 | NextEra Energy Resources, LLC | CAISO | WECC | CAMX | Riverside | CA | Energy Storage | 115 | NA | NM | NM | 7.2806 | 10.8503 | 7.2887
Blythe III Battery Storage Project | -591467 | Operating | 115 | Battery | 2021 | NextEra Energy Resources, LLC | CAISO | WECC | CAMX | Riverside | CA | Energy Storage | 115 | NA | NM | NM | 7.2141 | 11.2609 | 2.9114
Blythe Solar (Ironwood State Prison) | -18818 | Operating | 1 | Solar | 2008 | SunEdison Holdings II, LLC | CAISO | WECC | CAMX | Riverside | CA | Solar | 0.9 | NA | NA | NA | 15.8803 | 5.3907 | 21.7149
Blythe Solar 110 Project (Blythe Solar I) | -172753 | Operating | 109.8 | Solar | 2016 | NextEra Energy Resources, LLC | CAISO | WECC | CAMX | Riverside | CA | Solar | 109.8 | NA | NA | NA | 61.6996 | 30.8715 | 31.3039
Blythe Solar Battery Storage Project | -757463 | Operating | 47 | Battery | 2022 | NextEra Energy Resources, LLC |  | WECC | CAMX | Riverside | CA | Energy Storage | 47 | NA | NA | NA | 7.5792 | NA | NA
Blythe Solar II (NextEra) | -172762 | Operating | 131.2 | Solar | 2016 | NextEra Energy Resources, LLC | CAISO | WECC | CAMX | Riverside | CA | Solar | 131.2 | NA | NA | NA | 28.1441 | 30.3944 | 27.2413
Blythe Solar III | -242449 | Operating | 136.8 | Solar | 2020 | NextEra Energy Resources, LLC | CAISO | WECC | CAMX | Riverside | CA | Solar | 136.8 | NA | NA | NA | 25.7962 | 26.9222 | 27.4612
Blythe Solar IV | -310774 | Operating | 137.4 | Solar | 2020 | NextEra Energy Resources, LLC |  | WECC | CAMX | Riverside | CA | Solar | 137.4 | NA | NA | NA | 25.7548 | 29.6263 | 31.0788
Bodega Energy West Solar Project | -522614 | Operating | 2 | Solar | 2021 | Juniper Energy LLC | CAISO | WECC | CAMX | Sonoma | CA | Solar | 2 | NA | NA | NA | 23.2591 | 26.8607 | 26.0331
Bolthouse Farms Solar Plant | -379665 | Operating | 1.2 | Solar | 2008 | Fundamental Renewables | CAISO | WECC | CAMX | Los Angeles | CA | Solar | 1.2 | NA | NA | NA | 0.8847 | 8.1621 | 14.726
Bolthouse Farms Solar Plant | -27466 | Operating | 1.2 | Solar | 2008 | Fotowatio Renewable Ventures, Inc. | CAISO | WECC | CAMX | Los Angeles | CA | Solar | 1.2 | NA | NA | NA | 0.8847 | 8.1621 | 14.726
Borden Solar Farm (Lotus) | -244874 | Operating | 50 | Solar | 2020 | Allianz Global Investors U.S. LLC | CAISO | WECC | CAMX | Madera | CA | Solar | 50 | NA | NA | NA | 27.3833 | 26.7297 | 27.492
Carroll County Energy Center | -678951 | Operating | 832.3 | Combined Cycle | 2017 | Chubu Electric Power Company, Incorporated | PJM | RFC | R-PJM | Carroll | OH | Gas | 760.4 | 7131 | NA | NA | 82.7694 | NA | NA
Borrego Springs Diesel | -99743 | Operating | NA | Internal Combustion | NA | San Diego Gas & Electric Company | CAISO | WECC | CAMX | San Diego | CA | Oil | 3.6 | NA | NA | NA | NA | NA | NA
Bottle Rock | -99912 | Out of Service | 55 | Geothermal | 1985 | Baseload Clean Energy Partners, LLC | CAISO | WECC | CAMX | Lake | CA | Geothermal | NA | NA | NA | NA | NA | NA | NA
Bottleneck Battery Storage Project | -779412 | Operating | 80 | Battery | 2024 | Ormat Technologies, Inc. | CAISO | WECC | CAMX | Tulare | CA | Energy Storage | 80 | NA | NA | NA | NA | NA | NA
Boulevard Energy Storage Project | -762928 | Operating | 10 | Battery | 2024 | San Diego Gas & Electric Company | CAISO | WECC | CAMX | San Diego | CA | Energy Storage | 10 | NA | NA | NA | NA | NA | NA
Bowman (Yuba-Bear Project) | -2024 | Operating | 3.6 | Hydraulic Turbine | 1986 | Nevada Irrigation District | CAISO | WECC | CAMX | Nevada | CA | Water | 3.6 | NA | NA | NA | 48.5953 | 28.9479 | 15.4363
Box Canyon | -58551 | Operating | 5 | Hydraulic Turbine | 1986 | Box Canyon Limited Partnership |  | WECC | NWPP | Siskiyou | CA | Water | 5 | NA | NA | NA | 39.532 | 13.9909 | 11.6918
BP Carson Refinery | -144494 | Operating | 12 | Other | 1984 | Tesoro Refining & Marketing Company LLC | CAISO | WECC | CAMX | Los Angeles | CA | Other | 6.5 | NA | NA | NA | 0 | 0 | 0
BP Carson Refinery ST | -144508 | Out of Service | 1.5 | Steam Turbine | 1982 | Tesoro Refining & Marketing Company LLC | CAISO | WECC | CAMX | Los Angeles | CA | Gas | NA | NA | NA | NA | NA | NA | NA
Brea Reservoir City Pump Yard Solar Project | -169320 | Operating | 1.15 | Solar | 2011 | Brea City Of | CAISO | WECC | CAMX | Orange | CA | Solar | 1.15 | NA | NA | NA | NA | NA | NA
Broadridge Cogen | -135880 | Operating | 4.2 | Internal Combustion | 2008 | DST Output, LLC | CAISO | WECC | CAMX | El Dorado | CA | Gas | 4.2 | 11585 | 14999 | 10865 | 49.1873 | 35.1163 | 29.0009
Broadridge Solar Plant | -209486 | Operating | 1 | Solar | 2011 | DST Output, LLC | CAISO | WECC | CAMX | El Dorado | CA | Solar | 0.8 | NA | NA | NA | 17.8082 | 15.9703 | 21.8322
Broadway 3 - UC Merced 1 Solar Project | -503828 | Operating | 1 | Solar | 2009 | Goldman Sachs Renewable Power Operating Company LLC | CAISO | WECC | CAMX | Merced | CA | Solar | 1 | NA | NA | NA | 13.9269 | 20.1484 | 11.6667
Broadway 3 - UCSB Lot 38 Solar Project | -761318 | Operating | 1 | Solar | 2016 | MN8 Energy, Inc. | CAISO | WECC | CAMX | Santa Barbara | CA | Solar | 1 | NA | NA | NA | 29.0753 | 37.5685 | 37.5114
Broadway 4 - Target Shafter | -504020 | Operating | 1.6 | Solar | 2018 | Goldman Sachs Renewable Power Operating Company LLC | CAISO | WECC | CAMX | Kern | CA | Solar | 1.6 | NA | NA | NA | 21.9678 | 22.8953 | 23.4589
Browns Valley Irrigation District | -756846 | Operating | 1 | Hydraulic Turbine | 1984 | Browns Valley Irrigation District, California | CAISO | WECC | CAMX | Yuba | CA | Water | 1 | NA | NA | NA | NA | NA | NA
Bucks Creek | -760037 | Operating | 66 | Hydraulic Turbine | 1928 | City of Santa Clara | CAISO | WECC | CAMX | Plumas | CA | Water | 65 | NA | NA | NA | 12.683 | 11.9161 | 3.236
Bucks Creek | -2131 | Operating | 66 | Hydraulic Turbine | 1928 | Pacific Gas and Electric Company | CAISO | WECC | CAMX | Plumas | CA | Water | 65 | NA | NA | NA | 12.683 | 11.9161 | 3.236
Buena Vista Wind | -143955 | Operating | 38 | Wind Turbine | 2006 | Leeward Renewable Energy, LLC | CAISO | WECC | CAMX | Contra Costa | CA | Wind | 38 | NA | NA | NA | 27.3041 | 27.9999 | 30.7057
Building F Solar Project | -172815 | Operating | 1.3 | Solar | 2016 | Borrego Solar Systems, Inc. | CAISO | WECC | CAMX | Los Angeles | CA | Solar | 1.3 | NA | NA | NA | 19.582 | 16.9477 | 17.1935
Building G Solar Project | -172816 | Operating | 1.2 | Solar | 2016 | Golden Springs Development Company LLC | CAISO | WECC | CAMX | Los Angeles | CA | Solar | 1.2 | NA | NA | NA | 19.7298 | 22.2698 | 22.1937
Building L Solar Project | -172809 | Operating | 1 | Solar | 2016 | Golden Springs Development Company LLC | CAISO | WECC | CAMX | Los Angeles | CA | Solar | 1 | NA | NA | NA | 10.2626 | 16.3242 | 17.4429
Burney Cogen Facility | -2159 | Operating | 20 | Steam Turbine | 1986 | Sierra Pacific Industries, Inc. | CAISO | WECC | CAMX | Shasta | CA | Biomass | 18.9 | 25632 | 26324 | 24834 | 57.0734 | 55.7676 | 68.2322
Burney Creek | -16325 | Operating | 3 | Hydraulic Turbine | 1990 | Ida-West Energy Company | CAISO | WECC | CAMX | Shasta | CA | Water | 3 | NA | NA | NA | 23.5921 | 7.6065 | 1.7237
Burney Creek | -2158 | Operating | 3 | Hydraulic Turbine | 1990 | Public Employee Retirement System of Idaho | CAISO | WECC | CAMX | Shasta | CA | Water | 3 | NA | NA | NA | 23.5921 | 7.6065 | 1.7237
Burney Forest Products | -84875 | Operating | 31 | Steam Turbine | 1989 | Ares EIF Management, LLC | CAISO | WECC | CAMX | Shasta | CA | Biomass | 31 | 20457 | 18533 | 19697 | 68.734 | 81.7116 | 73.1128
Butt Valley | -2172 | Operating | 40 | Hydraulic Turbine | 1958 | Pacific Gas and Electric Company | CAISO | WECC | CAMX | Plumas | CA | Water | 41 | NA | NA | NA | 40.8024 | 20.7754 | 5.3311
Butte-Glenn Solar Plant | -168305 | Operating | 3.5 | Solar | 2011 | Butte-Glenn Community College District | CAISO | WECC | CAMX | Butte | CA | Solar | 3.6 | NA | NA | NA | 21.1536 | 21.6292 | 18.7976
Butte-Glenn Solar Plant (Phase I) | -170189 | Operating | 1.92 | Solar | 2005 | Butte-Glenn Community College District | CAISO | WECC | CAMX | Butte | CA | Solar | 1.92 | NA | NA | NA | NA | NA | NA
Byron Highway Solar Project | -546375 | Operating | 5 | Solar | 2022 | KeyState Solar Investments LLC | CAISO | WECC | CAMX | Contra Costa | CA | Solar | 5 | NA | NA | NA | 29.1142 | 3.4795 | NA
Byron Hot Springs Solar Project | -773355 | Operating | 1 | Solar | 2023 | Renewable Properties, LLC | CAISO | WECC | CAMX | Contra Costa | CA | Solar | 1 | NA | NA | NA | NA | NA | NA
C&H Sugar Plant | -65718 | Operating | 8 | Steam Turbine | 1957 | C&H Sugar Company, Inc. | CAISO | WECC | CAMX | Contra Costa | CA | Other | 10 | 3412 | 3412 | 8843 | 41.5388 | 53.0502 | 53.8025
CA - Grossmont-Cuyamaca CCD - Cuyamaca College Battery Storage Project | -762899 | Operating | 1 | Battery | 2024 | Forefront Power, LLC | CAISO | WECC | CAMX | San Diego | CA | Energy Storage | 1 | NA | NA | NA | NA | NA | NA
CA - Grossmont-Cuyamaca CCD - Cuyamaca College Solar Project | -762885 | Operating | 1.42 | Solar | 2024 | Forefront Power, LLC | CAISO | WECC | CAMX | San Diego | CA | Solar | 1.42 | NA | NA | NA | NA | NA | NA
CA Amazon Stockton Roof (SCK1) | -638447 | Operating | 2.6 | Solar | 2023 | Forefront Power, LLC | CAISO | WECC | CAMX | San Joaquin | CA | Solar | 2.6 | NA | NA | NA | 15.9598 | NA | NA
CA DGS-CA State Prison Solar Plant (CSP-Los Angeles) | -774671 | Operating | 2.6 | Solar | 2012 | Shell New Energies US LLC | CAISO | WECC | CAMX | Los Angeles | CA | Solar | 2.6 | NA | NA | NA | NA | NA | NA
CA DGS-CA State Prison Solar Plant (CSP-Los Angeles) | -774670 | Operating | 2.6 | Solar | 2012 | Silicon Ranch Corporation | CAISO | WECC | CAMX | Los Angeles | CA | Solar | 2.6 | NA | NA | NA | NA | NA | NA
CA Institute For Women Project | -378142 | Operating | 1 | Solar | 2020 | EcoPlexus, Inc. | CAISO | WECC | CAMX | San Bernardino | CA | Solar | 1 | NA | NA | NA | 26.8607 | 29.6918 | 29.8516
CA Madera USD Madera South HS Solar | -704229 | Operating | 1.2 | Solar | 2023 | Forefront Power, LLC | CAISO | WECC | CAMX | Madera | CA | Solar | 1.2 | NA | NA | NA | 4.395 | NA | NA
CA Manteca 730 Spreckels Ave Battery Energy Storage Project | -781059 | Operating | 1.5 | Battery | 2024 | Canyon Renewables LLC | CAISO | WECC | CAMX | San Joaquin | CA | Energy Storage | 1.5 | NA | NA | NA | NA | NA | NA
CA Manteca 730 Spreckels Ave Battery Energy Storage Project | -781058 | Operating | 1.5 | Battery | 2024 | Catalyze Parentco LLC | CAISO | WECC | CAMX | San Joaquin | CA | Energy Storage | 1.5 | NA | NA | NA | NA | NA | NA
CA Manteca 730 Spreckels Ave Battery Energy Storage Project | -781057 | Operating | 1.5 | Battery | 2024 | EETF Sidecar I-B, L.P.. | CAISO | WECC | CAMX | San Joaquin | CA | Energy Storage | 1.5 | NA | NA | NA | NA | NA | NA
CA Manteca 730 Spreckels Ave Battery Energy Storage Project | -781056 | Operating | 1.5 | Battery | 2024 | Actis Energy 5 A LP | CAISO | WECC | CAMX | San Joaquin | CA | Energy Storage | 1.5 | NA | NA | NA | NA | NA | NA
CA Manteca 730 Spreckels Ave Battery Energy Storage Project | -781055 | Operating | 1.5 | Battery | 2024 | Actis Energy 5 LP | CAISO | WECC | CAMX | San Joaquin | CA | Energy Storage | 1.5 | NA | NA | NA | NA | NA | NA
CA Manteca 730 Spreckels Ave Battery Energy Storage Project | -781054 | Operating | 1.5 | Battery | 2024 | Encap Energy Transition Fund I-E, L.P. | CAISO | WECC | CAMX | San Joaquin | CA | Energy Storage | 1.5 | NA | NA | NA | NA | NA | NA
CA Manteca 730 Spreckels Ave Battery Energy Storage Project | -781053 | Operating | 1.5 | Battery | 2024 | Encap Energy Transition Fund I-B, L.P. | CAISO | WECC | CAMX | San Joaquin | CA | Energy Storage | 1.5 | NA | NA | NA | NA | NA | NA
CA Manteca 730 Spreckels Ave Battery Energy Storage Project | -781052 | Operating | 1.5 | Battery | 2024 | Encap Energy Transition Fund I-A, L.P. | CAISO | WECC | CAMX | San Joaquin | CA | Energy Storage | 1.5 | NA | NA | NA | NA | NA | NA
CA Manteca 730 Spreckels Ave Battery Energy Storage Project | -781051 | Operating | 1.5 | Battery | 2024 | Prisma Energy Capital | CAISO | WECC | CAMX | San Joaquin | CA | Energy Storage | 1.5 | NA | NA | NA | NA | NA | NA
CA Manteca 730 Spreckels Ave Solar Project | -781050 | Operating | 1.5 | Solar | 2024 | Canyon Renewables LLC | CAISO | WECC | CAMX | San Joaquin | CA | Solar | 1.5 | NA | NA | NA | NA | NA | NA
CA Manteca 730 Spreckels Ave Solar Project | -781049 | Operating | 1.5 | Solar | 2024 | Catalyze Parentco LLC | CAISO | WECC | CAMX | San Joaquin | CA | Solar | 1.5 | NA | NA | NA | NA | NA | NA
CA Manteca 730 Spreckels Ave Solar Project | -781048 | Operating | 1.5 | Solar | 2024 | EETF Sidecar I-B, L.P.. | CAISO | WECC | CAMX | San Joaquin | CA | Solar | 1.5 | NA | NA | NA | NA | NA | NA
CA Manteca 730 Spreckels Ave Solar Project | -781047 | Operating | 1.5 | Solar | 2024 | Actis Energy 5 A LP | CAISO | WECC | CAMX | San Joaquin | CA | Solar | 1.5 | NA | NA | NA | NA | NA | NA
CA Manteca 730 Spreckels Ave Solar Project | -781046 | Operating | 1.5 | Solar | 2024 | Actis Energy 5 LP | CAISO | WECC | CAMX | San Joaquin | CA | Solar | 1.5 | NA | NA | NA | NA | NA | NA
CA Manteca 730 Spreckels Ave Solar Project | -781045 | Operating | 1.5 | Solar | 2024 | Encap Energy Transition Fund I-E, L.P. | CAISO | WECC | CAMX | San Joaquin | CA | Solar | 1.5 | NA | NA | NA | NA | NA | NA
CA Manteca 730 Spreckels Ave Solar Project | -781044 | Operating | 1.5 | Solar | 2024 | Encap Energy Transition Fund I-B, L.P. | CAISO | WECC | CAMX | San Joaquin | CA | Solar | 1.5 | NA | NA | NA | NA | NA | NA
CA Manteca 730 Spreckels Ave Solar Project | -781043 | Operating | 1.5 | Solar | 2024 | Encap Energy Transition Fund I-A, L.P. | CAISO | WECC | CAMX | San Joaquin | CA | Solar | 1.5 | NA | NA | NA | NA | NA | NA
CA Manteca 730 Spreckels Ave Solar Project | -781042 | Operating | 1.5 | Solar | 2024 | Prisma Energy Capital | CAISO | WECC | CAMX | San Joaquin | CA | Solar | 1.5 | NA | NA | NA | NA | NA | NA
CA State Prison - Solano Project | -493838 | Operating | 1.1 | Solar | 2013 | Undisclosed buyer | CAISO | WECC | CAMX | Solano | CA | Solar | 1.1 | NA | NA | NA | 24.3151 | 22.0631 | 22.0839
CA State Prison, Corcoran Solar Farm | -632398 | Operating | 5 | Solar | 2013 | Consolidated Edison Development, Inc. | CAISO | WECC | CAMX | Kings | CA | Solar | 5 | NA | NA | NA | 19.9269 | 21.7397 | 17.0297
Caballero Battery Storage Project | -796578 | Operating | NA | Battery | 2025 | Alpha Omega Power | CAISO | WECC | CAMX | San Luis Obispo | CA | Energy Storage | 100 | NA | NA | NA | NA | NA | NA
Caballero Battery Storage Project | -796577 | Operating | NA | Battery | 2025 | Fengate Capital Management Ltd. | CAISO | WECC | CAMX | San Luis Obispo | CA | Energy Storage | 100 | NA | NA | NA | NA | NA | NA
Cabazon Pass | -547204 | Operating | 41 | Wind Turbine | 2002 | Terra-Gen, LLC | CAISO | WECC | CAMX | Riverside | CA | Wind | 41 | NA | NA | NA | 32.8664 | 27.3407 | 31.5884
Cabazon Pass | -356840 | Operating | 41 | Wind Turbine | 2002 | Terra-Gen, LLC | CAISO | WECC | CAMX | Riverside | CA | Wind | 41 | NA | NA | NA | 32.8664 | 27.3407 | 31.5884
Cabazon Pass | -13282 | Operating | 41 | Wind Turbine | 2002 | Shell WindEnergy Inc. | CAISO | WECC | CAMX | Riverside | CA | Wind | 41 | NA | NA | NA | 32.8664 | 27.3407 | 31.5884
Cabazon Wind Farm | -691634 | Operating | 38.9 | Wind Turbine | 1999 | Salka Energy | CAISO | WECC | CAMX | Riverside | CA | Wind | 38.9 | NA | NA | NA | 1.9518 | NA | NA
Cabrillo College Solar Project | -752561 | Operating | 2.4 | Solar | 2023 | Forefront Power, LLC | CAISO | WECC | CAMX | Santa Cruz | CA | Solar | 2.4 | NA | NA | NA | 0.061834 | NA | NA
CA-DGS-California Correctional Institution Solar Project | -761570 | Operating | 4 | Solar | 2024 | Forefront Power, LLC | CAISO | WECC | CAMX | Kern | CA | Solar | 4 | NA | NA | NA | NA | NA | NA
CA-DGS-RFP-Correctional Training Fac Project | -759681 | Operating | 1.6 | Solar | 2024 | Forefront Power, LLC | CAISO | WECC | CAMX | Monterey | CA | Solar | 1.6 | NA | NA | NA | NA | NA | NA
Cadillac Battery Storage Facility Project | -780958 | Operating | 3.5 | Battery | 2024 | Southern California Edison Company | CAISO | WECC | CAMX | Los Angeles | CA | Energy Storage | 3.5 | NA | NA | NA | NA | NA | NA
CADRB Solar Project (Dry Ranch) | -763942 | Operating | 3 | Solar | 2017 | Shell New Energies US LLC | CAISO | WECC | CAMX | Los Angeles | CA | Solar | 3 | NA | NA | NA | NA | NA | NA
CADRB Solar Project (Dry Ranch) | -763941 | Operating | 3 | Solar | 2017 | Silicon Ranch Corporation | CAISO | WECC | CAMX | Los Angeles | CA | Solar | 3 | NA | NA | NA | NA | NA | NA
Caithness VG Wind (Victory Garden Repower) | -547234 | Operating | 7.4 | Wind Turbine | 1984 | Terra-Gen, LLC | CAISO | WECC | CAMX | Kern | CA | Wind | 7.4 | NA | NA | NA | 7.4633 | 17.057 | 18.0473
Caithness VG Wind (Victory Garden Repower) | -356871 | Operating | 7.4 | Wind Turbine | 1984 | Terra-Gen, LLC | CAISO | WECC | CAMX | Kern | CA | Wind | 7.4 | NA | NA | NA | 7.4633 | 17.057 | 18.0473
Cal Flats Battery Storage System | -393878 | Operating | 60 | Battery | 2021 | Capital Dynamics, Inc. | CAISO | WECC | CAMX | Monterey | CA | Energy Storage | 60 | NA | NM | NA | 12.6948 | 12.5521 | 1.2057
Carroll County Energy Center | -678950 | Operating | 832.3 | Combined Cycle | 2017 | Tokyo Electric Power Company Holdings, Incorporated | PJM | RFC | R-PJM | Carroll | OH | Gas | 760.4 | 7131 | NA | NA | 82.7694 | NA | NA
CalCity Solar I Project (Hazel A) | -613612 | Operating | 3 | Solar | 2019 | Eip Ruby Renewables Invest GmbH | CAISO | WECC | CAMX | Kern | CA | Solar | 3 | NA | NA | NA | 28.2382 | 27.3782 | 29.8212
CalCity Solar I Project (Hazel A) | -613611 | Operating | 3 | Solar | 2019 | Baywa Eeh GmbH | CAISO | WECC | CAMX | Kern | CA | Solar | 3 | NA | NA | NA | 28.2382 | 27.3782 | 29.8212
Cald Battery Storage System | -768978 | Operating | 120 | Battery | 2023 | Aypa Power LLC | CAISO | WECC | CAMX | Los Angeles | CA | Energy Storage | 120 | NA | NA | NA | NA | NA | NA
Calibrant Bakersfield Solar | -470166 | Operating | 1.3 | Solar | 2022 | Bay4 Energy Services, LLC | CAISO | WECC | CAMX | Kern | CA | Solar | 1.3 | NA | NA | NA | 20.6709 | 19.1078 | NA
California City Solar Project | -761263 | Operating | 1.9 | Solar | 2018 | MN8 Energy, Inc. | CAISO | WECC | CAMX | Kern | CA | Solar | 1.9 | NA | NA | NA | 31.9635 | 33.5376 | 32.5282
California Correctional Center (High Sierra Cogeneration) | -167935 | Operating | 6 | Internal Combustion | 2010 | Plumas Sierra Rural Electric Cooperative | CAISO | WECC | CAMX | Plumas | CA | Gas | 6 | 9897 | 8618 | 11780 | 67.8482 | 68.7194 | 57.0695
California Correctional Institution Solar Project | -774676 | Operating | 5.13 | Solar | 2012 | Shell New Energies US LLC | CAISO | WECC | CAMX | Kern | CA | Solar | 5.13 | NA | NA | NA | NA | NA | NA
California Correctional Institution Solar Project | -774675 | Operating | 5.13 | Solar | 2012 | Silicon Ranch Corporation | CAISO | WECC | CAMX | Kern | CA | Solar | 5.13 | NA | NA | NA | NA | NA | NA
California Dairy Energy 14 Cogen | -194292 | Operating | 3.45 | Internal Combustion | 2015 | CH4 Power, Inc. | CAISO | WECC | CAMX | Tulare | CA | Biomass | 3.45 | NA | NA | NA | NA | NA | NA
California Department of Public Health Solar Project | -646284 | Operating | 2.2 | Solar | 2016 | California PV Energy, LLC | CAISO | WECC | CAMX | Contra Costa | CA | Solar | 2.2 | NA | NA | NA | 19.5724 | 22.6443 | NA
California Energy Dairy Facility (CHP) | -163785 | Operating | 4.65 | Internal Combustion | 2015 | California Dairy Energy 1 LLC | CAISO | WECC | CAMX | Tulare | CA | Biomass | 4.65 | NA | NA | NA | NA | NA | NA
California Flats Battery Energy Storage Plant | -797730 | Operating | NA | Battery | 2021 | Capital Dynamics, Inc. | CAISO | WECC | CAMX | San Luis Obispo | CA | Energy Storage | 60 | NA | NA | NA | NA | NA | NA
California Flats Solar 130 | -170631 | Operating | 130 | Solar | 2017 | Capital Dynamics, Inc. | CAISO | WECC | CAMX | San Luis Obispo | CA | Solar | 130 | NA | NA | NA | 22.5864 | 26.0284 | 30.1991
California Flats Solar 150 (California Flats Solar South) | -797804 | Operating | 150 | Solar | 2019 | Arevon Energy, Inc. | CAISO | WECC | CAMX | Monterey | CA | Solar | 150 | NA | NA | NA | 23.2003 | 26.1811 | 29.0412
Carroll County Energy Center | -678949 | Operating | 832.3 | Combined Cycle | 2017 | Tokyo Electric Power Company Holdings, Incorporated | PJM | RFC | R-PJM | Carroll | OH | Gas | 760.4 | 7131 | NA | NA | 82.7694 | NA | NA
California PV Energy at ISD WWTP | -646281 | Operating | 1 | Solar | 2014 | California PV Energy, LLC | CAISO | WECC | CAMX | Contra Costa | CA | Solar | 1 | NA | NA | NA | 22.5571 | 16.9521 | NA
California State University - Sacramento (Lot 10) Solar Project | -777731 | Operating | 1.3 | Solar | 2023 | BluePath Solar Sacramento I LLC | CAISO | WECC | CAMX | Sacramento | CA | Solar | 1.3 | NA | NA | NA | NA | NA | NA
California State University At Channel Islands Solar Facility | -408544 | Operating | 3.7 | Solar | 2021 | Duke Energy Corporation | CAISO | WECC | CAMX | Ventura | CA | Solar | 3.7 | NA | NA | NA | 23.698 | 21.5568 | NA
California State University Bakersfield | -774669 | Operating | 1.2 | Solar | 2011 | Shell New Energies US LLC | CAISO | WECC | CAMX | Kern | CA | Solar | 1.2 | NA | NA | NA | NA | NA | NA
California State University Bakersfield | -774668 | Operating | 1.2 | Solar | 2011 | Silicon Ranch Corporation | CAISO | WECC | CAMX | Kern | CA | Solar | 1.2 | NA | NA | NA | NA | NA | NA
California Valley Solar Ranch (High Plains II & III) | -663090 | Operating | 249.8 | Solar | 2012 | Clearway Energy, Inc. | CAISO | WECC | CAMX | San Luis Obispo | CA | Solar | 249.8 | NA | NA | NA | 28.5051 | NA | NA
California Valley Solar Ranch (High Plains II & III) | -663089 | Operating | 249.8 | Solar | 2012 | Clearway Energy, Inc. | CAISO | WECC | CAMX | San Luis Obispo | CA | Solar | 249.8 | NA | NA | NA | 28.5051 | NA | NA
Calipatria Solar Farm I | -357382 | Operating | 20 | Solar | 2016 | Scarlet Renewables LLC | CAISO | WECC | CAMX | Imperial | CA | Solar | 20 | NA | NA | NA | 21.2329 | 22.5371 | 24.0183
Calipatria Solar Farm I | -138455 | Operating | 20 | Solar | 2016 | Southern Renewable Energy, Inc. | CAISO | WECC | CAMX | Imperial | CA | Solar | 20 | NA | NA | NA | 21.2329 | 22.5371 | 24.0183
Calipatria State Prison Solar Project | -378148 | Operating | 6 | Solar | 2019 | EcoPlexus, Inc. |  | WECC | AZNMSN | Imperial | CA | Solar | 6 | NA | NA | NA | 33.8965 | 32.6674 | 32.7626
Calistoga Geothermal | -745094 | Operating | 176.4 | Geothermal | 1984 | Calpine Corporation | CAISO | WECC | CAMX | Lake | CA | Geothermal | 110 | NA | NA | NA | 49.0807 | 55.6011 | 44.9295
Calistoga Geothermal | -745093 | Operating | 176.4 | Geothermal | 1984 | Calpine Corporation | CAISO | WECC | CAMX | Lake | CA | Geothermal | 110 | NA | NA | NA | 49.0807 | 55.6011 | 44.9295
Carseland Cogeneration Project | -85 | Operating | 80 | Gas Turbine | 2001 | TransCanada Energy Ltd. | Alberta | WECC | WECCCN |  |  | Gas | 80 | NA | NA | NA | NA | NA | NA
CalTech - Pasadena (PPA) | -503358 | Operating | 1 | Fuel Cell | 2016 | Bloom Energy 2009 Ppa Project | CAISO | WECC | CAMX | Los Angeles | CA | Gas | 1 | 6668 | 7324 | 7246 | 63.5616 | 76.3813 | 88.0708
CalTech - Pasadena Fuel Cell Project | -508847 | Operating | 1 | Fuel Cell | 2016 | Bloom Energy Corporation | CAISO | WECC | CAMX | Los Angeles | CA | Gas | 1 | 6988 | 7222 | 6845 | 77.8082 | 78.9384 | 97.9566
Caltech Central | -170073 | Operating | 1.1 | Fuel Cell | 2010 | AT&T Inc. | CAISO | WECC | CAMX | Los Angeles | CA | Gas | 1.1 | 7100 | 7377 | 7476 | 4.1615 | 70.0602 | 74.367
CalTech Pasadena Wilson Ave | -503391 | Operating | 1 | Fuel Cell | 2019 | Bloom Energy Corporation | CAISO | WECC | CAMX | Los Angeles | CA | Gas | 1 | 7116 | 7319 | NA | 94.3836 | 102.4201 | NA
Camanche | -2223 | Operating | 10.8 | Hydraulic Turbine | 1983 | East Bay Municipal Util Dist | CAISO | WECC | CAMX | San Joaquin | CA | Water | 10.5 | NA | NA | NA | 63.1442 | 12.0374 | 9.3825
Carson Cogeneration Co. | -125595 | Operating | 55.8 | Combined Cycle | 1989 | CMD Carson GP, LLC | CAISO | WECC | CAMX | Los Angeles | CA | Gas | 49.4 | 9087 | 9556 | 9761 | 8.067 | 6.3061 | 3.6527
Carson Cogeneration Co. | -125594 | Operating | 55.8 | Combined Cycle | 1989 | CMD Carson, LLC | CAISO | WECC | CAMX | Los Angeles | CA | Gas | 49.4 | 9087 | 9556 | 9761 | 8.067 | 6.3061 | 3.6527
Cameron Ridge | -547207 | Operating | 59.6 | Wind Turbine | 1999 | Terra-Gen, LLC | CAISO | WECC | CAMX | Kern | CA | Wind | 59.6 | NA | NA | NA | 23.9607 | 29.208 | 32.8826
Cameron Ridge | -356844 | Operating | 59.6 | Wind Turbine | 1999 | Terra-Gen, LLC | CAISO | WECC | CAMX | Kern | CA | Wind | 59.6 | NA | NA | NA | 23.9607 | 29.208 | 32.8826
Camino | -2233 | Operating | 157.8 | Hydraulic Turbine | 1963 | Sacramento Municipal Utility District |  | WECC | CAMX | El Dorado | CA | Water | 155.9 | NA | NA | NA | 35.2798 | 15.4764 | 7.8852
Camino Solar Project | -807913 | Operating | NA | Solar | 2025 | Aurora Solar, LLC | CAISO | WECC | CAMX | Kern | CA | Solar | 44 | NA | NA | NA | NA | NA | NA
Camp Far West | -2234 | Operating | 7.2 | Hydraulic Turbine | 1985 | South Sutter Water District |  | WECC | CAMX | Placer | CA | Water | 7.2 | NA | NA | NA | 35.9193 | 10.209 | 3.0521
Camp Pendleton Solar Plant | -646150 | Operating | 1.4 | Solar | 2011 | Synergy Electric Company, Inc. | CAISO | WECC | CAMX | San Diego | CA | Solar | 1.4 | NA | NA | NA | NA | NA | NA
Camp Roberts Solar Farm | -170010 | Operating | 1 | Solar | 2012 | Nanosolar, Inc. | CAISO | WECC | CAMX | Monterey | CA | Solar | 1 | NA | NA | NA | NA | NA | NA
Camp San Luis Obispo Solar Project | -516639 | Operating | 1.28 | Solar | 2022 | EcoPlexus, Inc. | CAISO | WECC | CAMX | San Luis Obispo | CA | Solar | 1.28 | NA | NA | NA | NA | NA | NA
Carson Ice Cogeneration | -108406 | Operating | 71.5 | Combined Cycle | 1995 | Central Valley Financing Authority |  | WECC | CAMX | Sacramento | CA | Gas | 57.8 | 9349 | 9156 | 9245 | 29.0914 | 41.028 | 44.7508
Campo Verde Solar | -357364 | Operating | 147.4 | Solar | 2013 | Scarlet Renewables LLC | CAISO | WECC | CAMX | Imperial | CA | Solar | 139 | NA | NA | NA | 26.9849 | 28.6746 | 28.3851
Campo Verde Solar | -138465 | Operating | 147.4 | Solar | 2013 | Southern Renewable Energy, Inc. | CAISO | WECC | CAMX | Imperial | CA | Solar | 139 | NA | NA | NA | 26.9849 | 28.6746 | 28.3851
Cantua Solar Station | -169627 | Operating | 20 | Solar | 2012 | Pacific Gas and Electric Company | CAISO | WECC | CAMX | Fresno | CA | Solar | 20 | NA | NA | NA | 19.351 | 20.8927 | 23.0365
Carson Ice Cogeneration CT | -108401 | Operating | 54 | Gas Turbine | 1995 | Central Valley Financing Authority |  | WECC | CAMX | Sacramento | CA | Gas | 51.2 | 11105 | 10995 | 11106 | 1.1389 | 1.7979 | 2.3029
Capeline Solar | -171990 | Operating | 0.9 | Solar | 2014 | Desri V, L.L.C. | CAISO | WECC | CAMX | Los Angeles | CA | Solar | 0.9 | NA | NA | NA | NA | NA | NA
Caribou 1 | -2267 | Operating | 73.8 | Hydraulic Turbine | 1921 | Pacific Gas and Electric Company | CAISO | WECC | CAMX | Plumas | CA | Water | 75 | NA | NA | NA | 30.1285 | 8.7973 | 5.4167
Caribou 2 | -2268 | Operating | 117.9 | Hydraulic Turbine | 1958 | Pacific Gas and Electric Company | CAISO | WECC | CAMX | Plumas | CA | Water | 120 | NA | NA | NA | 41.2883 | 26.9905 | 15.1142
Carthage Energy Station | -65937 | Operating | 62.9 | Combined Cycle | 1991 | Alliance Energy, New York LLC | New York | NPCC | NY | Jefferson | NY | Gas | 66.5 | 10306 | 10000 | 9793 | 0.38727 | 0.4743 | 0.84458
Cartwright | -764720 | Operating | 1.67 | Gas Turbine | 1978 | Newfoundland and Labrador Hydro |  | NPCC | MRTM |  |  | Oil | 1.67 | NA | NA | NA | NA | NA | NA
Carty Generating Station | -162068 | Operating | 500 | Combined Cycle | 2016 | Portland General Electric Company |  | WECC | NWPP | Morrow | OR | Gas | 470.5 | 7101 | 6993 | 6912 | 75.6553 | 73.2228 | 73.4504
Carville Energy Center | -209758 | Operating | 555 | Combined Cycle | 2003 | Argo Infrastructure Partners LP | MISO | SERC | DELTA | Iberville | LA | Gas | 541 | 8039 | 8179 | 8514 | 68.2963 | 52.0665 | 57.9078
Cascade Combined Cycle Project | -784332 | Operating | 900 | Combined Cycle | 2024 | Indigenous Communities Syndicate LP | Alberta | WECC | WECCCN |  |  | Gas | 900 | NA | NA | NA | NA | NA | NA
Cascade Combined Cycle Project | -784331 | Operating | 900 | Combined Cycle | 2024 | CVC DIF | Alberta | WECC | WECCCN |  |  | Gas | 900 | NA | NA | NA | NA | NA | NA
Cascade Battery Storage Project | -773367 | Operating | 25 | Battery | 2023 | Broad Reach Power LLC | CAISO | WECC | CAMX | San Joaquin | CA | Energy Storage | 25 | NA | NA | NA | NA | NA | NA
Cascade Solar Project | -168867 | Operating | 18.5 | Solar | 2014 | Axio Power Inc. | CAISO | WECC | CAMX | San Bernardino | CA | Solar | 18.5 | NA | NA | NA | 32.6823 | 33.4543 | 31.8857
Case Vander Eyk Jr Dairy Solar | -746991 | Operating | 1.2 | Solar | 2023 | Bravo REC Management LLC | CAISO | WECC | CAMX | Tulare | CA | Solar | 1.1 | NA | NA | NA | -1.5048 | NA | NA
Castaic | -2300 | Operating | 1626 | Pumped Storage | 1973 | Los Angeles Department of Water and Power, California |  | WECC | CAMX | Los Angeles | CA | Water | 1623 | NA | NA | NA | 5.1903 | 4.8839 | 5.1917
Castaic Hydro | -13102 | Operating | 56 | Hydraulic Turbine | 1972 | Los Angeles Department of Water and Power, California |  | WECC | CAMX | Los Angeles | CA | Water | 51.5 | NA | NA | NA | 0 | 0 | 0
Castaic Lake Water Agency Phase II (Upper Mesa) | -761261 | Operating | 3.5 | Solar | 2014 | MN8 Energy, Inc. | CAISO | WECC | CAMX | Los Angeles | CA | Solar | 3.5 | NA | NA | NA | 25.362 | 9.015 | 25.8611
Castle Rock Vineyards Solar Project | -169023 | Operating | 1 | Solar | 2010 | Castle Rock Vineyards | CAISO | WECC | CAMX | Tulare | CA | Solar | 1 | NA | NA | NA | 19.121 | 12.1233 | 10.137
Castor Solar Project | -171367 | Operating | 1.5 | Solar | 2016 | Green Light Energy Corporation | CAISO | WECC | CAMX | Kern | CA | Solar | 1.5 | NA | NA | NA | 6.9787 | 22.3744 | 23.7519
Catalina Express Solar Project | -798579 | Operating | 1 | Solar | 2020 | Altus Power, Inc. | CAISO | WECC | CAMX | Los Angeles | CA | Solar | 1 | NA | NA | NA | NA | NA | NA
Catalina Solar 2 Project | -392670 | Operating | 18 | Solar | 2015 | Onward Energy | CAISO | WECC | CAMX | Kern | CA | Solar | 18 | NA | NA | NA | 28.5331 | 29.6702 | 30.572
Catalina Solar Project | -807109 | Operating | 110 | Solar | 2012 | EDF power solutions North America | CAISO | WECC | CAMX | Kern | CA | Solar | 110 | NA | NA | NA | NA | NA | NA
Catalina Solar Project | -88079 | Operating | 110 | Solar | 2012 | 730 CatSolar, LLC | CAISO | WECC | CAMX | Kern | CA | Solar | 110 | NA | NA | NA | 27.2592 | 27.76 | 25.9576
Catalyze Mira Loma 3251 De Forest Circle Microgrid Solar | -761616 | Operating | 4.5 | Solar | 2024 | Canyon Renewables LLC | CAISO | WECC | CAMX | Riverside | CA | Solar | 4.5 | NA | NA | NA | NA | NA | NA
Catalyze Mira Loma 3251 De Forest Circle Microgrid Solar | -761615 | Operating | 4.5 | Solar | 2024 | Catalyze Parentco LLC | CAISO | WECC | CAMX | Riverside | CA | Solar | 4.5 | NA | NA | NA | NA | NA | NA
Catalyze Mira Loma 3251 De Forest Circle Microgrid Solar | -761614 | Operating | 4.5 | Solar | 2024 | EETF Sidecar I-B, L.P.. | CAISO | WECC | CAMX | Riverside | CA | Solar | 4.5 | NA | NA | NA | NA | NA | NA
Catalyze Mira Loma 3251 De Forest Circle Microgrid Solar | -761613 | Operating | 4.5 | Solar | 2024 | Encap Energy Transition Fund I-E, L.P. | CAISO | WECC | CAMX | Riverside | CA | Solar | 4.5 | NA | NA | NA | NA | NA | NA
Catalyze Mira Loma 3251 De Forest Circle Microgrid Solar | -761612 | Operating | 4.5 | Solar | 2024 | Encap Energy Transition Fund I-B, L.P. | CAISO | WECC | CAMX | Riverside | CA | Solar | 4.5 | NA | NA | NA | NA | NA | NA
Catalyze Mira Loma 3251 De Forest Circle Microgrid Solar | -761611 | Operating | 4.5 | Solar | 2024 | Encap Energy Transition Fund I-A, L.P. | CAISO | WECC | CAMX | Riverside | CA | Solar | 4.5 | NA | NA | NA | NA | NA | NA
Catalyze Mira Loma 3251 De Forest Circle Microgrid Solar | -761610 | Operating | 4.5 | Solar | 2024 | Catalyze Holdings, LLC | CAISO | WECC | CAMX | Riverside | CA | Solar | 4.5 | NA | NA | NA | NA | NA | NA
Cathode (Hinson) Battery Storage Project | -783483 | Operating | 200 | Battery | 2024 | Southern California Edison Company | CAISO | WECC | CAMX | Los Angeles | CA | Energy Storage | 200 | NA | NA | NA | NA | NA | NA
Cawelo Water District Solar Project (Scooby Solar) | -742698 | Operating | 2.5 | Solar | 2023 | White Pine Development LLC | CAISO | WECC | CAMX | Kern | CA | Solar | 2.5 | NA | NA | NA | 4.2329 | NA | NA
Cascade Combined Cycle Project | -784330 | Operating | 900 | Combined Cycle | 2024 | Axium Infrastructure Inc. | Alberta | WECC | WECCCN |  |  | Gas | 900 | NA | NA | NA | NA | NA | NA
CBS Television City Fuel Cell | -256263 | Operating | 1.2 | Fuel Cell | 2013 | Los Angeles Department of Water and Power, California |  | WECC | CAMX | Los Angeles | CA | Gas | 1.2 | 6733 | 13480 | 13247 | 62.7854 | 45.624 | 46.8702
CBS Television City Solar Plant | -170695 | Operating | 1.6 | Solar | 2013 | Los Angeles Department of Water and Power, California |  | WECC | CAMX | Los Angeles | CA | Solar | 1.6 | NA | NA | NA | 8.1764 | 10.8091 | 10.5879
Cascade Combined Cycle Project | -784329 | Operating | 900 | Combined Cycle | 2024 | OPSEU Pension Trust | Alberta | WECC | WECCCN |  |  | Gas | 900 | NA | NA | NA | NA | NA | NA
CE Turbo LLC | -140852 | Operating | 11.5 | Geothermal | 2000 | CE Generation, LLC |  | WECC | AZNMSN | Imperial | CA | Geothermal | 10 | NA | NA | NA | 43.2169 | 76.4623 | 63.4589
CE Turbo LLC | -140851 | Operating | 11.5 | Geothermal | 2000 | CE Generation, LLC |  | WECC | AZNMSN | Imperial | CA | Geothermal | 10 | NA | NA | NA | 43.2169 | 76.4623 | 63.4589
CED Corcoran Solar Plant | -521383 | Operating | 20 | Solar | 2013 | Consolidated Edison Development, Inc. | CAISO | WECC | CAMX | Kings | CA | Solar | 20 | NA | NA | NA | 19.8151 | NA | NA
CED Ducor 1 Solar Project (Vestal Almond) | -521443 | Operating | 20 | Solar | 2016 | Consolidated Edison Development, Inc. | CAISO | WECC | CAMX | Tulare | CA | Solar | 20 | NA | NA | NA | 27.2386 | NA | NA
CED Ducor 2 Solar Project (Vestal Herder) | -521441 | Operating | 20 | Solar | 2016 | Consolidated Edison Development, Inc. | CAISO | WECC | CAMX | Tulare | CA | Solar | 20 | NA | NA | NA | 26.9138 | NA | NA
CED Ducor 3 Solar Project (Solis Crown) | -521440 | Operating | 15 | Solar | 2016 | Consolidated Edison Development, Inc. | CAISO | WECC | CAMX | Tulare | CA | Solar | 15 | NA | NA | NA | 27.5061 | NA | NA
CED Ducor 4 Solar Project (Vestal Fireman) | -521448 | Operating | 20 | Solar | 2016 | Consolidated Edison Development, Inc. | CAISO | WECC | CAMX | Tulare | CA | Solar | 20 | NA | NA | NA | 26.7745 | NA | NA
CED West Side Canal Battery Storage | -645437 | Operating & Planned | 131 | Battery | 2023 | San Diego Gas & Electric Company | CAISO | WECC | CAMX | Imperial | CA | Energy Storage | 131 | NA | NA | NA | 5.1971 | NA | NA
CED White River Solar Plant | -521381 | Operating | 20 | Solar | 2013 | Consolidated Edison Development, Inc. | CAISO | WECC | CAMX | Tulare | CA | Solar | 20 | NA | NA | NA | 25.8756 | NA | NA
Center Del Mar Solar Electric Facility (Kilroy) | -612983 | Operating | 1.1 | Solar | 2018 | Pansolo Holding Inc. | CAISO | WECC | CAMX | San Diego | CA | Solar | 1.1 | NA | NA | NA | 69.9772 | 74.1179 | 71.9282
Center Del Mar Solar Electric Facility (Kilroy) | -236114 | Operating | 1.1 | Solar | 2018 | Nautilus Solar Energy, LLC | CAISO | WECC | CAMX | San Diego | CA | Solar | 1.1 | NA | NA | NA | 69.9772 | 74.1179 | 71.9282
Center Del Mar Solar Electric Facility (Kilroy) | -236113 | Operating | 1.1 | Solar | 2018 | Nautilus Solar Energy, LLC | CAISO | WECC | CAMX | San Diego | CA | Solar | 1.1 | NA | NA | NA | 69.9772 | 74.1179 | 71.9282
Center Peaker Battery Storage Project | -599009 | Operating | 10 | Battery | 2016 | Southern California Edison Company | CAISO | WECC | CAMX | Los Angeles | CA | Energy Storage | 10 | NA | NA | NA | 0 | 0 | 0
Cascade Creek | -512011 | Operating | 84.9 | Gas Turbine | 1975 | Rochester Public Utilities | MISO | MRO | MRO-US | Olmsted | MN | Gas | 80.1 | 11173 | 11031 | 11011 | 5.5094 | 1.7967 | 5.0026
Centerville | -2343 | Out of Service | 6.4 | Hydraulic Turbine | 1900 | Pacific Gas and Electric Company | CAISO | WECC | CAMX | Butte | CA | Water | NA | NA | NA | NA | 0 | 0 | 0
Centinela Solar Project | -256348 | Operating | 174.8 | Solar | 2013 | Capital Dynamics, Inc. | CAISO | WECC | CAMX | Imperial | CA | Solar | 170 | NA | NA | NA | 33.0108 | 33.799 | 33.6857
Centinela State Prison | -378146 | Operating | 6 | Solar | 2019 | EcoPlexus, Inc. |  | WECC | AZNMSN | Imperial | CA | Solar | 6 | NA | NA | NA | 34.5263 | 32.4315 | 34.1572
Central 40 Solar Project | -318013 | Operating | 40 | Solar | 2021 | Idemitsu Renewables America, Inc. | CAISO | WECC | CAMX | Stanislaus | CA | Solar | 40 | NA | NA | NA | 19.9849 | 25.1073 | 27.1104
Central Antelope Dry Ranch B Solar Plant | -792397 | Operating | 3 | Solar | 2017 | Shell New Energies US LLC | CAISO | WECC | CAMX | Los Angeles | CA | Solar | 3 | NA | NA | NA | 27.5152 | 30.8638 | 31.8493
Central Antelope Dry Ranch B Solar Plant | -792396 | Operating | 3 | Solar | 2017 | Silicon Ranch Corporation | CAISO | WECC | CAMX | Los Angeles | CA | Solar | 3 | NA | NA | NA | 27.5152 | 30.8638 | 31.8493
Central Antelope Dry Ranch C Solar Plant | -792146 | Operating | 20 | Solar | 2016 | Alberta Investment Management Corporation | CAISO | WECC | CAMX | Los Angeles | CA | Solar | 17 | NA | NA | NA | 19.3661 | 20.3337 | 23.4455
Central Antelope Dry Ranch C Solar Plant | -792145 | Operating | 20 | Solar | 2016 | The AES Corporation | CAISO | WECC | CAMX | Los Angeles | CA | Solar | 17 | NA | NA | NA | 19.3661 | 20.3337 | 23.4455
Central Landfill Phase I | -2348 | Operating | 3.2 | Internal Combustion | 1993 | Sonoma County Transit Authority | CAISO | WECC | CAMX | Sonoma | CA | Biomass | 2.8 | 15587 | 15219 | 14917 | 33.0887 | 37.3451 | 37.8547
Central Landfill Phase II | -2349 | Operating | 3.2 | Internal Combustion | 1996 | Sonoma County Transit Authority | CAISO | WECC | CAMX | Sonoma | CA | Biomass | 2.8 | 15324 | 15546 | 15462 | 27.0548 | 36.6438 | 57.7299
Central San Solar Project | -801020 | Operating | NA | Solar | 2024 | REC Solar Commercial Corporation | CAISO | WECC | CAMX | Contra Costa | CA | Solar | 1.8 | NA | NA | NA | NA | NA | NA
Cass County Station | -511458 | Operating & Planned | 345 | Gas Turbine | 2003 | Omaha Public Power District | SPP | MRO | MRO-US | Cass | NE | Gas | 323.8 | 11998 | 11751 | 11232 | 7.4187 | 7.0737 | 6.9414
Central Utility (John Wayne Airport) Plant | -169408 | Operating | 7 | Internal Combustion | 2010 | The County Of Orange | CAISO | WECC | CAMX | Orange | CA | Gas | 7 | NA | NA | NA | NA | NA | NA
Central Valley Ag Power - Oakdale | -171401 | Operating | 1.5 | Internal Combustion | 2014 | Central Valley Ag Power, Llc | CAISO | WECC | CAMX | Stanislaus | CA | Biomass | 1.5 | NA | NA | NA | 0 | 0 | 0
Castleton | -109454 | Operating | 72 | Combined Cycle | 1992 | Fortistar LLC | New York | NPCC | NY | Rensselaer | NY | Gas | 76.6 | 9521 | 9513 | 9475 | 13.3994 | 25.977 | 21.6576
Cerritos | -18824 | Operating | 1.88 | Solar | 2008 | SunE M5 Holdings, LLC | CAISO | WECC | CAMX | Los Angeles | CA | Solar | 1.88 | NA | NA | NA | NA | NA | NA
Chaffey Community College District Solar Project | -171213 | Operating | 4 | Solar | 2018 | Chaffey College | CAISO | WECC | CAMX | San Bernardino | CA | Solar | 4 | NA | NA | NA | 18.79 | 22.4543 | 21.6267
Catalytica Pharmaceuticals Inc CT | -13234 | Operating | 4 | Gas Turbine | 1993 | Renegy Holdings, Inc. |  | SERC | VACAR | Pitt | NC | Gas | 4 | NA | 13060 | 17490 | 0.0085616 | 0.94463 | 1.1986
Chambers 4 - Eastvale DCA2 Solar Plant | -503990 | Operating | 1.5 | Solar | 2018 | Goldman Sachs Renewable Power Operating Company LLC | CAISO | WECC | CAMX | Riverside | CA | Solar | 1.5 | NA | NA | NA | 0 | 0 | 13.7976
Chambers 4 - Eastvale LGB3 Solar Plant | -761316 | Operating | 2.4 | Solar | 2019 | MN8 Energy, Inc. | CAISO | WECC | CAMX | Riverside | CA | Solar | 2.4 | NA | NA | NA | 17.9652 | 0 | 13.8556
Chambers 4 - Rialto LGB8 Solar Project | -503820 | Operating | 2.2 | Solar | 2018 | Goldman Sachs Renewable Power Operating Company LLC | CAISO | WECC | CAMX | San Bernardino | CA | Solar | 2.2 | NA | NA | NA | 18.1144 | 0 | 14.6119
Chambers 4 - Riverside LGB6 | -761303 | Operating | 2.4 | Solar | 2018 | MN8 Energy, Inc. | CAISO | WECC | CAMX | Riverside | CA | Solar | 2.4 | NA | NA | NA | 0 | 0 | 13.8556
Chambers 4 - San Bernardino SNA7 Solar Project | -503371 | Operating | 2 | Solar | 2018 | Goldman Sachs Renewable Power Operating Company LLC | CAISO | WECC | CAMX | San Bernardino | CA | Solar | 2 | NA | NA | NA | 0 | 0 | 14.0011
Chambers 4 Sacramento SMF1 Project | -503884 | Operating | 2.7 | Solar | 2018 | Goldman Sachs Renewable Power Operating Company LLC |  | WECC | CAMX | Sacramento | CA | Solar | 2.7 | NA | NA | NA | 17.5884 | 0 | 12.3076
Chaparral Springs Battery Storage Project | -805298 | Operating | NA | Battery | 2025 | Leeward Renewable Energy, LLC | CAISO | WECC | CAMX | Kern | CA | Energy Storage | 88 | NA | NA | NA | NA | NA | NA
Chaparral Springs Solar Project | -805297 | Operating | 0 | Solar | 2025 | Leeward Renewable Energy, LLC | CAISO | WECC | CAMX | Kern | CA | Solar | 174 | NA | NA | NA | NA | NA | NA
Chestnut Westside Battery Storage Plant | -752666 | Operating | 135 | Battery | 2023 | CIM Group, L.P. | CAISO | WECC | CAMX | Kings | CA | Energy Storage | 135 | NA | NA | NA | 0 | NA | NA
Chestnut Westside Battery Storage Plant | -752665 | Operating | 135 | Battery | 2023 | Westside Holdings Llc | CAISO | WECC | CAMX | Kings | CA | Energy Storage | 135 | NA | NA | NA | 0 | NA | NA
Chestnut Westside Solar Project | -752610 | Operating | 150.6 | Solar | 2023 | CIM Group, L.P. | CAISO | WECC | CAMX | Kings | CA | Solar | 150.6 | NA | NA | NA | NA | NA | NA
Chestnut Westside Solar Project | -752609 | Operating | 150.6 | Solar | 2023 | Westside Holdings Llc | CAISO | WECC | CAMX | Kings | CA | Solar | 150.6 | NA | NA | NA | NA | NA | NA
Chevron's Chemical Plant Solar Project | -759733 | Operating | NA | Solar | NA | PVNavigator, LLC | CAISO | WECC | CAMX | Contra Costa | CA | Solar | 8 | NA | NA | NA | NA | NA | NA
Chicago Park (Yuba-Bear Project) | -2428 | Operating | 44 | Hydraulic Turbine | 1965 | Nevada Irrigation District | CAISO | WECC | CAMX | Nevada | CA | Water | 44 | NA | NA | NA | 34.9403 | 26.538 | 17.3192
Childrens Hospital IC | -344544 | Operating | 6.5 | Internal Combustion | 1983 | Rady Children's Hospital-San Diego | CAISO | WECC | CAMX | San Diego | CA | Oil | 6.5 | 17000 | 13846 | 11000 | 0.021075 | 0.022831 | 0.021075
Cavalier | -763854 | Operating | 114 | Combined Cycle | 2001 | ENMAX Energy Corporation | Alberta | WECC | WECCCN |  |  | Gas | 114 | NA | NA | NA | NA | NA | NA
Chili Bar | -350165 | Operating | 8.3 | Hydraulic Turbine | 1965 | Sacramento Municipal Utility District | CAISO | WECC | CAMX | El Dorado | CA | Water | 7 | NA | NA | NA | 70.9263 | 41.6536 | 11.7237
Cayuga CT | -524383 | Operating | 112.5 | Gas Turbine | 1993 | Duke Energy Indiana, LLC | MISO | RFC | R-MISO | Vermillion | IN | Gas | 105 | 15631 | 13397 | NA | 1.8915 | 1.3982 | NA
Cayuga CT | -524382 | Operating | 112.5 | Gas Turbine | 1993 | Duke Energy Indiana, LLC | MISO | RFC | R-MISO | Vermillion | IN | Gas | 105 | 15631 | 13397 | NA | 1.8915 | 1.3982 | NA
Chowchilla II | -363988 | Operating | 49.6 | Internal Combustion | 2001 | EWP Renewable Corporation | CAISO | WECC | CAMX | Madera | CA | Gas | 49.6 | 10308 | 10173 | 10190 | 3.1234 | 5.0866 | 10.3739
Chowchilla II Biomass | -16197 | Out of Service | 12.5 | Steam Turbine | 1989 | Global Ampersand LLC | CAISO | WECC | CAMX | Madera | CA | Biomass | NA | 25685 | 22723 | 22369 | 11.4166 | 57.9985 | 65.412
Chuckawalla Valley State Prison Solar 1 | -167014 | Operating | 1 | Solar | 2006 | GS Solar Power I, LLC | CAISO | WECC | CAMX | Riverside | CA | Solar | 0.9 | NA | NA | NA | 14.6119 | 6.1517 | 18.7341
Chuckawalla Valley State Prison Solar 1 | -18819 | Operating | 1 | Solar | 2006 | SunEdison Development, LLC | CAISO | WECC | CAMX | Riverside | CA | Solar | 0.9 | NA | NA | NA | 14.6119 | 6.1517 | 18.7341
Chuckawalla Valley State Prison Solar 2 | -170884 | Operating | 4 | Solar | 2012 | SunEdison Development, LLC | CAISO | WECC | CAMX | Riverside | CA | Solar | 4 | NA | NA | NA | 19.4178 | 22.8425 | 19.2437
CBS Studios | -2318 | Operating | 1.42 | Gas Turbine | 1988 | Television City Cogen Lp | CAISO | WECC | CAMX | Los Angeles | CA | Gas | 1.42 | NA | NA | NA | NA | NA | NA
CID S14 Solar Project | -798297 | Operating | NA | Solar | 2020 | White Pine Renewable Energy Holdings, LLC | CAISO | WECC | CAMX | Kings | CA | Solar | 1.07 | NA | NA | NA | NA | NA | NA
CID S23 Solar Project | -516486 | Operating | 4.1 | Solar | 2021 | Canal Energy S23, LLC | CAISO | WECC | CAMX | Kings | CA | Solar | 4.1 | NA | NA | NA | 20.1665 | 21.4139 | NA
CID S23 Solar Project | -516485 | Operating | 4.1 | Solar | 2021 | Canal Energy S23, LLC | CAISO | WECC | CAMX | Kings | CA | Solar | 4.1 | NA | NA | NA | 20.1665 | 21.4139 | NA
CID Solar | -392664 | Operating | 20 | Solar | 2014 | Onward Energy | CAISO | WECC | CAMX | Kings | CA | Solar | 20 | NA | NA | NA | 22.2392 | 28.9406 | 28.0925
Citizen B Solar Plant | -792228 | Operating | 5 | Solar | 2015 | Alberta Investment Management Corporation | CAISO | WECC | CAMX | Fresno | CA | Solar | 5 | NA | NA | NA | 15.1073 | 9.105 | 11.4886
Citizen B Solar Plant | -792227 | Operating | 5 | Solar | 2015 | The AES Corporation | CAISO | WECC | CAMX | Fresno | CA | Solar | 5 | NA | NA | NA | 15.1073 | 9.105 | 11.4886
Citizens Imperial Solar (Imperial Irrigation District) Project | -763616 | Operating | 30 | Solar | 2019 | Citizens Enterprises Corp |  | WECC | AZNMSN | Imperial | CA | Solar | 30 | NA | NA | NA | 24.5742 | 27.3756 | 29.2188
City Of Atwater NEM Solar Project | -789611 | Operating | 1.5 | Solar | 2024 | SoCore Energy LLC | CAISO | WECC | CAMX | Merced | CA | Solar | 1.5 | NA | NA | NA | NA | NA | NA
City of Corcoran (Cottonwood Solar) | -392669 | Operating | 12 | Solar | 2015 | Onward Energy | CAISO | WECC | CAMX | Kings | CA | Solar | 12 | NA | NA | NA | 20.0951 | 26.8094 | 25.4975
City Of Industry Solar Project | -168874 | Operating | 1.5 | Solar | 2012 | Industry Metrolink Pv 1, Llc | CAISO | WECC | CAMX | Los Angeles | CA | Solar | 1.5 | NA | NA | NA | 6.5449 | 12.6941 | 8.0441
City of Long Beach Airport Lot A & B Solar Project | -782406 | Operating | 1.8 | Solar | 2024 | Solar DG CA Long Beach, LLC | CAISO | WECC | CAMX | Los Angeles | CA | Solar | 1.8 | NA | NA | NA | NA | NA | NA
City of Rosamond Solar (CA) | -703798 | Operating | 1 | Solar | 2023 | Standard Solar, Inc. | CAISO | WECC | CAMX | Kern | CA | Solar | 1 | NA | NA | NA | 13.6872 | NA | NA
City of Tulare Water Facility PV | -523628 | Operating | 3.4 | Solar | 2007 | Tulare City of CA | CAISO | WECC | CAMX | Tulare | CA | Solar | 3.2 | NA | NA | NA | NA | 14.3193 | 14.3943
Clairemont Energy Storage Project | -760752 | Operating | 10 | Battery | 2024 | San Diego Gas & Electric Company | CAISO | WECC | CAMX | San Diego | CA | Energy Storage | 10 | NA | NA | NA | NA | NA | NA
Clear Lake Hydro Project | -756787 | Out of Service | 2.5 | Hydraulic Turbine | 1985 | Yolo County Flood Control & Water Conservation District | CAISO | WECC | CAMX | Lake | CA | Water | NA | NA | NA | NA | NA | NA | NA
CCCSD Wastewater Treatment Plant | -32082 | Operating | 3.5 | Gas Turbine | 1995 | Central Contra Coasta Sanitary District | CAISO | WECC | CAMX | Contra Costa | CA | Gas | 3.5 | 15450 | 15512 | 15734 | 70.8056 | 69.1748 | 72.3614
Clos du Bois Winery Solar Project | -641067 | Operating | 1.12 | Solar | 2011 | Constellation Wines U.S. | CAISO | WECC | CAMX | Sonoma | CA | Solar | 1.12 | NA | NA | NA | NA | NA | NA
Cloverdale Solar Center Project | -767169 | Operating | 1 | Solar | 2019 | Adapture Renewables, Inc. | CAISO | WECC | CAMX | Sonoma | CA | Solar | 1 | NA | NA | NA | 25.7763 | 26.6438 | 26.5639
Cloverdale Solar I | -769829 | Operating | 1.5 | Solar | 2014 | Greenleaf-TNX Management | CAISO | WECC | CAMX | Sonoma | CA | Solar | 1.5 | NA | NA | NA | 11.9406 | 0 | 5.624
Clovis East High School Solar Project | -674525 | Operating | 1 | Solar | 2018 | Tesla, Inc. | CAISO | WECC | CAMX | Fresno | CA | Solar | 1 | NA | NA | NA | 16.2671 | 17.9566 | NA
Clovis High School Solar Project | -674094 | Operating | 1 | Solar | 2018 | Tesla, Inc. | CAISO | WECC | CAMX | Fresno | CA | Solar | 1 | NA | NA | NA | 14.3836 | 17.2717 | NA
Clovis North High School Solar Plant | -674101 | Operating | 1 | Solar | 2017 | Tesla, Inc. | CAISO | WECC | CAMX | Fresno | CA | Solar | 1 | NA | NA | NA | 16.3699 | 17.8767 | NA
Cedar Bayou 4 | -801121 | Operating | 535.5 | Combined Cycle | 2009 | Cogentrix Energy Power Management, LLC | ERCOT | TRE | TRE | Chambers | TX | Gas | 532 | NA | NA | NA | NA | NA | NA
Coachella Flats Wind Project (Coachella Hills Wind) | -547267 | Operating | 61.2 | Wind Turbine | 1986 | Terra-Gen, LLC | CAISO | WECC | CAMX | Riverside | CA | Wind | 61.2 | NA | NA | NA | 23.8652 | 26.6019 | NA
Coachella Flats Wind Project (Coachella Hills Wind) | -356911 | Operating | 61.2 | Wind Turbine | 1986 | Terra-Gen, LLC | CAISO | WECC | CAMX | Riverside | CA | Wind | 61.2 | NA | NA | NA | 23.8652 | 26.6019 | NA
Cedar Bayou 4 | -163270 | Operating | 535.5 | Combined Cycle | 2009 | NRG Cedar Bayou Development Company, LLC | ERCOT | TRE | TRE | Chambers | TX | Gas | 532 | 7608 | 7536 | 7640 | 40.8701 | 46.7502 | 41.941
Cedar Falls Gas Turbine | -2329 | Operating | 43.4 | Gas Turbine | 1968 | Cedar Falls Utilities | MISO | MRO | MRO-US | Black Hawk | IA | Gas | 40.3 | NA | 43900 | NA | -0.063451 | 0.17194 | 0.0694
Cedar Rapids Cogen | -162149 | Operating | 38.5 | Gas Turbine | 2016 | Archer-Daniels-Midland Company | MISO | MRO | MRO-US | Linn | IA | Gas | 41 | 11672 | 12139 | 13372 | 84.6091 | 48.7351 | 63.4709
Center Substation Peaker | -166777 | Operating | 49.8 | Gas Turbine | 2007 | Southern California Edison Company | CAISO | WECC | CAMX | Los Angeles | CA | Gas | 47 | 15432 | 13962 | 11284 | 1.0383 | 1.6674 | 5.4965
Central Alabama Generation Station | -247711 | Operating | 927.1 | Combined Cycle | 2003 | Alabama Power Company |  | SERC | SOU | Autauga | AL | Gas | 969.9 | 7351 | 7401 | 7495 | 56.1385 | 53.5863 | 49.4585
Central de Ciclo Combinado Ecoeléctrica | -764010 | Operating | 574 | Combined Cycle | 2000 | EcoEléctrica Inc. |  |  |  | Penuelas | PR | Gas | 574 | 8059 | 8061 | 7805 | 65.7391 | 66.6413 | 68.0048
Coalinga Oil Field Solar Plant | -168195 | Operating | 13 | Solar | 2011 | Chevron Corporation | CAISO | WECC | CAMX | Fresno | CA | Solar | 13 | NA | NA | NA | NA | NA | NA
Coalinga State Hospital Solar Project | -493801 | Operating | 2 | Solar | 2014 | Undisclosed buyer | CAISO | WECC | CAMX | Fresno | CA | Solar | 2.6 | NA | NA | NA | 18.6424 | 17.817 | 10.9062
CODA Battery Storage Project | -209225 | Operating | 1 | Battery | 2014 | CODA Energy Holdings LLC | CAISO | WECC | CAMX | Los Angeles | CA | Energy Storage | 1 | NA | NA | NA | NA | NA | NA
COI Energy Center | -32533 | Operating | 2.02 | Internal Combustion | 2007 | Ameresco Intelligent Sustainable Services | CAISO | WECC | CAMX | Los Angeles | CA | Gas | 2.02 | NA | NA | NA | NA | NA | NA
Cold Canyon 1 (Toro SLO Landfill) | -772751 | Operating | 1.5 | Internal Combustion | 2013 | Toro Energy of California - SLO, LLC | CAISO | WECC | CAMX | San Luis Obispo | CA | Biomass | 1.5 | 11194 | 11875 | 11159 | 76.3014 | 82.0472 | 83.9954
Coleman | -2565 | Operating | 12.1 | Hydraulic Turbine | 1979 | Pacific Gas and Electric Company | CAISO | WECC | CAMX | Shasta | CA | Water | 13 | NA | NA | NA | 29.9508 | 19.8112 | 23.4677
Colgate | -509434 | Operating | 315 | Hydraulic Turbine | 1969 | Yuba County Water Agency | CAISO | WECC | CAMX | Yuba | CA | Water | 352.4 | NA | NA | NA | 54.9137 | 20.0791 | 16.7855
ColGreen North Shore Solar Farm | -250974 | Operating | 74.8 | Solar | 2018 | Sunpin Holdings, LLC | CAISO | WECC | AZNMSN | Riverside | CA | Solar | 74.8 | NA | NA | NA | 23.8507 | 24.5791 | 27.8278
Collierville | -2572 | Operating | 253 | Hydraulic Turbine | 1989 | Calaveras County Water District | CAISO | WECC | CAMX | Calaveras | CA | Water | 253 | NA | NA | NA | 44.1369 | 11.919 | 8.4199
Collins Pine Co Project | -381979 | Operating | 5 | Steam Turbine | 1985 | Collins Pine Co | CAISO | WECC | CAMX | Plumas | CA | Biomass | 5 | 44467 | 35984 | NA | 13.6918 | 55.1233 | 4.2123
Colon PV | -172313 | Operating | 1.3 | Solar | 2015 | Los Angeles Department of Water and Power, California |  | WECC | CAMX | Los Angeles | CA | Solar | 1.4 | NA | NA | NA | 11.6846 | 17.7674 | 16.4628
Colton Solar One | -649048 | Operating | 2.5 | Solar | 2015 | Specialized Energy Solutions, Inc. | CAISO | WECC | CAMX | San Bernardino | CA | Solar | 2.5 | NA | NA | NA | 10.4521 | 21.5753 | 21.6758
Central Energy | -2347 | Operating | 70 | Combined Cycle | 1989 | Central Florida Tourism Oversight District |  | SERC | FP | Orange | FL | Gas | 56 | NA | 11894 | 8351 | 0 | 0.044439 | 0.09112
Combie North | -2602 | Operating | 0.3 | Hydraulic Turbine | 1987 | Nevada Irrigation District | CAISO | WECC | CAMX | Nevada | CA | Water | 0.3 | NA | NA | NA | NA | NA | NA
Combie South | -2603 | Operating | 1.5 | Hydraulic Turbine | 1984 | Nevada Irrigation District | CAISO | WECC | CAMX | Placer | CA | Water | 1.5 | NA | NA | NA | 51.6362 | 27.9985 | 18.067
Comcast - Universal City Plant | -393919 | Operating | 1 | Fuel Cell | 2021 | Bloom Energy Corporation | CAISO | WECC | CAMX | Los Angeles | CA | Gas | 1 | 6786 | 6651 | 6369 | 88.4932 | 88.4817 | 24.0411
Condor Battery Storage Project | -765378 | Operating | 200 | Battery | 2024 | Arevon Energy, Inc. | CAISO | WECC | CAMX | San Bernardino | CA | Energy Storage | 200 | NA | NA | NA | NA | NA | NA
Condor Battery Storage Project | -765377 | Operating | 200 | Battery | 2024 | Tenaska Energy, Inc. | CAISO | WECC | CAMX | San Bernardino | CA | Energy Storage | 200 | NA | NA | NA | NA | NA | NA
Conergy Solar Project (Sutter's Landing Park) | -169904 | Operating | 1.5 | Solar | 2014 | Conergy AG |  | WECC | CAMX | Sacramento | CA | Solar | 1.5 | NA | NA | NA | NA | NA | NA
Control Gorge | -2648 | Operating | 37.5 | Hydraulic Turbine | 1952 | Los Angeles Department of Water and Power, California |  | WECC | CAMX | Inyo | CA | Water | 37.5 | NA | NA | NA | 27.7114 | 7.6922 | 8.9084
Cooley Quarry PV Solar Facility (Novato) | -774001 | Operating | 1 | Solar | 2017 | Rep Energy Inc. | CAISO | WECC | CAMX | Marin | CA | Solar | 1 | NA | NA | NA | NA | NA | NA
Cooley Quarry PV Solar Facility (Novato) | -171483 | Operating | 1 | Solar | 2017 | Danlin Corporation | CAISO | WECC | CAMX | Marin | CA | Solar | 1 | NA | NA | NA | NA | NA | NA
Coram Brodie Wind Project (Tehachapi 1) | -787365 | Operating | 102 | Wind Turbine | 2012 | Tusk Wind Holdings V, LLC | CAISO | WECC | CAMX | Kern | CA | Wind | 102 | NA | NA | NA | 24.6618 | 29.2258 | 30.7069
Coram Energy Group Ltd. | -695464 | Operating | 3 | Wind Turbine | 1985 | Brookfield Renewable Partners L.P. | CAISO | WECC | CAMX | Kern | CA | Wind | 3 | NA | NA | NA | 137.9909 | 79.7717 | 26.4574
Coram Tehachapi | -1369 | Operating | 6.5 | Wind Turbine | 1992 | A B Energy, Inc. | CAISO | WECC | CAMX | Kern | CA | Wind | 6.5 | NA | NA | NA | 7.5676 | 5.3881 | 13.8637
Corcoran Irrigation District Solar Project | -220262 | Operating | 2 | Solar | 2019 | NextEra Energy Resources, LLC | CAISO | WECC | CAMX | Kings | CA | Solar | 2 | NA | NA | NA | 14.629 | 20.9189 | 24.2979
Corcoran Solar 3 | -521433 | Operating | 20 | Solar | 2016 | Consolidated Edison Development, Inc. | CAISO | WECC | CAMX | Kings | CA | Solar | 20 | NA | NA | NA | 28.0822 | NA | NA
Corcoran Solar Project | -139589 | Operating | 1.1 | Solar | 2014 | WGL Energy Services, Inc. | CAISO | WECC | CAMX | Kings | CA | Solar | 1.1 | NA | NA | NA | 20.7244 | 21.264 | 21.2329
Corcoran West Solar Plant (Corcoran 2) | -521421 | Operating | 19.8 | Solar | 2015 | Consolidated Edison Development, Inc. | CAISO | WECC | CAMX | Kings | CA | Solar | 19.8 | NA | NA | NA | 26.9856 | NA | NA
CoreSite Milpitas Data Center (SV2) | -389372 | Operating | 5 | Internal Combustion | 2000 | CoreSite Realty Corporation | CAISO | WECC | CAMX | Santa Clara | CA | Oil | 5 | NA | NA | NA | 0 | 0 | 0
CoreSite Real Estate 2901 Coronado | -389373 | Operating | 10 | Internal Combustion | 2010 | CoreSite Realty Corporation | CAISO | WECC | CAMX | Santa Clara | CA | Oil | 10 | NA | NA | NA | 0 | 0 | 0
CoreSite Real Estate 2972 Stender (SV4) | -389375 | Operating | 12 | Internal Combustion | 2011 | CoreSite Realty Corporation | CAISO | WECC | CAMX | Santa Clara | CA | Oil | 12 | NA | NA | NA | 0 | 0 | 0
CoreSite Real Estate 3032 Coronado (SV7) | -389376 | Operating | 39 | Internal Combustion | 2015 | CoreSite Realty Corporation | CAISO | WECC | CAMX | Santa Clara | CA | Oil | 39 | NA | NA | NA | 0 | 0 | 0
CoreSite San Jose Data Center SV1 Project (Market Street) | -389374 | Operating | 8 | Internal Combustion | 2007 | CoreSite Realty Corporation | CAISO | WECC | CAMX | Santa Clara | CA | Oil | 8 | NA | NA | NA | 0 | 0 | 0
Corona | -2679 | Operating | 2.9 | Hydraulic Turbine | 1983 | The Metropolitan Water District of Southern California | CAISO | WECC | CAMX | Riverside | CA | Water | 2.8 | NA | NA | NA | 16.7767 | 33.5494 | 27.0996
Corona Solar Star CA VII | -52079 | Operating | 1 | Solar | 2011 | SunPower Corporation | CAISO | WECC | CAMX | Riverside | CA | Solar | 1 | NA | NA | NA | NA | NA | NA
Corona Solar Star CA VII | -52078 | Operating | 1 | Solar | 2011 | SunPower Corporation | CAISO | WECC | CAMX | Riverside | CA | Solar | 1 | NA | NA | NA | NA | NA | NA
Coronus Adelanto West 1 Project | -171943 | Operating | 1.5 | Solar | 2015 | Coronus Energy Corporation | CAISO | WECC | CAMX | San Bernardino | CA | Solar | 1.5 | NA | NA | NA | 25.5403 | 21.796 | 25.274
Coronus Adelanto West 2 Project | -171944 | Operating | 1.5 | Solar | 2015 | Coronus Energy Corporation | CAISO | WECC | CAMX | San Bernardino | CA | Solar | 1.5 | NA | NA | NA | 26.1035 | 27.0852 | 24.8935
Coso Battery Storage Project | -436983 | Operating | 60 | Battery | 2022 | CGP Holdings, LLC | CAISO | WECC | CAMX | Inyo | CA | Energy Storage | 60 | NA | NM | NA | 14.844 | 10.515 | NA
Coso Power Developers (Navy II) | -789060 | Operating | 90 | Battery | 1989 | Atlantica Sustainable Infrastructure Limited | CAISO | WECC | CAMX | Inyo | CA | Geothermal | 86 | NA | NA | NA | NA | NA | NA
Costa View Farms Solar Project | -776546 | Operating | 4.98 | Solar | 2024 | 127 CVF, LLC | CAISO | WECC | CAMX | Madera | CA | Solar | 4.98 | NA | NA | NA | NA | NA | NA
Central Energy Cogen Facility | -163634 | Operating | 5.5 | Gas Turbine | 2000 | Clemson University |  | SERC | VACAR | Pickens | SC | Gas | 5.2 | NA | 20167 | 20651 | 0.0087812 | 0.026344 | 0.1383
Cottonwood | -2696 | Operating | 1.6 | Hydraulic Turbine | 1908 | Los Angeles Department of Water and Power, California |  | WECC | CAMX | Inyo | CA | Water | 2.4 | NA | NA | NA | 6.1263 | 5.0466 | 4.1667
County of San Diego - SBRC | -163924 | Operating | 1.3 | Solar | 2018 | SunPower Corporation | CAISO | WECC | CAMX | San Diego | CA | Solar | 1.3 | NA | NA | NA | 20.0474 | 21.0133 | 20.6797
County of San Diego - SBRC | -163923 | Operating | 1.3 | Solar | 2018 | SunPower Corporation | CAISO | WECC | CAMX | San Diego | CA | Solar | 1.3 | NA | NA | NA | 20.0474 | 21.0133 | 20.6797
Cove Hydroelectric | -16324 | Operating | 5 | Hydraulic Turbine | 1990 | Ida-West Energy Company | CAISO | WECC | CAMX | Shasta | CA | Water | 5 | NA | NA | NA | 32.7968 | 16.7854 | 5.8562
Cove Hydroelectric | -2710 | Operating | 5 | Hydraulic Turbine | 1990 | Public Employee Retirement System of Idaho | CAISO | WECC | CAMX | Shasta | CA | Water | 5 | NA | NA | NA | 32.7968 | 16.7854 | 5.8562
Coyote Creek | -2723 | Operating | 3.1 | Hydraulic Turbine | 1984 | The Metropolitan Water District of Southern California | CAISO | WECC | CAMX | Orange | CA | Water | 3.1 | NA | NA | NA | 0 | 0 | 0.040507
Crane Valley | -2732 | Operating | 0.99 | Hydraulic Turbine | 1919 | Pacific Gas and Electric Company | CAISO | WECC | CAMX | Madera | CA | Water | 0.99 | NA | NA | NA | 38.0172 | 11.6115 | 7.0453
Central Energy Cogen Plant | -170237 | Operating | 5.6 | Gas Turbine | 2016 | Brigham Young University - Idaho |  | WECC | NWPP | Madison | ID | Gas | 5.3 | 12578 | 12515 | 12516 | 85.1792 | 83.2149 | 83.3161
Central Energy Plant USU | -170825 | Operating | 5 | Gas Turbine | 2004 | Utah State University |  | WECC | NWPP | Cache | UT | Gas | 4.6 | 15087 | 16109 | 14803 | 64.7757 | 53.9954 | 62.4777
Cresta | -2739 | Operating | 73.8 | Hydraulic Turbine | 1949 | Pacific Gas and Electric Company | CAISO | WECC | CAMX | Butte | CA | Water | 70 | NA | NA | NA | 19.8483 | 25.3144 | 20.2479
Crimson Battery Storage Project | -781196 | Operating | 350 | Battery | 2022 | Canadian Solar Inc. | CAISO | WECC | CAMX | Riverside | CA | Energy Storage | 350 | NA | NA | NA | NA | NA | NA
Crimson Battery Storage Project | -781195 | Operating | 350 | Battery | 2022 | BlackRock, Inc. | CAISO | WECC | CAMX | Riverside | CA | Energy Storage | 350 | NA | NA | NA | NA | NA | NA
Crimson Battery Storage Project | -497720 | Operating | 350 | Battery | 2022 | Axium Infrastructure Inc. | CAISO | WECC | CAMX | Riverside | CA | Energy Storage | 350 | NA | NM | NA | 15.2439 | 3.272 | NA
Central Michigan University | -13762 | Operating | 3.8 | Gas Turbine | 1990 | Central Michigan University | MISO | RFC | R-MISO | Isabella | MI | Gas | 3.9 | 14497 | 15734 | 14234 | 76.6274 | 70.4631 | 76.3523
Crown Cooling Solar Facility | -170908 | Operating | 1 | Solar | 2011 | Five Crowns, Inc. |  | WECC | CAMX | Imperial | CA | Solar | 1 | NA | NA | NA | 6.1301 | 7.0662 | 9.0639
Central Power Plant CT | -166730 | Operating | 7 | Gas Turbine | 2004 | State Of Rhode Island | New England | NPCC | NE | Providence | RI | Gas | 7.6 | 20093 | 19672 | 18384 | 27.2456 | 30.478 | 35.3596
CSP Los Angeles | -516642 | Operating | 2.3 | Solar | 2022 | EcoPlexus, Inc. | CAISO | WECC | CAMX | Los Angeles | CA | Solar | 2.3 | NA | NA | NA | 27.5561 | 2.9035 | NA
CST001 McCarthy Fuel Cell | -249998 | Operating | 1.2 | Fuel Cell | 2019 | 2016 Esa Project Company, LLC | CAISO | WECC | CAMX | Santa Clara | CA | Gas | 1.2 | 7158 | 7210 | 7188 | 79.1096 | 71.4992 | 91.0103
CSU Fresno | -27558 | Operating | 1 | Solar | 2007 | Fotowatio Renewable Ventures, Inc. | CAISO | WECC | CAMX | Fresno | CA | Solar | 1 | NA | NA | NA | 12.4886 | 6.7466 | 12.0662
CSU Fresno | -27130 | Operating | 1 | Solar | 2007 | MMA Fresno Power, L.P. | CAISO | WECC | CAMX | Fresno | CA | Solar | 1 | NA | NA | NA | 12.4886 | 6.7466 | 12.0662
CSU Long Beach Battery Storage | -384070 | Operating | 2.5 | Battery | 2017 | SK E&S Co., Ltd. | CAISO | WECC | CAMX | Los Angeles | CA | Energy Storage | 2.5 | NA | NA | NA | NA | NA | NA
CSU Long Beach Battery Storage | -249878 | Operating | 2.5 | Battery | 2017 | SUSI Partners AG | CAISO | WECC | CAMX | Los Angeles | CA | Energy Storage | 2.5 | NA | NA | NA | NA | NA | NA
CSU Long Beach Battery Storage | -249877 | Operating | 2.5 | Battery | 2017 | SK E&S Co., Ltd. | CAISO | WECC | CAMX | Los Angeles | CA | Energy Storage | 2.5 | NA | NA | NA | NA | NA | NA
CSU Long Beach Lots 7 & 14 | -193888 | Operating | 4.5 | Solar | 2017 | Goldman Sachs Renewable Power Operating Company LLC | CAISO | WECC | CAMX | Los Angeles | CA | Solar | 3.3 | NA | NA | NA | 23.8723 | 26.2453 | 25.2041
CSU Northridge PV Plant | -163633 | Operating & Planned | 0.6 | Solar | 2003 | California State University Northridge |  | WECC | CAMX | Los Angeles | CA | Solar | 0.4 | NA | NA | NA | 23.3733 | 30.0228 | 28.5103
CSU San Jose State University Solar Farm | -502959 | Operating | 1.7 | Solar | 2021 | Duke Energy Generation Services Holding Company, Inc. | CAISO | WECC | CAMX | Santa Clara | CA | Solar | 1.7 | NA | NA | NA | 29.949 | 8.2863 | NA
CSUF Nutwood Solar Project | -173592 | Operating | 1.9 | Solar | 2016 | SunPower Corporation | CAISO | WECC | CAMX | Orange | CA | Solar | 1.9 | NA | NA | NA | 15.5491 | 20.1754 | 20.2716
CSUF Nutwood Solar Project | -173591 | Operating | 1.9 | Solar | 2016 | SunPower Corporation | CAISO | WECC | CAMX | Orange | CA | Solar | 1.9 | NA | NA | NA | 15.5491 | 20.1754 | 20.2716
CSUF State College Solar Project | -173568 | Operating | 1 | Solar | 2016 | SunPower Corporation | CAISO | WECC | CAMX | Orange | CA | Solar | 1 | NA | NA | NA | 17.2831 | 18.9726 | 19.3493
CSUF State College Solar Project | -173567 | Operating | 1 | Solar | 2016 | SunPower Corporation | CAISO | WECC | CAMX | Orange | CA | Solar | 1 | NA | NA | NA | 17.2831 | 18.9726 | 19.3493
Central Production Facility 2 | -242310 | Operating | 21 | Gas Turbine | 1983 | ConocoPhillips Alaska, Inc. |  | ASCC | ALASKA | North Slope | AK | Gas | 21 | NA | NA | NA | NA | NA | NA
CSUF Trigeneration Solar | -388657 | Operating | 4.3 | Solar | 2012 | California State University, Fullerton | CAISO | WECC | CAMX | Orange | CA | Solar | 4.3 | NA | NA | NA | 16.6693 | 19.8789 | 19.5922
CTV Power Purchase Contract Trust | -164588 | Operating | 4.6 | Wind Turbine | 1985 | CTV Management Group | CAISO | WECC | CAMX | Kern | CA | Wind | 4.5 | NA | NA | NA | NA | 0 | 16.9545
Cuyama Solar Array (Cuyama Valley Solar Project) | -797967 | Operating | 40 | Solar | 2017 | D. E. Shaw Renewable Investments, L.L.C. | CAISO | WECC | CAMX | Santa Barbara | CA | Solar | 40 | NA | NA | NA | NA | NA | NA
Cuyama Solar Array (Cuyama Valley Solar Project) | -797966 | Operating | 40 | Solar | 2017 | Macquarie Asset Management Pty Limited | CAISO | WECC | CAMX | Santa Barbara | CA | Solar | 40 | NA | NA | NA | NA | NA | NA
Central Production Facility 3 | -242311 | Operating | 28.7 | Gas Turbine | 1986 | ConocoPhillips Alaska, Inc. |  | ASCC | ALASKA | North Slope | AK | Gas | 28.7 | NA | NA | NA | NA | NA | NA
Central Utilities Plant LAX Cogen Replacement | -171016 | Operating | 9.2 | Gas Turbine | 2015 | Los Angeles International Airport |  | WECC | CAMX | Los Angeles | CA | Gas | 8.4 | 12899 | 12855 | 12748 | 52.8471 | 53.3091 | 51.0614
Central Utility CC Plant at White Oak | -758414 | Operating | 20 | Combined Cycle | 2014 | General Services Administration | PJM | RFC | R-PJM | Montgomery | MD | Gas | 20 | 13943 | 14174 | 13668 | 21.8847 | 23.7118 | 24.9064
Central Utility CT Plant at White Oak | -758412 | Operating | 21.7 | Gas Turbine | 2003 | General Services Administration | PJM | RFC | R-PJM | Montgomery | MD | Gas | 22.9 | 12755 | 12920 | 13377 | 28.1605 | 27.9486 | 28.6854
Daggett 2 Battery Storage Project | -773864 | Operating | 131 | Battery | 2023 | Undisclosed buyer | CAISO | WECC | CAMX | San Bernardino | CA | Energy Storage | 131 | NA | NA | NA | 2.0707 | NA | NA
Daggett 2 Battery Storage Project | -691661 | Operating | 131 | Battery | 2023 | Clearway Energy, Inc. | CAISO | WECC | CAMX | San Bernardino | CA | Energy Storage | 131 | NA | NA | NA | 2.0707 | NA | NA
Daggett 2 Battery Storage Project | -691660 | Operating | 131 | Battery | 2023 | Clearway Energy, Inc. | CAISO | WECC | CAMX | San Bernardino | CA | Energy Storage | 131 | NA | NA | NA | 2.0707 | NA | NA
Daggett 2 Solar Project | -773856 | Operating | 182 | Solar | 2023 | Undisclosed buyer | CAISO | WECC | CAMX | San Bernardino | CA | Solar | 182 | NA | NA | NA | NA | NA | NA
Daggett 2 Solar Project | -679229 | Operating | 182 | Solar | 2023 | Clearway Energy, Inc. | CAISO | WECC | CAMX | San Bernardino | CA | Solar | 182 | NA | NA | NA | NA | NA | NA
Daggett 2 Solar Project | -679228 | Operating | 182 | Solar | 2023 | Clearway Energy, Inc. | CAISO | WECC | CAMX | San Bernardino | CA | Solar | 182 | NA | NA | NA | NA | NA | NA
Daggett 3 Battery Storage Project | -773869 | Operating | 149 | Battery | 2023 | Undisclosed buyer | CAISO | WECC | CAMX | San Bernardino | CA | Energy Storage | 149 | NA | NA | NA | 3.3306 | NA | NA
Daggett 3 Battery Storage Project | -752512 | Operating | 149 | Battery | 2023 | Clearway Energy, Inc. | CAISO | WECC | CAMX | San Bernardino | CA | Energy Storage | 149 | NA | NA | NA | 3.3306 | NA | NA
Daggett 3 Battery Storage Project | -752511 | Operating | 149 | Battery | 2023 | Clearway Energy, Inc. | CAISO | WECC | CAMX | San Bernardino | CA | Energy Storage | 149 | NA | NA | NA | 3.3306 | NA | NA
Daggett 3 Solar Project | -752494 | Operating | 300 | Solar | 2023 | Undisclosed buyer | CAISO | WECC | CAMX | San Bernardino | CA | Solar | 300 | NA | NA | NA | 12.135 | NA | NA
Daggett 3 Solar Project | -752493 | Operating | 300 | Solar | 2023 | Clearway Energy, Inc. | CAISO | WECC | CAMX | San Bernardino | CA | Solar | 300 | NA | NA | NA | 12.135 | NA | NA
Daggett 3 Solar Project | -752492 | Operating | 300 | Solar | 2023 | Clearway Energy, Inc. | CAISO | WECC | CAMX | San Bernardino | CA | Solar | 300 | NA | NA | NA | 12.135 | NA | NA
Central Utility Plant | -757348 | Operating | 45.1 | Combined Cycle | 1956 | Texas A&M University | ERCOT | TRE | TRE | Brazos | TX | Gas | 45.1 | 12478 | 14586 | 15551 | 32.352 | 30.3618 | 18.6884
Danell Bros Solar Project | -503903 | Operating | 2.6 | Solar | 2021 | Renewable Solar Inc. | CAISO | WECC | CAMX | Kings | CA | Solar | 2.6 | NA | NA | NA | 25.4961 | 26.967 | 4.5882
D'Arrigo Brothers Phase 4 Battery Project | -739521 | Operating | 0.5 | Other Energy Storage | 2019 | D Arrigo Bros.(Andy Boy) | CAISO | WECC | CAMX | Monterey | CA | Energy Storage | 0.5 | NM | NA | NA | 5.2283 | NA | NA
D'Arrigo Brothers Phase 4 Solar Project | -249520 | Operating | 1.7 | Solar | 2019 | D Arrigo Bros.(Andy Boy) | CAISO | WECC | CAMX | Monterey | CA | Solar | 1.7 | NA | NA | NA | 27.5383 | 30.4392 | 20.7091
DATS Battery Storage System | -747227 | Operating | 1 | Battery | 2017 | Aes Grid Stability, LLC | CAISO | WECC | CAMX | Orange | CA | Energy Storage | 1 | NA | NA | NA | NA | NA | NA
DATS Battery Storage System | -747226 | Operating | 1 | Battery | 2017 | Advanced Microgrid Solutions, Inc. | CAISO | WECC | CAMX | Orange | CA | Energy Storage | 1 | NA | NA | NA | NA | NA | NA
DATS Battery Storage System | -747225 | Operating | 1 | Battery | 2017 | Qatar Holding LLC | CAISO | WECC | CAMX | Orange | CA | Energy Storage | 1 | NA | NA | NA | NA | NA | NA
DATS Battery Storage System | -747224 | Operating | 1 | Battery | 2017 | Siemens Aktiengesellschaft | CAISO | WECC | CAMX | Orange | CA | Energy Storage | 1 | NA | NA | NA | NA | NA | NA
De Sabla | -2855 | Operating | 18.4 | Hydraulic Turbine | 1963 | Pacific Gas and Electric Company | CAISO | WECC | CAMX | Butte | CA | Water | 18.5 | NA | NA | NA | 29.1238 | 35.0926 | 23.1248
Deadwood Creek | -509435 | Operating | 2 | Hydraulic Turbine | 1993 | Yuba County Water Agency | CAISO | WECC | CAMX | Yuba | CA | Water | 2 | NA | NA | NA | 17.7568 | 0 | 1.0331
Dedeaux Solar Plant | -250728 | Operating | 0.9 | Solar | 2019 | VS Dedeaux Solar, LLC |  | WECC | CAMX | Los Angeles | CA | Solar | 0.9 | NA | NA | NA | NA | NA | NA
Deer Creek (Drum-Spaulding Project) | -750807 | Operating | 5.5 | Hydraulic Turbine | 1908 | Nevada Irrigation District | CAISO | WECC | CAMX | Nevada | CA | Water | 5.7 | NA | NA | NA | 20.4338 | NA | NA
Deer Creek Solar 2 | -398566 | Operating | 1.3 | Solar | 2021 | Greenbacker Renewable Energy Corporation | CAISO | WECC | CAMX | El Dorado | CA | Solar | 1.3 | NA | NA | NA | 23.7531 | 24.8595 | 3.0998
Delano Land 1 (Delano PV 1) | -173163 | Operating | 1 | Solar | 2017 | AES Distributed Energy, Inc. | CAISO | WECC | CAMX | Kern | CA | Solar | 1 | NA | NA | NA | 11.3014 | 17.5571 | 20.4452
Central Utility Plant Cincinnati | -170114 | Operating | 45.3 | Combined Cycle | 2004 | University of Cincinnati | PJM | RFC | R-PJM | Hamilton | OH | Gas | 46.5 | 11801 | 11989 | 12185 | 55.4397 | 50.6228 | 53.7146
Century Generating Facility | -752453 | Operating | 44.8 | Gas Turbine | 2001 | Middle River Power, LLC | CAISO | WECC | CAMX | San Bernardino | CA | Gas | 44 | 25260 | NA | NA | 0.16864 | NA | NA
Delta Fremont Solar | -794256 | Operating | 1 | Solar | 2016 | Delta Electronics (Americas) Ltd. | CAISO | WECC | CAMX | Alameda | CA | Solar | 1 | NA | NA | NA | NA | NA | NA
Department of General Services -FTB Project | -396550 | Operating | 2.7 | Solar | 2017 | Constellation NewEnergy, Inc. |  | WECC | CAMX | Sacramento | CA | Solar | 2.7 | NA | NA | NA | 22.3491 | 22.6873 | NA
Depot Park Solar System | -170814 | Operating | 3 | Solar | 2010 | U.S. National Leasing Llc |  | WECC | CAMX | Sacramento | CA | Solar | 2.7 | NA | NA | NA | 10.0118 | 7.9871 | 16.4384
Desert Green Solar Farm | -169447 | Operating | 6.3 | Solar | 2014 | Invenergy Solar Development LLC | CAISO | WECC | CAMX | San Diego | CA | Solar | 6.3 | NA | NA | NA | 15.6085 | 20.5298 | 21.8779
Desert Harvest II Battery Storage Project (Mav 2) | -807292 | Operating | 35 | Battery | 2021 | EDF power solutions North America | CAISO | WECC | CAMX | Riverside | CA | Energy Storage | 35 | NA | NA | NA | NA | NA | NA
Desert Harvest II Battery Storage Project (Mav 2) | -740321 | Operating | 35 | Battery | 2021 | Abu Dhabi National Energy Company PJSC | CAISO | WECC | CAMX | Riverside | CA | Energy Storage | 35 | NA | NM | NM | 3.7707 | 10.1696 | 4.9733
Desert Harvest II Battery Storage Project (Mav 2) | -740320 | Operating | 35 | Battery | 2021 | Abu Dhabi National Energy Company PJSC | CAISO | WECC | CAMX | Riverside | CA | Energy Storage | 35 | NA | NM | NM | 3.7707 | 10.1696 | 4.9733
Desert Harvest II Battery Storage Project (Mav 2) | -740319 | Operating | 35 | Battery | 2021 | Mubadala Investment Company PJSC | CAISO | WECC | CAMX | Riverside | CA | Energy Storage | 35 | NA | NM | NM | 3.7707 | 10.1696 | 4.9733
Desert Harvest II Battery Storage Project (Mav 2) | -740318 | Operating | 35 | Battery | 2021 | Abu Dhabi National Oil Company | CAISO | WECC | CAMX | Riverside | CA | Energy Storage | 35 | NA | NM | NM | 3.7707 | 10.1696 | 4.9733
Desert Harvest II Solar Plant (Mav 2) | -807182 | Operating | 70 | Solar | 2020 | EDF power solutions North America | CAISO | WECC | CAMX | Riverside | CA | Solar | 70 | NA | NA | NA | NA | NA | NA
Desert Harvest II Solar Plant (Mav 2) | -741478 | Operating | 70 | Solar | 2020 | Abu Dhabi National Energy Company PJSC | CAISO | WECC | CAMX | Riverside | CA | Solar | 70 | NA | NA | NA | 20.5098 | 31.6055 | 30.7583
Desert Harvest II Solar Plant (Mav 2) | -741477 | Operating | 70 | Solar | 2020 | Abu Dhabi National Energy Company PJSC | CAISO | WECC | CAMX | Riverside | CA | Solar | 70 | NA | NA | NA | 20.5098 | 31.6055 | 30.7583
Desert Harvest II Solar Plant (Mav 2) | -741476 | Operating | 70 | Solar | 2020 | Mubadala Investment Company PJSC | CAISO | WECC | CAMX | Riverside | CA | Solar | 70 | NA | NA | NA | 20.5098 | 31.6055 | 30.7583
Desert Harvest II Solar Plant (Mav 2) | -741475 | Operating | 70 | Solar | 2020 | Abu Dhabi National Oil Company | CAISO | WECC | CAMX | Riverside | CA | Solar | 70 | NA | NA | NA | 20.5098 | 31.6055 | 30.7583
Desert Harvest Solar Project (Mav 3) | -807111 | Operating | 80 | Solar | 2020 | EDF power solutions North America | CAISO | WECC | CAMX | Riverside | CA | Solar | 80 | NA | NA | NA | NA | NA | NA
Desert Harvest Solar Project (Mav 3) | -741437 | Operating | 80 | Solar | 2020 | Abu Dhabi National Energy Company PJSC | CAISO | WECC | CAMX | Riverside | CA | Solar | 80 | NA | NA | NA | 27.265 | 31.5411 | 35.0565
Desert Harvest Solar Project (Mav 3) | -741436 | Operating | 80 | Solar | 2020 | Abu Dhabi National Energy Company PJSC | CAISO | WECC | CAMX | Riverside | CA | Solar | 80 | NA | NA | NA | 27.265 | 31.5411 | 35.0565
Desert Harvest Solar Project (Mav 3) | -741435 | Operating | 80 | Solar | 2020 | Mubadala Investment Company PJSC | CAISO | WECC | CAMX | Riverside | CA | Solar | 80 | NA | NA | NA | 27.265 | 31.5411 | 35.0565
Desert Harvest Solar Project (Mav 3) | -741434 | Operating | 80 | Solar | 2020 | Abu Dhabi National Oil Company | CAISO | WECC | CAMX | Riverside | CA | Solar | 80 | NA | NA | NA | 27.265 | 31.5411 | 35.0565
Desert Hot Springs Project (Coachella Hills Wind) | -609440 | Operating | 10.8 | Wind Turbine | 2021 | Terra-Gen, LLC | CAISO | WECC | CAMX | Riverside | CA | Wind | 10.8 | NA | NA | NA | NA | NA | NA
Desert Hot Springs Project (Coachella Hills Wind) | -609439 | Operating | 10.8 | Wind Turbine | 2021 | Terra-Gen, LLC | CAISO | WECC | CAMX | Riverside | CA | Wind | 10.8 | NA | NA | NA | NA | NA | NA
Desert Hot Springs Solar | -521424 | Operating | 2.3 | Solar | 2013 | RWE Clean Energy Solutions, Inc. | CAISO | WECC | CAMX | Riverside | CA | Solar | 2.2 | NA | NA | NA | 30.5988 | NA | NA
Desert Peak Battery Storage II Project | -676276 | Operating | 75 | Battery | 2023 | NextEra Energy Resources, LLC | CAISO | WECC | CAMX | Riverside | CA | Energy Storage | 75 | NA | NA | NA | 1.9457 | NA | NA
Desert Peak Energy Storage I Project | -676285 | Operating | 325 | Battery | 2023 | NextEra Energy Resources, LLC | CAISO | WECC | CAMX | Riverside | CA | Energy Storage | 325 | NA | NA | NA | 0.1111 | NA | NA
Desert Quartzite Battery Storage Project | -807298 | Operating | 150 | Battery | 2024 | EDF power solutions North America | CAISO | WECC | CAMX | Riverside | CA | Energy Storage | 150 | NA | NA | NA | NA | NA | NA
Desert Quartzite Battery Storage Project | -790131 | Operating | 150 | Battery | 2024 | Power Sustainable Energy Infrastructure Inc. | CAISO | WECC | CAMX | Riverside | CA | Energy Storage | 150 | NA | NA | NA | NA | NA | NA
Desert Quartzite Solar Project | -807125 | Operating | 300 | Solar | 2024 | EDF power solutions North America | CAISO | WECC | CAMX | Riverside | CA | Solar | 300 | NA | NA | NA | NA | NA | NA
Desert Quartzite Solar Project | -785019 | Operating | 300 | Solar | 2024 | Power Sustainable Energy Infrastructure Inc. | CAISO | WECC | CAMX | Riverside | CA | Solar | 300 | NA | NA | NA | NA | NA | NA
Desert Stateline Solar Facility | -357373 | Operating | 299.5 | Solar | 2015 | Scarlet Renewables LLC | CAISO | WECC | CAMX | San Bernardino | CA | Solar | 300 | NA | NA | NA | 23.5365 | 23.7111 | 24.3098
Desert Stateline Solar Facility | -138562 | Operating | 299.5 | Solar | 2015 | 8point3 Energy Partners LP | CAISO | WECC | CAMX | San Bernardino | CA | Solar | 300 | NA | NA | NA | 23.5365 | 23.7111 | 24.3098
Desert Stateline Solar Facility | -138461 | Operating | 299.5 | Solar | 2015 | Southern Power Company | CAISO | WECC | CAMX | San Bernardino | CA | Solar | 300 | NA | NA | NA | 23.5365 | 23.7111 | 24.3098
Desert Sunlight 250 | -787391 | Operating | 249.7 | Solar | 2013 | XPLR Infrastructure, LP | CAISO | WECC | CAMX | Riverside | CA | Solar | 249.7 | NA | NA | NA | 24.8483 | 19.4791 | 26.8812
Desert Sunlight 250 | -663164 | Operating | 249.7 | Solar | 2013 | Clearway Energy, Inc. | CAISO | WECC | CAMX | Riverside | CA | Solar | 249.7 | NA | NA | NA | 24.8483 | NA | NA
Desert Sunlight 250 | -663163 | Operating | 249.7 | Solar | 2013 | Clearway Energy, Inc. | CAISO | WECC | CAMX | Riverside | CA | Solar | 249.7 | NA | NA | NA | 24.8483 | NA | NA
Desert Sunlight 250 | -154827 | Operating | 249.7 | Solar | 2013 | Harbert Management Corporation | CAISO | WECC | CAMX | Riverside | CA | Solar | 249.7 | NA | NA | NA | 24.8483 | 19.4791 | 26.8812
Desert Sunlight 250 | -154826 | Operating | 249.7 | Solar | 2013 | California Public Employees' Retirement System | CAISO | WECC | CAMX | Riverside | CA | Solar | 249.7 | NA | NA | NA | 24.8483 | 19.4791 | 26.8812
Desert Sunlight 250 | -153289 | Operating | 249.7 | Solar | 2013 | NextEra Energy Resources, LLC | CAISO | WECC | CAMX | Riverside | CA | Solar | 249.7 | NA | NA | NA | 24.8483 | 19.4791 | 26.8812
Desert Sunlight 300 | -787363 | Operating | 313.7 | Solar | 2013 | XPLR Infrastructure, LP | CAISO | WECC | CAMX | Riverside | CA | Solar | 313.7 | NA | NA | NA | 23.9967 | 24.9774 | 25.3401
Desert Sunlight 300 | -663108 | Operating | 313.7 | Solar | 2013 | Clearway Energy, Inc. | CAISO | WECC | CAMX | Riverside | CA | Solar | 313.7 | NA | NA | NA | 23.9967 | NA | NA
Desert Sunlight 300 | -663107 | Operating | 313.7 | Solar | 2013 | Clearway Energy, Inc. | CAISO | WECC | CAMX | Riverside | CA | Solar | 313.7 | NA | NA | NA | 23.9967 | NA | NA
Desert Sunlight 300 | -154803 | Operating | 313.7 | Solar | 2013 | Harbert Management Corporation | CAISO | WECC | CAMX | Riverside | CA | Solar | 313.7 | NA | NA | NA | 23.9967 | 24.9774 | 25.3401
Desert Sunlight 300 | -154802 | Operating | 313.7 | Solar | 2013 | California Public Employees' Retirement System | CAISO | WECC | CAMX | Riverside | CA | Solar | 313.7 | NA | NA | NA | 23.9967 | 24.9774 | 25.3401
Desert Sunlight 300 | -153287 | Operating | 313.7 | Solar | 2013 | NextEra Energy Resources, LLC | CAISO | WECC | CAMX | Riverside | CA | Solar | 313.7 | NA | NA | NA | 23.9967 | 24.9774 | 25.3401
Desert View Power Plant (Mecca) | -60460 | Out of Service | 55.5 | Steam Turbine | 1991 | Greenleaf Power II LLC |  | WECC | AZNMSN | Riverside | CA | Biomass | NA | 17389 | 16680 | 16207 | 49.0396 | 68.3885 | 74.8878
DESI-2 Battery Storage Facility | -223380 | Operating | 1.4 | Battery | 2018 | Southern California Edison Company | CAISO | WECC | CAMX | Orange | CA | Energy Storage | 1.4 | NA | NA | NA | NA | NA | NA
Devil Canyon | -2917 | Operating | 276.2 | Hydraulic Turbine | 1972 | California Department of Water Resources | CAISO | WECC | CAMX | San Bernardino | CA | Water | 262 | NA | NA | NA | 50.5314 | 5.1887 | 8.305
DFC1500MA | -166652 | Operating | 1 | Fuel Cell | 2008 | City of Riverside, California | CAISO | WECC | CAMX | Riverside | CA | Biomass | 1 | NA | NA | NA | NA | NA | NA
DGS - California Men's Colony Solar Plant | -663461 | Operating | 2.2 | Solar | 2023 | Forefront Power, LLC | CAISO | WECC | CAMX | San Luis Obispo | CA | Solar | 2.2 | NA | NA | NA | 19.3182 | NA | NA
DGS Central California Womens Facility | -318044 | Operating | 2 | Solar | 2020 | Sun Edison LLC | CAISO | WECC | CAMX | Madera | CA | Solar | 2 | NA | NA | NA | 18.4646 | 23.3276 | 21.5582
DGS Central Utility Cogen Plant (ST) | -756856 | Operating | 2.9 | Steam Turbine | 2010 | Department of General Services | CAISO | WECC | CAMX | Sacramento | CA | Gas | 2.9 | NA | NA | NA | 0 | 0 | 0
DGS Central Utility Plant (IC) | -756854 | Operating | 1 | Internal Combustion | 2010 | Department of General Services | CAISO | WECC | CAMX | Sacramento | CA | Oil | 1 | NA | NA | NA | 0 | 0 | 0
DGS Valley State Prison Solar Project | -344903 | Operating | 2.3 | Solar | 2021 | Forefront Power, LLC | CAISO | WECC | CAMX | Madera | CA | Solar | 2.3 | NA | NA | NA | 19.6149 | 20.6174 | 18.8307
DGS Wasco State Prison | -250377 | Operating | 2.3 | Solar | 2020 | Forefront Power, LLC | CAISO | WECC | CAMX | Kern | CA | Solar | 2.3 | NA | NA | NA | 24.0421 | 24.9801 | 23.8187
Diablo Battery Storage Project (Black Diamond) | -747050 | Operating | 350 | Battery | 2022 | LS Power Development, LLC | CAISO | WECC | CAMX | Contra Costa | CA | Energy Storage | 350 | NA | NM | NA | 6.5189 | 3.8172 | NA
Diablo Canyon | -2923 | Operating | 2323 | Nuclear | 1985 | Pacific Gas and Electric Company | CAISO | WECC | CAMX | San Luis Obispo | CA | Nuclear | 2240 | NA | NA | NA | 90.2966 | 89.659 | 83.9722
Diablo Wind | -177095 | Operating | 18 | Wind Turbine | 2004 | GlidePath Power Solutions LLC | CAISO | WECC | CAMX | Alameda | CA | Wind | 18 | NA | NA | NA | 22.6807 | 25.0235 | 31.4599
Diamond H Dairy Power Project(Chowchilla Dairy) | -388249 | Operating | 2 | Internal Combustion | 2021 | Madera DP 2, LLC | CAISO | WECC | CAMX | Madera | CA | Biomass | 2 | 8251 | 10051 | 9418 | 62.2317 | 60.0913 | 14.3721
Diamond Valley Lake | -165861 | Operating | 29.7 | Hydraulic Turbine | 2001 | The Metropolitan Water District of Southern California | CAISO | WECC | CAMX | Riverside | CA | Water | 29.7 | NA | NA | NA | 0 | 1.1223 | 1.6927
Diamond Valley Solar Project | -171202 | Operating | 1.3 | Solar | 2015 | ALLCO Renewable Energy Limited | CAISO | WECC | CAMX | Riverside | CA | Solar | 1.3 | NA | NA | NA | 20.5743 | 21.8037 | 22.752
Difwind Farms Limited IV | -807085 | Operating | 7.9 | Wind Turbine | 1987 | EDF power solutions North America | CAISO | WECC | CAMX | Alameda | CA | Wind | 7.9 | NA | NA | NA | NA | NA | NA
DifWind Farms Limited IX | -807102 | Operating | 18 | Wind Turbine | 1985 | EDF power solutions North America | CAISO | WECC | CAMX | Alameda | CA | Wind | 18 | NA | NA | NA | NA | NA | NA
Difwind Farms Limited VI | -807087 | Operating | 27.1 | Wind Turbine | 1987 | EDF power solutions North America | CAISO | WECC | CAMX | Kern | CA | Wind | 25.3 | NA | NA | NA | NA | NA | NA
Dillon Wind Project | -785772 | Operating | 45 | Wind Turbine | 2008 | Avangrid Renewables, LLC | CAISO | WECC | CAMX | Riverside | CA | Wind | 45 | NA | NA | NA | NA | NA | NA
Dinuba Energy | -11962 | Operating | 11.5 | Steam Turbine | 2001 | California State University, Fresno | CAISO | WECC | CAMX | Tulare | CA | Biomass | 11.5 | NA | NA | NA | 0 | 0 | 0
Dinuba Wastewater Solar Plant | -792401 | Operating | 1 | Solar | 2011 | Alberta Investment Management Corporation | CAISO | WECC | CAMX | Tulare | CA | Solar | 1 | NA | NA | NA | 17.8082 | 16.21 | 16.8379
Dinuba Wastewater Solar Plant | -792400 | Operating | 1 | Solar | 2011 | The AES Corporation | CAISO | WECC | CAMX | Tulare | CA | Solar | 1 | NA | NA | NA | 17.8082 | 16.21 | 16.8379
Dinuba Wastewater Solar Plant | -792399 | Operating | 1 | Solar | 2011 | Spower Opco A, LLC | CAISO | WECC | CAMX | Tulare | CA | Solar | 1 | NA | NA | NA | 17.8082 | 16.21 | 16.8379
Dinuba Wastewater Solar Plant | -792398 | Operating | 1 | Solar | 2011 | Spower Opco A, LLC | CAISO | WECC | CAMX | Tulare | CA | Solar | 1 | NA | NA | NA | 17.8082 | 16.21 | 16.8379
Dion R Holm | -2948 | Operating | 156.8 | Hydraulic Turbine | 1960 | San Francisco City & County of | CAISO | WECC | CAMX | Tuolumne | CA | Water | 156.8 | NA | NA | NA | 42.7223 | 36.0126 | 25.222
DirecTV Los Angeles | -521685 | Operating | 1 | Fuel Cell | 2016 | Bloom Energy Corporation |  | WECC | CAMX | Los Angeles | CA | Gas | 1 | 7017 | 7285 | 7406 | 79.726 | 79.1553 | 78.2078
Disney Prospect Project | -193718 | Operating | 1 | Fuel Cell | 2017 | Bloom Energy Corporation |  | WECC | CAMX | Los Angeles | CA | Gas | 1 | 6878 | 7291 | 7282 | 86.4384 | 75.468 | 81.6438
Division 1 Solar Plant | -115618 | Operating | 1.5 | Solar | 2014 | Tesla Energy Operations, Inc. | CAISO | WECC | CAMX | Los Angeles | CA | Solar | 1.5 | NA | NA | NA | 20.586 | 19.4292 | 14.3151
Division 2 Solar Plant | -115619 | Operating | 1 | Solar | 2014 | Tesla Energy Operations, Inc. | CAISO | WECC | CAMX | Los Angeles | CA | Solar | 1 | NA | NA | NA | 12.9795 | 22.5685 | 18.242
Division 3 Solar Plant | -115620 | Operating | 1 | Solar | 2014 | Tesla Energy Operations, Inc. | CAISO | WECC | CAMX | Los Angeles | CA | Solar | 1 | NA | NA | NA | 16.7237 | 18.9726 | 18.242
Division Creek | -2954 | Operating | 0.6 | Hydraulic Turbine | 1909 | Los Angeles Department of Water and Power, California |  | WECC | CAMX | Inyo | CA | Water | 0.6 | NA | NA | NA | NA | NA | NA
Dixie Creek Dairy Solar Project | -776848 | Operating | 2.9 | Solar | 2024 | Bravo REC Management LLC | CAISO | WECC | CAMX | Kings | CA | Solar | 2.9 | NA | NA | NA | NA | NA | NA
DOJ Broadway Project | -378278 | Operating | 2.4 | Solar | 2020 | EcoPlexus, Inc. |  | WECC | CAMX | Sacramento | CA | Solar | 2.4 | NA | NA | NA | 19.687 | 19.9962 | 19.2922
Ceredo | -10010 | Operating | 519 | Gas Turbine | 2001 | Appalachian Power Company | PJM | RFC | R-PJM | Wayne | WV | Gas | 516 | 13406 | 12230 | 12215 | 10.3934 | 8.811 | 7.3262
Chalk Cliff Cogeneration | -645758 | Operating | 46 | Gas Turbine | 1990 | ContourGlobal Limited | CAISO | WECC | CAMX | Kern | CA | Gas | 48 | 9452 | 10014 | NA | 10.416 | 3.091 | NA
Don Pedro | -2974 | Operating | 170.8 | Hydraulic Turbine | 1971 | Modesto Irrigation District |  | WECC | CAMX | Tuolumne | CA | Water | 203.2 | NA | NA | NA | 30.2388 | 9.2981 | 9.8567
Don Pedro | -2973 | Operating | 170.8 | Hydraulic Turbine | 1971 | Turlock Irrigation District |  | WECC | CAMX | Tuolumne | CA | Water | 203.2 | NA | NA | NA | 30.2388 | 9.2981 | 9.8567
Donaghy-Stockton Solar Plant | -393934 | Operating | 1.1 | Solar | 2021 | Donaghy Sales Inc. | CAISO | WECC | CAMX | San Joaquin | CA | Solar | 1.1 | NA | NA | NA | 23.8377 | 25.4359 | 3.4765
Donnells | -2978 | Operating | 72 | Hydraulic Turbine | 1957 | Oakdale & South San Joaquin Irrigation District | CAISO | WECC | CAMX | Tuolumne | CA | Water | 72 | NA | NA | NA | 55.1352 | 32.2752 | 25.0647
Dos Palos Clean Power Solar Project | -801090 | Operating | NA | Solar | 2025 | energyRe, LLC | CAISO | WECC | CAMX | Merced | CA | Solar | 3 | NA | NA | NA | NA | NA | NA
Dos Palos Clean Power Solar Project | -801089 | Operating | NA | Solar | 2025 | Lotus Infrastructure Partners | CAISO | WECC | CAMX | Merced | CA | Solar | 3 | NA | NA | NA | NA | NA | NA
Dos Palos Solar Plant | -385791 | Operating | 1 | Solar | 2021 | Greenbacker Renewable Energy Corporation | CAISO | WECC | CAMX | Merced | CA | Solar | 1 | NA | NA | NA | 18.4247 | 18.653 | 2.7511
Chalk Point 1 and 2 Gas Turbine | -502975 | Operating | 16 | Gas Turbine | 1967 | Morgantown Steam, LLC | PJM | RFC | R-PJM | Prince George's | MD | Oil | 20 | NA | 12753 | NA | NA | 0.68265 | NA
Chalk Point CT | -791963 | Operating | 585 | Gas Turbine | 1974 | Rockland Capital, LP | PJM | RFC | R-PJM | Prince George's | MD | Gas | 555.2 | NA | NA | NA | NA | NA | NA
Double J Dairy Array Solar Plant | -777408 | Operating | 4 | Solar | 2023 | Bravo REC Management LLC | CAISO | WECC | CAMX | Tulare | CA | Solar | 4 | NA | NA | NA | 1.0103 | NA | NA
Dover Dairy Solar Project | -489092 | Operating | 1.1 | Solar | 2022 | Renewable Solar Inc. | CAISO | WECC | CAMX | Kings | CA | Solar | 1.1 | NA | NA | NA | 28.5077 | 20.797 | NA
Downey Battery Storage Project | -384068 | Operating | 2 | Battery | 2019 | SK E&S Co., Ltd. | CAISO | WECC | CAMX | Los Angeles | CA | Energy Storage | 2 | NA | NA | NA | NA | NA | NA
Downey Battery Storage Project | -249965 | Operating | 2 | Battery | 2019 | SUSI Partners AG | CAISO | WECC | CAMX | Los Angeles | CA | Energy Storage | 2 | NA | NA | NA | NA | NA | NA
Downey Battery Storage Project | -249964 | Operating | 2 | Battery | 2019 | SK E&S Co., Ltd. | CAISO | WECC | CAMX | Los Angeles | CA | Energy Storage | 2 | NA | NA | NA | NA | NA | NA
Downey Solar Facility | -695687 | Operating | 1.1 | Solar | 2011 | Brookfield Renewable Partners L.P. | CAISO | WECC | CAMX | Los Angeles | CA | Solar | 1.1 | NA | NA | NA | NA | 0 | 0
Drew Solar Project | -798053 | Operating | 100 | Solar | 2022 | D. E. Shaw Renewable Investments, L.L.C. |  | WECC | CAMX | Imperial | CA | Solar | 100 | NA | NA | NA | NA | NA | NA
Drew Solar Project | -798052 | Operating | 100 | Solar | 2022 | Macquarie Asset Management Pty Limited |  | WECC | CAMX | Imperial | CA | Solar | 100 | NA | NA | NA | NA | NA | NA
CHAMON (Castleman Chamon) Project | -807431 | Operating | 121 | Gas Turbine | 2017 | NRG Energy, Inc. | ERCOT | TRE | TRE | Harris | TX | Gas | 92 | NA | NA | NA | NA | NA | NA
Drop 1 | -3001 | Operating | 5.7 | Hydraulic Turbine | 1984 | Imperial Irrigation District |  | WECC | AZNMSN | Imperial | CA | Water | 4 | NA | NA | NA | 16.156 | 19.6497 | 31.3867
Drop 2 (CA) | -3002 | Operating | 10 | Hydraulic Turbine | 1953 | Imperial Irrigation District |  | WECC | AZNMSN | Imperial | CA | Water | 9.8 | NA | NA | NA | 40.5158 | 49.3791 | 50.1037
Drop 3 (CA) | -3004 | Operating | 9.2 | Hydraulic Turbine | 1941 | Imperial Irrigation District |  | WECC | AZNMSN | Imperial | CA | Water | 7.3 | NA | NA | NA | 43.2195 | 54.0611 | 63.2076
Drop 4 | -3006 | Operating | 19.6 | Hydraulic Turbine | 1941 | Imperial Irrigation District |  | WECC | AZNMSN | Imperial | CA | Water | 20 | NA | NA | NA | 45.5725 | 53.0708 | 55.8316
Drop 5 | -3007 | Operating | 4 | Hydraulic Turbine | 1982 | Imperial Irrigation District |  | WECC | AZNMSN | Imperial | CA | Water | 3.8 | NA | NA | NA | 27.7457 | 39.9333 | 34.9015
Drum 1 (Drum-Spaulding Project) | -3008 | Operating | 49.2 | Hydraulic Turbine | 1913 | Pacific Gas and Electric Company | CAISO | WECC | CAMX | Placer | CA | Water | 54 | NA | NA | NA | 18.6441 | 8.7974 | 9.1711
Drum 2 (Drum-Spaulding Project) | -3009 | Operating | 53.1 | Hydraulic Turbine | 1965 | Pacific Gas and Electric Company | CAISO | WECC | CAMX | Placer | CA | Water | 49.5 | NA | NA | NA | 62.5043 | 60.2451 | 37.7134
Dulles Solar Plant | -172881 | Operating | 2 | Solar | 2016 | Golden Springs Development Company LLC | CAISO | WECC | CAMX | Riverside | CA | Solar | 2 | NA | NA | NA | 12.8139 | 18.1336 | 16.7979
Dutch Flat 2 (Yuba-Bear Project) | -3035 | Operating | 27.3 | Hydraulic Turbine | 1965 | Nevada Irrigation District | CAISO | WECC | CAMX | Nevada | CA | Water | 27.3 | NA | NA | NA | 19.5348 | 12.6441 | 9.5669
Dutch Flat No.1 (Drum-Spaulding Project) | -3034 | Operating | 22 | Hydraulic Turbine | 1943 | Pacific Gas and Electric Company | CAISO | WECC | CAMX | Nevada | CA | Water | 22 | NA | NA | NA | 58.1434 | 51.676 | 33.2923
E&B Resources Solar Project | -493824 | Operating | 1 | Solar | 2013 | Undisclosed buyer | CAISO | WECC | CAMX | Kern | CA | Solar | 1 | NA | NA | NA | 26.0388 | 23.5502 | 0
EAFB - South Base | -172106 | Operating | 1 | Solar | 2012 | Borrego Solar Systems, Inc. | CAISO | WECC | CAMX | Kern | CA | Solar | 1 | NA | NA | NA | 27.774 | 23.599 | 22.8726
Eagle Creek Solar Project | -220372 | Operating & Planned | 3 | Solar | 2019 | ZGlobal Inc. | CAISO | WECC | CAMX | Kern | CA | Solar | 3 | NA | NA | NA | 28.7976 | 32.618 | 31.2785
East Cleveland Road Solar Project | -798329 | Operating | NA | Solar | 2025 | RPCA Solar 7 LLC | CAISO | WECC | CAMX | Merced | CA | Solar | 3 | NA | NA | NA | NA | NA | NA
East Highline | -3068 | Operating | 2.4 | Hydraulic Turbine | 1984 | Imperial Irrigation District |  | WECC | AZNMSN | Imperial | CA | Water | 1 | NA | NA | NA | 34.4064 | 35.8219 | 35.1598
East LA Community College Campus Solar Project | -27536 | Operating | 1 | Solar | 2008 | Fotowatio Renewable Ventures, Inc. | CAISO | WECC | CAMX | Los Angeles | CA | Solar | 0.8 | NA | NA | NA | NA | NA | 0
East LA Community College Campus Solar Project | -27027 | Operating | 1 | Solar | 2008 | MMA LA Power, L. P. | CAISO | WECC | CAMX | Los Angeles | CA | Solar | 0.8 | NA | NA | NA | NA | NA | 0
East Mesa Detention Solar Project | -396769 | Operating | 2.9 | Solar | 2021 | Constellation NewEnergy, Inc. | CAISO | WECC | CAMX | San Diego | CA | Solar | 2.9 | NA | NA | NA | 19.0324 | 19.371 | NA
East Portal Generator | -3071 | Operating | 1.2 | Hydraulic Turbine | 1987 | Calleguas Municipal Water District | CAISO | WECC | CAMX | Los Angeles | CA | Water | 1.2 | NA | NA | NA | 38.3181 | 13.3752 | 28.9288
East Winds Project | -384826 | Operating | 3 | Wind Turbine | 1985 | Tokyo Electric Power Company Holdings, Incorporated | CAISO | WECC | CAMX | Riverside | CA | Wind | 3 | NA | NA | NA | 17.8995 | 20.6164 | 22.6408
East Winds Project | -76930 | Operating | 3 | Wind Turbine | 1985 | Tokyo Electric Power Company Holdings, Incorporated | CAISO | WECC | CAMX | Riverside | CA | Wind | 3 | NA | NA | NA | 17.8995 | 20.6164 | 22.6408
East Winds Project | -76929 | Operating | 3 | Wind Turbine | 1985 | Toyota Tsusho Corporation | CAISO | WECC | CAMX | Riverside | CA | Wind | 3 | NA | NA | NA | 17.8995 | 20.6164 | 22.6408
EDF Renewable Windfarm IV (enXco IV) | -807116 | Operating | 18.72 | Wind Turbine | 1999 | EDF power solutions North America | CAISO | WECC | CAMX |  | CA | Wind | 18.72 | NA | NA | NA | NA | NA | NA
EDF RWF V Repower – La Brisa Project | -807090 | Operating | 50 | Wind Turbine | 1988 | EDF power solutions North America | CAISO | WECC | CAMX | Solano | CA | Wind | 8.61 | NA | NA | NA | NA | NA | NA
Edom Hills | -614718 | Operating | 20 | Wind Turbine | 1985 | BayWa r.e. Wind, LLC | CAISO | WECC | CAMX | Riverside | CA | Wind | 20 | NA | NA | NA | 6.157 | 3.9247 | NA
Edom Hills | -419824 | Operating | 20 | Wind Turbine | 1985 | BayWa r.e. Wind, LLC | CAISO | WECC | CAMX | Riverside | CA | Wind | 20 | NA | NA | NA | 6.157 | 3.9247 | NA
Edward C Hyatt | -3118 | Operating | 351 | Hydraulic Turbine | 1968 | California Department of Water Resources | CAISO | WECC | CAMX | Butte | CA | Water | 405.9 | NA | NA | NA | 40.8951 | 26.1342 | 8.1201
Edward C Hyatt PS | -13115 | Operating | 293.1 | Pumped Storage | 1968 | California Department of Water Resources | CAISO | WECC | CAMX | Butte | CA | Water | 367.8 | NA | NA | NA | 0 | 0 | 0
Edwards Air Force Base - North Base | -744780 | Operating | 1 | Solar | 2012 | CleanCapital Holdco 4, LLC | CAISO | WECC | CAMX | Kern | CA | Solar | 1 | NA | NA | NA | 29.9201 | 27.885 | 24.6264
Edwards Air Force Base - North Base | -172081 | Operating | 1 | Solar | 2012 | Firstar Development, LLC | CAISO | WECC | CAMX | Kern | CA | Solar | 1 | NA | NA | NA | 29.9201 | 27.885 | 24.6264
Edwards Air Force Base Plant | -748261 | Operating | 3 | Solar | 2011 | CleanCapital Holdco 4, LLC | CAISO | WECC | CAMX | Kern | CA | Solar | 3 | NA | NA | NA | 3.2953 | 0 | 6.4231
Edwards Air Force Base Plant | -170804 | Operating | 3 | Solar | 2011 | Firstar Development, LLC | CAISO | WECC | CAMX | Kern | CA | Solar | 3 | NA | NA | NA | 3.2953 | 0 | 6.4231
Edwards Sanborn E1A Battery Energy Storage System | -628259 | Operating | 144 | Battery | 2022 | Terra-Gen, LLC | CAISO | WECC | CAMX | Kern | CA | Energy Storage | 144 | NA | NM | NA | 6.6633 | 2.1116 | NA
Edwards Sanborn E1A Battery Energy Storage System | -628258 | Operating | 144 | Battery | 2022 | Terra-Gen, LLC | CAISO | WECC | CAMX | Kern | CA | Energy Storage | 144 | NA | NM | NA | 6.6633 | 2.1116 | NA
Edwards Sanborn E1A Solar Project | -547288 | Operating | 149.3 | Solar | 2022 | Terra-Gen, LLC | CAISO | WECC | CAMX | Kern | CA | Solar | 149.3 | NA | NA | NA | 24.1706 | 4.5026 | NA
Edwards Sanborn E1A Solar Project | -498627 | Operating | 149.3 | Solar | 2022 | Terra-Gen, LLC | CAISO | WECC | CAMX | Kern | CA | Solar | 149.3 | NA | NA | NA | 24.1706 | 4.5026 | NA
Edwards Sanborn E1B Battery Storage Project | -746632 | Operating | 136 | Battery | 2023 | Terra-Gen, LLC | CAISO | WECC | CAMX | Kern | CA | Energy Storage | 136 | NA | NA | NA | 0.95521 | NA | NA
Edwards Sanborn E1B Battery Storage Project | -746631 | Operating | 136 | Battery | 2023 | Terra-Gen, LLC | CAISO | WECC | CAMX | Kern | CA | Energy Storage | 136 | NA | NA | NA | 0.95521 | NA | NA
Edwards Sanborn E1B Solar Project | -547305 | Operating | 154.4 | Solar | 2022 | Terra-Gen, LLC | CAISO | WECC | CAMX | Kern | CA | Solar | 154.4 | NA | NA | NA | 24.4118 | 1.2087 | NA
Edwards Sanborn E1B Solar Project | -546998 | Operating | 154.4 | Solar | 2022 | Terra-Gen, LLC | CAISO | WECC | CAMX | Kern | CA | Solar | 154.4 | NA | NA | NA | 24.4118 | 1.2087 | NA
Edwards Sanborn E2 Battery Storage Project | -628208 | Operating | 120 | Battery | 2021 | Terra-Gen, LLC | CAISO | WECC | CAMX | Kern | CA | Energy Storage | 120 | NA | NM | NA | 7.5168 | 4.8607 | NA
Edwards Sanborn E2 Battery Storage Project | -628207 | Operating | 120 | Battery | 2021 | Terra-Gen, LLC | CAISO | WECC | CAMX | Kern | CA | Energy Storage | 120 | NA | NM | NA | 7.5168 | 4.8607 | NA
Edwards Sanborn E2 Solar Project | -547282 | Operating | 137.8 | Solar | 2021 | Terra-Gen, LLC | CAISO | WECC | CAMX | Kern | CA | Solar | 137.8 | NA | NA | NA | 24.7609 | 28.6804 | 0.43795
Edwards Sanborn E2 Solar Project | -405068 | Operating | 137.8 | Solar | 2021 | Terra-Gen, LLC | CAISO | WECC | CAMX | Kern | CA | Solar | 137.8 | NA | NA | NA | 24.7609 | 28.6804 | 0.43795
Edwards Sanborn E3 Battery Energy Storage System | -619933 | Operating | 11 | Battery | 2021 | Terra-Gen, LLC | CAISO | WECC | CAMX | Kern | CA | Energy Storage | 11 | NA | NM | NA | 10.6995 | 6.6729 | NA
Edwards Sanborn E3 Battery Energy Storage System | -619932 | Operating | 11 | Battery | 2021 | Terra-Gen, LLC | CAISO | WECC | CAMX | Kern | CA | Energy Storage | 11 | NA | NM | NA | 10.6995 | 6.6729 | NA
Edwards Sanborn E3 Solar Project | -546980 | Operating | 27.1 | Solar | 2021 | Terra-Gen, LLC | CAISO | WECC | CAMX | Kern | CA | Solar | 27.1 | NA | NA | NA | 22.5699 | 25.4958 | 0.48828
Edwards Sanborn E3 Solar Project | -546673 | Operating | 27.1 | Solar | 2021 | Terra-Gen, LLC | CAISO | WECC | CAMX | Kern | CA | Solar | 27.1 | NA | NA | NA | 22.5699 | 25.4958 | 0.48828
Edwards Sanborn E4 Battery Storage Project | -743204 | Operating | 100 | Battery | 2023 | Terra-Gen, LLC | CAISO | WECC | CAMX | Kern | CA | Energy Storage | 100 | NA | NA | NA | 0.46244 | NA | NA
Edwards Sanborn E4 Battery Storage Project | -743203 | Operating | 100 | Battery | 2023 | Terra-Gen, LLC | CAISO | WECC | CAMX | Kern | CA | Energy Storage | 100 | NA | NA | NA | 0.46244 | NA | NA
Edwards Sanborn E4 Solar Project | -611330 | Operating | 148.9 | Solar | 2022 | Terra-Gen, LLC | CAISO | WECC | CAMX | Kern | CA | Solar | 148.9 | NA | NA | NA | 17.4733 | 0.56073 | NA
Edwards Sanborn E4 Solar Project | -611329 | Operating | 148.9 | Solar | 2022 | Terra-Gen, LLC | CAISO | WECC | CAMX | Kern | CA | Solar | 148.9 | NA | NA | NA | 17.4733 | 0.56073 | NA
Edwards Sanborn E5 Battery Storage Project | -746634 | Operating | 47 | Battery | 2023 | Terra-Gen, LLC | CAISO | WECC | CAMX | Kern | CA | Energy Storage | 47 | NA | NA | NA | NA | NA | NA
Edwards Sanborn E5 Battery Storage Project | -746633 | Operating | 47 | Battery | 2023 | Terra-Gen, LLC | CAISO | WECC | CAMX | Kern | CA | Energy Storage | 47 | NA | NA | NA | NA | NA | NA
Edwards Sanborn E5 Solar Project | -611328 | Operating | 68 | Solar | 2022 | Terra-Gen, LLC | CAISO | WECC | CAMX | Kern | CA | Solar | 68 | NA | NA | NA | 24.2101 | 0.2864 | NA
Edwards Sanborn E5 Solar Project | -611327 | Operating | 68 | Solar | 2022 | Terra-Gen, LLC | CAISO | WECC | CAMX | Kern | CA | Solar | 68 | NA | NA | NA | 24.2101 | 0.2864 | NA
Edwards Sanborn S1 Battery Storage Project | -628255 | Operating | 40 | Battery | 2022 | Terra-Gen, LLC | CAISO | WECC | CAMX | Kern | CA | Energy Storage | 40 | NA | NM | NA | 4.875 | 3.7997 | NA
Edwards Sanborn S1 Battery Storage Project | -628254 | Operating | 40 | Battery | 2022 | Terra-Gen, LLC | CAISO | WECC | CAMX | Kern | CA | Energy Storage | 40 | NA | NM | NA | 4.875 | 3.7997 | NA
Edwards Sanborn S1 Solar Project | -547286 | Operating | 44.6 | Solar | 2022 | Terra-Gen, LLC | CAISO | WECC | CAMX | Kern | CA | Solar | 44.6 | NA | NA | NA | 25.4146 | 24.0609 | NA
Edwards Sanborn S1 Solar Project | -436558 | Operating | 44.6 | Solar | 2022 | Terra-Gen, LLC | CAISO | WECC | CAMX | Kern | CA | Solar | 44.6 | NA | NA | NA | 25.4146 | 24.0609 | NA
Edwards Sanborn S3 Battery Storage | -628152 | Operating | 33 | Battery | 2022 | Terra-Gen, LLC | CAISO | WECC | CAMX | Kern | CA | Energy Storage | 33 | NA | NM | NA | 7.6543 | 3.5814 | NA
Edwards Sanborn S3 Battery Storage | -628151 | Operating | 33 | Battery | 2022 | Terra-Gen, LLC | CAISO | WECC | CAMX | Kern | CA | Energy Storage | 33 | NA | NM | NA | 7.6543 | 3.5814 | NA
Edwards Sanborn S3 Solar Project | -546669 | Operating | 37.7 | Solar | 2022 | Terra-Gen, LLC | CAISO | WECC | CAMX | Kern | CA | Solar | 37.7 | NA | NA | NA | 25.6928 | 24.2921 | NA
Edwards Sanborn S3 Solar Project | -546668 | Operating | 37.7 | Solar | 2022 | Terra-Gen, LLC | CAISO | WECC | CAMX | Kern | CA | Solar | 37.7 | NA | NA | NA | 25.6928 | 24.2921 | NA
Edwards Sanborn S4 Battery Energy Storage System | -670084 | Operating | 18.8 | Battery | 2023 | Terra-Gen, LLC | CAISO | WECC | CAMX | Kern | CA | Energy Storage | 18.8 | NA | NA | NA | 1.6425 | NA | NA
Edwards Sanborn S4 Battery Energy Storage System | -670083 | Operating | 18.8 | Battery | 2023 | Terra-Gen, LLC | CAISO | WECC | CAMX | Kern | CA | Energy Storage | 18.8 | NA | NA | NA | 1.6425 | NA | NA
Edwards Sanborn S4 Solar Project | -546996 | Operating | 41.2 | Solar | 2022 | Terra-Gen, LLC | CAISO | WECC | CAMX | Kern | CA | Solar | 41.2 | NA | NA | NA | 19.083 | 2.8065 | NA
Edwards Sanborn S4 Solar Project | -546995 | Operating | 41.2 | Solar | 2022 | Terra-Gen, LLC | CAISO | WECC | CAMX | Kern | CA | Solar | 41.2 | NA | NA | NA | 19.083 | 2.8065 | NA
EE Kettleman Solar Power Plant | -311704 | Operating | 20 | Solar | 2015 | Boralex Inc. | CAISO | WECC | CAMX | Kings | CA | Solar | 20 | NA | NA | NA | 21.4949 | 30.3339 | 30.5126
Eel River Cogeneration Plant | -99120 | Operating | 32.5 | Steam Turbine | 1938 | Marathon Asset Management, LP | CAISO | WECC | CAMX | Humboldt | CA | Biomass | 26 | 19637 | 19447 | NA | 40.8775 | 48.6308 | 43.1503
Eel River Cogeneration Plant | -99119 | Operating | 32.5 | Steam Turbine | 1938 | Alexander Redwood Partners LLC | CAISO | WECC | CAMX | Humboldt | CA | Biomass | 26 | 19637 | 19447 | NA | 40.8775 | 48.6308 | 43.1503
El Cajon Battery Storage Project | -172987 | Operating | 7.5 | Battery | 2017 | San Diego Gas & Electric Company | CAISO | WECC | CAMX | San Diego | CA | Energy Storage | 7.5 | NA | NM | NM | 5.21 | 5.7869 | 8.8219
Channel Energy Center | -745010 | Operating | 923.8 | Combined Cycle | 2001 | Calpine Generating Company, LLC | ERCOT | TRE | TRE | Harris | TX | Gas | 790 | 10434 | 9739 | 10604 | 56.6083 | 59.5146 | 57.8546
Channel Energy Center | -745009 | Operating | 923.8 | Combined Cycle | 2001 | Calpine Generating Company, LLC | ERCOT | TRE | TRE | Harris | TX | Gas | 790 | 10434 | 9739 | 10604 | 56.6083 | 59.5146 | 57.8546
El Centro Battery Storage Project | -598962 | Operating | 30 | Battery | 2016 | Imperial Irrigation District |  | WECC | AZNMSN | Imperial | CA | Energy Storage | 30 | NA | NA | NA | NA | NA | NA
El Centro ST | -166890 | Operating | 81.6 | Steam Turbine | 1957 | Imperial Irrigation District |  | WECC | AZNMSN | Imperial | CA | Gas | 72 | 12652 | 13019 | 12959 | 22.0516 | 14.9575 | 16.2269
El Dorado | -8831 | Operating | 20 | Hydraulic Turbine | 1924 | El Dorado Irrigation District | CAISO | WECC | CAMX | El Dorado | CA | Water | 21.1 | NA | NA | NA | 54.6198 | 21.2496 | 15.556
El Dorado County Solar Plant | -502950 | Operating | 1.5 | Solar | 2021 | Duke Energy Generation Services Holding Company, Inc. | CAISO | WECC | CAMX | El Dorado | CA | Solar | 1.5 | NA | NA | NA | 28.6682 | 23.9802 | 17.344
El Dorado Solar Plant | -366969 | Operating | 1.5 | Solar | 2021 | Greenbacker Renewable Energy Corporation | CAISO | WECC | CAMX | El Dorado | CA | Solar | 1.5 | NA | NA | NA | 25.4033 | 34.5282 | 4.9391
El Nido Biomass | -16198 | Out of Service | 12.5 | Steam Turbine | 1988 | Global Ampersand LLC | CAISO | WECC | CAMX | Merced | CA | Biomass | NA | 43005 | 23132 | 20433 | 1.1144 | 55.2761 | 58.7095
Channelview Cogeneration Facility | -84864 | Operating | 918.3 | Combined Cycle | 2001 | Ares EIF Management, LLC | ERCOT | TRE | TRE | Harris | TX | Gas | 852 | 11148 | 10519 | 10729 | 66.49 | 80.6912 | 74.1317
Chanute 2 | -2379 | Operating | 60 | Gas Turbine | 2002 | City of Chanute, Kansas | SPP | MRO | MRO-US | Neosho | KS | Gas | 52 | 12713 | 12604 | 12504 | 17.3815 | 56.3407 | 42.0664
Charles D. Lamb Energy Center | -170411 | Operating | 122 | Gas Turbine | 2015 | Oklahoma Municipal Power Authority | SPP | MRO | MRO-US | Kay | OK | Gas | 122 | 12873 | 12757 | 13181 | 20.1317 | 12.854 | 11.0908
Eland 1 Battery Storage Project | -784576 | Operating | 150 | Battery | 2024 | Arevon Energy, Inc. |  | WECC | CAMX | Kern | CA | Energy Storage | 150 | NA | NA | NA | NA | NA | NA
Eland 1 Solar Project | -784556 | Operating | 200 | Solar | 2024 | Arevon Energy, Inc. |  | WECC | CAMX | Kern | CA | Solar | 200 | NA | NA | NA | NA | NA | NA
Electra | -3140 | Operating | 102.5 | Hydraulic Turbine | 1948 | Pacific Gas and Electric Company | CAISO | WECC | CAMX | Amador | CA | Water | 98 | NA | NA | NA | 45.8402 | 38.7247 | 19.9394
Electrify America Solar Glow1 Project | -668392 | Operating | 75 | Solar | 2023 | Electrify America LLC | CAISO | WECC | CAMX | San Bernardino | CA | Solar | 75 | NA | NA | NA | NA | NA | NA
Elevation Solar C | -792452 | Operating | 40 | Solar | 2016 | Alberta Investment Management Corporation | CAISO | WECC | CAMX | Los Angeles | CA | Solar | 39 | NA | NA | NA | 28.9518 | 31.8496 | 31.9869
Elevation Solar C | -792451 | Operating | 40 | Solar | 2016 | The AES Corporation | CAISO | WECC | CAMX | Los Angeles | CA | Solar | 39 | NA | NA | NA | 28.9518 | 31.8496 | 31.9869
Charlottetown CT | -165931 | Operating | 50 | Gas Turbine | 2006 | Maritime Electric Company Limited |  | NPCC | MRTM |  |  | Oil | 50 | NA | NA | NA | NA | NA | NA
Chatham - GT | -171012 | Operating | 7.3 | Gas Turbine | 2013 | City of Lowell, Michigan | MISO | RFC | R-MISO | Kent | MI | Gas | 7.3 | 14714 | 14131 | 14750 | 0.076625 | 0.13136 | 0.075061
Chattahoochee | -58623 | Operating | 539.7 | Combined Cycle | 2003 | Oglethorpe Power Corporation |  | SERC | SOU | Heard | GA | Gas | 526 | 6881 | 6900 | 6975 | 76.6771 | 55.8113 | 68.9284
Chehalis Generating Facility | -140663 | Operating | 593.3 | Combined Cycle | 2003 | PacifiCorp |  | WECC | NWPP | Lewis | WA | Gas | 507 | 7525 | 7416 | 7498 | 50.4131 | 48.9042 | 50.6209
Elkhorn Dairy Solar Project | -763108 | Operating | 1 | Solar | 2009 | Bravo REC Management LLC | CAISO | WECC | CAMX | Tulare | CA | Solar | 1 | NA | NA | NA | -35.9703 | NA | NA
Elliott Energy Storage Project | -762929 | Operating | 10 | Battery | 2024 | San Diego Gas & Electric Company | CAISO | WECC | CAMX | San Diego | CA | Energy Storage | 10 | NA | NA | NA | NA | NA | NA
Chehalis Generating Facility | -140662 | Operating | 593.3 | Combined Cycle | 2003 | PacifiCorp |  | WECC | NWPP | Lewis | WA | Gas | 507 | 7525 | 7416 | 7498 | 50.4131 | 48.9042 | 50.6209
EMWD - Moreno Valley RWRF Solar Plant | -627502 | Operating | 2.4 | Solar | 2021 | Skyhigh Sun 2, LLC | CAISO | WECC | CAMX | Riverside | CA | Solar | 2.4 | NA | NA | NA | 25.0666 | 27.5542 | 4.2333
EMWD - Perris Valley RWRF | -502956 | Operating | 3.4 | Solar | 2021 | Duke Energy Generation Services Holding Company, Inc. | CAISO | WECC | CAMX | Riverside | CA | Solar | 3.4 | NA | NA | NA | 26.9071 | 29.4923 | 5.4089
EMWD - San Jacinto RES BCT | -502954 | Operating | 4.2 | Solar | 2022 | Duke Energy Generation Services Holding Company, Inc. | CAISO | WECC | CAMX | Riverside | CA | Solar | 4.2 | NA | NA | NA | 7.6402 | 18.3301 | NA
EMWD - San Jacinto RWRF NEM | -502952 | Operating | 1.3 | Solar | 2021 | Duke Energy Generation Services Holding Company, Inc. | CAISO | WECC | CAMX | Riverside | CA | Solar | 1.3 | NA | NA | NA | 83.1401 | 28.0032 | 4.294
EMWD - Sun City RWRF Solar Project | -366660 | Operating | 1.6 | Solar | 2021 | Duke Energy Corporation | CAISO | WECC | CAMX | Riverside | CA | Solar | 1.5 | NA | NA | NA | 27.1689 | 29.8326 | 7.3059
Enchanted Rock Lodi IC Project | -786338 | Operating | 48 | Internal Combustion | 2024 | City of Lodi, California | CAISO | WECC | CAMX | San Joaquin | CA | Gas | 48 | NA | NA | NA | NA | NA | NA
Enchanted Rock Turlock Irrigation District IC Plant | -766225 | Operating | 46.8 | Internal Combustion | 2024 | California Department of Water Resources |  | WECC | CAMX | Stanislaus | CA | Gas | 46.8 | NA | NA | NA | NA | NA | NA
Encina Water Pollution Control | -164683 | Operating | 3.2 | Internal Combustion | 1984 | Encina Wastewater Authority | CAISO | WECC | CAMX | San Diego | CA | Biomass | 3.2 | 10901 | 10828 | 10894 | 51.2129 | 51.2914 | 51.723
Energy Center Cogen (University of Redlands) | -180430 | Operating | 0.9 | Internal Combustion | 2007 | University of Redlands | CAISO | WECC | CAMX | San Bernardino | CA | Gas | 0.9 | 26541 | 14825 | 18347 | 60.2106 | 57.5089 | 82.1284
Energy Conversion Technology II (Tehachapi 3) | -787349 | Operating | 7.5 | Wind Turbine | 1985 | XPLR Infrastructure, LP | CAISO | WECC | CAMX | Kern | CA | Wind | 7.5 | NA | NA | NA | 48.6317 | 39.7489 | 29.1994
Enerparc CA1 (San Benito Smart Park) | -627426 | Operating | 1.5 | Solar | 2014 | PNC Energy Capital, LLC | CAISO | WECC | CAMX | San Benito | CA | Solar | 1.5 | NA | NA | NA | 18.9878 | 23.5997 | 24.8097
Enerparc CA2 | -767161 | Operating | 1.5 | Solar | 2015 | Adapture Renewables, Inc. | CAISO | WECC | CAMX | Glenn | CA | Solar | 1.5 | NA | NA | NA | 23.4094 | 26.9787 | 24.5358
EnerSmart Chula Vista Sub Station | -704695 | Operating | 6 | Battery | 2023 | EnerSmart Storage LLC | CAISO | WECC | CAMX | San Diego | CA | Energy Storage | 6 | NA | NA | NA | NA | NA | NA
Enloe Medical - Chico Project | -393966 | Operating | 1.7 | Fuel Cell | 2021 | Bloom Energy Corporation | CAISO | WECC | CAMX | Butte | CA | Gas | 1.7 | 6736 | 6666 | 6311 | 90.3304 | 95.9576 | 50.5036
Epuron Solar | -679214 | Operating | 1.1 | Solar | 2008 | Epuron CA 1 LLC |  | WECC | AZNMSN | Riverside | CA | Solar | 1.1 | NA | NA | NA | NA | NA | NA
Equinix Caspian Dr. Fuel Cell Project | -194509 | Operating | 4.8 | Fuel Cell | 2017 | 2016 Esa Project Company, LLC | CAISO | WECC | CAMX | Santa Clara | CA | Gas | 4.8 | 7268 | 7339 | 7224 | 85.3025 | 82.9171 | 87.9709
Equinix Douglas St. Fuel Cell | -194444 | Operating | 2.5 | Fuel Cell | 2017 | 2016 Esa Project Company, LLC | CAISO | WECC | CAMX | Los Angeles | CA | Gas | 2 | 7210 | 7201 | 7335 | 45.9589 | 82.0491 | 85.9932
Equinix Great Oaks Fuel Cell Project | -198900 | Operating | 4.5 | Fuel Cell | 2017 | 2016 Esa Project Company, LLC | CAISO | WECC | CAMX | Santa Clara | CA | Gas | 4.5 | 7226 | 7144 | 7528 | 71.4764 | 81.6895 | 83.1507
Equinix Lundy Fuel Cell Project | -780787 | Operating | 4.9 | Fuel Cell | 2017 | 2016 Esa Project Company, LLC | CAISO | WECC | CAMX | Santa Clara | CA | Gas | 4.9 | 7166 | 6864 | 7375 | 64.8029 | 64.9613 | 58.1842
Equinix Maple Fuel Cell Project | -193734 | Operating | 2 | Fuel Cell | 2017 | 2016 Esa Project Company, LLC |  | WECC | CAMX | Los Angeles | CA | Gas | 2 | 7343 | 7068 | 7186 | 44.5205 | 45.9418 | 42.6427
EQX010 Great Oaks Fuel Cell Project | -250200 | Operating | 2.4 | Fuel Cell | 2019 | 2016 Esa Project Company, LLC | CAISO | WECC | CAMX | Santa Clara | CA | Gas | 2.4 | 7244 | 7130 | 6935 | 78.4817 | 82.4581 | 97.051
EQX011 Duane Fuel Cell Project | -249994 | Operating | 5.2 | Fuel Cell | 2018 | ESA Renewables, LLC | CAISO | WECC | CAMX | Santa Clara | CA | Gas | 5.2 | 7299 | 7282 | 7153 | 45.2845 | 59.4924 | 73.9638
ERock MID Claribel Generation Station | -777544 | Operating | 48 | Internal Combustion | 2024 | California Department of Water Resources | CAISO | WECC | CAMX | Stanislaus | CA | Gas | 48 | NA | NA | NA | NA | NA | NA
Esca-LL-Colton Plant | -752181 | Operating | 2.6 | Solar | 2021 | Madison Energy Holdings, LLC | CAISO | WECC | CAMX | San Bernardino | CA | Solar | 2.6 | NA | NA | NA | 20.0825 | 21.2153 | 2.4587
Escondido Battery Storage Project | -172986 | Operating | 30 | Battery | 2017 | San Diego Gas & Electric Company | CAISO | WECC | CAMX | San Diego | CA | Energy Storage | 30 | NA | NM | NM | 5.9311 | 11.1887 | 11.4581
Chena CT | -2403 | Operating | 23.1 | Gas Turbine | 1976 | Golden Valley Electric Association Inc. |  | ASCC | ALASKA | Southeast Fairbanks | AK | Oil | 26 | 49942 | NM | NA | 0.045662 | 0.0052687 | -0.052687
Estancia Winery Solar Project | -641069 | Operating | 1.13 | Solar | 2010 | Constellation Wines U.S. | CAISO | WECC | CAMX | Monterey | CA | Solar | 1.13 | NA | NA | NA | NA | NA | NA
Estrella Battery Storage Project (sPower) | -792320 | Operating | 28 | Battery | 2023 | AES Clean Energy Development, LLC | CAISO | WECC | CAMX | Los Angeles | CA | Energy Storage | 28 | NA | NA | NA | 0 | NA | NA
Estrella Battery Storage Project (sPower) | -792101 | Operating | 28 | Battery | 2023 | The AES Corporation | CAISO | WECC | CAMX | Los Angeles | CA | Energy Storage | 28 | NA | NA | NA | 0 | NA | NA
Estrella Solar Project (sPower) | -792799 | Operating | 56 | Solar | 2023 | AES Clean Energy Development, LLC | CAISO | WECC | CAMX | Los Angeles | CA | Solar | 56 | NA | NA | NA | NA | NA | NA
Estrella Solar Project (sPower) | -792097 | Operating | 56 | Solar | 2023 | The AES Corporation | CAISO | WECC | CAMX | Los Angeles | CA | Solar | 56 | NA | NA | NA | NA | NA | NA
Etiwanda Hydroelectric | -3225 | Operating | 23.9 | Hydraulic Turbine | 1994 | The Metropolitan Water District of Southern California | CAISO | WECC | CAMX | San Bernardino | CA | Water | 23.9 | NA | NA | NA | 7.9899 | 0 | 0
Exeter Bulk Plant Array Solar Plant | -763804 | Operating | 1.1 | Solar | 2015 | International Paper Company | CAISO | WECC | CAMX | Tulare | CA | Solar | 1.1 | NA | NA | NA | NA | NA | NA
Exeter Solar Project | -797986 | Operating | 3.5 | Solar | 2014 | D. E. Shaw Renewable Investments, L.L.C. | CAISO | WECC | CAMX | Tulare | CA | Solar | 3.5 | NA | NA | NA | NA | NA | NA
Exeter Solar Project | -797985 | Operating | 3.5 | Solar | 2014 | Macquarie Asset Management Pty Limited | CAISO | WECC | CAMX | Tulare | CA | Solar | 3.5 | NA | NA | NA | NA | NA | NA
Exeter Solar Project | -170578 | Operating | 3.5 | Solar | 2014 | Bright Plain Renewable Energy, LLC | CAISO | WECC | CAMX | Tulare | CA | Solar | 3.5 | NA | NA | NA | 12.4103 | 21.696 | 20.1924
Expressway Solar A | -792148 | Operating | 2 | Solar | 2014 | Alberta Investment Management Corporation | CAISO | WECC | CAMX | San Bernardino | CA | Solar | 2 | NA | NA | NA | 21.8436 | 27.9623 | 28.1221
Expressway Solar A | -792147 | Operating | 2 | Solar | 2014 | The AES Corporation | CAISO | WECC | CAMX | San Bernardino | CA | Solar | 2 | NA | NA | NA | 21.8436 | 27.9623 | 28.1221
Expressway Solar B | -797610 | Operating | 2 | Solar | 2014 | Alberta Investment Management Corporation | CAISO | WECC | CAMX | San Bernardino | CA | Solar | 2 | NA | NA | NA | 23.1735 | 24.7374 | 22.1119
Expressway Solar B | -797609 | Operating | 2 | Solar | 2014 | The AES Corporation | CAISO | WECC | CAMX | San Bernardino | CA | Solar | 2 | NA | NA | NA | 23.1735 | 24.7374 | 22.1119
Expressway Solar B | -797608 | Operating | 2 | Solar | 2014 | Spower Opco A, LLC | CAISO | WECC | CAMX | San Bernardino | CA | Solar | 2 | NA | NA | NA | 23.1735 | 24.7374 | 22.1119
Expressway Solar B | -797607 | Operating | 2 | Solar | 2014 | Spower Opco A, LLC | CAISO | WECC | CAMX | San Bernardino | CA | Solar | 2 | NA | NA | NA | 23.1735 | 24.7374 | 22.1119
Expressway Solar C2 | -792198 | Operating | 1.5 | Solar | 2014 | Alberta Investment Management Corporation | CAISO | WECC | CAMX | San Bernardino | CA | Solar | 1.5 | NA | NA | NA | 26.5068 | 18.1279 | 19.239
Expressway Solar C2 | -792197 | Operating | 1.5 | Solar | 2014 | The AES Corporation | CAISO | WECC | CAMX | San Bernardino | CA | Solar | 1.5 | NA | NA | NA | 26.5068 | 18.1279 | 19.239
Expressway Solar C2 | -792196 | Operating | 1.5 | Solar | 2014 | Spower Opco A, LLC | CAISO | WECC | CAMX | San Bernardino | CA | Solar | 1.5 | NA | NA | NA | 26.5068 | 18.1279 | 19.239
Expressway Solar C2 | -792195 | Operating | 1.5 | Solar | 2014 | Spower Opco A, LLC | CAISO | WECC | CAMX | San Bernardino | CA | Solar | 1.5 | NA | NA | NA | 26.5068 | 18.1279 | 19.239
Extreme San Ignacio Fuel Cell | -249841 | Operating | 1 | Fuel Cell | 2019 | Bloom Energy Corporation | CAISO | WECC | CAMX | Santa Clara | CA | Gas | 1 | 7070 | 6898 | 6656 | 68.2192 | 78.5046 | 86.7009
Extreme Via Del Oro Fuel Cell | -249847 | Operating | 1.2 | Fuel Cell | 2019 | Bloom Energy Corporation | CAISO | WECC | CAMX | Santa Clara | CA | Gas | 1.2 | 6765 | 7199 | 7062 | 80.4795 | 77.6922 | 92.1709
FAA NorCal Tracon | -89601 | Operating | 1 | Solar | 2012 | EverStream Energy Capital Advisers, LLC |  | WECC | CAMX | Sacramento | CA | Solar | 1 | NA | NA | NA | 13.653 | 18.2877 | 14.5548
Fairfield Solar (Anheuser Busch) | -18834 | Operating | 1 | Solar | 2008 | SunE M5 Holdings, LLC | CAISO | WECC | CAMX | Solano | CA | Solar | 0.9 | NA | NA | NA | 9.4749 | 21.1314 | 21.5753
Fairhaven Power Co. | -363978 | Operating | 18.8 | Steam Turbine | 1986 | EWP Renewable Corporation | CAISO | WECC | CAMX | Humboldt | CA | Biomass | 16 | NA | NA | NA | 0 | 0 | 0
Fall Creek (Klamath Hydroelectric Project) | -140696 | Operating | 2.1 | Hydraulic Turbine | 1903 | PacifiCorp |  | WECC | NWPP | Siskiyou | CA | Water | 1.9 | NA | NA | NA | 40.0625 | 36.1992 | 49.4052
Fall Creek (Klamath Hydroelectric Project) | -140695 | Operating | 2.1 | Hydraulic Turbine | 1903 | PacifiCorp |  | WECC | NWPP | Siskiyou | CA | Water | 1.9 | NA | NA | NA | 40.0625 | 36.1992 | 49.4052
Fallbrook Battery Storage Project | -611227 | Operating | 40 | Battery | 2023 | San Diego Gas & Electric Company | CAISO | WECC | CAMX | San Diego | CA | Energy Storage | 40 | NA | NA | NA | 6.0773 | NA | NA
Fallbrook PUC Solar Energy Project | -169137 | Operating | 1.1 | Solar | 2011 | Fallbrook Public Utility District | CAISO | WECC | CAMX | San Diego | CA | Solar | 1.1 | NA | NA | NA | NA | NA | NA
Fallon Two Rock Solar Farm | -780148 | Operating | 1 | Solar | 2024 | Ferro Family Associates LP | CAISO | WECC | CAMX | Marin | CA | Solar | 1 | NA | NA | NA | NA | NA | NA
Far West Rice Solar Facility | -167445 | Operating | 1 | Solar | 2008 | Pacific Power Management, LLC | CAISO | WECC | CAMX | Butte | CA | Solar | 1 | NA | NA | NA | NA | NA | NA
Farmersville Solar Project | -627422 | Operating | 4.5 | Solar | 2014 | Arevon Energy, Inc. | CAISO | WECC | CAMX | Tulare | CA | Solar | 4.5 | NA | NA | NA | 14.3531 | 14.5485 | 19.8782
Cherokee County Cogeneration | -693655 | Operating | 101.2 | Combined Cycle | 1998 | South Carolina Public Service Authority |  | SERC | VACAR | Cherokee | SC | Gas | 101 | 8155 | NA | NA | 13.1574 | NA | NA
Cherokee Gas Fired Plant | -163528 | Operating | 625.6 | Combined Cycle | 2015 | Public Service Company of Colorado |  | WECC | RMPA | Adams | CO | Gas | 600 | 7020 | 7868 | 7621 | 57.2825 | 36.0185 | 42.5307
Fifth Standard Battery Storage Complex | -779863 | Operating | 137 | Battery | 2023 | RWE Clean Energy, LLC | CAISO | WECC | CAMX | Fresno | CA | Energy Storage | 117 | NA | NA | NA | 4.6577 | NA | NA
Fifth Standard Solar Project Complex | -704265 | Operating | 150 | Solar | 2023 | RWE Clean Energy, LLC | CAISO | WECC | CAMX | Fresno | CA | Solar | 150 | NA | NA | NA | 5.246 | NA | NA
Firebaugh-CCS-PV-1 Solar | -366393 | Operating | 1 | Solar | 2015 | Mike Woolf Farming | CAISO | WECC | CAMX | Fresno | CA | Solar | 1 | NA | NA | NA | 18.4475 | 21.5411 | 14.1438
Firestone Walker Brewery - Tracker | -502964 | Operating | 1.6 | Solar | 2020 | Duke Energy Generation Services Holding Company, Inc. | CAISO | WECC | CAMX | San Luis Obispo | CA | Solar | 1.6 | NA | NA | NA | 27.7825 | 26.6767 | 18.8784
Firestone Walker Brewery - Tracker | -378086 | Operating | 1.6 | Solar | 2020 | Goldman Sachs International | CAISO | WECC | CAMX | San Luis Obispo | CA | Solar | 1.6 | NA | NA | NA | 27.7825 | 26.6767 | 18.8784
Fish Power | -509436 | Operating | 0.15 | Hydraulic Turbine | 1986 | Yuba County Water Agency | CAISO | WECC | CAMX | Yuba | CA | Water | 0.15 | NA | NA | NA | NA | NA | NA
Five H Farms Solar Project | -388628 | Operating | 1 | Solar | 2021 | Maas Energy Works, Inc | CAISO | WECC | CAMX | Madera | CA | Solar | 1.1 | NA | NA | NA | 23.9415 | 15.5355 | 6.4238
Five Points Solar Park | -311705 | Operating | 60 | Solar | 2016 | Boralex Inc. | CAISO | WECC | CAMX | Fresno | CA | Solar | 60 | NA | NA | NA | 19.398 | 26.4812 | 26.9863
Five Points Solar Station | -169281 | Operating | 15 | Solar | 2011 | Pacific Gas and Electric Company | CAISO | WECC | CAMX | Fresno | CA | Solar | 15 | NA | NA | NA | 14.3623 | 13.6872 | 15.9414
Fleshman Solar Project (Kost Road) | -627408 | Operating | 2.9 | Solar | 2011 | Axium Infrastructure Inc. |  | WECC | CAMX | Sacramento | CA | Solar | 2.9 | NA | NA | NA | 16.1038 | 21.347 | NA
Fleshman Solar Project (Kost Road) | -627407 | Operating | 2.9 | Solar | 2011 | Constellation Energy Corporation |  | WECC | CAMX | Sacramento | CA | Solar | 2.9 | NA | NA | NA | 16.1038 | 21.347 | NA
FLEX Gibraltar | -198902 | Operating | 1 | Fuel Cell | 2017 | Bloom Energy Corporation | CAISO | WECC | CAMX | Santa Clara | CA | Gas | 1 | 6339 | 7248 | 7330 | 99.3151 | 83.1279 | 79.532
Folsom | -511492 | Operating | 198.6 | Hydraulic Turbine | 1955 | U.S. Bureau Of Reclamation |  | WECC | CAMX | Sacramento | CA | Water | 215.1 | NA | NA | NA | 47.5058 | 22.0576 | 8.2562
Folsom SP and CSP Sacramento Solar Project | -180223 | Operating | 1.3 | Solar | 2019 | Fresh Air Energy XXVI, LLC |  | WECC | CAMX | Sacramento | CA | Solar | 1.3 | NA | NA | NA | 5.3653 | 22.9276 | 23.2613
Fontana | -3337 | Operating | 3 | Hydraulic Turbine | 1917 | Southern California Edison Company | CAISO | WECC | CAMX | San Bernardino | CA | Water | 3 | NA | NA | NA | 23.535 | 9.433 | 12.7778
Foothill | -3345 | Operating | 8.8 | Hydraulic Turbine | 1971 | Los Angeles Department of Water and Power, California |  | WECC | CAMX | Los Angeles | CA | Water | 8.6 | NA | NA | NA | 42.6808 | 4.2569 | 9.0368
Foothill Feeder | -3346 | Operating | 9 | Hydraulic Turbine | 1981 | The Metropolitan Water District of Southern California | CAISO | WECC | CAMX | Los Angeles | CA | Water | 9 | NA | NA | NA | 24.9036 | 0 | 30.7484
Foothill Landfill (San Joaquin) Solar Project | -256162 | Operating | 3.6 | Solar | 2020 | Ameresco, Inc. | CAISO | WECC | CAMX | San Joaquin | CA | Solar | 3.5 | NA | NA | NA | NA | 26.5884 | 30.7958
Forbestown | -3348 | Operating | 41.9 | Hydraulic Turbine | 1963 | South Feather Water & Power Agency | CAISO | WECC | CAMX | Butte | CA | Water | 37.5 | NA | NA | NA | 47.1933 | 29.0615 | 15.0584
Forever 21 Rooftop Solar PV Plant | -171492 | Operating | 1.7 | Solar | 2015 | Forever 21, Inc. |  | WECC | CAMX | Los Angeles | CA | Solar | 1.3 | NA | NA | NA | 15.2529 | 19.5557 | 18.1419
Forks of Butte Hydro Project | -3354 | Operating | 14.5 | Hydraulic Turbine | 1992 | Energy Growth Partnership I | CAISO | WECC | CAMX | Butte | CA | Water | 14.5 | NA | NA | NA | 33.0224 | 7.7641 | 10.8613
Chesapeake CT | -176665 | Operating | 51.1 | Gas Turbine | 1967 | Virginia Electric and Power Company | PJM | SERC | VACAR | Chesapeake | VA | Oil | 54.5 | 30575 | 16594 | 19509 | 0.037493 | 0.33654 | 0.025026
Chester | -396374 | Operating | 55.8 | Gas Turbine | 1969 | Constellation Energy Corporation | PJM | RFC | R-PJM | Delaware | PA | Oil | 56.2 | 28660 | 14110 | NA | 0.010156 | 0.37227 | NA
Foundation AB Wind Farm (Anheuser-Busch) | -170097 | Operating | 1.5 | Wind Turbine | 2011 | Foundation Windpower, LLC | CAISO | WECC | CAMX | Solano | CA | Wind | 1.5 | NA | NA | NA | 21.8189 | 13.6606 | 17.8767
Foundation California Training Facility Onshore Wind Plant | -173554 | Operating | 1.8 | Wind Turbine | 2018 | Foundation Windpower, LLC | CAISO | WECC | CAMX | Monterey | CA | Wind | 1.8 | NA | NA | NA | 37.9313 | 36.6882 | 36.3838
Foundation CDCR LAC Wind Project | -173411 | Operating | 1.9 | Wind Turbine | 2017 | Foundation CA Fund VIII Manager, LLC | CAISO | WECC | CAMX | Los Angeles | CA | Wind | 1.9 | NA | NA | NA | 25.3304 | 27.932 | 30.2211
Foundation Cemex BMQ | -170363 | Operating | 3 | Wind Turbine | 2012 | Foundation Windpower, LLC | CAISO | WECC | CAMX | San Bernardino | CA | Wind | 3 | NA | NA | NA | 13.4779 | 12.5571 | 14.3075
Foundation Cemex Madison Wind Farm | -170810 | Operating | 1 | Wind Turbine | 2012 | Foundation Windpower, LLC | CAISO | WECC | CAMX | Yolo | CA | Wind | 1 | NA | NA | NA | 18.2648 | 18.3562 | 19.0753
Foundation Cemex River Plant | -170246 | Operating | 3.2 | Wind Turbine | 2012 | Foundation Windpower, LLC | CAISO | WECC | CAMX | San Bernardino | CA | Wind | 3.2 | NA | NA | NA | 11.6581 | 10.1348 | 11.6153
Foundation Dole Fresh Vegetables | -498608 | Operating | 5.6 | Wind Turbine | 2022 | Foundation Windpower, LLC | CAISO | WECC | CAMX | Monterey | CA | Wind | 5.6 | NA | NA | NA | 36.8436 | 10.7347 | NA
Foundation IE (Inland Empire Utility Agency) | -170100 | Operating | 1 | Wind Turbine | 2011 | Foundation Windpower, LLC | CAISO | WECC | CAMX | San Bernardino | CA | Wind | 1 | NA | NA | NA | 4.4635 | 7.7397 | 5.7192
Foundation Mann Packing Wind Project | -177316 | Operating | 1.8 | Wind Turbine | 2019 | Foundation Windpower, LLC | CAISO | WECC | CAMX | Monterey | CA | Wind | 1.8 | NA | NA | NA | 37.5063 | 35.6418 | 33.9105
Foundation Nestle Waters North America | -170362 | Operating | 5.1 | Wind Turbine | 2012 | Foundation Windpower, LLC | CAISO | WECC | CAMX | Riverside | CA | Wind | 5.1 | NA | NA | NA | 51.4907 | 49.0935 | 54.4677
Foundation Robertsons Ready Mix (RRM) | -170364 | Operating | 2 | Wind Turbine | 2012 | Foundation Windpower, LLC | CAISO | WECC | CAMX | Riverside | CA | Wind | 2 | NA | NA | NA | 54.6518 | 45.1484 | 54.9658
Foundation Salinas Valley State Prison | -173555 | Operating | 1.8 | Wind Turbine | 2018 | Foundation Windpower, LLC | CAISO | WECC | CAMX | Monterey | CA | Wind | 1.8 | NA | NA | NA | 34.069 | 33.5299 | 34.6017
Foundation Scheid Vineyards Projects | -173362 | Operating | 1.9 | Wind Turbine | 2017 | Foundation CA Fund VIII Manager, LLC | CAISO | WECC | CAMX | Monterey | CA | Wind | 1.9 | NA | NA | NA | 24.1408 | 24.8318 | 24.3932
Foundation ST Wind Plant | -170078 | Operating | 2 | Wind Turbine | 2011 | Foundation St Owner, Llc | CAISO | WECC | CAMX | San Joaquin | CA | Wind | 2 | NA | NA | NA | 10.3082 | 12.6084 | 17.1747
Foundation Superior Farms | -170365 | Operating | 1 | Wind Turbine | 2012 | Foundation Windpower, LLC | CAISO | WECC | CAMX | Solano | CA | Wind | 1 | NA | NA | NA | 15.5822 | 13.9384 | 16.8379
Foundation Wal-Mart Red Bluff | -170251 | Operating | 1 | Wind Turbine | 2012 | Foundation Windpower, LLC |  | WECC | CAMX | Tehama | CA | Wind | 1 | NA | NA | NA | 20.2511 | 20.7078 | 20.0457
Francisco Street Solar Project | -163943 | Operating | 1.2 | Solar | 2018 | AES Distributed Energy, Inc. |  | WECC | CAMX | Los Angeles | CA | Solar | 1 | NA | NA | NA | 21.0959 | 26.153 | 26.1758
Frank Bowerman Landfill Project | -317833 | Operating | 23.8 | Internal Combustion | 2016 | Montauk Energy Holdings, LLC | CAISO | WECC | CAMX | Orange | CA | Biomass | 23.8 | 10049 | 10651 | 10524 | 77.2913 | 74.8197 | 72.4737
Frankenheimer | -3405 | Operating | 5.3 | Hydraulic Turbine | 1983 | South San Joaquin California Irrigation District | CAISO | WECC | CAMX | Stanislaus | CA | Water | 4.3 | NA | NA | NA | 6.6369 | 17.4206 | -0.223
Franklin Hydro (CA) | -3409 | Operating | 2 | Hydraulic Turbine | 1921 | Los Angeles Department of Water and Power, California |  | WECC | CAMX | Los Angeles | CA | Water | 2 | NA | NA | NA | 0 | -0.039954 | -0.039954
Franklin Templeton San Mateo | -170104 | Operating | 1.1 | Fuel Cell | 2011 | Bloom Energy Corporation | CAISO | WECC | CAMX | San Mateo | CA | Gas | 1 | 6331 | 7752 | 7377 | 43.6986 | 27.8995 | 84.7945
Freedom High School | -744918 | Operating | 0.9 | Solar | 2013 | CleanCapital Holdco 4, LLC | CAISO | WECC | CAMX | Contra Costa | CA | Solar | 0.9 | NA | NA | NA | 18.3156 | 15.7949 | 13.9892
Freedom High School | -171727 | Operating | 0.9 | Solar | 2013 | Firstar Development, LLC | CAISO | WECC | CAMX | Contra Costa | CA | Solar | 0.9 | NA | NA | NA | 18.3156 | 15.7949 | 13.9892
Freethy Industrial Pk #1 | -180567 | Operating | 1 | Solar | 2016 | North Shore Solar Partners | CAISO | WECC | CAMX | Contra Costa | CA | Solar | 1 | NA | NA | NA | NA | NA | NA
Freethy Industrial Pk #2 | -180569 | Operating | 1 | Solar | 2016 | North Shore Solar Partners | CAISO | WECC | CAMX | Contra Costa | CA | Solar | 1 | NA | NA | NA | NA | NA | NA
Freeway Springs Solar Project | -628729 | Operating | 2 | Solar | 2016 | Golden Springs Development Company LLC | CAISO | WECC | CAMX | Los Angeles | CA | Solar | 2 | NA | NA | NA | 9.3664 | 10.9817 | 17.2146
Fremont CA AutoFactory | -436559 | Operating & Planned | 0.3 | Solar | 2022 | Tesla, Inc. | CAISO | WECC | CAMX | Alameda | CA | Solar | 0.3 | NA | NA | NA | 20.2435 | 20.7002 | NA
Fremont Solar Project | -503376 | Operating | 1.4 | Solar | 2016 | Tesla, Inc. | CAISO | WECC | CAMX | Alameda | CA | Solar | 1.4 | NA | NA | NA | 19.0965 | 20.0261 | 12.7609
French Meadows | -3436 | Operating | 15.3 | Hydraulic Turbine | 1966 | Placer County Water Agency | CAISO | WECC | CAMX | Placer | CA | Water | 16 | NA | NA | NA | 48.0629 | 0.44449 | 6.5768
Fresno Battery Energy Storage System | -780826 | Operating | 16 | Battery | 2023 | Fresno Cogeneration Partners | CAISO | WECC | CAMX | Fresno | CA | Energy Storage | 16 | NM | NA | NA | 0.11844 | NA | NA
Fresno Bullard High School Battery Storage Project | -583552 | Operating | 0.4 | Battery | 2020 | Forefront Power, LLC | CAISO | WECC | CAMX | Fresno | CA | Energy Storage | 0.4 | NA | NM | NM | 2.5114 | 2.54 | 2.5114
Fresno Bullard High School Solar Project | -232282 | Operating | 1.2 | Solar | 2020 | Forefront Power, LLC | CAISO | WECC | CAMX | Fresno | CA | Solar | 1.2 | NA | NA | NA | 20.567 | 21.1473 | 20.5955
Chester Operations CC | -255724 | Operating | 69.2 | Combined Cycle | 2020 | Kimberly-Clark Corporation | PJM | RFC | R-PJM | Delaware | PA | Gas | 65.2 | 13730 | 12987 | 13379 | 29.6452 | 33.0521 | 31.1754
Fresno Community Medical Center | -164096 | Operating | 10 | Steam Turbine | 2003 | City of Fresno, California | CAISO | WECC | CAMX | Fresno | CA | Gas | 10 | NA | NA | NA | NA | NA | NA
Fresno DAC Solar Farm | -776514 | Operating | 10 | Solar | 2024 | AB CarVal Investors LP | CAISO | WECC | CAMX | Fresno | CA | Solar | 10 | NA | NA | NA | NA | NA | NA
Fresno Disadvantaged Community Solar Project | -798339 | Operating | NA | Solar | 2024 | Equitable Holdings, Inc. | CAISO | WECC | CAMX | Fresno | CA | Solar | 9.91 | NA | NA | NA | NA | NA | NA
Fresno Disadvantaged Community Solar Project | -798338 | Operating | NA | Solar | 2024 | AB CarVal Investors LP | CAISO | WECC | CAMX | Fresno | CA | Solar | 9.91 | NA | NA | NA | NA | NA | NA
Fresno Hoover High School Battery Storage Project | -583553 | Operating | 0.2 | Battery | 2020 | Forefront Power, LLC | CAISO | WECC | CAMX | Fresno | CA | Energy Storage | 0.2 | NA | NM | NM | 5.9361 | 2.1119 | 2.1689
Fresno Hoover High School Solar Project | -232284 | Operating | 1.2 | Solar | 2020 | Forefront Power, LLC | CAISO | WECC | CAMX | Fresno | CA | Solar | 1.2 | NA | NA | NA | 19.7393 | 20.0628 | 19.6252
Fresno Solar Project | -172791 | Operating | 3 | Solar | 2015 | Wellhead Services Inc | CAISO | WECC | CAMX | Fresno | CA | Solar | 3 | NA | NA | NA | 14.5091 | 23.204 | 24.5053
Fresno Sunnyside High School Battery Storage Project | -583655 | Operating | 0.3 | Battery | 2020 | Forefront Power, LLC | CAISO | WECC | CAMX | Fresno | CA | Energy Storage | 0.3 | NA | NM | NM | 2.6256 | 2.5495 | 1.446
Fresno Sunnyside High School Solar Project | -312164 | Operating | 1.6 | Solar | 2020 | Forefront Power, LLC | CAISO | WECC | CAMX | Fresno | CA | Solar | 1.6 | NA | NA | NA | 18.008 | 17.9509 | 17.9152
Friant | -164732 | Operating | 37.5 | Hydraulic Turbine | 1985 | Friant Power Authority | CAISO | WECC | CAMX | Fresno | CA | Water | 39.4 | NA | NA | NA | 30.766 | 21.261 | 11.6659
Frontier HS Solar Project | -163956 | Operating | 1.4 | Solar | 2018 | SunPower Corporation | CAISO | WECC | CAMX | Kern | CA | Solar | 1.4 | NA | NA | NA | 21.3878 | 21.4449 | 21.1269
Frontier HS Solar Project | -163955 | Operating | 1.4 | Solar | 2018 | SunPower Corporation | CAISO | WECC | CAMX | Kern | CA | Solar | 1.4 | NA | NA | NA | 21.3878 | 21.4449 | 21.1269
Frontier I Solar Project | -311703 | Operating | 20 | Solar | 2016 | Boralex Inc. | CAISO | WECC | CAMX | Stanislaus | CA | Solar | 20 | NA | NA | NA | 22.9075 | 26.593 | 29.3516
FRV SI Transport Solar (Siemens) | -27487 | Operating | 1 | Solar | 2010 | Fotowatio Renewable Ventures, Inc. |  | WECC | CAMX | Sacramento | CA | Solar | 1 | NA | NA | NA | 14.9543 | 17.6142 | 13.516
FSE Blythe | -663088 | Operating | 21 | Solar | 2009 | Clearway Energy, Inc. | CAISO | WECC | CAMX | Riverside | CA | Solar | 21 | NA | NA | NA | 22.0276 | NA | NA
FSE Blythe | -663087 | Operating | 21 | Solar | 2009 | Clearway Energy, Inc. | CAISO | WECC | CAMX | Riverside | CA | Solar | 21 | NA | NA | NA | 22.0276 | NA | NA
FTF-PackingShed Solar Project | -366280 | Operating | 1 | Solar | 2013 | Family Tree Farms, Inc. | CAISO | WECC | CAMX | Tulare | CA | Solar | 1 | NA | NA | NA | 12.1575 | 5.5708 | 12.7397
G2 Energy Hay Road Landfill | -170581 | Operating | 1.6 | Internal Combustion | 2013 | G2 Energy LLC | CAISO | WECC | CAMX | Solano | CA | Biomass | 1.5 | 10534 | 10260 | 10432 | 82.5038 | 95.0761 | 98.3638
G2 Energy Hay Road Landfill | -170580 | Operating | 1.6 | Internal Combustion | 2013 | G2 Energy LLC | CAISO | WECC | CAMX | Solano | CA | Biomass | 1.5 | 10534 | 10260 | 10432 | 82.5038 | 95.0761 | 98.3638
G2 Energy Ostrom Road Landfill | -167691 | Operating | 3.5 | Internal Combustion | 2009 | G2 Energy LLC | CAISO | WECC | CAMX | Yuba | CA | Biomass | 3.3 | 10869 | 10954 | 10924 | 87.0105 | 92.9777 | 95.2124
G2 Energy Ostrom Road Landfill | -167690 | Operating | 3.5 | Internal Combustion | 2009 | G2 Energy LLC | CAISO | WECC | CAMX | Yuba | CA | Biomass | 3.3 | 10869 | 10954 | 10924 | 87.0105 | 92.9777 | 95.2124
Gap Fresno Distribution Center | -27549 | Operating | 2.4 | Solar | 2008 | Fotowatio Renewable Ventures, Inc. | CAISO | WECC | CAMX | Fresno | CA | Solar | 1.2 | NA | NA | NA | 54.6613 | 55.5365 | 59.0563
Gap Fresno Distribution Center | -27112 | Operating | 2.4 | Solar | 2008 | MMA GDC Power LP | CAISO | WECC | CAMX | Fresno | CA | Solar | 1.2 | NA | NA | NA | 54.6613 | 55.5365 | 59.0563
Garnet Solar Power Generation Station | -169126 | Operating | 4 | Solar | 2014 | Arzon Solar, LLC | CAISO | WECC | CAMX | Riverside | CA | Solar | 4 | NA | NA | NA | 17.52 | 5.3567 | 11.9349
Garnet Wind Project | -547236 | Operating | 6.5 | Wind Turbine | 2009 | Terra-Gen, LLC | CAISO | WECC | CAMX | Riverside | CA | Wind | 6.5 | NA | NA | NA | 26.0432 | 21.4577 | 26.4015
Garnet Wind Project | -356874 | Operating | 6.5 | Wind Turbine | 2009 | Terra-Gen, LLC | CAISO | WECC | CAMX | Riverside | CA | Wind | 6.5 | NA | NA | NA | 26.0432 | 21.4577 | 26.4015
Gas Utilization Facility | -3486 | Operating | 4.6 | Internal Combustion | 1985 | City of San Diego, California | CAISO | WECC | CAMX | San Diego | CA | Biomass | 4.6 | 11820 | 24492 | 29782 | 69.3046 | 26.4195 | 25.9306
Gates Solar Station | -170161 | Operating | 20 | Solar | 2013 | Pacific Gas and Electric Company | CAISO | WECC | CAMX | Fresno | CA | Solar | 20 | NA | NA | NA | 21.4138 | 15.5171 | 15.1187
Gateway Battery Storage Project | -428039 | Operating | 250 | Battery | 2020 | LS Power Development, LLC | CAISO | WECC | CAMX | San Diego | CA | Energy Storage | 250 | NA | NM | NM | 10.3088 | 10.4107 | 4.6435
Chesterfield CC | -2417 | Operating | 446.6 | Combined Cycle | 1990 | Virginia Electric and Power Company | PJM | SERC | VACAR | Chesterfield | VA | Gas | 501 | 7631 | 7841 | 7555 | 45.4634 | 43.6912 | 44.9722
Gavilan District College Battery Storage Project | -583233 | Operating | 0.5 | Battery | 2019 | SunPower Corporation | CAISO | WECC | CAMX | Santa Clara | CA | Energy Storage | 0.5 | NA | NA | NM | NA | NA | 1.3699
Gavilan District College Battery Storage Project | -583232 | Operating | 0.5 | Battery | 2019 | SunPower Corporation | CAISO | WECC | CAMX | Santa Clara | CA | Energy Storage | 0.5 | NA | NA | NM | NA | NA | 1.3699
Gavilan District College Solar Project | -174062 | Operating | 1.4 | Solar | 2018 | SunPower Corporation | CAISO | WECC | CAMX | Santa Clara | CA | Solar | 1.2 | NA | NA | NA | NA | NA | 21.309
Gavilan District College Solar Project | -174061 | Operating | 1.4 | Solar | 2018 | SunPower Corporation | CAISO | WECC | CAMX | Santa Clara | CA | Solar | 1.2 | NA | NA | NA | NA | NA | 21.309
GEN005 Antibody Fuel Cell Plant | -250565 | Operating | 2.5 | Fuel Cell | 2019 | 2016 Esa Project Company, LLC | CAISO | WECC | CAMX | San Diego | CA | Gas | 2.5 | 7327 | 7487 | 7205 | 74.6301 | 75.4475 | 96.7123
Genentech Vacaville Meter #1 Project | -173318 | Operating | 6.1 | Solar | 2017 | Tesla Energy Operations, Inc. | CAISO | WECC | CAMX | Solano | CA | Solar | 6.1 | NA | NA | NA | 23.2109 | 25.305 | 22.8722
Genentech-Oceanside Battery Storage Project | -628567 | Operating | 1 | Battery | 2016 | Tesla Energy Operations, Inc. | CAISO | WECC | CAMX | San Diego | CA | Energy Storage | 1 | NA | NM | NM | 80.7763 | 14.7032 | 9.3836
Genentech-Oceanside Battery Storage Project | -591475 | Operating | 1 | Battery | 2016 | Genentech, Inc. | CAISO | WECC | CAMX | San Diego | CA | Energy Storage | 1 | NA | NM | NM | 80.7763 | 14.7032 | 9.3836
Genentech-Oceanside Solar Plant | -242452 | Operating | 3.8 | Solar | 2016 | Genentech, Inc. | CAISO | WECC | CAMX | San Diego | CA | Solar | 3.8 | NA | NA | NA | 20.2235 | 22.4105 | 19.3974
Genentech-Oceanside Solar Plant | -115621 | Operating | 3.8 | Solar | 2016 | Tesla Energy Operations, Inc. | CAISO | WECC | CAMX | San Diego | CA | Solar | 3.8 | NA | NA | NA | 20.2235 | 22.4105 | 19.3974
Genesis Solar Energy Project | -787359 | Operating | 250 | Solar | 2013 | XPLR Infrastructure, LP | CAISO | WECC | CAMX | Riverside | CA | Solar | 250 | NA | NA | NA | 28.2276 | 28.0232 | 24.5939
Genesis Solar Energy Project | -119000 | Operating | 250 | Solar | 2013 | NextEra Energy Equity Partners, LP | CAISO | WECC | CAMX | Riverside | CA | Solar | 250 | NA | NA | NA | 28.2276 | 28.0232 | 24.5939
Geo East Mesa (GEM) II | -86685 | Out of Service | 43.2 | Geothermal | 1989 | Ormat Nevada, Inc. | CAISO | WECC | CAMX | Imperial | CA | Geothermal | NA | NA | NA | NA | NA | NA | NA
Geo East Mesa (GEM) III | -388639 | Operating | 45.6 | Geothermal | 1989 | Ormat Nevada, Inc. | CAISO | WECC | CAMX | Imperial | CA | Geothermal | 24 | NA | NA | NA | 17.1521 | 17.832 | 18.5392
Geothermal 1 | -25418 | Operating | 110 | Geothermal | 1983 | Silicon Valley Power | CAISO | WECC | CAMX | Sonoma | CA | Geothermal | 110 | NA | NA | NA | 34.7482 | 50.6389 | 49.9627
Geothermal 1 | -3546 | Operating | 110 | Geothermal | 1983 | Northern California Power Agency | CAISO | WECC | CAMX | Sonoma | CA | Geothermal | 110 | NA | NA | NA | 34.7482 | 50.6389 | 49.9627
Geothermal 2 | -25419 | Operating | 110 | Geothermal | 1985 | Silicon Valley Power | CAISO | WECC | CAMX | Sonoma | CA | Geothermal | 66 | NA | NA | NA | 34.3938 | 47.7254 | 54.4425
Geothermal 2 | -3547 | Operating | 110 | Geothermal | 1985 | Northern California Power Agency | CAISO | WECC | CAMX | Sonoma | CA | Geothermal | 66 | NA | NA | NA | 34.3938 | 47.7254 | 54.4425
Geysers Unit 5-20 | -745118 | Operating | 1163 | Geothermal | 1971 | Calpine Corporation | CAISO | WECC | CAMX | Lake | CA | Geothermal | 673 | NA | NA | NA | 76.3231 | 79.183 | 77.6935
Geysers Unit 5-20 | -745117 | Operating | 1163 | Geothermal | 1971 | Calpine Corporation | CAISO | WECC | CAMX | Lake | CA | Geothermal | 673 | NA | NA | NA | 76.3231 | 79.183 | 77.6935
Gianelli | -511496 | Operating | 424 | Pumped Storage | 1967 | U.S. Bureau Of Reclamation | CAISO | WECC | CAMX | Merced | CA | Water | 401 | NA | NA | NA | 7.9049 | 2.7295 | 4.4099
Gianelli | -3554 | Operating | 424 | Pumped Storage | 1967 | California Department of Water Resources | CAISO | WECC | CAMX | Merced | CA | Water | 401 | NA | NA | NA | 7.9049 | 2.7295 | 4.4099
Chevron Oil | -2421 | Operating | 170.5 | Gas Turbine | 1967 | Mississippi Power Company |  | SERC | SOU | Jackson | MS | Gas | 153 | 12889 | 13850 | 13542 | 76.0411 | 75.4448 | 79.4917
Giffen Solar Park | -171718 | Operating | 20 | Solar | 2017 | Centaurus Capital LP | CAISO | WECC | CAMX | Fresno | CA | Solar | 20 | NA | NA | NA | 12.5143 | 16.0559 | 17.5571
Giffen Solar Station | -169625 | Operating | 10 | Solar | 2012 | Pacific Gas and Electric Company | CAISO | WECC | CAMX | Fresno | CA | Solar | 10 | NA | NA | NA | 15.2511 | 19.6233 | 11.3961
Gilead Foster City Battery Storage Project | -603003 | Operating | 0.5 | Battery | 2021 | Gilead Sciences, Inc. | CAISO | WECC | CAMX | San Mateo | CA | Energy Storage | 0.5 | NA | NA | NA | 5.6393 | 0 | 0
Gilead Foster City Solar Project | -503907 | Operating | 1.1 | Solar | 2021 | Gilead Sciences, Inc. | CAISO | WECC | CAMX | San Mateo | CA | Solar | 1 | NA | NA | NA | 17.2831 | 21.21 | 14.5911
Gilead Oceanside Battery Storage Project | -603002 | Operating | 0.7 | Battery | 2021 | Gilead Sciences, Inc. | CAISO | WECC | CAMX | San Diego | CA | Energy Storage | 0.7 | NA | NA | NA | NA | NA | NA
Gilead Oceanside Solar Project | -503905 | Operating | 1.5 | Solar | 2021 | Gilead Sciences, Inc. | CAISO | WECC | CAMX | San Diego | CA | Solar | 1.4 | NA | NA | NA | 18.697 | 15.998 | NA
Gilead Sciences La Verne Rooftop Battery Storage Plant | -603005 | Operating | 1.1 | Battery | 2021 | Gilead Sciences, Inc. | CAISO | WECC | CAMX | Los Angeles | CA | Energy Storage | 1.1 | NA | NA | NA | NA | 0 | 0
Gilead Sciences La Verne Rooftop Solar Project | -508439 | Operating | 1.7 | Solar | 2021 | Gilead Sciences, Inc. | CAISO | WECC | CAMX | Los Angeles | CA | Solar | 1.6 | NA | NA | NA | NA | 21.5611 | 12.0648
Cheyenne Prairie Gas CC Plant | -169654 | Operating | 100 | Combined Cycle | 2014 | Black Hills Power, Inc. |  | WECC | RMPA | Laramie | WY | Gas | 94 | 7786 | 7744 | 7647 | 49.1602 | 32.7798 | 42.7622
Cheyenne Prairie Gas CC Plant | -169653 | Operating | 100 | Combined Cycle | 2014 | Cheyenne Light, Fuel and Power Company |  | WECC | RMPA | Laramie | WY | Gas | 94 | 7786 | 7744 | 7647 | 49.1602 | 32.7798 | 42.7622
Cheyenne Prairie Gas CT Plant | -169655 | Operating | 40 | Gas Turbine | 2014 | Cheyenne Light, Fuel and Power Company |  | WECC | RMPA | Laramie | WY | Gas | 37 | 10001 | 9649 | 9631 | 5.2653 | 3.9775 | 3.9242
Chicago West Side Energy Center | -806379 | Operating | 3.5 | Gas Turbine | 2003 | Energy Systems Group, LLC | PJM | RFC | R-PJM | Cook | IL | Gas | 3.5 | 16205 | NA | NA | 56.2785 | NA | NA
Childrens Hospital Plant | -344534 | Operating | 4.8 | Gas Turbine | 2004 | Rady Children's Hospital-San Diego | CAISO | WECC | CAMX | San Diego | CA | Gas | 4.8 | 15892 | 15665 | 15817 | 63.5012 | 65.1565 | 62.4168
Chillicothe | -2440 | Operating | 80 | Gas Turbine | 1986 | Chillicothe Municipal Utilities |  | SERC | DELTA | Livingston | MO | Oil | 84 | 4000 | 14872 | 14342 | 1.2094 | 1.5824 | 0.40933
Glendale Battery Storage System Project | -173363 | Operating | 2 | Battery | 2017 | City of Glendale, California | CAISO | WECC | CAMX | Los Angeles | CA | Energy Storage | 2 | NA | NM | NA | 0 | 0.83333 | 0.022831
GM Rancho Cucamonga Solar | -379666 | Operating | 1 | Solar | 2006 | Fundamental Renewables | CAISO | WECC | CAMX | San Bernardino | CA | Solar | 1 | NA | NA | NA | NA | NA | NA
GM Rancho Cucamonga Solar | -69771 | Operating | 1 | Solar | 2006 | Transformative Energy And Materials Capital LLC | CAISO | WECC | CAMX | San Bernardino | CA | Solar | 1 | NA | NA | NA | NA | NA | NA
Chino | -14418 | Operating | 30.8 | Combined Cycle | 1987 | The Manufacturers Investment Corporation | CAISO | WECC | CAMX | San Bernardino | CA | Gas | 29 | 9150 | 9216 | 11449 | 4.1938 | 4.6772 | 2.9448
Golden Acorn Casino | -172132 | Operating | 1 | Wind Turbine | 2014 | Foundation Windpower, LLC | CAISO | WECC | CAMX | San Diego | CA | Wind | 1 | NA | NA | NA | 55.3196 | 50.8447 | 50.5251
Golden Field Solar III Battery Storage Project (Rosie Central) | -764996 | Operating | 147 | Battery | 2024 | Clearway Energy, Inc. | CAISO | WECC | CAMX | Kern | CA | Energy Storage | 147 | NA | NA | NA | NA | NA | NA
Golden Field Solar III Battery Storage Project (Rosie Central) | -764995 | Operating | 147 | Battery | 2024 | Clearway Energy, Inc. | CAISO | WECC | CAMX | Kern | CA | Energy Storage | 147 | NA | NA | NA | NA | NA | NA
Golden Fields Solar I (Rosamond) (TID) | -761214 | Operating | 54 | Solar | 2016 | MN8 Energy, Inc. |  | WECC | CAMX | Kern | CA | Solar | 54 | NA | NA | NA | 30.5794 | 32.545 | NA
Golden Fields Solar I (Rosamond) (TID) | -117105 | Operating | 54 | Solar | 2016 | SunPower Corporation |  | WECC | CAMX | Kern | CA | Solar | 54 | NA | NA | NA | 30.5794 | 32.545 | 25.9211
Golden Fields Solar I (Rosamond) (TID) | -117104 | Operating | 54 | Solar | 2016 | SunPower Corporation |  | WECC | CAMX | Kern | CA | Solar | 54 | NA | NA | NA | 30.5794 | 32.545 | 25.9211
Golden Fields Solar III Project (Rosamond Central) | -773841 | Operating | 192 | Solar | 2020 | Undisclosed buyer | CAISO | WECC | CAMX | Kern | CA | Solar | 192 | NA | NA | NA | 30.6847 | NA | NA
Golden Fields Solar III Project (Rosamond Central) | -663279 | Operating | 192 | Solar | 2020 | Clearway Energy, Inc. | CAISO | WECC | CAMX | Kern | CA | Solar | 192 | NA | NA | NA | 30.6847 | NA | NA
Golden Fields Solar III Project (Rosamond Central) | -663278 | Operating | 192 | Solar | 2020 | Clearway Energy, Inc. | CAISO | WECC | CAMX | Kern | CA | Solar | 192 | NA | NA | NA | 30.6847 | NA | NA
Golden Hills Wind Project (NextEra) | -787402 | Operating | 85.9 | Wind Turbine | 2015 | XPLR Infrastructure, LP | CAISO | WECC | CAMX | Alameda | CA | Wind | 85.9 | NA | NA | NA | 32.9277 | 33.9502 | 36.9669
Golden Hills Wind Project (NextEra) | -119017 | Operating | 85.9 | Wind Turbine | 2015 | NextEra Energy Equity Partners, LP | CAISO | WECC | CAMX | Alameda | CA | Wind | 85.9 | NA | NA | NA | 32.9277 | 33.9502 | 36.9669
Golden Hills North Wind Project | -787419 | Operating | 46 | Wind Turbine | 2017 | XPLR Infrastructure, LP | CAISO | WECC | CAMX | Alameda | CA | Wind | 46 | NA | NA | NA | 35.58 | 36.4833 | 38.5889
Goleta Battery Storage Project | -748242 | Operating | 60 | Battery | 2023 | GridStor LLC | CAISO | WECC | CAMX | Santa Barbara | CA | Energy Storage | 60 | NA | NA | NA | NA | NA | NA
Gonzales Winery Solar | -641039 | Operating | 1 | Solar | 2009 | Constellation Wines U.S. | CAISO | WECC | CAMX | Monterey | CA | Solar | 1 | NA | NA | NA | NA | NA | NA
Google Moffett Park Battery Storage | -603004 | Operating | 0.6 | Battery | 2021 | Google LLC | CAISO | WECC | CAMX | Santa Clara | CA | Energy Storage | 0.6 | NA | NM | NA | 6.0312 | 3.6149 | 0
Google Moffett Park Solar Project | -508183 | Operating | 1.6 | Solar | 2021 | Google LLC | CAISO | WECC | CAMX | Santa Clara | CA | Solar | 1.7 | NA | NA | NA | 18.0365 | 19.628 | 19.5071
Googleplex Solar | -166791 | Operating | 1.6 | Solar | 2007 | Google LLC | CAISO | WECC | CAMX | Santa Clara | CA | Solar | 1.6 | NA | NA | NA | NA | NA | NA
Chino | -14391 | Operating | 30.8 | Combined Cycle | 1987 | JPMorgan Chase & Co. | CAISO | WECC | CAMX | San Bernardino | CA | Gas | 29 | 9150 | 9216 | 11449 | 4.1938 | 4.6772 | 2.9448
Chino Mines Company CC | -72273 | Operating | 54 | Combined Cycle | 1959 | Freeport-McMoRan Inc. |  | WECC | AZNMSN | Grant | NM | Gas | 55.5 | 12254 | 12099 | 12253 | 13.843 | 3.8811 | 9.8538
Goose Lake Solar (Cottonwood Solar) | -392665 | Operating | 12 | Solar | 2015 | Onward Energy | CAISO | WECC | CAMX | Kern | CA | Solar | 12 | NA | NA | NA | 24.0915 | 31.1863 | 31.6134
Gosselin Hydroelectric | -3625 | Operating | 2 | Hydraulic Turbine | 1983 | Humboldt Bay Municipal Water District | CAISO | WECC | CAMX | Trinity | CA | Water | 0.6 | NA | NA | NA | 56.621 | 76.3128 | 82.1157
Graniterock Solar Project | -641984 | Operating | 4.4 | Solar | 2022 | California Commercial Solar, Inc. | CAISO | WECC | CAMX | San Benito | CA | Solar | 4.4 | NA | NA | NA | 23.5471 | 6.5847 | NA
Choctaw County | -205656 | Operating | 899 | Combined Cycle | 2003 | Entergy Mississippi, LLC | MISO | SERC | DELTA | Choctaw | MS | Gas | 884 | 6916 | 6998 | 6972 | 66.4324 | 44.2367 | 50.0546
Grapeland Generating Station (Peaker) Battery Storage Project | -599011 | Operating | 10 | Battery | 2016 | Southern California Edison Company | CAISO | WECC | CAMX | San Bernardino | CA | Energy Storage | 10 | NA | NA | NA | 0 | 0 | 0
Grassland 3 Solar Project | -170736 | Operating | 2 | Solar | 2013 | County of Yolo, California | CAISO | WECC | CAMX | Yolo | CA | Solar | 2.5 | NA | NA | NA | 6.863 | 7.653 | 10.8356
Grassland 4 Solar Project | -170241 | Operating | 2 | Solar | 2013 | County of Yolo, California | CAISO | WECC | CAMX | Yolo | CA | Solar | 2.5 | NA | NA | NA | 8.6256 | 13.2055 | 16.4977
Grassland Energy Solar | -170240 | Operating | 3 | Solar | 2013 | County of Yolo, California | CAISO | WECC | CAMX | Yolo | CA | Solar | 3 | NA | NA | NA | NA | NA | NA
Chouteau | -164515 | Operating | 1069.6 | Combined Cycle | 2000 | Associated Electric Cooperative, Inc. |  | SERC | DELTA | Mayes | OK | Gas | 937 | 7233 | 7348 | 7360 | 84.3409 | 65.9705 | 55.0362
GRC ES Unit 6 Battery Storage Project (Ortega Highway) | -172410 | Operating | 2 | Battery | 2015 | San Diego Gas & Electric Company | CAISO | WECC | CAMX | Orange | CA | Energy Storage | 1 | NA | NM | NA | 0.31963 | 0.17694 | 0
Great Oaks Fuel Cell Plant | -250963 | Operating | 4 | Fuel Cell | 2018 | 2016 Esa Project Company, LLC | CAISO | WECC | CAMX | Santa Clara | CA | Gas | 4 | 7113 | 7024 | 7368 | 83.4247 | 74.6775 | 81.3014
Great Valley (Tranquillity 8) Battery Storage Project | -598226 | Operating | 72 | Battery | 2022 | Consolidated Edison Development, Inc. | CAISO | WECC | CAMX | Fresno | CA | Energy Storage | 72 | NA | NA | NA | NA | NA | NA
Great Valley Solar Project 1-4 (Tranquillity 8) | -521432 | Operating | 202.5 | Solar | 2017 | Consolidated Edison Development, Inc. | CAISO | WECC | CAMX | Fresno | CA | Solar | 202.5 | NA | NA | NA | 31.6483 | NA | NA
Green Acres Solar Facility 2 | -170008 | Operating | 1 | Solar | 2012 | SEAI Elk Grove, LLC |  | WECC | CAMX | Sacramento | CA | Solar | 0.9 | NA | NA | NA | 19.5079 | 24.6575 | 25.6849
Green Beanworks B Solar Project | -792742 | Operating | 3 | Solar | 2018 | sPower OpCo B, LLC | CAISO | WECC | CAMX | Los Angeles | CA | Solar | 3 | NA | NA | NA | 23.7671 | NA | NA
Green Beanworks B Solar Project | -792741 | Operating | 3 | Solar | 2018 | sPower OpCo B, LLC | CAISO | WECC | CAMX | Los Angeles | CA | Solar | 3 | NA | NA | NA | 23.7671 | NA | NA
Green Beanworks B Solar Project | -792740 | Operating | 3 | Solar | 2018 | sPower OpCo B, LLC | CAISO | WECC | CAMX | Los Angeles | CA | Solar | 3 | NA | NA | NA | 23.7671 | NA | NA
Green Beanworks C Solar Project | -792559 | Operating | 3 | Solar | 2018 | sPower OpCo B, LLC | CAISO | WECC | CAMX | Los Angeles | CA | Solar | 3 | NA | NA | NA | 27.3744 | NA | NA
Green Beanworks C Solar Project | -792558 | Operating | 3 | Solar | 2018 | sPower OpCo B, LLC | CAISO | WECC | CAMX | Los Angeles | CA | Solar | 3 | NA | NA | NA | 27.3744 | NA | NA
Green Beanworks C Solar Project | -792557 | Operating | 3 | Solar | 2018 | sPower OpCo B, LLC | CAISO | WECC | CAMX | Los Angeles | CA | Solar | 3 | NA | NA | NA | 27.3744 | NA | NA
Green Beanworks D Solar Project | -792556 | Operating | 3 | Solar | 2018 | sPower OpCo B, LLC | CAISO | WECC | CAMX | Los Angeles | CA | Solar | 3 | NA | NA | NA | 24.0335 | NA | NA
Green Beanworks D Solar Project | -792555 | Operating | 3 | Solar | 2018 | sPower OpCo B, LLC | CAISO | WECC | CAMX | Los Angeles | CA | Solar | 3 | NA | NA | NA | 24.0335 | NA | NA
Green Beanworks D Solar Project | -792554 | Operating | 3 | Solar | 2018 | sPower OpCo B, LLC | CAISO | WECC | CAMX | Los Angeles | CA | Solar | 3 | NA | NA | NA | 24.0335 | NA | NA
Green Light Plaster City Solar (USG 2) | -173973 | Operating | 1 | Solar | 2015 | Green Light Energy Corporation |  | WECC | AZNMSN | Imperial | CA | Solar | 1 | NA | NA | NA | 18.5845 | 19.2466 | 21.8721
Green Light Plaster City Solar 1 (USG 1) | -173991 | Operating | 1 | Solar | 2014 | Green Light Energy Corporation |  | WECC | AZNMSN | Imperial | CA | Solar | 1 | NA | NA | NA | 31.0731 | 32.774 | 33.9954
Green Solar Acres 1 | -170007 | Operating | 3 | Solar | 2012 | SEAI Elk Grove, LLC |  | WECC | CAMX | Sacramento | CA | Solar | 2.8 | NA | NA | NA | 19.6918 | 23.2632 | 20.5765
Christiana | -745100 | Operating | 55 | Gas Turbine | 1973 | Calpine Mid-Atlantic Generation LLC | PJM | RFC | R-PJM | New Castle | DE | Oil | 50 | NA | 23473 | 27900 | 0.05 | 0.34064 | 0.03653
Christiana | -745099 | Operating | 55 | Gas Turbine | 1973 | Calpine Mid-Atlantic Generation LLC | PJM | RFC | R-PJM | New Castle | DE | Oil | 50 | NA | 23473 | 27900 | 0.05 | 0.34064 | 0.03653
Gridley Main One Solar | -641128 | Operating | 1 | Solar | 2013 | LightBeam Electric Company | CAISO | WECC | CAMX | Butte | CA | Solar | 1 | NA | NA | NA | 18.0594 | 20.6164 | 20.8562
Gridley Main Two | -641089 | Operating | 2.5 | Solar | 2013 | LightBeam Electric Company | CAISO | WECC | CAMX | Butte | CA | Solar | 2.5 | NA | NA | NA | 18.2192 | 21.6667 | 19.4795
Grimmway Metwest Repower Solar Project | -788938 | Operating | 1.09 | Solar | 2024 | Whitepine Renewables | CAISO | WECC | CAMX | Kern | CA | Solar | 1.09 | NA | NA | NA | NA | NA | NA
Grizzly | -3727 | Operating | 22 | Hydraulic Turbine | 1993 | Silicon Valley Power | CAISO | WECC | CAMX | Plumas | CA | Water | 17.7 | NA | NA | NA | 1.2202 | 0 | 0
Grossmont College Solar Plant | -777639 | Operating | 2.6 | Solar | 2023 | Forefront Power, LLC | CAISO | WECC | CAMX | San Diego | CA | Solar | 2.6 | NA | NA | NA | NA | NA | NA
Christina Lake 1F Plant (Cenovus) | -170359 | Operating | 101 | Gas Turbine | 2018 | Cenovus FCCL Ltd. | Alberta | WECC | WECCCN |  |  | Gas | 101 | NA | NA | NA | NA | NA | NA
Grossmont HS Solar Project | -435621 | Operating | 1.4 | Solar | 2018 | SunPower Corporation | CAISO | WECC | CAMX | San Diego | CA | Solar | 1.3 | NA | NA | NA | 18.2561 | 20.1791 | 19.2922
Grossmont HS Solar Project | -249289 | Operating | 1.4 | Solar | 2018 | SunPower Corporation | CAISO | WECC | CAMX | San Diego | CA | Solar | 1.3 | NA | NA | NA | 18.2561 | 20.1791 | 19.2922
Grundman Solar Project (Bruceville Road) | -482034 | Operating | 17 | Solar | 2011 | Constellation Energy Corporation |  | WECC | CAMX | Sacramento | CA | Solar | 18 | NA | NA | NA | 15.3228 | 19.7355 | NA
Guadalupe Solar Farm | -203554 | Operating | 1.7 | Solar | 2018 | Santa Clara County | CAISO | WECC | CAMX | Santa Clara | CA | Solar | 1.7 | NA | NA | NA | 15.2565 | 16.4048 | 17.7209
Guernsey Solar Station | -170185 | Operating | 20 | Solar | 2013 | Pacific Gas and Electric Company | CAISO | WECC | CAMX | Kings | CA | Solar | 20 | NA | NA | NA | 13.8219 | 17.8539 | 22.1826
Chuck Lenzie Generating Station | -140688 | Operating | 1465.6 | Combined Cycle | 2006 | Nevada Power Company |  | WECC | AZNMSN | Clark | NV | Gas | 1266 | 7152 | 7335 | 7422 | 63.0893 | 49.9019 | 57.9441
Haas | -3755 | Operating | 135 | Hydraulic Turbine | 1958 | Pacific Gas and Electric Company | CAISO | WECC | CAMX | Fresno | CA | Water | 144 | NA | NA | NA | 39.6129 | 13.5766 | 7.8475
Haiwee | -3765 | Operating | 5.6 | Hydraulic Turbine | 1927 | Los Angeles Department of Water and Power, California |  | WECC | CAMX | Inyo | CA | Water | 5 | NA | NA | NA | 0 | 0 | 0
Halsey (Drum-Spaulding Project) | -3770 | Operating | 13.6 | Hydraulic Turbine | 1916 | Pacific Gas and Electric Company | CAISO | WECC | CAMX | Placer | CA | Water | 11 | NA | NA | NA | 0 | 7.5675 | 27.5052
Hamilton Branch | -3774 | Out of Service | 5.3 | Hydraulic Turbine | 1921 | Pacific Gas and Electric Company | CAISO | WECC | CAMX | Plumas | CA | Water | NA | NA | NA | NA | 0 | 0 | -0.28539
Hanford 1 and 2 Solar Plant | -627420 | Operating | 3 | Solar | 2014 | Arevon Energy, Inc. | CAISO | WECC | CAMX | Kings | CA | Solar | 3 | NA | NA | NA | 17.4163 | 21.1073 | 21.6096
Chuck Lenzie Generating Station | -140687 | Operating | 1465.6 | Combined Cycle | 2006 | Nevada Power Company |  | WECC | AZNMSN | Clark | NV | Gas | 1266 | 7152 | 7335 | 7422 | 63.0893 | 49.9019 | 57.9441
Chula Vista I | -86018 | Operating | 44 | Gas Turbine | 2001 | Wellhead Electric Company, Inc. | CAISO | WECC | CAMX | San Diego | CA | Gas | 34.6 | 17267 | 17376 | NA | 0.57177 | 0.66547 | 1.5833
CID Gas Recovery | -164517 | Operating | 3 | Gas Turbine | 1989 | Waste Management, Inc. | PJM | RFC | R-PJM | Cook | IL | Biomass | 3.3 | 20655 | 19905 | 18547 | 50.7368 | 58.1742 | 65.9333
Cimarron River CT | -12314 | Operating | 15 | Gas Turbine | 1967 | Sunflower Electric Power Corporation, Inc. | SPP | MRO | MRO-US | Seward | KS | Gas | 13.7 | NA | NA | NA | 0 | 0 | 0
Harris Farms Solar Facility | -780507 | Operating | 1.3 | Solar | 2024 | Harris Farms, Inc. | CAISO | WECC | CAMX | Fresno | CA | Solar | 1.3 | NA | NA | NA | NA | NA | NA
Hat Creek 1 | -3830 | Operating | 10 | Hydraulic Turbine | 1921 | Pacific Gas and Electric Company | CAISO | WECC | CAMX | Shasta | CA | Water | 8.5 | NA | NA | NA | 30.5761 | 23.242 | 37.4926
Hat Creek 2 | -3831 | Operating | 10 | Hydraulic Turbine | 1921 | Pacific Gas and Electric Company | CAISO | WECC | CAMX | Shasta | CA | Water | 8.5 | NA | NA | NA | 9.3285 | 28.8182 | 28.238
Hatchet Creek | -138800 | Operating | 6.8 | Hydraulic Turbine | 1986 | Evergy Missouri West, Inc. | CAISO | WECC | CAMX | Shasta | CA | Water | 6.8 | NA | NA | NA | 29.8633 | 15.2632 | 5.1622
Hatchet Creek | -3833 | Operating | 6.8 | Hydraulic Turbine | 1986 | Mega Renewables | CAISO | WECC | CAMX | Shasta | CA | Water | 6.8 | NA | NA | NA | 29.8633 | 15.2632 | 5.1622
Hatchet Ridge Wind | -222885 | Operating | 101.2 | Wind Turbine | 2010 | Pattern Energy Group LLC | CAISO | WECC | CAMX | Shasta | CA | Wind | 101.2 | NA | NA | NA | 28.0277 | 31.1507 | 32.1013
Haynes | -164836 | Operating | 460 | Steam Turbine | 1962 | Los Angeles Department of Water and Power, California |  | WECC | CAMX | Los Angeles | CA | Gas | 444 | 11867 | 12055 | 11949 | 7.5467 | 4.427 | 2.1425
City of Victoria (CityVict) Project | -749990 | Operating | 100 | Gas Turbine | 2020 | Tres Power LLC | ERCOT | TRE | TRE | Victoria | TX | Gas | 96 | 10493 | 10049 | NA | 5.1639 | 3.5549 | NA
City of Victoria (CityVict) Project | -749989 | Operating | 100 | Gas Turbine | 2020 | Sky Global Partners LLc | ERCOT | TRE | TRE | Victoria | TX | Gas | 96 | 10493 | 10049 | NA | 5.1639 | 3.5549 | NA
Haypress Hydroelectric Inc. | -94612 | Operating | 10 | Hydraulic Turbine | 1988 | USPF II Institutional Fund, L.P. | CAISO | WECC | CAMX | Sierra | CA | Water | 10 | NA | NA | NA | 21.1575 | 14.7865 | 1.6735
Hayward WWTP Biomass Project | -757356 | Operating | 1.1 | Internal Combustion | 2014 | Texas A&M University | CAISO | WECC | CAMX | Alameda | CA | Biomass | 1.1 | 9465 | 10256 | 10215 | 74.149 | 68.8771 | 77.3869
Hayward WWTP Solar Project | -757341 | Operating | 1.6 | Solar | 2010 | Texas A&M University | CAISO | WECC | CAMX | Alameda | CA | Solar | 1.6 | NA | NA | NA | 22.403 | 25.9489 | 24.8858
Hayworth Solar Farm (Redwood Cluster Solar) | -792212 | Operating | 27 | Solar | 2015 | Alberta Investment Management Corporation | CAISO | WECC | CAMX | Kern | CA | Solar | 26 | NA | NA | NA | 25.6226 | 28.4989 | 18.1524
Hayworth Solar Farm (Redwood Cluster Solar) | -792211 | Operating | 27 | Solar | 2015 | The AES Corporation | CAISO | WECC | CAMX | Kern | CA | Solar | 26 | NA | NA | NA | 25.6226 | 28.4989 | 18.1524
Hayworth Solar Farm (Redwood Cluster Solar) | -792210 | Operating | 27 | Solar | 2015 | Spower Opco A, LLC | CAISO | WECC | CAMX | Kern | CA | Solar | 26 | NA | NA | NA | 25.6226 | 28.4989 | 18.1524
Hayworth Solar Farm (Redwood Cluster Solar) | -792209 | Operating | 27 | Solar | 2015 | Spower Opco A, LLC | CAISO | WECC | CAMX | Kern | CA | Solar | 26 | NA | NA | NA | 25.6226 | 28.4989 | 18.1524
Healdsburg FPV Solar | -317913 | Operating | 3 | Solar | 2020 | White Pine Development LLC | CAISO | WECC | CAMX | Sonoma | CA | Solar | 3 | NA | NA | NA | 22.2907 | 23.6149 | 23.4361
Heber I BT | -780775 | Operating | 91.5 | Geothermal | 2006 | Ormat Nevada, Inc. | CAISO | WECC | CAMX | Imperial | CA | Geothermal | 91.5 | NA | NA | NA | NA | NA | NA
Heber I Geothermal | -236066 | Operating | 52 | Geothermal | 1985 | Ormat Nevada, Inc. | CAISO | WECC | CAMX | Imperial | CA | Geothermal | 34.3 | NA | NA | NA | 83.2508 | 48.3695 | 72.0129
Heber Solar PV Project | -115524 | Operating | 10.9 | Solar | 2014 | Axium Infrastructure Inc. |  | WECC | AZNMSN | Imperial | CA | Solar | 10 | NA | NA | NA | 29.1336 | 29.4121 | 29.2352
HEBT Irvine 2 Battery Storage Project | -176305 | Operating | 5.8 | Battery | 2018 | 38 Degrees North, LLC | CAISO | WECC | CAMX | Orange | CA | Energy Storage | 5.8 | NA | NM | NM | 3.6667 | 10.2582 | 8.2959
HEBT Irvine 2 Battery Storage Project | -176304 | Operating | 5.8 | Battery | 2018 | Manulife Financial Corporation | CAISO | WECC | CAMX | Orange | CA | Energy Storage | 5.8 | NA | NM | NM | 3.6667 | 10.2582 | 8.2959
HEBT Irvine Battery Storage 1 | -176303 | Operating | 5.5 | Battery | 2018 | 38 Degrees North, LLC | CAISO | WECC | CAMX | Orange | CA | Energy Storage | 5.5 | NA | NM | NM | 4.8049 | 8.0863 | 8.1424
HEBT Irvine Battery Storage 1 | -176302 | Operating | 5.5 | Battery | 2018 | Manulife Financial Corporation | CAISO | WECC | CAMX | Orange | CA | Energy Storage | 5.5 | NA | NM | NM | 4.8049 | 8.0863 | 8.1424
Hecate Energy Johanna Battery Storage | -407002 | Operating | 20 | Battery | 2021 | InfraRed Capital Partners Limited | CAISO | WECC | CAMX | Orange | CA | Energy Storage | 20 | NA | NA | NA | NA | NA | NA
Hecate Energy Johanna Battery Storage | -376861 | Operating | 20 | Battery | 2021 | Repsol, S.A. | CAISO | WECC | CAMX | Orange | CA | Energy Storage | 20 | NA | NA | NA | NA | NA | NA
Hecate Energy Johanna Battery Storage | -376860 | Operating | 20 | Battery | 2021 | Hecate Energy LLC | CAISO | WECC | CAMX | Orange | CA | Energy Storage | 20 | NA | NA | NA | NA | NA | NA
Hedge Battery Storage Project | -598970 | Operating | 4 | Battery | 2022 | Sacramento Municipal Utility District |  | WECC | CAMX | Sacramento | CA | Energy Storage | 4 | NA | NA | NA | NA | NA | NA
Hedge PV | -3868 | Operating | 0.2 | Solar | 1994 | Sacramento Municipal Utility District |  | WECC | CAMX | Sacramento | CA | Solar | 0.2 | NA | NA | NA | NA | NA | NA
Heliocentric | -169886 | Operating | 1.5 | Solar | 2012 | Heliocentric Llc | CAISO | WECC | CAMX | Los Angeles | CA | Solar | 1.5 | NA | NA | NA | 19.1553 | 15.4338 | 19.6728
Hell Hole | -3870 | Operating | 0.73 | Hydraulic Turbine | 1983 | Placer County Water Agency | CAISO | WECC | CAMX | Placer | CA | Water | 0.73 | NA | NA | NA | NA | NA | NA
Hellyer Solar Farm | -203556 | Operating | 2.2 | Solar | 2017 | Santa Clara County | CAISO | WECC | CAMX | Santa Clara | CA | Solar | 2.2 | NA | NA | NA | 18.7837 | 19.23 | 23.8325
Helms Pumped Storage | -3873 | Operating | 1053 | Pumped Storage | 1984 | Pacific Gas and Electric Company | CAISO | WECC | CAMX | Fresno | CA | Water | 1212 | NA | NA | NA | 8.845 | 5.2779 | 8.8374
Helzel & Schwarzhoff 86 | -107486 | Operating | 2.4 | Wind Turbine | 1986 | AES Wind Generation, LLC | CAISO | WECC | CAMX | Kern | CA | Wind | 2.4 | NA | NA | NA | 12.7283 | 15.0352 | 18.7357
Henrietta D Battery Storage Project | -610296 | Operating | 10 | Battery | 2021 | Convergent Energy and Power LP | CAISO | WECC | CAMX | Kings | CA | Energy Storage | 10 | NA | NA | NA | NA | NA | NA
Clark CC | -140895 | Operating | 578.8 | Combined Cycle | 1979 | Nevada Power Company |  | WECC | AZNMSN | Clark | NV | Gas | 500 | 9476 | 9299 | 9004 | 9.8809 | 17.5687 | 15.9731
Henrietta Solar Project | -797970 | Operating | 102 | Solar | 2016 | Arevon Energy, Inc. | CAISO | WECC | CAMX | Kings | CA | Solar | 100 | NA | NA | NA | 26.7376 | 26.2056 | 27.4271
Henrietta Solar Project | -357400 | Operating | 102 | Solar | 2016 | Scarlet Renewables LLC | CAISO | WECC | CAMX | Kings | CA | Solar | 100 | NA | NA | NA | 26.7376 | 26.2056 | 27.4271
Henrietta Solar Project | -138445 | Operating | 102 | Solar | 2016 | Southern Renewable Partnerships, LLC | CAISO | WECC | CAMX | Kings | CA | Solar | 100 | NA | NA | NA | 26.7376 | 26.2056 | 27.4271
Henry Miller RD Solar Project | -692904 | Operating | 1.5 | Solar | 2018 | Henry Miller Reclamation District | CAISO | WECC | CAMX | Merced | CA | Solar | 1.5 | NA | NA | NA | 24.9011 | 4.4977 | NA
Heritage High School Solar Project | -744769 | Operating | 1.3 | Solar | 2013 | CleanCapital Holdco 4, LLC | CAISO | WECC | CAMX | Contra Costa | CA | Solar | 1.3 | NA | NA | NA | 16.7194 | 16.7106 | 15.9203
Heritage High School Solar Project | -170698 | Operating | 1.3 | Solar | 2013 | Firstar Development, LLC | CAISO | WECC | CAMX | Contra Costa | CA | Solar | 1.3 | NA | NA | NA | 16.7194 | 16.7106 | 15.9203
Hermosa Solar Project | -673837 | Operating | 1.6 | Solar | 2022 | VS 2017Solar Assets I, LLC | CAISO | WECC | CAMX | San Bernardino | CA | Solar | 1.6 | NA | NA | NA | 20.9832 | NA | NA
Hermosa Solar Project | -673836 | Operating | 1.6 | Solar | 2022 | MT CB VS GFW Solar X, LLC | CAISO | WECC | CAMX | San Bernardino | CA | Solar | 1.6 | NA | NA | NA | 20.9832 | NA | NA
Hickman | -3903 | Operating | 1 | Hydraulic Turbine | 1979 | Turlock Irrigation District |  | WECC | CAMX | Stanislaus | CA | Water | 1 | NA | NA | NA | 34.2237 | 24.0982 | 27.7283
High Desert Battery Storage Project | -763253 | Operating | 50 | Battery | 2021 | MN8 Energy, Inc. | CAISO | WECC | CAMX | San Bernardino | CA | Energy Storage | 50 | NA | NM | NM | 12.91 | 11.5393 | 0.22717
High Desert Battery Storage Project | -583607 | Operating | 50 | Battery | 2021 | MN8 Energy, Inc. | CAISO | WECC | CAMX | San Bernardino | CA | Energy Storage | 50 | NA | NM | NM | 12.91 | 11.5393 | 0.22717
Clark CC | -140894 | Operating | 578.8 | Combined Cycle | 1979 | Nevada Power Company |  | WECC | AZNMSN | Clark | NV | Gas | 500 | 9476 | 9299 | 9004 | 9.8809 | 17.5687 | 15.9731
Clark CT | -140872 | Operating | 796.8 | Gas Turbine | 1973 | Nevada Power Company |  | WECC | AZNMSN | Clark | NV | Gas | 743 | 11589 | 11222 | 11676 | 2.1184 | 3.8826 | 4.1904
High Desert Solar Project | -379675 | Operating | 100 | Solar | 2021 | MN8 Energy, Inc. | CAISO | WECC | CAMX | San Bernardino | CA | Solar | 100 | NA | NA | NA | 32.5482 | 32.8803 | 11.6635
High Desert Solar Project | -379674 | Operating | 100 | Solar | 2021 | MN8 Energy, Inc. | CAISO | WECC | CAMX | San Bernardino | CA | Solar | 100 | NA | NA | NA | 32.5482 | 32.8803 | 11.6635
High Line | -3918 | Operating | 0.53 | Hydraulic Turbine | 1989 | Silicon Valley Power | CAISO | WECC | CAMX | Glenn | CA | Water | 0.53 | NA | NA | NA | NA | NA | NA
Clark CT | -140871 | Operating | 796.8 | Gas Turbine | 1973 | Nevada Power Company |  | WECC | AZNMSN | Clark | NV | Gas | 743 | 11589 | 11222 | 11676 | 2.1184 | 3.8826 | 4.1904
Clark Plant Cogeneration System | -772276 | Operating | 1.03 | Gas Turbine | 2009 | EP Minerals, LLC |  | WECC | NWPP | Storey | NV | Gas | 1.03 | NA | NA | NA | NA | NA | NA
High Winds Energy Center | -164176 | Operating | 162 | Wind Turbine | 2003 | NextEra Energy Resources, LLC | CAISO | WECC | CAMX | Solano | CA | Wind | 162 | NA | NA | NA | 16.7512 | 21.486 | 25.0956
Highlander Solar 1 (SEPV8-Desert Star1) | -695680 | Operating | 12 | Solar | 2013 | Brookfield Renewable Partners L.P. | CAISO | WECC | CAMX | San Bernardino | CA | Solar | 11.8 | NA | NA | NA | 31.7206 | NA | NA
Highlander Solar 1 (SEPV8-Desert Star1) | -193282 | Operating | 12 | Solar | 2013 | John Hancock Life Insurance Company (U.S.A) | CAISO | WECC | CAMX | San Bernardino | CA | Solar | 11.8 | NA | NA | NA | 31.7206 | 30.7948 | 28.7961
Highlander Solar 2 (SEPV9-Desert Star 2) | -695694 | Operating | 9 | Solar | 2013 | Brookfield Renewable Partners L.P. | CAISO | WECC | CAMX | San Bernardino | CA | Solar | 8.8 | NA | NA | NA | 31.7131 | NA | NA
Highlander Solar 2 (SEPV9-Desert Star 2) | -193295 | Operating | 9 | Solar | 2013 | John Hancock Life Insurance Company (U.S.A) | CAISO | WECC | CAMX | San Bernardino | CA | Solar | 8.8 | NA | NA | NA | 31.7131 | 29.107 | 28.7944
Highway 43 Solar Project | -793532 | Operating | NA | Solar | 2024 | Russell Pacific, LLC | CAISO | WECC | CAMX | Kern | CA | Solar | 2.3 | NA | NA | NA | NA | NA | NA
Hoag Hospital Cogen Plant | -170928 | Operating | 4.5 | Internal Combustion | 2006 | Hoag Memorial Hospital Presbyterian | CAISO | WECC | CAMX | Orange | CA | Gas | 3.6 | NA | NM | NA | 16.6952 | 8.6473 | 5.1497
Hollister Solar Project | -171702 | Operating | 1.5 | Solar | 2014 | Hollister Solar LLC | CAISO | WECC | CAMX | San Benito | CA | Solar | 1.5 | NA | NA | NA | 26.7732 | 32.07 | 30.3729
Hollister Wastewater Treatment Solar Plant | -169201 | Operating | 1.16 | Solar | 2011 | Perpetual Energy Systems, LLC | CAISO | WECC | CAMX | San Benito | CA | Solar | 1.16 | NA | NA | NA | NA | NA | NA
Holtville Battery Storage Project | -774267 | Operating | 30 | Battery | 2024 | Greenbacker Capital Management LLC | CAISO | WECC | CAMX | Imperial | CA | Energy Storage | 30 | NA | NA | NA | NA | NA | NA
Honda Torrance | -170954 | Operating | 1.1 | Fuel Cell | 2012 | American Honda Motor Co., Inc. | CAISO | WECC | CAMX | Los Angeles | CA | Gas | 1 | 7459 | 7698 | 7558 | 8.6986 | 59.8402 | 68.2306
Honey Lake Project | -96816 | Operating | 36.2 | Steam Turbine | 1989 | Denham Commodity Partners Fund V, L.P. | CAISO | WECC | CAMX | Lassen | CA | Biomass | 30 | 15129 | 15097 | 13924 | 78.043 | 67.3048 | 71.0373
Honey Lake Project | -96815 | Operating | 36.2 | Steam Turbine | 1989 | Denham Commodity Partners Fund IV, L.P. | CAISO | WECC | CAMX | Lassen | CA | Biomass | 30 | 15129 | 15097 | 13924 | 78.043 | 67.3048 | 71.0373
Honey Lake Project | -96814 | Operating | 36.2 | Steam Turbine | 1989 | Recycled Energy Development, LLC | CAISO | WECC | CAMX | Lassen | CA | Biomass | 30 | 15129 | 15097 | 13924 | 78.043 | 67.3048 | 71.0373
Honey Lake Solar Project | -192183 | Operating | 7.6 | Solar | 2019 | ESI Energy, LLC | CAISO | WECC | CAMX | Lassen | CA | Solar | 7.6 | NA | NA | NA | 16.4414 | 18.026 | 10.5173
Horn 4097 Solar Plant | -493785 | Operating | 1.5 | Solar | 2013 | Undisclosed buyer | CAISO | WECC | CAMX | Los Angeles | CA | Solar | 1.5 | NA | NA | NA | 22.2527 | 23.653 | 17.3135
Houweling Nurseries Oxnard Facility | -170084 | Operating | 13.2 | Internal Combustion | 2012 | Houweling Nurseries Oxnard, Inc. | CAISO | WECC | CAMX | Ventura | CA | Gas | 13.2 | 9016 | 8741 | 8599 | 39.2504 | 38.7817 | 55.6533
HP Solar | -167222 | Operating | 1.1 | Solar | 2008 | GE Energy Financial Services | CAISO | WECC | CAMX | San Diego | CA | Solar | 1.1 | NA | NA | NA | NA | NA | NA
Claude Vandyke CT | -78305 | Operating | 24.8 | Gas Turbine | 2001 | Wolverine Power Supply Cooperative, Inc. | MISO | RFC | R-MISO | Allegan | MI | Gas | 27.3 | 15177 | 14643 | 14584 | 1.6304 | 2.6461 | 2.1342
Clayville Generating Station (Clayville Unit #1) | -163638 | Operating | 73 | Gas Turbine | 2015 | City of Vineland, New Jersey | PJM | RFC | R-PJM | Cumberland | NJ | Gas | 61 | 10131 | 10257 | 10417 | 16.3626 | 11.2729 | 10.1261
Humboldt Bay Repower | -166221 | Operating | 167 | Internal Combustion | 2010 | Pacific Gas and Electric Company | CAISO | WECC | CAMX | Humboldt | CA | Gas | 163.4 | 8746 | 8771 | 8850 | 29.7593 | 31.6958 | 38.1608
Huntington Beach | -215857 | Operating | 218 | Steam Turbine | 1958 | AES Huntington Beach, L.L.C. | CAISO | WECC | CAMX | Orange | CA | Gas | 225.8 | 11454 | 11614 | 11832 | 8.4615 | 5.3725 | 4.2419
Clearwater Power Plant | -95213 | Operating | 49 | Combined Cycle | 2005 | City of Riverside, California | CAISO | WECC | CAMX | Riverside | CA | Gas | 28 | 9070 | 8894 | 9009 | 5.3457 | 6.9304 | 5.6519
Cleary Flood | -2497 | Operating | 118 | Combined Cycle | 1975 | City of Taunton, Massachusetts | New England | NPCC | NE | Bristol | MA | Gas | 108.4 | 11224 | 11325 | 12065 | 5.2406 | 2.5948 | 1.0155
Huron Solar Station (Cupertino) | -169626 | Operating | 20 | Solar | 2012 | Pacific Gas and Electric Company | CAISO | WECC | CAMX | Fresno | CA | Solar | 20 | NA | NA | NA | 17.8653 | 16.7083 | 19.9869
IGS KSBD Solar Plant | -436556 | Operating | 4.3 | Solar | 2022 | Greenbacker Renewable Energy Corporation | CAISO | WECC | CAMX | San Bernardino | CA | Solar | 4.3 | NA | NA | NA | 23.9487 | 18.0206 | NA
IGS OXR1 Solar Project | -780484 | Operating | 4.8 | Solar | 2024 | Greenbacker Renewable Energy Corporation | CAISO | WECC | CAMX | Ventura | CA | Solar | 4.8 | NA | NA | NA | NA | NA | NA
IGS SBD 1 Solar Project | -620331 | Operating | 2.6 | Solar | 2023 | Greenbacker Renewable Energy Corporation | CAISO | WECC | CAMX | San Bernardino | CA | Solar | 2.6 | NA | NA | NA | 21.7554 | NA | NA
IGS SBD2 Solar Project | -638457 | Operating | 2.5 | Solar | 2023 | Greenbacker Renewable Energy Corporation | CAISO | WECC | CAMX | San Bernardino | CA | Solar | 2.5 | NA | NA | NA | 19.1689 | NA | NA
IKEA Tejon 345 | -169056 | Operating | 1.5 | Solar | 2011 | IKEA Energy US LLC | CAISO | WECC | CAMX | Kern | CA | Solar | 1.5 | NA | NA | NA | 18.9498 | 18.8508 | 21.0046
Illumina Way Fuel Cell Plant | -249843 | Operating | 3.5 | Fuel Cell | 2019 | Bloom Energy Corporation | CAISO | WECC | CAMX | San Diego | CA | Gas | 3.5 | 6808 | 7145 | 6965 | 82.544 | 83.1572 | 96.0176
ImMODO Solar Lemoore 1 | -172260 | Operating | 1.5 | Solar | 2016 | ImMODO Energy Services Corporation | CAISO | WECC | CAMX | Kings | CA | Solar | 1.5 | NA | NA | NA | 1.7656 | 17.032 | 18.1583
Imperial Irrigation District Project (Altus) | -174099 | Operating | 3.97 | Solar | 2018 | Altus Power America Management, LLC | CAISO | WECC | CAMX | Imperial | CA | Solar | 3.97 | NA | NA | NA | NA | NA | NA
Imperial Valley Campus Solar Project (SDSU- Community Solar 1) | -663150 | Operating | 5.7 | Solar | 2014 | Clearway Energy, Inc. |  | WECC | AZNMSN | Imperial | CA | Solar | 5.7 | NA | NA | NA | 26.7143 | NA | NA
Imperial Valley Campus Solar Project (SDSU- Community Solar 1) | -663149 | Operating | 5.7 | Solar | 2014 | Clearway Energy, Inc. |  | WECC | AZNMSN | Imperial | CA | Solar | 5.7 | NA | NA | NA | 26.7143 | NA | NA
Imperial Valley College Solar (IVC) | -173974 | Operating | 3 | Solar | 2016 | Green Light Energy Corporation |  | WECC | AZNMSN | Imperial | CA | Solar | 3 | NA | NA | NA | 14.1096 | 19.3455 | 25.6963
Imperial Valley Solar Co (IVSC) 2 | -392672 | Operating | 20 | Solar | 2015 | Onward Energy |  | WECC | AZNMSN | Imperial | CA | Solar | 20 | NA | NA | NA | 21.8636 | 25.7985 | 26.2015
Imperial Valley Solar Project (Mount Signal Solar 2) | -761239 | Operating | 153.5 | Solar | 2020 | MN8 Energy, Inc. | CAISO | WECC | CAMX | Imperial | CA | Solar | 153.5 | NA | NA | NA | 22.1407 | NA | NA
Imperial Valley Solar Project (SunPeak) | -169517 | Operating | 23 | Solar | 2012 | SunPeak Solar, LLC |  | WECC | AZNMSN | Imperial | CA | Solar | 23 | NA | NA | NA | 16.3187 | 14.1811 | 16.6687
Imperial Valley Solar PV Project (Mount Signal) | -754523 | Operating | 199.9 | Solar | 2013 | Enfinity Global Inc. | CAISO | WECC | CAMX | Imperial | CA | Solar | 199.9 | NA | NA | NA | NA | NA | NA
Imperial Valley Solar PV Project (Mount Signal) | -754522 | Operating | 199.9 | Solar | 2013 | Kyuden International Corporation | CAISO | WECC | CAMX | Imperial | CA | Solar | 199.9 | NA | NA | NA | NA | NA | NA
Imperial Valley Solar PV Project (Mount Signal) | -692239 | Operating | 199.9 | Solar | 2013 | Riverstone Holdings LLC | CAISO | WECC | CAMX | Imperial | CA | Solar | 199.9 | NA | NA | NA | 19.781 | 19.3978 | 21.2095
Imperial Valley Solar PV Project (Mount Signal) | -493750 | Operating | 199.9 | Solar | 2013 | Undisclosed buyer | CAISO | WECC | CAMX | Imperial | CA | Solar | 199.9 | NA | NA | NA | 19.781 | 19.3978 | 21.2095
Improvement Dst No. 4 (Solar Farm) | -170113 | Operating | 1.1 | Solar | 2009 | Kern County Water Agency | CAISO | WECC | CAMX | Kern | CA | Solar | 1.1 | NA | NA | NA | 0 | 0.0934 | 5.6559
Indian Valley Dam Hydro Project | -756794 | Operating | 2.9 | Hydraulic Turbine | 1983 | Yolo County Flood Control & Water Conservation District | CAISO | WECC | CAMX | Lake | CA | Water | 2.7 | NA | NA | NA | 24.9831 | 0 | 4.9679
Clemson University Combined Heat and Power | -217491 | Operating | 13.4 | Gas Turbine | 2019 | Duke Energy Carolinas, LLC |  | SERC | VACAR | Pickens | SC | Gas | 15.5 | 11489 | 12582 | 15120 | 79.9286 | 67.1807 | 11.5915
Industry Solar Power Generation Station | -792466 | Operating | 1.5 | Solar | 2013 | Alberta Investment Management Corporation | CAISO | WECC | CAMX | San Bernardino | CA | Solar | 1.5 | NA | NA | NA | 32.0396 | 33.0974 | 31.6514
Industry Solar Power Generation Station | -792465 | Operating | 1.5 | Solar | 2013 | The AES Corporation | CAISO | WECC | CAMX | San Bernardino | CA | Solar | 1.5 | NA | NA | NA | 32.0396 | 33.0974 | 31.6514
Industry Solar Power Generation Station | -792464 | Operating | 1.5 | Solar | 2013 | Spower Opco A, LLC | CAISO | WECC | CAMX | San Bernardino | CA | Solar | 1.5 | NA | NA | NA | 32.0396 | 33.0974 | 31.6514
Industry Solar Power Generation Station | -792463 | Operating | 1.5 | Solar | 2013 | Spower Opco A, LLC | CAISO | WECC | CAMX | San Bernardino | CA | Solar | 1.5 | NA | NA | NA | 32.0396 | 33.0974 | 31.6514
Inland Empire Battery Storage Project | -783407 | Operating | 70 | Battery | 2024 | Strata Clean Energy, LLC | CAISO | WECC | CAMX | San Bernardino | CA | Energy Storage | 70 | NA | NA | NA | NA | NA | NA
Inskip | -4135 | Out of Service | 7.6 | Hydraulic Turbine | 1979 | Pacific Gas and Electric Company | CAISO | WECC | CAMX | Tehama | CA | Water | NA | NA | NA | NA | 0 | 0 | 0
Intel Folsom Campus Solar Project | -168484 | Operating | 1 | Solar | 2010 | Intel Corporation | CAISO | WECC | CAMX | Sacramento | CA | Solar | 1 | NA | NA | NA | 16.1872 | 17.8767 | 16.1986
Intel Folsom Phase 2 | -115573 | Operating | 1 | Solar | 2012 | Tesla Energy Operations, Inc. |  | WECC | CAMX | Sacramento | CA | Solar | 1 | NA | NA | NA | 19.5091 | 17.9566 | 12.7169
Intel Folsom Phase 3 Solar Project | -128917 | Operating | 5.2 | Solar | 2016 | Tesla Energy Operations, Inc. |  | WECC | CAMX | Sacramento | CA | Solar | 5.2 | NA | NA | NA | 19.0573 | 19.8872 | 16.5613
Intel Santa Clara Project | -173084 | Operating | 1.1 | Fuel Cell | 2015 | Bloom Energy Corporation | CAISO | WECC | CAMX | Santa Clara | CA | Gas | 1 | 7201 | 7227 | 7296 | 83.1507 | 84.1895 | 81.7922
IPC 25-slcva525 Solar Plant | -778660 | Operating | 2.4 | Solar | 2024 | Prologis Logistics Services Incorporated | CAISO | WECC | CAMX | San Joaquin | CA | Solar | 2.4 | NA | NA | NA | NA | NA | NA
IPC 25-slcva525 Solar Plant | -778659 | Operating | 2.4 | Solar | 2024 | Prologis Logistics Services Incorporated | CAISO | WECC | CAMX | San Joaquin | CA | Solar | 2.4 | NA | NA | NA | NA | NA | NA
Ironwood Solar Project | -170898 | Operating | 4 | Solar | 2012 | Sun Edison LLC | CAISO | WECC | CAMX | Riverside | CA | Solar | 4 | NA | NA | NA | 23.5131 | 26.2557 | 20.0457
Irvine Campus Solar Project | -168769 | Operating | 1.15 | Solar | 2010 | The Capital Group Companies, Inc. | CAISO | WECC | CAMX | Orange | CA | Solar | 1.15 | NA | NA | NA | NA | NA | NA
Isabella | -4157 | Operating | 11.8 | Hydraulic Turbine | 1990 | Isabella Partners | CAISO | WECC | CAMX | Kern | CA | Water | 11.8 | NA | NA | NA | 1.4434 | 2.1777 | 3.2041
Isabella Fish Flow Hydroelectric Project | -172039 | Operating | 0.8 | Hydraulic Turbine | 2013 | Isabella Fish Flow Hydroelectric Project Llc | CAISO | WECC | CAMX | Kern | CA | Water | 0.8 | NA | NA | NA | NA | NA | NA
ISH Solar Hospital SDMC | -170108 | Operating | 1.1 | Solar | 2011 | Duke Energy Generation Services Holding Company, Inc. | CAISO | WECC | CAMX | San Diego | CA | Solar | 1.1 | NA | NA | NA | NA | 0 | 0
ISH Solar Hospital SDMC | -92895 | Operating | 1.1 | Solar | 2011 | Integrys Holding, Inc. | CAISO | WECC | CAMX | San Diego | CA | Solar | 1.1 | NA | NA | NA | NA | 0 | 0
Ivanhoe Solar Plant - Visalia | -797982 | Operating | 3.5 | Solar | 2014 | D. E. Shaw Renewable Investments, L.L.C. | CAISO | WECC | CAMX | Tulare | CA | Solar | 3.5 | NA | NA | NA | NA | NA | NA
Ivanhoe Solar Plant - Visalia | -797981 | Operating | 3.5 | Solar | 2014 | Macquarie Asset Management Pty Limited | CAISO | WECC | CAMX | Tulare | CA | Solar | 3.5 | NA | NA | NA | NA | NA | NA
Ivanhoe Solar Plant - Visalia | -170572 | Operating | 3.5 | Solar | 2014 | Bright Plain Renewable Energy, LLC | CAISO | WECC | CAMX | Tulare | CA | Solar | 3.5 | NA | NA | NA | 16.7515 | 21.334 | 21.1285
Ivanpah 1 | -772887 | Operating | 126 | Solar | 2013 | Kelvin Energy Incorporated | CAISO | WECC | CAMX | San Bernardino | CA | Solar | 126 | NA | NA | NA | 20.7407 | 20.1829 | 21.3045
Ivanpah 1 | -158799 | Operating | 126 | Solar | 2013 | NRG Energy, Inc. | CAISO | WECC | CAMX | San Bernardino | CA | Solar | 126 | NA | NA | NA | 20.7407 | 20.1829 | 21.3045
Ivanpah 1 | -158797 | Operating | 126 | Solar | 2013 | Kelvin Energy Incorporated | CAISO | WECC | CAMX | San Bernardino | CA | Solar | 126 | NA | NA | NA | 20.7407 | 20.1829 | 21.3045
Ivanpah 1 | -158796 | Operating | 126 | Solar | 2013 | Google LLC | CAISO | WECC | CAMX | San Bernardino | CA | Solar | 126 | NA | NA | NA | 20.7407 | 20.1829 | 21.3045
Ivanpah 2 | -772888 | Operating | 133.4 | Solar | 2013 | Kelvin Energy Incorporated | CAISO | WECC | CAMX | San Bernardino | CA | Solar | 133.4 | NA | NA | NA | 15.7284 | 22.8779 | 21.5941
Ivanpah 2 | -158807 | Operating | 133.4 | Solar | 2013 | NRG Energy, Inc. | CAISO | WECC | CAMX | San Bernardino | CA | Solar | 133.4 | NA | NA | NA | 15.7284 | 22.8779 | 21.5941
Ivanpah 2 | -158805 | Operating | 133.4 | Solar | 2013 | Kelvin Energy Incorporated | CAISO | WECC | CAMX | San Bernardino | CA | Solar | 133.4 | NA | NA | NA | 15.7284 | 22.8779 | 21.5941
Ivanpah 2 | -158804 | Operating | 133.4 | Solar | 2013 | Google LLC | CAISO | WECC | CAMX | San Bernardino | CA | Solar | 133.4 | NA | NA | NA | 15.7284 | 22.8779 | 21.5941
Ivanpah 3 | -772889 | Operating | 133.4 | Solar | 2013 | Kelvin Energy Incorporated | CAISO | WECC | CAMX | San Bernardino | CA | Solar | 133.4 | NA | NA | NA | 14.545 | 23.879 | 21.5834
Ivanpah 3 | -158815 | Operating | 133.4 | Solar | 2013 | NRG Energy, Inc. | CAISO | WECC | CAMX | San Bernardino | CA | Solar | 133.4 | NA | NA | NA | 14.545 | 23.879 | 21.5834
Ivanpah 3 | -158813 | Operating | 133.4 | Solar | 2013 | Kelvin Energy Incorporated | CAISO | WECC | CAMX | San Bernardino | CA | Solar | 133.4 | NA | NA | NA | 14.545 | 23.879 | 21.5834
Ivanpah 3 | -158812 | Operating | 133.4 | Solar | 2013 | Google LLC | CAISO | WECC | CAMX | San Bernardino | CA | Solar | 133.4 | NA | NA | NA | 14.545 | 23.879 | 21.5834
J.J. Elmore | -140846 | Operating | 49 | Geothermal | 1988 | CE Generation, LLC |  | WECC | AZNMSN | Imperial | CA | Geothermal | 49 | NA | NA | NA | 83.7266 | 81.6434 | 86.7538
J.J. Elmore | -140845 | Operating | 49 | Geothermal | 1988 | CE Generation, LLC |  | WECC | AZNMSN | Imperial | CA | Geothermal | 49 | NA | NA | NA | 83.7266 | 81.6434 | 86.7538
J.M. Leathers | -140854 | Operating | 49 | Geothermal | 1989 | CE Generation, LLC | CAISO | WECC | CAMX | Imperial | CA | Geothermal | 49 | NA | NA | NA | 78.0503 | 80.6376 | 78.9705
J.M. Leathers | -140853 | Operating | 49 | Geothermal | 1989 | CE Generation, LLC | CAISO | WECC | CAMX | Imperial | CA | Geothermal | 49 | NA | NA | NA | 78.0503 | 80.6376 | 78.9705
J.S. Eastwood | -4196 | Operating | 199.8 | Pumped Storage | 1987 | Southern California Edison Company | CAISO | WECC | CAMX | Fresno | CA | Water | 199.8 | NA | NA | NA | 0 | 8.3738 | 6.5788
Jacumba Solar Farm | -765902 | Operating | 20 | Solar | 2017 | Blackstone Inc. | CAISO | WECC | CAMX | San Diego | CA | Solar | 20 | NA | NA | NA | 24.6518 | NA | NA
Jacumba Solar Farm | -765901 | Operating | 20 | Solar | 2017 | Invenergy LLC | CAISO | WECC | CAMX | San Diego | CA | Solar | 20 | NA | NA | NA | 24.6518 | NA | NA
Jacumba Solar Farm | -765900 | Operating | 20 | Solar | 2017 | Caisse de dépôt et placement du Québec | CAISO | WECC | CAMX | San Diego | CA | Solar | 20 | NA | NA | NA | 24.6518 | NA | NA
James B Black | -4217 | Operating | 168.6 | Hydraulic Turbine | 1965 | Pacific Gas and Electric Company | CAISO | WECC | CAMX | Shasta | CA | Water | 172 | NA | NA | NA | 25.8926 | 20.6208 | 24.4081
James Irrigation District 2 Solar Project | -798342 | Operating | NA | Solar | 2023 | Whitepine Renewables | CAISO | WECC | CAMX | Fresno | CA | Solar | 0.89 | NA | NA | NA | NA | NA | NA
James Irrigation District Solar Plant | -746650 | Operating | 3.5 | Solar | 2023 | Equitable Holdings, Inc. | CAISO | WECC | CAMX | Fresno | CA | Solar | 3.5 | NA | NA | NA | 3.0398 | NA | NA
James Irrigation District Solar Plant | -746649 | Operating | 3.5 | Solar | 2023 | AB CarVal Investors LP | CAISO | WECC | CAMX | Fresno | CA | Solar | 3.5 | NA | NA | NA | 3.0398 | NA | NA
Java Solar Project | -663333 | Operating | 13.5 | Solar | 2022 | Clearway Energy, Inc. | CAISO | WECC | CAMX | Kings | CA | Solar | 13.5 | NA | NA | NA | 24.2111 | NA | NA
Java Solar Project | -663332 | Operating | 13.5 | Solar | 2022 | Clearway Energy, Inc. | CAISO | WECC | CAMX | Kings | CA | Solar | 13.5 | NA | NA | NA | 24.2111 | NA | NA
Jaybird | -4231 | Operating | 161.6 | Hydraulic Turbine | 1961 | Sacramento Municipal Utility District |  | WECC | CAMX | El Dorado | CA | Water | 156.2 | NA | NA | NA | 49.0364 | 25.26 | 13.4789
JCPenney CA | -92896 | Operating | 1.7 | Solar | 2009 | Integrys Holding, Inc. | CAISO | WECC | CAMX | San Diego | CA | Solar | 1.7 | NA | NA | NA | NA | NA | NA
Johanna Battery Storage Center (Santa Ana) | -745215 | Operating | 20 | Battery | 2021 | Calpine Corporation | CAISO | WECC | CAMX | Orange | CA | Energy Storage | 20 | NA | NA | NA | NA | NA | NA
Johanna Battery Storage Center (Santa Ana) | -745214 | Operating | 20 | Battery | 2021 | Calpine Corporation | CAISO | WECC | CAMX | Orange | CA | Energy Storage | 20 | NA | NA | NA | NA | NA | NA
John L. Featherstone Plant (Hudson Ranch I) | -349582 | Operating | 55 | Geothermal | 2012 | Macquarie Infrastructure and Real Assets |  | WECC | AZNMSN | Imperial | CA | Geothermal | 49.9 | NA | NA | NA | 87.2032 | 90.6672 | 85.9562
Jones Fork | -4298 | Operating | 10 | Hydraulic Turbine | 1985 | Sacramento Municipal Utility District |  | WECC | CAMX | El Dorado | CA | Water | 10 | NA | NA | NA | 33.1826 | 10.6735 | 1.5936
JSR000 N Mathilda Fuel Cell Project | -250010 | Operating | 1.1 | Fuel Cell | 2019 | 2016 Esa Project Company, LLC | CAISO | WECC | CAMX | Santa Clara | CA | Gas | 1.1 | 7565 | 7402 | 7256 | 91.5318 | 92.5176 | 93.0677
Judge Francis Carr | -511509 | Operating | 154.4 | Hydraulic Turbine | 1963 | U.S. Bureau Of Reclamation |  | WECC | CAMX | Shasta | CA | Water | 177.4 | NA | NA | NA | 7.1677 | 7.0841 | 21.2746
Juniper Networks Sunnyvale | -170955 | Operating | 1.1 | Fuel Cell | 2012 | Juniper Networks, Inc. | CAISO | WECC | CAMX | Santa Clara | CA | Gas | 1 | 7359 | 7460 | 7529 | 64.1096 | 72.1575 | 76.2443
Justice Center Woodland Solar Project | -168581 | Operating | 1 | Solar | 2010 | County of Yolo, California | CAISO | WECC | CAMX | Yolo | CA | Solar | 1 | NA | NA | NA | 6.0959 | 6.0845 | 14.8059
Juvenile Hall Solar Project | -465746 | Operating | 2.8 | Solar | 2022 | Forefront Power, LLC | CAISO | WECC | CAMX | Fresno | CA | Solar | 2.8 | NA | NA | NA | 22.0116 | 25.5708 | NA
Kaiser - Woodland Hills Fuel Cell Plant | -673570 | Operating | 3.1 | Fuel Cell | 2019 | Bloom Energy Corporation | CAISO | WECC | CAMX | Los Angeles | CA | Gas | 3.1 | 7061 | 6984 | NA | 65.0022 | 79.8903 | NA
Kaiser Deer Valley Road Fuel Cell Project | -198374 | Operating | 1.4 | Fuel Cell | 2017 | 2016 Esa Project Company, LLC | CAISO | WECC | CAMX | Contra Costa | CA | Gas | 1.4 | 7444 | NM | 7248 | 85.1272 | 90.0685 | 87.7283
Kaiser Downey Power Plant | -170816 | Operating | 1 | Fuel Cell | 2012 | Bloom Energy Corporation | CAISO | WECC | CAMX | Los Angeles | CA | Gas | 1 | 7353 | 7894 | 7786 | 60.9589 | 72.032 | 78.984
Kaiser East La Palma Ave. Fuel Cell Project | -193863 | Operating | 2.2 | Fuel Cell | 2017 | 2016 Esa Project Company, LLC | CAISO | WECC | CAMX | Orange | CA | Gas | 2.2 | 7308 | 7120 | 7372 | 84.8692 | 86.1146 | 82.4927
Kaiser Fuel Cell Project | -673568 | Operating | 2.1 | Fuel Cell | 2019 | Bloom Energy Corporation | CAISO | WECC | CAMX | Los Angeles | CA | Gas | 2.1 | 6738 | 6672 | NA | 88.9106 | 95.3359 | NA
Kaiser LA Fuel Cell Project | -673566 | Operating | 4.5 | Fuel Cell | 2020 | Bloom Energy Corporation | CAISO | WECC | CAMX | Los Angeles | CA | Gas | 4.5 | 6957 | 7013 | NA | 83.8965 | 91.4587 | NA
Kaiser Napa Valley Corporate Fuel Cell | -193720 | Operating | 4.8 | Fuel Cell | 2017 | 2016 Esa Project Company, LLC | CAISO | WECC | CAMX | Napa | CA | Gas | 4.8 | 7150 | 6901 | 7104 | 88.8413 | 94.3993 | 87.833
Kaiser Ontario Plant | -170822 | Operating | 1 | Fuel Cell | 2012 | Bloom Energy Corporation | CAISO | WECC | CAMX | San Bernardino | CA | Gas | 1 | 7807 | 7668 | 7435 | 30 | 67.032 | 83.5959
Kaiser Owens Dr. Fuel Cell Plant | -194456 | Operating | 1 | Fuel Cell | 2017 | 2016 Esa Project Company, LLC | CAISO | WECC | CAMX | Alameda | CA | Gas | 1 | 7317 | 7059 | 7196 | 86.7123 | 89.4521 | 86.1758
Kansas Solar Project | -394647 | Operating | 20 | Solar | 2014 | Onward Energy | CAISO | WECC | CAMX | Kings | CA | Solar | 20 | NA | NA | NA | 22.1102 | 24.6832 | 26.9167
Karen Avenue Wind Farm | -165941 | Operating | 11.7 | Wind Turbine | 1995 | San Gorgonio Wind Farms Inc | CAISO | WECC | CAMX | Riverside | CA | Wind | 11.7 | NA | NA | NA | 28.5086 | 25.0283 | 29.7584
Kaweah 1 | -4352 | Out of Service | 2.3 | Hydraulic Turbine | 1929 | Southern California Edison Company | CAISO | WECC | CAMX | Tulare | CA | Water | NA | NA | NA | NA | -0.46158 | 1.7471 | -0.44173
Kaweah 2 | -4353 | Operating | 1.8 | Hydraulic Turbine | 1929 | Southern California Edison Company | CAISO | WECC | CAMX | Tulare | CA | Water | 1.8 | NA | NA | NA | 4.395 | 19.8884 | 14.9543
Kaweah 3 | -4354 | Out of Service | 4.8 | Hydraulic Turbine | 1913 | Southern California Edison Company | CAISO | WECC | CAMX | Tulare | CA | Water | NA | NA | NA | NA | -0.21816 | -0.1725 | -0.20041
Cleveland CT | -167755 | Operating | 736 | Gas Turbine | 2012 | Southern Power Company | PJM | SERC | VACAR | Cleveland | NC | Gas | 767.7 | 10599 | 10488 | 10542 | 9.5293 | 18.1944 | 13.4895
Kearny Mesa Battery Storage Project | -228238 | Operating | 1 | Battery | 2020 | Diamond Generating Corporation | CAISO | WECC | CAMX | San Diego | CA | Energy Storage | 1 | NA | NA | NA | NA | NA | NA
Kearny North Battery Storage | -419871 | Operating | 10 | Battery | 2022 | San Diego Gas & Electric Company | CAISO | WECC | CAMX | San Diego | CA | Energy Storage | 10 | NA | NA | NA | NA | NA | NA
Kearny South Battery Storage | -426288 | Operating | 10 | Battery | 2022 | San Diego Gas & Electric Company | CAISO | WECC | CAMX | San Diego | CA | Energy Storage | 10 | NA | NA | NA | NA | NA | NA
Kekawaka Power House | -192978 | Operating | 4.9 | Hydraulic Turbine | 1989 | STS Hydropower, LLC | CAISO | WECC | CAMX | Trinity | CA | Water | 4.9 | NA | NA | NA | 0 | 19.7745 | 0
Clifton | -12315 | Operating | 85 | Gas Turbine | 1974 | Sunflower Electric Power Corporation, Inc. | SPP | MRO | MRO-US | Washington | KS | Gas | 76.2 | 21708 | 20733 | 26047 | 1.5429 | 2.1754 | 1.6885
Kellogg's - San Jose | -172037 | Operating | 1.1 | Fuel Cell | 2013 | Kellanova | CAISO | WECC | CAMX | Santa Clara | CA | Gas | 1 | 7730 | 7444 | 7611 | 43.6986 | 75.5822 | 74.4521
Kelly Ridge | -4366 | Operating | 10 | Hydraulic Turbine | 1963 | South Feather Water & Power Agency | CAISO | WECC | CAMX | Butte | CA | Water | 10 | NA | NA | NA | 74.1667 | 60.0411 | 44.7751
Kent South | -392659 | Operating | 20 | Solar | 2014 | Onward Energy | CAISO | WECC | CAMX | Kings | CA | Solar | 20 | NA | NA | NA | 23.1918 | 28.1199 | 27.8801
Kerckhoff | -164985 | Out of Service | 22.6 | Hydraulic Turbine | 1920 | Pacific Gas and Electric Company | CAISO | WECC | CAMX | Fresno | CA | Water | NA | NA | NA | NA | 0 | NA | NA
Kerckhoff 2 | -4384 | Operating | 139.5 | Hydraulic Turbine | 1983 | Pacific Gas and Electric Company | CAISO | WECC | CAMX | Fresno | CA | Water | 155 | NA | NA | NA | 0 | 21.8527 | 9.3014
Kern Canyon | -4387 | Out of Service | 11.5 | Hydraulic Turbine | 1921 | Pacific Gas and Electric Company | CAISO | WECC | CAMX | Kern | CA | Water | NA | NA | NA | NA | 0 | 0 | 0
Clover Bar | -98607 | Operating | 243 | Gas Turbine | 2008 | Capital Power Corporation | Alberta | WECC | WECCCN |  |  | Gas | 243 | NA | NA | NA | NA | NA | NA
Clover Bar | -77869 | Operating | 243 | Gas Turbine | 2008 | Capital Power GP Holdings Inc. | Alberta | WECC | WECCCN |  |  | Gas | 243 | NA | NA | NA | NA | NA | NA
Kern River 1 | -4389 | Operating | 26.4 | Hydraulic Turbine | 1907 | Southern California Edison Company | CAISO | WECC | CAMX | Kern | CA | Water | 26.4 | NA | NA | NA | 72.2105 | 51.6933 | 52.9079
Kern River 3 | -4390 | Operating | 40.3 | Hydraulic Turbine | 1921 | Southern California Edison Company | CAISO | WECC | CAMX | Kern | CA | Water | 40.2 | NA | NA | NA | 52.4004 | 21.681 | 12.5258
CMS Charlotte Energy Plant | -53703 | Operating | 5.3 | Gas Turbine | 1999 | CMS Charlotte Energy LLC |  | SERC | VACAR | Cabarrus | NC | Biomass | 4.8 | 15067 | 15081 | 15471 | 39.8735 | 8.4427 | 47.8762
Coachella | -2523 | Operating | 92.4 | Gas Turbine | 1973 | Imperial Irrigation District |  | WECC | AZNMSN | Riverside | CA | Gas | 77.1 | NA | 18821 | 20340 | 0.11631 | 0.38653 | 0.60837
Coalinga 25D | -2526 | Operating | 13.6 | Gas Turbine | 1986 | Chevron Corporation | CAISO | WECC | CAMX | Fresno | CA | Gas | 11.6 | 15808 | 17171 | 16028 | 65.9729 | 55.5759 | 65.9601
Kern Sunset 1886-WD Solar Project | -793537 | Operating | NA | Solar | 2024 | Russell Pacific, LLC | CAISO | WECC | CAMX | Kern | CA | Solar | 2.4 | NA | NA | NA | NA | NA | NA
Kern Valley State Prison | -704058 | Operating | 3 | Solar | 2023 | EcoPlexus, Inc. | CAISO | WECC | CAMX | Kern | CA | Solar | 3 | NA | NA | NA | 2.3554 | NA | NA
Keswick | -511512 | Operating | 117 | Hydraulic Turbine | 1949 | U.S. Bureau Of Reclamation |  | WECC | CAMX | Shasta | CA | Water | 117 | NA | NA | NA | 32.799 | 16.5395 | 28.1374
Kettering Solar 1 | -115582 | Operating | 1 | Solar | 2014 | Tesla Energy Operations, Inc. | CAISO | WECC | CAMX | Los Angeles | CA | Solar | 1 | NA | NA | NA | 17.8995 | 21.6324 | 18.242
Kettering Solar 2 | -115584 | Operating | 1 | Solar | 2014 | Tesla Energy Operations, Inc. | CAISO | WECC | CAMX | Los Angeles | CA | Solar | 1 | NA | NA | NA | 18.8356 | 23.2078 | 16.3014
Kettleman Solar Project | -170758 | Operating | 1 | Solar | 2014 | Ecos Energy, LLC | CAISO | WECC | CAMX | San Joaquin | CA | Solar | 1 | NA | NA | NA | 30.8219 | 32.226 | 29.8288
Kettleman Solar Project | -170757 | Operating | 1 | Solar | 2014 | Ecos Energy, LLC | CAISO | WECC | CAMX | San Joaquin | CA | Solar | 1 | NA | NA | NA | 30.8219 | 32.226 | 29.8288
Keysight - Santa Rosa | -503822 | Operating | 4.5 | Fuel Cell | 2018 | Bloom Energy Corporation | CAISO | WECC | CAMX | Sonoma | CA | Gas | 4.5 | 6931 | 7147 | 7281 | 87.1537 | 83.7773 | 78.7443
Kiefer Landfill | -349428 | Operating | 15.1 | Internal Combustion | 1999 | Energy Power Investment Company, LLC |  | WECC | CAMX | Sacramento | CA | Biomass | 14 | 12785 | 13322 | 12815 | 54.3363 | 52.5457 | 53.0219
Kiefer Landfill | -164987 | Operating | 15.1 | Internal Combustion | 1999 | County of Sacramento |  | WECC | CAMX | Sacramento | CA | Biomass | 14 | 12785 | 13322 | 12815 | 54.3363 | 52.5457 | 53.0219
Kiefer Landfill | -164986 | Operating | 15.1 | Internal Combustion | 1999 | DTE Electric Company |  | WECC | CAMX | Sacramento | CA | Biomass | 14 | 12785 | 13322 | 12815 | 54.3363 | 52.5457 | 53.0219
Kilarc | -214497 | Out of Service | 1.5 | Hydraulic Turbine | 1904 | Pacific Gas and Electric Company | CAISO | WECC | CAMX | Shasta | CA | Water | NA | NA | NA | NA | 0 | 0 | 0
Kimberlina Demonstration Plant | -168982 | Operating | 5 | Steam Turbine | 2005 | Clean Energy Systems, Inc. | CAISO | WECC | CAMX | Kern | CA | Gas | 5 | NA | NA | NA | NA | NA | NA
Coalinga 6C | -2527 | Out of Service | 6.8 | Gas Turbine | 1989 | Chevron Corporation | CAISO | WECC | CAMX | Fresno | CA | Gas | NA | NA | NA | NA | NA | NA | NA
Coalinga Cogen | -94151 | Out of Service | 38.4 | Gas Turbine | 1991 | Chevron Power Holdings Inc. | CAISO | WECC | CAMX | Fresno | CA | Gas | NA | NA | NA | NA | NA | NA | 0
Coalinga Cogen | -94150 | Out of Service | 38.4 | Gas Turbine | 1991 | Chevron Global Energy Inc. | CAISO | WECC | CAMX | Fresno | CA | Gas | NA | NA | NA | NA | NA | NA | 0
Coalinga Cogeneration | -17849 | Operating | 6.8 | Gas Turbine | 1988 | Shell Exploration & Production Company | CAISO | WECC | CAMX | Fresno | CA | Gas | 6.6 | 14757 | 14719 | 16725 | 76.721 | 80.623 | 71.9991
Kingbird A Solar Project | -138551 | Operating | 20 | Solar | 2016 | 8point3 Energy Partners LP | CAISO | WECC | CAMX | Kern | CA | Solar | 20 | NA | NA | NA | 32.0605 | 32.1918 | 33.8094
Kingbird B Solar Project | -798019 | Operating | 20 | Solar | 2016 | Arevon Energy, Inc. | CAISO | WECC | CAMX | Kern | CA | Solar | 20 | NA | NA | NA | 31.7249 | 34.085 | 33.3716
Kings Beach | -790374 | Operating | 15 | Internal Combustion | 1969 | Algonquin Power & Utilities Corp. | CAISO | WECC | CAMX | Placer | CA | Oil | 12 | NA | NA | NA | 0 | 0 | 0
Kings CSG 3 Solar Project | -793278 | Operating | 3 | Solar | 2023 | Dimension Energy LLC | CAISO | WECC | CAMX | Kings | CA | Solar | 3 | NA | NA | NA | NA | NA | NA
Kings CSG 3 Solar Project | -793277 | Operating | 3 | Solar | 2023 | Dimension Energy LLC | CAISO | WECC | CAMX | Kings | CA | Solar | 3 | NA | NA | NA | NA | NA | NA
Kings River | -4448 | Operating | 48.6 | Hydraulic Turbine | 1962 | Pacific Gas and Electric Company | CAISO | WECC | CAMX | Fresno | CA | Water | 52 | NA | NA | NA | 45.3666 | 16.6017 | 7.0695
Kings River Siphon Hydroelectric Project | -242010 | Operating | 1.3 | Hydraulic Turbine | 1990 | Kings River Hydro Company, Inc | CAISO | WECC | CAMX | Fresno | CA | Water | 0.8 | NA | NA | NA | 8.0051 | 18.7215 | NA
Coalinga Cogeneration | -2529 | Operating | 6.8 | Gas Turbine | 1988 | Exxon Mobil Corporation | CAISO | WECC | CAMX | Fresno | CA | Gas | 6.6 | 14757 | 14719 | 16725 | 76.721 | 80.623 | 71.9991
Kingsburg Solar | -797972 | Operating | 3.7 | Solar | 2013 | D. E. Shaw Renewable Investments, L.L.C. | CAISO | WECC | CAMX | Tulare | CA | Solar | 3.7 | NA | NA | NA | NA | NA | NA
Kingsburg Solar | -797971 | Operating | 3.7 | Solar | 2013 | Macquarie Asset Management Pty Limited | CAISO | WECC | CAMX | Tulare | CA | Solar | 3.7 | NA | NA | NA | NA | NA | NA
Kingsburg Solar | -170409 | Operating | 3.7 | Solar | 2013 | Bright Plain Renewable Energy, LLC | CAISO | WECC | CAMX | Tulare | CA | Solar | 3.7 | NA | NA | NA | 8.6079 | 19.7735 | 22.0782
Kirkwood Energy Facility | -168994 | Operating | 4.72 | Internal Combustion | 2012 | Kirkwood Meadows Public Utility District | CAISO | WECC | CAMX | Alpine | CA | Oil | 4.72 | NA | NA | NA | NA | NA | NA
KKR Rosamond Solar Plant I (RE Rosamond Solar I) | -147572 | Operating | 20 | Solar | 2014 | Gamma Genco CV II LLC | CAISO | WECC | CAMX | Kern | CA | Solar | 20 | NA | NA | NA | 28.0108 | 32.347 | 33.9058
KKR Rosamond Solar Plant I (RE Rosamond Solar I) | -147571 | Operating | 20 | Solar | 2014 | Gamma Genco CV II LLC | CAISO | WECC | CAMX | Kern | CA | Solar | 20 | NA | NA | NA | 28.0108 | 32.347 | 33.9058
KKR Rosamond Solar Plant II | -147570 | Operating | 20 | Solar | 2014 | Gamma Genco CV II LLC | CAISO | WECC | CAMX | Kern | CA | Solar | 20 | NA | NA | NA | 21.7112 | 22.8516 | 25.3944
KKR Rosamond Solar Plant II | -147569 | Operating | 20 | Solar | 2014 | Gamma Genco CV II LLC | CAISO | WECC | CAMX | Kern | CA | Solar | 20 | NA | NA | NA | 21.7112 | 22.8516 | 25.3944
Kohl San Bernardino (Kohl's DC) | -774667 | Operating | 1 | Solar | 2007 | Shell New Energies US LLC | CAISO | WECC | CAMX | San Bernardino | CA | Solar | 0.9 | NA | NA | NA | 13.3054 | 20.5987 | 18.4551
Kohl San Bernardino (Kohl's DC) | -774666 | Operating | 1 | Solar | 2007 | Silicon Ranch Corporation | CAISO | WECC | CAMX | San Bernardino | CA | Solar | 0.9 | NA | NA | NA | 13.3054 | 20.5987 | 18.4551
KP Rancho Cordova Medical Offices Solar Project | -503913 | Operating | 1.1 | Solar | 2021 | Forsyth Street Renewables I, Llc |  | WECC | CAMX | Sacramento | CA | Solar | 1 | NA | NA | NA | 24.6804 | 26.016 | 19.7374
KSR028 Merced Fuel Cell Project | -250006 | Operating | 2 | Fuel Cell | 2018 | 2016 Esa Project Company, LLC | CAISO | WECC | CAMX | Alameda | CA | Gas | 2 | 7375 | 7388 | 7426 | 82.0548 | 74.0354 | 88.5274
KSR053 Cantara Fuel Cell Project | -250741 | Operating | 1.6 | Fuel Cell | 2018 | 2016 Esa Project Company, LLC |  | WECC | CAMX | Los Angeles | CA | Gas | 1.6 | 7243 | 7214 | 7585 | 37.6712 | 72.032 | 77.9823
Kumeyaay Wind | -144040 | Operating | 50 | Wind Turbine | 2005 | Leeward Renewable Energy, LLC | CAISO | WECC | CAMX | San Diego | CA | Wind | 50 | NA | NA | NA | 33.1171 | 31.1514 | 34.4733
Kyocera Project | -165007 | Operating | 3.8 | Internal Combustion | 1989 | Kyocera America, Inc. | CAISO | WECC | CAMX | San Diego | CA | Gas | 3.8 | 15578 | 11305 | 13489 | 26.3218 | 32.1287 | 31.5339
Cochrane Cogeneration Facility | -751943 | Operating | 42 | Combined Cycle | 1990 | Hydromega Services Inc. | Ontario | NPCC | ONT |  |  | Gas | 42 | NA | NA | NA | NA | NA | NA
L-8 Solar Project | -169925 | Operating | 1.5 | Solar | 2012 | L-8 Solar Project Llc | CAISO | WECC | CAMX | Los Angeles | CA | Solar | 1.5 | NA | NA | NA | 20.449 | 22.0624 | 22.3592
La Grange | -4509 | Operating | 4.5 | Hydraulic Turbine | 1924 | Turlock Irrigation District |  | WECC | CAMX | Stanislaus | CA | Water | 4.3 | NA | NA | NA | 21.8037 | 15.8782 | 19.4993
La Habra Bakery Solar Facility | -250476 | Operating | 1.2 | Solar | 2020 | Ralphs Grocery Company, Inc. | CAISO | WECC | CAMX | Orange | CA | Solar | 1.2 | NA | NA | NA | 15.4205 | 17.5514 | 28.339
La Habra Bakery Solar Facility | -250475 | Operating | 1.2 | Solar | 2020 | Food 4 Less of Southern California, Inc. | CAISO | WECC | CAMX | Orange | CA | Solar | 1.2 | NA | NA | NA | 15.4205 | 17.5514 | 28.339
La Joya Del Sol | -177273 | Operating | 1.5 | Solar | 2012 | Idemitsu Renewables America, Inc. | CAISO | WECC | CAMX | Fresno | CA | Solar | 1.5 | NA | NA | NA | 0.60883 | 0.70015 | 6.5753
LA Metro Wayside Flywheel Storage System | -173015 | Operating | 2 | Mechanical Storage | 2014 | Los Angeles County Metropolitan Transportation Authority | CAISO | WECC | CAMX | Los Angeles | CA | Energy Storage | 2 | NA | NA | NA | NA | NA | NA
La Mirada Solar Project-U.S.Foodservice | -761799 | Operating | 1.15 | Solar | 2011 | US Foods, Inc. | CAISO | WECC | CAMX | Los Angeles | CA | Solar | 1.15 | NA | NA | NA | NA | NA | NA
Cogeneration 1 | -756654 | Operating | 9 | Combined Cycle | 2002 | The University of Arizona |  | WECC | AZNMSN | Pima | AZ | Gas | 8.3 | 12194 | 12054 | 11847 | 74.4719 | 73.7883 | 69.7736
Lafayette 2 Solar Project | -253016 | Operating | 1.9 | Solar | 2020 | Goldman Sachs Renewable Power Operating Company LLC | CAISO | WECC | CAMX | Los Angeles | CA | Solar | 1.9 | NA | NA | NA | 16.4023 | 17.7421 | 12.2146
Lafayette 2 Solar Project - MLK Jr. Hospital | -761271 | Operating | 1.7 | Solar | 2020 | MN8 Energy, Inc. | CAISO | WECC | CAMX | Los Angeles | CA | Solar | 1.7 | NA | NA | NA | 16.0892 | 12.5436 | 10.7776
Lake Elsinore Canopies - Lakeside HS Solar Project | -703704 | Operating | 1 | Solar | 2022 | Standard Solar, Inc. | CAISO | WECC | CAMX | Riverside | CA | Solar | 1 | NA | NA | NA | 22.3516 | 21.153 | NA
Lake Herman Solar Plant | -385549 | Operating | 5 | Solar | 2021 | Greenbacker Renewable Energy Corporation | CAISO | WECC | CAMX | Solano | CA | Solar | 5 | NA | NA | NA | 29.9292 | 19.6758 | 2.7237
Lake Mathews | -4552 | Operating | 4.9 | Hydraulic Turbine | 1980 | The Metropolitan Water District of Southern California | CAISO | WECC | CAMX | Riverside | CA | Water | 4.9 | NA | NA | NA | 8.7783 | 24.3337 | 57.8488
Lake Mendocino | -4553 | Operating | 3.5 | Hydraulic Turbine | 1987 | City of Ukiah, California | CAISO | WECC | CAMX | Mendocino | CA | Water | 3.5 | NA | NA | NA | 36.0731 | 7.7006 | 5.7078
Cogeneration 2 | -756670 | Operating | 5.5 | Combined Cycle | 2002 | The University of Arizona |  | WECC | AZNMSN | Pima | AZ | Gas | 5 | 13150 | 13189 | 12920 | 81.5548 | 89.7306 | 81.3927
Lake View Geothermal (Sonoma) | -745153 | Operating | 78 | Geothermal | 1983 | Calpine Corporation | CAISO | WECC | CAMX | Sonoma | CA | Geothermal | 55 | NA | NA | NA | 89.5675 | 52.9274 | 84.3705
Lake View Geothermal (Sonoma) | -745152 | Operating | 78 | Geothermal | 1983 | Calpine Corporation | CAISO | WECC | CAMX | Sonoma | CA | Geothermal | 55 | NA | NA | NA | 89.5675 | 52.9274 | 84.3705
Lakeview Battery Storage Facility (AFTW Battery) | -793487 | Operating | NA | Battery | 2024 | Whitepine Renewables | CAISO | WECC | CAMX | Kern | CA | Energy Storage | 1.2 | NA | NA | NA | NA | NA | NA
Coit GT | -151004 | Operating | 39.2 | Gas Turbine | 1964 | Dominion Energy South Carolina, Inc. |  | SERC | VACAR | Richland | SC | Gas | 36 | 23358 | 23573 | 20603 | 0.12652 | 0.3653 | 0.043125
Colbert CT | -668400 | Operating | 1169.6 | Gas Turbine | 1972 | Tennessee Valley Authority |  | SERC | CENTRL | Colbert | AL | Gas | 1179.4 | 48961 | NA | NA | 0.76159 | NA | NA
Lancaster - AVS Phase 2 Solar Project | -174070 | Operating | 3 | Solar | 2018 | Clean Focus Renewables, Inc. | CAISO | WECC | CAMX | Los Angeles | CA | Solar | 3 | NA | NA | NA | 32.2298 | 32.8577 | 30.997
Lancaster Baptist Church | -115591 | Operating | 1 | Solar | 2011 | Tesla Energy Operations, Inc. | CAISO | WECC | CAMX | Los Angeles | CA | Solar | 1 | NA | NA | NA | 10.9247 | 12.5 | 18.9041
Lancaster Battery Storage Project | -663367 | Operating | 127 | Battery | 2022 | Alberta Investment Management Corporation | CAISO | WECC | CAMX | Los Angeles | CA | Energy Storage | 127 | NA | NM | NA | 13.3056 | 4.0398 | NA
Lancaster Battery Storage Project | -663366 | Operating | 127 | Battery | 2022 | The AES Corporation | CAISO | WECC | CAMX | Los Angeles | CA | Energy Storage | 127 | NA | NM | NA | 13.3056 | 4.0398 | NA
Lancaster Dry Farm Ranch B Solar PV Plant | -792144 | Operating | 5 | Solar | 2014 | Alberta Investment Management Corporation | CAISO | WECC | CAMX | Los Angeles | CA | Solar | 5 | NA | NA | NA | 21.4269 | 27.0525 | 28.8927
Lancaster Dry Farm Ranch B Solar PV Plant | -792143 | Operating | 5 | Solar | 2014 | The AES Corporation | CAISO | WECC | CAMX | Los Angeles | CA | Solar | 5 | NA | NA | NA | 21.4269 | 27.0525 | 28.8927
Lancaster Little Rock | -792512 | Operating | 5 | Solar | 2014 | Alberta Investment Management Corporation | CAISO | WECC | CAMX | Los Angeles | CA | Solar | 5 | NA | NA | NA | 18.0936 | 16.0571 | 24.2945
Lancaster Little Rock | -792511 | Operating | 5 | Solar | 2014 | The AES Corporation | CAISO | WECC | CAMX | Los Angeles | CA | Solar | 5 | NA | NA | NA | 18.0936 | 16.0571 | 24.2945
Lancaster Little Rock | -792510 | Operating | 5 | Solar | 2014 | Spower Opco A, LLC | CAISO | WECC | CAMX | Los Angeles | CA | Solar | 5 | NA | NA | NA | 18.0936 | 16.0571 | 24.2945
Lancaster Little Rock | -792509 | Operating | 5 | Solar | 2014 | Spower Opco A, LLC | CAISO | WECC | CAMX | Los Angeles | CA | Solar | 5 | NA | NA | NA | 18.0936 | 16.0571 | 24.2945
Lancaster Solar 1 | -311707 | Operating | 1.5 | Solar | 2014 | Boralex Inc. | CAISO | WECC | CAMX | Los Angeles | CA | Solar | 1.5 | NA | NA | NA | 12.5571 | 24.4216 | 25.5632
Lancaster Solar 2 | -311706 | Operating | 1.5 | Solar | 2014 | Boralex Inc. | CAISO | WECC | CAMX | Los Angeles | CA | Solar | 1.5 | NA | NA | NA | 19.9315 | 25.5936 | 25.1826
Lancaster Solar Project (SolarCity) | -171319 | Operating | 3.7 | Solar | 2016 | Tesla Energy Operations, Inc. | CAISO | WECC | CAMX | Los Angeles | CA | Solar | 3.7 | NA | NA | NA | 25.3147 | 29.3194 | 25.9657
Lancaster WAD B Solar PV Plant | -792681 | Operating | 3 | Solar | 2017 | Alberta Investment Management Corporation | CAISO | WECC | CAMX | Los Angeles | CA | Solar | 3 | NA | NA | NA | 19.1971 | 18.1088 | 27.7055
Lancaster WAD B Solar PV Plant | -792680 | Operating | 3 | Solar | 2017 | The AES Corporation | CAISO | WECC | CAMX | Los Angeles | CA | Solar | 3 | NA | NA | NA | 19.1971 | 18.1088 | 27.7055
Lancaster WAD B Solar PV Plant | -792679 | Operating | 3 | Solar | 2017 | Spower Opco A, LLC | CAISO | WECC | CAMX | Los Angeles | CA | Solar | 3 | NA | NA | NA | 19.1971 | 18.1088 | 27.7055
Lancaster WAD B Solar PV Plant | -792678 | Operating | 3 | Solar | 2017 | Spower Opco A, LLC | CAISO | WECC | CAMX | Los Angeles | CA | Solar | 3 | NA | NA | NA | 19.1971 | 18.1088 | 27.7055
LandPro Solar Plant (8161 & 8162) | -493767 | Operating | 3 | Solar | 2014 | Undisclosed buyer | CAISO | WECC | CAMX | San Bernardino | CA | Solar | 3 | NA | NA | NA | NA | NA | NA
LandPro-1 Solar Plant (8159) | -493806 | Operating | 1.5 | Solar | 2014 | Undisclosed buyer | CAISO | WECC | CAMX | San Bernardino | CA | Solar | 1.5 | NA | NA | NA | NA | NA | NA
LandPro-2 Solar Plant (8160-61-1) | -493805 | Operating | 1.5 | Solar | 2014 | Undisclosed buyer | CAISO | WECC | CAMX | San Bernardino | CA | Solar | 1.5 | NA | NA | NA | NA | NA | NA
LandPro-3 Solar Plant (8160-61-2) | -493807 | Out of Service | 1.5 | Solar | 2014 | Undisclosed buyer | CAISO | WECC | CAMX | San Bernardino | CA | Solar | NA | NA | NA | NA | NA | NA | NA
Laredo Detention Solar Facility (2,3) | -508447 | Operating | 5.2 | Solar | 2021 | Kern County Administrative Office | CAISO | WECC | CAMX | Kern | CA | Solar | 5.1 | NA | NA | NA | 20.5368 | 16.2638 | 9.6249
Colby GT | -2560 | Operating | 16 | Gas Turbine | 1970 | Midwest Energy, Inc. | SPP | MRO | MRO-US | Thomas | KS | Gas | 13 | 18505 | 19479 | 35667 | 1.3865 | 0.23094 | 0.047418
Las Virgenes Municipal Water District | -115595 | Operating | 1 | Solar | 2014 | Tesla Energy Operations, Inc. | CAISO | WECC | CAMX | Los Angeles | CA | Solar | 1 | NA | NA | NA | 17.8311 | 16.0959 | 16.153
Las Virgenes Solar Project | -317767 | Operating | 3 | Solar | 2020 | Greenbacker Renewable Energy Corporation | CAISO | WECC | CAMX | Los Angeles | CA | Solar | 3 | NA | NA | NA | 25.3158 | 30.1065 | 23.6986
Lavio Solar (Petaluma) (Lakeville Highway) | -173493 | Operating | 1 | Solar | 2018 | Coldwell Solar, Inc. | CAISO | WECC | CAMX | Sonoma | CA | Solar | 1 | NA | NA | NA | 20.3425 | 21.8493 | 23.3676
Lawrence Solar Farm | -482040 | Operating | 1 | Solar | 2012 | Constellation Energy Corporation |  | WECC | CAMX | Sacramento | CA | Solar | 1 | NA | NA | NA | 47.8767 | 20.879 | NA
LAWRP Battery Storage | -384066 | Operating | 1 | Battery | 2019 | SK E&S Co., Ltd. | CAISO | WECC | CAMX | Orange | CA | Energy Storage | 1 | NA | NA | NA | NA | NA | NA
LAWRP Battery Storage | -249857 | Operating | 1 | Battery | 2019 | SUSI Partners AG | CAISO | WECC | CAMX | Orange | CA | Energy Storage | 1 | NA | NA | NA | NA | NA | NA
LAWRP Battery Storage | -249856 | Operating | 1 | Battery | 2019 | SK E&S Co., Ltd. | CAISO | WECC | CAMX | Orange | CA | Energy Storage | 1 | NA | NA | NA | NA | NA | NA
LAX Solar | -172143 | Operating | 0.8 | Solar | 2014 | Desri V, L.L.C. |  | WECC | CAMX | Los Angeles | CA | Solar | 0.8 | NA | NA | NA | NA | NA | NA
Layline Distribution Center Solar Facility | -171983 | Operating | 0.83 | Solar | 2014 | Desri V, L.L.C. |  | WECC | CAMX | Los Angeles | CA | Solar | 0.83 | NA | NA | NA | NA | NA | NA
LeConte Battery Storage Facility | -480171 | Operating | 125 | Battery | 2022 | LS Power Development, LLC | CAISO | WECC | CAMX | Imperial | CA | Energy Storage | 125 | NA | NM | NA | 7.2321 | 3.3416 | NA
Lewiston | -511514 | Operating | 0.35 | Hydraulic Turbine | 1964 | U.S. Bureau Of Reclamation | CAISO | WECC | CAMX | Trinity | CA | Water | 0.35 | NA | NA | NA | NA | NA | NA
Liberty HS Solar Project | -163954 | Operating | 1.5 | Solar | 2018 | SunPower Corporation | CAISO | WECC | CAMX | Kern | CA | Solar | 1.2 | NA | NA | NA | 22.2127 | 24.7907 | 25.0761
Liberty HS Solar Project | -163953 | Operating | 1.5 | Solar | 2018 | SunPower Corporation | CAISO | WECC | CAMX | Kern | CA | Solar | 1.2 | NA | NA | NA | 22.2127 | 24.7907 | 25.0761
Life Technologies - Fremont Fuel Cell Project | -673572 | Operating | 1.3 | Fuel Cell | 2020 | Bloom Energy Corporation | CAISO | WECC | CAMX | Alameda | CA | Gas | 1.3 | 6768 | 6762 | NA | 87.2497 | 89.2694 | NA
Life Technologies - Pleasanton | -247288 | Operating | 1.1 | Fuel Cell | 2013 | Life Technologies Corporation | CAISO | WECC | CAMX | Alameda | CA | Gas | 1 | 6890 | 7130 | 7082 | 90.9589 | 91.2215 | 95.4566
Life Technologies Carlsbad | -247189 | Operating | 1.1 | Fuel Cell | 2012 | Life Technologies Corporation | CAISO | WECC | CAMX | San Diego | CA | Gas | 1 | 6987 | 7125 | 6813 | 86.4384 | 88.6187 | 97.6142
Lime Saddle | -4656 | Out of Service | 2 | Hydraulic Turbine | 1906 | Pacific Gas and Electric Company | CAISO | WECC | CAMX | Butte | CA | Water | NA | NA | NA | NA | 0 | 0 | 0
Lincoln Cogen Facility | -165055 | Operating | 19.2 | Steam Turbine | 1997 | Sierra Pacific Industries, Inc. | CAISO | WECC | CAMX | Placer | CA | Biomass | 17.5 | 25694 | 24731 | 24931 | 57.3196 | 61.9446 | 60.4344
Lincoln WWTF Hybrid | -523215 | Operating | 3 | Solar | 2021 | HA Sustainable Infrastructure Capital, Inc. | CAISO | WECC | CAMX | Placer | CA | Solar | 2.8 | NA | NA | NA | 26.219 | 28.865 | 10.4615
Lincoln WWTF Hybrid | -523214 | Operating | 3 | Solar | 2021 | TotalEnergies SE | CAISO | WECC | CAMX | Placer | CA | Solar | 2.8 | NA | NA | NA | 26.219 | 28.865 | 10.4615
Lincoln WWTF Hybrid Battery Storage Project | -628288 | Operating | 1 | Battery | 2022 | HA Sustainable Infrastructure Capital, Inc. | CAISO | WECC | CAMX | Placer | CA | Energy Storage | 1 | NA | NA | NA | NA | NA | NA
Lincoln WWTF Hybrid Battery Storage Project | -628287 | Operating | 1 | Battery | 2022 | TotalEnergies SE | CAISO | WECC | CAMX | Placer | CA | Energy Storage | 1 | NA | NA | NA | NA | NA | NA
Lindberg Field Solar 2 Project | -663237 | Operating | 1.9 | Solar | 2017 | Clearway Energy, Inc. | CAISO | WECC | CAMX | San Diego | CA | Solar | 1.9 | NA | NA | NA | 20.8123 | NA | NA
Lindberg Field Solar 2 Project | -663236 | Operating | 1.9 | Solar | 2017 | Clearway Energy, Inc. | CAISO | WECC | CAMX | San Diego | CA | Solar | 1.9 | NA | NA | NA | 20.8123 | NA | NA
Lindberg Field Solar Project | -172842 | Operating | 2.9 | Solar | 2015 | NRG Energy, Inc. | CAISO | WECC | CAMX | San Diego | CA | Solar | 2.7 | NA | NA | NA | 19.622 | 21.0764 | 16.9753
Colchester 16 | -465246 | Operating | 18 | Gas Turbine | 1965 | Fonds de solidarité FTQ | New England | NPCC | NE | Chittenden | VT | Oil | 13.9 | NA | 36421 | 31694 | 0.0016425 | 0.31783 | 0.12073
Lindsay Solar Project | -797984 | Operating | 4 | Solar | 2014 | D. E. Shaw Renewable Investments, L.L.C. | CAISO | WECC | CAMX | Tulare | CA | Solar | 4 | NA | NA | NA | NA | NA | NA
Lindsay Solar Project | -797983 | Operating | 4 | Solar | 2014 | Macquarie Asset Management Pty Limited | CAISO | WECC | CAMX | Tulare | CA | Solar | 4 | NA | NA | NA | NA | NA | NA
Lindsay Solar Project | -170576 | Operating | 4 | Solar | 2014 | Bright Plain Renewable Energy, LLC | CAISO | WECC | CAMX | Tulare | CA | Solar | 4 | NA | NA | NA | 15.2197 | 17.4172 | 21.2043
Colchester 16 | -465245 | Operating | 18 | Gas Turbine | 1965 | Caisse de dépôt et placement du Québec | New England | NPCC | NE | Chittenden | VT | Oil | 13.9 | NA | 36421 | 31694 | 0.0016425 | 0.31783 | 0.12073
Little Bear Solar 1 | -551340 | Operating | 40 | Solar | 2020 | Longroad Energy Holdings, LLC | CAISO | WECC | CAMX | Fresno | CA | Solar | 40 | NA | NA | NA | 20.1276 | 23.3211 | 26.5791
Little Bear Solar 1 | -376849 | Operating | 40 | Solar | 2020 | Longroad Energy Holdings, LLC | CAISO | WECC | CAMX | Fresno | CA | Solar | 40 | NA | NA | NA | 20.1276 | 23.3211 | 26.5791
Little Bear Solar 1 | -376848 | Operating | 40 | Solar | 2020 | Longroad Energy Holdings, LLC | CAISO | WECC | CAMX | Fresno | CA | Solar | 40 | NA | NA | NA | 20.1276 | 23.3211 | 26.5791
Little Bear Solar 1 | -310672 | Operating | 40 | Solar | 2020 | Pensam A/S | CAISO | WECC | CAMX | Fresno | CA | Solar | 40 | NA | NA | NA | 20.1276 | 23.3211 | 26.5791
Little Bear Solar 1 | -310670 | Operating | 40 | Solar | 2020 | Pensionskassernes Administration A/S | CAISO | WECC | CAMX | Fresno | CA | Solar | 40 | NA | NA | NA | 20.1276 | 23.3211 | 26.5791
Little Bear Solar 3 | -551342 | Operating | 20 | Solar | 2020 | Longroad Energy Holdings, LLC | CAISO | WECC | CAMX | Fresno | CA | Solar | 20 | NA | NA | NA | 15.4384 | 26.5736 | 30.5565
Little Bear Solar 3 | -546897 | Operating | 20 | Solar | 2020 | Longroad Energy Holdings, LLC | CAISO | WECC | CAMX | Fresno | CA | Solar | 20 | NA | NA | NA | 15.4384 | 26.5736 | 30.5565
Little Bear Solar 3 | -546896 | Operating | 20 | Solar | 2020 | Longroad Energy Holdings, LLC | CAISO | WECC | CAMX | Fresno | CA | Solar | 20 | NA | NA | NA | 15.4384 | 26.5736 | 30.5565
Little Bear Solar 3 | -310675 | Operating | 20 | Solar | 2020 | Pensam A/S | CAISO | WECC | CAMX | Fresno | CA | Solar | 20 | NA | NA | NA | 15.4384 | 26.5736 | 30.5565
Little Bear Solar 3 | -310673 | Operating | 20 | Solar | 2020 | Pensionskassernes Administration A/S | CAISO | WECC | CAMX | Fresno | CA | Solar | 20 | NA | NA | NA | 15.4384 | 26.5736 | 30.5565
Little Bear Solar 4 Project | -551344 | Operating | 50 | Solar | 2020 | Longroad Energy Holdings, LLC | CAISO | WECC | CAMX | Fresno | CA | Solar | 50 | NA | NA | NA | 13.7742 | 24.3135 | 22.6797
Little Bear Solar 4 Project | -376857 | Operating | 50 | Solar | 2020 | Longroad Energy Holdings, LLC | CAISO | WECC | CAMX | Fresno | CA | Solar | 50 | NA | NA | NA | 13.7742 | 24.3135 | 22.6797
Little Bear Solar 4 Project | -376856 | Operating | 50 | Solar | 2020 | Longroad Energy Holdings, LLC | CAISO | WECC | CAMX | Fresno | CA | Solar | 50 | NA | NA | NA | 13.7742 | 24.3135 | 22.6797
Little Bear Solar 4 Project | -310678 | Operating | 50 | Solar | 2020 | Pensam A/S | CAISO | WECC | CAMX | Fresno | CA | Solar | 50 | NA | NA | NA | 13.7742 | 24.3135 | 22.6797
Little Bear Solar 4 Project | -310676 | Operating | 50 | Solar | 2020 | Pensionskassernes Administration A/S | CAISO | WECC | CAMX | Fresno | CA | Solar | 50 | NA | NA | NA | 13.7742 | 24.3135 | 22.6797
Little Bear Solar 5 Project | -551365 | Operating | 50 | Solar | 2020 | Longroad Energy Holdings, LLC | CAISO | WECC | CAMX | Fresno | CA | Solar | 50 | NA | NA | NA | 25.689 | 22.1009 | 24.532
Little Bear Solar 5 Project | -376882 | Operating | 50 | Solar | 2020 | Longroad Energy Holdings, LLC | CAISO | WECC | CAMX | Fresno | CA | Solar | 50 | NA | NA | NA | 25.689 | 22.1009 | 24.532
Little Bear Solar 5 Project | -376881 | Operating | 50 | Solar | 2020 | Longroad Energy Holdings, LLC | CAISO | WECC | CAMX | Fresno | CA | Solar | 50 | NA | NA | NA | 25.689 | 22.1009 | 24.532
Little Bear Solar 5 Project | -310681 | Operating | 50 | Solar | 2020 | Pensam A/S | CAISO | WECC | CAMX | Fresno | CA | Solar | 50 | NA | NA | NA | 25.689 | 22.1009 | 24.532
Little Bear Solar 5 Project | -310679 | Operating | 50 | Solar | 2020 | Pensionskassernes Administration A/S | CAISO | WECC | CAMX | Fresno | CA | Solar | 50 | NA | NA | NA | 25.689 | 22.1009 | 24.532
Little Rock Pham Solar Project | -172750 | Operating | 3 | Solar | 2015 | West Hills Construction, Inc | CAISO | WECC | CAMX | Los Angeles | CA | Solar | 3 | NA | NA | NA | 31.446 | 32.1766 | 29.7717
College of New Jersey | -65339 | Operating | 6.2 | Gas Turbine | 1996 | The College of New Jersey | PJM | RFC | R-PJM | Mercer | NJ | Gas | 5.2 | 15713 | 12402 | 12420 | 74.0648 | 58.5331 | 65.0848
Local Carport (Cottonwood Solar) | -392651 | Operating | 1 | Solar | 2016 | Onward Energy | CAISO | WECC | CAMX | Marin | CA | Solar | 1 | NA | NA | NA | 15.7877 | 17.7626 | 17.4543
Lockhart ESS Battery Project | -773531 | Operating | 45 | Battery | 2024 | Terra-Gen, LLC | CAISO | WECC | CAMX | San Bernardino | CA | Energy Storage | 45 | NA | NA | NA | NA | NA | NA
Lockhart ESS Battery Project | -773530 | Operating | 45 | Battery | 2024 | Terra-Gen, LLC | CAISO | WECC | CAMX | San Bernardino | CA | Energy Storage | 45 | NA | NA | NA | NA | NA | NA
Lockhart Solar II | -671082 | Operating | 84.4 | Solar | 2023 | Terra-Gen, LLC | CAISO | WECC | CAMX | San Bernardino | CA | Solar | 75 | NA | NA | NA | 14.8163 | NA | NA
Lockhart Solar Project | -670072 | Operating | 100.4 | Solar | 2023 | Terra-Gen, LLC | CAISO | WECC | CAMX | San Bernardino | CA | Solar | 85 | NA | NA | NA | 13.5402 | NA | NA
Lockhart Solar Project | -670071 | Operating | 100.4 | Solar | 2023 | Terra-Gen, LLC | CAISO | WECC | CAMX | San Bernardino | CA | Solar | 85 | NA | NA | NA | 13.5402 | NA | NA
Lockhart Solar Project | -670070 | Operating | 100.4 | Solar | 2023 | NextEra Energy Resources, LLC | CAISO | WECC | CAMX | San Bernardino | CA | Solar | 85 | NA | NA | NA | 13.5402 | NA | NA
Collinwood | -2577 | Out of Service | 16 | Gas Turbine | 1971 | City of Cleveland, Ohio | PJM | RFC | R-PJM | Cuyahoga | OH | Oil | NA | NA | NA | NA | NA | NA | NA
Colorado Bend Energy Center | -752589 | Operating | 580.1 | Combined Cycle | 2007 | TotalEnergies SE | ERCOT | TRE | TRE | Wharton | TX | Gas | 546 | NA | NA | NA | NA | NA | NA
Colorado Bend Energy Center (GT) | -765585 | Operating | 74 | Gas Turbine | 2023 | TotalEnergies SE | ERCOT | TRE | TRE | Wharton | TX | Gas | 62 | NA | NA | NA | NA | NA | NA
Colorado Bend Energy Center II | -649047 | Operating | 1230.3 | Combined Cycle | 2017 | Constellation Energy Corporation | ERCOT | TRE | TRE | Wharton | TX | Gas | 1210.3 | 6818 | 6746 | NA | 73.9921 | 60.7163 | NA
Loma Linda University IC | -165060 | Operating | 2.7 | Internal Combustion | 1986 | Loma Linda University | CAISO | WECC | CAMX | San Bernardino | CA | Oil | 2.7 | NA | NA | NA | 0 | 0 | 0
Lone Oak Solar Project | -778155 | Operating | 2.9 | Solar | 2023 | Bravo REC Management LLC | CAISO | WECC | CAMX | Kings | CA | Solar | 2.9 | NA | NA | NA | NA | NA | NA
Lone Valley Solar Park I (Marathon) | -376841 | Operating | 10 | Solar | 2014 | EDP Renewables North America LLC | CAISO | WECC | CAMX | San Bernardino | CA | Solar | 10 | NA | NA | NA | 27.1381 | 26.9087 | 25.8482
Lone Valley Solar Park I (Marathon) | -318050 | Operating | 10 | Solar | 2014 | Münchener Rückversicherungs-Gesellschaft Aktiengesellschaft in München | CAISO | WECC | CAMX | San Bernardino | CA | Solar | 10 | NA | NA | NA | 27.1381 | 26.9087 | 25.8482
Lone Valley Solar Park I (Marathon) | -244506 | Operating | 10 | Solar | 2014 | EDP Renewables North America LLC | CAISO | WECC | CAMX | San Bernardino | CA | Solar | 10 | NA | NA | NA | 27.1381 | 26.9087 | 25.8482
Lone Valley Solar Park II (Agincourt) | -376842 | Operating | 20 | Solar | 2014 | EDP Renewables North America LLC | CAISO | WECC | CAMX | San Bernardino | CA | Solar | 20 | NA | NA | NA | 28.4406 | 28.4561 | 27.7243
Lone Valley Solar Park II (Agincourt) | -318051 | Operating | 20 | Solar | 2014 | Münchener Rückversicherungs-Gesellschaft Aktiengesellschaft in München | CAISO | WECC | CAMX | San Bernardino | CA | Solar | 20 | NA | NA | NA | 28.4406 | 28.4561 | 27.7243
Lone Valley Solar Park II (Agincourt) | -244508 | Operating | 20 | Solar | 2014 | EDP Renewables North America LLC | CAISO | WECC | CAMX | San Bernardino | CA | Solar | 20 | NA | NA | NA | 28.4406 | 28.4561 | 27.7243
Long Beach Convention Center Battery Storage | -747235 | Operating | 1.5 | Battery | 2019 | Aes Grid Stability, LLC | CAISO | WECC | CAMX | Los Angeles | CA | Energy Storage | 1.5 | NA | NA | NA | NA | NA | NA
Long Beach Convention Center Battery Storage | -747234 | Operating | 1.5 | Battery | 2019 | Advanced Microgrid Solutions, Inc. | CAISO | WECC | CAMX | Los Angeles | CA | Energy Storage | 1.5 | NA | NA | NA | NA | NA | NA
Long Beach Convention Center Battery Storage | -747233 | Operating | 1.5 | Battery | 2019 | Qatar Holding LLC | CAISO | WECC | CAMX | Los Angeles | CA | Energy Storage | 1.5 | NA | NA | NA | NA | NA | NA
Long Beach Convention Center Battery Storage | -747232 | Operating | 1.5 | Battery | 2019 | Siemens Aktiengesellschaft | CAISO | WECC | CAMX | Los Angeles | CA | Energy Storage | 1.5 | NA | NA | NA | NA | NA | NA
Columbia Energy Center (MO) | -25876 | Operating | 162.8 | Gas Turbine | 2001 | City of Columbia, Missouri | MISO | SERC | GATEWY | Boone | MO | Gas | 160 | 12327 | 12461 | 12477 | 1.4315 | 3.3064 | 1.676
Longboat Solar Project | -695749 | Operating | 20 | Solar | 2016 | Brookfield Renewable Partners L.P. | CAISO | WECC | CAMX | San Bernardino | CA | Solar | 20 | NA | NA | NA | 14.3276 | NA | NA
Longboat Solar Project | -193348 | Operating | 20 | Solar | 2016 | John Hancock Life Insurance Company (U.S.A) | CAISO | WECC | CAMX | San Bernardino | CA | Solar | 20 | NA | NA | NA | 14.3276 | 25.5154 | 29.3727
Loon Lake | -4729 | Operating | 74.1 | Hydraulic Turbine | 1971 | Sacramento Municipal Utility District |  | WECC | CAMX | El Dorado | CA | Water | 74.1 | NA | NA | NA | 19.4683 | 4.8671 | 7.8909
Lopez Canyon Landfill | -165066 | Operating | 3 | Internal Combustion | 1998 | Fortistar Methane 3 LLC | CAISO | WECC | CAMX | Los Angeles | CA | Biomass | 3 | 9816 | 9821 | 9614 | 100.3501 | 101.0274 | 98.3067
Columbia Energy Center (SC) | -150902 | Operating | 668.5 | Combined Cycle | 2004 | Dominion Energy South Carolina, Inc. |  | SERC | VACAR | Calhoun | SC | Gas | 667.2 | 7171 | 7235 | 7249 | 42.1906 | 47.5512 | 45.4279
Los Angeles Harbor College | -757787 | Operating | 1.2 | Solar | 2010 | Los Angeles (City Of) CA, Wastewater Enterprise |  | WECC | CAMX | Los Angeles | CA | Solar | 1.2 | NA | NA | NA | 21.4897 | 29.5282 | 30.4699
Columbia, MO CT | -2594 | Operating | 12.5 | Gas Turbine | 1963 | City of Columbia, Missouri | MISO | SERC | GATEWY | Boone | MO | Gas | 12.5 | 16980 | 17001 | 17686 | 0.179 | 0.72055 | 0.69406
Los Angeles Steam | -144502 | Operating | 23 | Steam Turbine | 1991 | Tesoro Refining & Marketing Company LLC |  | WECC | CAMX | Los Angeles | CA | Other | 11.8 | 22760 | 16071 | 15181 | 17.816 | 82.1768 | 79.6974
Los Banos Solar Project (Merced 1) | -172515 | Operating | 3 | Solar | 2018 | Green Light Energy Corporation | CAISO | WECC | CAMX | Merced | CA | Solar | 3 | NA | NA | NA | 27.5875 | 27.6865 | 25.8904
Colusa CC (Maxwell Generating Station) | -163227 | Operating | 712.4 | Combined Cycle | 2010 | Pacific Gas and Electric Company | CAISO | WECC | CAMX | Colusa | CA | Gas | 668 | 7203 | 7225 | 7285 | 50.3482 | 43.8309 | 37.477
Comanche CC | -2599 | Operating | 290 | Combined Cycle | 1973 | Public Service Company of Oklahoma | SPP | MRO | MRO-US | Comanche | OK | Gas | 270 | 9323 | 9444 | 9451 | 21.6418 | 12.0436 | 9.2392
Combined Locks CC | -92889 | Operating | 66.5 | Combined Cycle | 2002 | WPS Power Development, LLC | MISO | RFC | R-MISO | Outagamie | WI | Gas | 53 | 9556 | 9820 | 9656 | 81.0502 | 70.4527 | 84.6836
Combined Locks CC | -12257 | Operating | 66.5 | Combined Cycle | 2002 | Appleton Coates Llc | MISO | RFC | R-MISO | Outagamie | WI | Gas | 53 | 9556 | 9820 | 9656 | 81.0502 | 70.4527 | 84.6836
Lost Creek I | -16326 | Operating | 1.1 | Hydraulic Turbine | 1989 | Ida-West Energy Company | CAISO | WECC | CAMX | Shasta | CA | Water | 1.1 | NA | NA | NA | 56.8078 | 50.7368 | 57.6276
Lost Creek I | -4737 | Operating | 1.1 | Hydraulic Turbine | 1989 | Public Employee Retirement System of Idaho | CAISO | WECC | CAMX | Shasta | CA | Water | 1.1 | NA | NA | NA | 56.8078 | 50.7368 | 57.6276
Lost Hills (Lost Hills / Blackwell) | -357376 | Operating | 32 | Solar | 2015 | Scarlet Renewables LLC | CAISO | WECC | CAMX | Kern | CA | Solar | 32 | NA | NA | NA | 27.5089 | 31.1762 | 32.2749
Lost Hills (Lost Hills / Blackwell) | -138559 | Operating | 32 | Solar | 2015 | 8point3 Energy Partners LP | CAISO | WECC | CAMX | Kern | CA | Solar | 32 | NA | NA | NA | 27.5089 | 31.1762 | 32.2749
Lost Hills (Lost Hills / Blackwell) | -138459 | Operating | 32 | Solar | 2015 | Southern Renewable Partnerships, LLC | CAISO | WECC | CAMX | Kern | CA | Solar | 32 | NA | NA | NA | 27.5089 | 31.1762 | 32.2749
Commonwealth Chesapeake Company, LLC | -13871 | Operating | 402.5 | Gas Turbine | 2000 | Tyr Energy, Inc. | PJM | RFC | R-PJM | Accomack | VA | Oil | 327.4 | 10258 | 10013 | 10063 | 0.79874 | 1.9502 | 1.2971
Concord | -2611 | Operating | 381.6 | Gas Turbine | 1993 | Wisconsin Electric Power Company | MISO | RFC | R-MISO | Jefferson | WI | Gas | 400 | 12462 | 13111 | 13864 | 3.4197 | 5.7965 | 4.078
Lost Hills Oilfield Solar Project | -678411 | Operating | 1.9 | Solar | 2021 | Distributed Solar Development, LLC | CAISO | WECC | CAMX | Kern | CA | Solar | 1.9 | NA | NA | NA | 26.5862 | NA | NA
Lost Hills Solar Power Plant | -761258 | Operating | 30 | Solar | 2020 | MN8 Energy, Inc. | CAISO | WECC | CAMX | Kern | CA | Solar | 30 | NA | NA | NA | 26.2161 | 28.2979 | 28.5479
Lost Hills Solar Project | -171885 | Operating | 20 | Solar | 2015 | Panasonic Enterprise Solutions Company | CAISO | WECC | CAMX | Kern | CA | Solar | 20 | NA | NA | NA | 16.2979 | 27.0445 | 29.2928
Lost Hills Solar Project | -171884 | Operating | 20 | Solar | 2015 | Coronal Energy | CAISO | WECC | CAMX | Kern | CA | Solar | 20 | NA | NA | NA | 16.2979 | 27.0445 | 29.2928
Luciana Solar Project (Tulare Solar 5 Project) | -436973 | Operating | 55.8 | Solar | 2022 | Idemitsu Renewables America, Inc. | CAISO | WECC | CAMX | Tulare | CA | Solar | 55.8 | NA | NA | NA | 26.0247 | 20.1707 | NA
Luna Battery Storage Project | -480164 | Operating | 100 | Battery | 2022 | Alberta Investment Management Corporation | CAISO | WECC | CAMX | Los Angeles | CA | Energy Storage | 100 | NA | NM | NA | 16.3573 | 6.0761 | NA
Luna Battery Storage Project | -480163 | Operating | 100 | Battery | 2022 | The AES Corporation | CAISO | WECC | CAMX | Los Angeles | CA | Energy Storage | 100 | NA | NM | NA | 16.3573 | 6.0761 | NA
Lundy | -4792 | Operating | 3 | Hydraulic Turbine | 1911 | Southern California Edison Company | CAISO | WECC | CAMX | Mono | CA | Water | 3 | NA | NA | NA | 43.1621 | 21.7466 | 15.6659
Lytle Creek | -4803 | Operating | 0.5 | Hydraulic Turbine | 1904 | Southern California Edison Company | CAISO | WECC | CAMX | San Bernardino | CA | Water | 0.5 | NA | NA | NA | NA | 16.5525 | 29.8174
Ma 4035 Solar Plant | -493784 | Operating | 1.5 | Solar | 2013 | Undisclosed buyer | CAISO | WECC | CAMX | Los Angeles | CA | Solar | 1.5 | NA | NA | NA | 31.6971 | 22.8691 | 15.7763
Maclay Solar Project | -169750 | Operating | 2 | Solar | 2017 | Los Angeles Department of Water and Power, California |  | WECC | CAMX | Los Angeles | CA | Solar | 1.8 | NA | NA | NA | 5.7141 | 0 | 0
Madelyn Solar Project | -798005 | Operating | 1 | Solar | 2014 | Terraform Power Parent, LLC | CAISO | WECC | CAMX | San Bernardino | CA | Solar | 1 | NA | NA | NA | NA | NA | NA
Madera 1 Solar Project | -173763 | Operating | 1.5 | Solar | 2017 | ZGlobal Inc. | CAISO | WECC | CAMX | Madera | CA | Solar | 1.5 | NA | NA | NA | 20.6545 | 24.2998 | 23.0974
Madera Canal Station | -12454 | Operating | 1.91 | Hydraulic Turbine | 1986 | Madera-Chowchilla California Power Authority HYDROELECTRIC R | CAISO | WECC | CAMX | Madera | CA | Water | 1.91 | NA | NA | NA | NA | NA | NA
Madera Community Hospital Solar Project | -748259 | Operating | 1 | Solar | 2011 | CleanCapital Holdco 4, LLC | CAISO | WECC | CAMX | Madera | CA | Solar | 1 | NA | NA | NA | 12.8539 | 21.21 | 22.5114
Madera Community Hospital Solar Project | -169085 | Operating | 1 | Solar | 2011 | Firstar Development, LLC | CAISO | WECC | CAMX | Madera | CA | Solar | 1 | NA | NA | NA | 12.8539 | 21.21 | 22.5114
Madera Power | -12114 | Operating | 28.5 | Steam Turbine | 1989 | Madera Power, LLC | CAISO | WECC | CAMX | Madera | CA | Biomass | 28.5 | NA | NA | NA | NA | NA | NA
Madera Solar Project | -169080 | Operating | 1 | Solar | 2009 | Sun Edison LLC | CAISO | WECC | CAMX | Madera | CA | Solar | 1 | NA | NA | NA | 17.6826 | 19.5548 | 15.8447
Concord Landfill | -168107 | Operating | 9.6 | Gas Turbine | 2012 | Fortistar Methane Group LLC |  | SERC | VACAR | Cabarrus | NC | Biomass | 9.6 | 15810 | 14876 | 16236 | 51.7706 | 73.2805 | 60.2561
Malacha | -695520 | Operating | 29.9 | Hydraulic Turbine | 1988 | Brookfield Renewable Partners L.P. | CAISO | WECC | CAMX | Lassen | CA | Water | 29.9 | NA | NA | NA | 31.6221 | 6.5408 | 3.8274
Malaga Battery Energy Storage Project (Acid BESS) | -805079 | Operating | NA | Battery | 2025 | Avenue Capital Group, LLC | CAISO | WECC | CAMX | Fresno | CA | Energy Storage | 97 | NA | NA | NA | NA | NA | NA
Coolidge Generating Station | -176340 | Operating & Planned | 726 | Gas Turbine | 2011 | Salt River Project Agricultural Improvement and Power District, Arizona |  | WECC | AZNMSN | Pinal | AZ | Gas | 572.4 | 10337 | 10384 | 10503 | 8.4183 | 6.5802 | 5.5195
Copper | -548038 | Operating | 86.9 | Gas Turbine | 1980 | El Paso Electric Company |  | WECC | AZNMSN | El Paso | TX | Gas | 65 | 16833 | 19432 | 19715 | 8.549 | 8.3054 | 5.0883
Copper Crossing Gen Station (Abel Peaking) Combustion Turbine Project | -776584 | Operating | 99 | Gas Turbine | 2024 | Salt River Project Agricultural Improvement and Power District, Arizona |  | WECC | AZNMSN | Pinal | AZ | Gas | 99 | NA | NA | NA | NA | NA | NA
Coralville | -140977 | Operating | 72 | Gas Turbine | 1970 | MidAmerican Energy Company | MISO | MRO | MRO-US | Johnson | IA | Gas | 80 | 26301 | 17344 | 20774 | 0.14683 | 0.40554 | 0.45933
Malech Solar Farm | -194486 | Operating | 3.1 | Solar | 2017 | Santa Clara County | CAISO | WECC | CAMX | Santa Clara | CA | Solar | 3.1 | NA | NA | NA | 19.5058 | 21.4686 | 20.0913
Mammoth Pacific I (G1) | -236067 | Operating | 10 | Geothermal | 1984 | Ormat Nevada, Inc. | CAISO | WECC | CAMX | Mono | CA | Geothermal | 10 | NA | NA | NA | 65.8459 | 51.8071 | 67.5719
Mammoth Pacific IIA (G2) | -236068 | Operating | 15 | Geothermal | 1990 | Ormat Nevada, Inc. | CAISO | WECC | CAMX | Mono | CA | Geothermal | 15 | NA | NA | NA | 47.4285 | 39.5213 | 54.1172
Mammoth Phase IIB (CD4) Plant (Casa Diablo IV) | -470185 | Operating | 44.4 | Geothermal | 2022 | Ormat Nevada, Inc. | CAISO | WECC | CAMX | Mono | CA | Geothermal | 44.4 | NA | NA | NA | 70.0129 | 34.0597 | NA
Mammoth Pool | -4844 | Operating | 190 | Hydraulic Turbine | 1960 | Southern California Edison Company | CAISO | WECC | CAMX | Madera | CA | Water | 190 | NA | NA | NA | 26.9785 | 30.5004 | 17.6235
Manteca Land 1 | -173164 | Operating | 1 | Solar | 2017 | AES Distributed Energy, Inc. | CAISO | WECC | CAMX | San Joaquin | CA | Solar | 1 | NA | NA | NA | 5.0685 | 20.1484 | 20.7534
Maricopa West Project | -394648 | Operating | 20 | Solar | 2015 | Onward Energy | CAISO | WECC | CAMX | Kern | CA | Solar | 20 | NA | NA | NA | 23.1627 | 24.5068 | 21.0611
Marina Landfill Gas | -742147 | Operating | 6 | Internal Combustion | 1994 | Monterey Regional Waste Management District | CAISO | WECC | CAMX | Monterey | CA | Biomass | 5.8 | 9633 | 9633 | 9500 | 66.9639 | 66.3183 | 68.6112
Marina South Solar Project | -798578 | Operating | 1 | Solar | 2020 | Altus Power, Inc. |  | WECC | CAMX | Los Angeles | CA | Solar | 1 | NA | NA | NA | NA | NA | NA
Coralville | -140976 | Operating | 72 | Gas Turbine | 1970 | MidAmerican Energy Company | MISO | MRO | MRO-US | Johnson | IA | Gas | 80 | 26301 | 17344 | 20774 | 0.14683 | 0.40554 | 0.45933
Cordova Energy Center | -140676 | Operating | 611.2 | Combined Cycle | 2001 | Cordova Energy Co LLC | PJM | RFC | R-PJM | Rock Island | IL | Gas | 601.2 | 7016 | 7143 | 6901 | 14.6254 | 6.8299 | 42.3491
Cordova Energy Center | -140675 | Operating | 611.2 | Combined Cycle | 2001 | Cordova Energy Co LLC | PJM | RFC | R-PJM | Rock Island | IL | Gas | 601.2 | 7016 | 7143 | 6901 | 14.6254 | 6.8299 | 42.3491
Martinez Sulfuric Acid Regeneration Plant | -79173 | Operating | 4 | Steam Turbine | 1978 | Solvay USA Inc. | CAISO | WECC | CAMX | Contra Costa | CA | Gas | 4 | 3412 | 3412 | 8843 | 44.5548 | 48.4846 | 37.3887
Maverick 6 Battery Storage Project (Palen) | -807294 | Operating | 50 | Battery | 2022 | EDF power solutions North America | CAISO | WECC | CAMX | Riverside | CA | Energy Storage | 50 | NA | NA | NA | NA | NA | NA
Maverick 6 Battery Storage Project (Palen) | -628010 | Operating | 50 | Battery | 2022 | Meag Munich Ergo AssetManagement GmbH | CAISO | WECC | CAMX | Riverside | CA | Energy Storage | 50 | NA | NM | NA | 10.2493 | 4.9605 | NA
Maverick Solar 4 Project (Palen Solar) | -807183 | Operating | 100 | Solar | 2020 | EDF power solutions North America | CAISO | WECC | CAMX | Riverside | CA | Solar | 100 | NA | NA | NA | NA | NA | NA
Maverick Solar 4 Project (Palen Solar) | -741482 | Operating | 100 | Solar | 2020 | Abu Dhabi National Energy Company PJSC | CAISO | WECC | CAMX | Riverside | CA | Solar | 100 | NA | NA | NA | 31.4935 | 35.9947 | 34.1245
Maverick Solar 4 Project (Palen Solar) | -741481 | Operating | 100 | Solar | 2020 | Abu Dhabi National Energy Company PJSC | CAISO | WECC | CAMX | Riverside | CA | Solar | 100 | NA | NA | NA | 31.4935 | 35.9947 | 34.1245
Maverick Solar 4 Project (Palen Solar) | -741480 | Operating | 100 | Solar | 2020 | Mubadala Investment Company PJSC | CAISO | WECC | CAMX | Riverside | CA | Solar | 100 | NA | NA | NA | 31.4935 | 35.9947 | 34.1245
Maverick Solar 4 Project (Palen Solar) | -741479 | Operating | 100 | Solar | 2020 | Abu Dhabi National Oil Company | CAISO | WECC | CAMX | Riverside | CA | Solar | 100 | NA | NA | NA | 31.4935 | 35.9947 | 34.1245
Maverick Solar 6 Project (Palen Solar) | -807186 | Operating | 100 | Solar | 2021 | EDF power solutions North America | CAISO | WECC | CAMX | Riverside | CA | Solar | 100 | NA | NA | NA | NA | NA | NA
Maverick Solar 6 Project (Palen Solar) | -472037 | Operating | 100 | Solar | 2021 | Meag Munich Ergo AssetManagement GmbH | CAISO | WECC | CAMX | Riverside | CA | Solar | 100 | NA | NA | NA | 31.8409 | 35.0097 | NA
Maverick Solar 7 Project (Palen Solar) | -807187 | Operating | 132 | Solar | 2021 | EDF power solutions North America | CAISO | WECC | CAMX | Riverside | CA | Solar | 132 | NA | NA | NA | NA | NA | NA
Maverick Solar 7 Project (Palen Solar) | -472039 | Operating | 132 | Solar | 2021 | Meag Munich Ergo AssetManagement GmbH | CAISO | WECC | CAMX | Riverside | CA | Solar | 132 | NA | NA | NA | 31.5997 | 35.0515 | NA
Maverick Solar Project (Palen Solar) (Almasol) | -807105 | Operating | 125 | Solar | 2020 | EDF power solutions North America | CAISO | WECC | CAMX | Riverside | CA | Solar | 125 | NA | NA | NA | NA | NA | NA
Maverick Solar Project (Palen Solar) (Almasol) | -739572 | Operating | 125 | Solar | 2020 | Abu Dhabi National Energy Company PJSC | CAISO | WECC | CAMX | Riverside | CA | Solar | 125 | NA | NA | NA | 27.1096 | 24.572 | 30.3908
Maverick Solar Project (Palen Solar) (Almasol) | -739571 | Operating | 125 | Solar | 2020 | Abu Dhabi National Energy Company PJSC | CAISO | WECC | CAMX | Riverside | CA | Solar | 125 | NA | NA | NA | 27.1096 | 24.572 | 30.3908
Maverick Solar Project (Palen Solar) (Almasol) | -739570 | Operating | 125 | Solar | 2020 | Mubadala Investment Company PJSC | CAISO | WECC | CAMX | Riverside | CA | Solar | 125 | NA | NA | NA | 27.1096 | 24.572 | 30.3908
Maverick Solar Project (Palen Solar) (Almasol) | -739569 | Operating | 125 | Solar | 2020 | Abu Dhabi National Oil Company | CAISO | WECC | CAMX | Riverside | CA | Solar | 125 | NA | NA | NA | 27.1096 | 24.572 | 30.3908
Maxim Plant (San Jose Headquarters) | -172602 | Operating | 1.1 | Fuel Cell | 2014 | Bloom Energy Corporation | CAISO | WECC | CAMX | Santa Clara | CA | Gas | 1 | NA | 7439 | 7522 | 74.7945 | 83.9498 | 83.7443
Corn Products (IL) CT | -2670 | Operating | 9.6 | Gas Turbine | 1996 | Ingredion Incorporated | PJM | RFC | R-PJM | Cook | IL | Gas | 9.6 | NA | NA | NA | 0 | 0 | 0
Cornell University Central Heating - Repower | -168031 | Operating | 37.5 | Combined Cycle | 2009 | Cornell University | New York | NPCC | NY | Tompkins | NY | Gas | 36.5 | 11995 | 12349 | 12084 | 67.7582 | 64.9024 | 65.9699
Corpus Christi | -746345 | Operating | 41 | Gas Turbine | 1989 | Equistar Chemicals, LP | ERCOT | TRE | TRE | Nueces | TX | Gas | 41 | 42243 | 44436 | 37764 | 20.2993 | 19.1463 | 20.4171
McCoy Battery Storage Project | -787495 | Operating | 230 | Battery | 2021 | XPLR Infrastructure, LP | CAISO | WECC | CAMX | Riverside | CA | Energy Storage | 230 | NA | NM | NA | 6.0521 | 11.8514 | NA
McCoy Battery Storage Project | -498192 | Operating | 230 | Battery | 2021 | NextEra Energy Resources, LLC | CAISO | WECC | CAMX | Riverside | CA | Energy Storage | 230 | NA | NM | NA | 6.0521 | 11.8514 | NA
McCoy Solar Energy Project | -787381 | Operating | 270.6 | Solar | 2015 | XPLR Infrastructure, LP | CAISO | WECC | CAMX | Riverside | CA | Solar | 270.6 | NA | NA | NA | 25.6854 | 28.4636 | 26.2492
McCoy Solar Energy Project | -169584 | Operating | 270.6 | Solar | 2015 | NextEra Energy Resources, LLC | CAISO | WECC | CAMX | Riverside | CA | Solar | 270.6 | NA | NA | NA | 25.6854 | 28.4636 | 26.2492
MCE Solar One Project (Richmond Solar) | -792226 | Operating | 10.5 | Solar | 2017 | Alberta Investment Management Corporation | CAISO | WECC | CAMX | Contra Costa | CA | Solar | 10.5 | NA | NA | NA | 21.6884 | 24.4868 | 22.9441
MCE Solar One Project (Richmond Solar) | -792225 | Operating | 10.5 | Solar | 2017 | The AES Corporation | CAISO | WECC | CAMX | Contra Costa | CA | Solar | 10.5 | NA | NA | NA | 21.6884 | 24.4868 | 22.9441
MCE Solar One Project (Richmond Solar) | -792224 | Operating | 10.5 | Solar | 2017 | Spower Opco A, LLC | CAISO | WECC | CAMX | Contra Costa | CA | Solar | 10.5 | NA | NA | NA | 21.6884 | 24.4868 | 22.9441
MCE Solar One Project (Richmond Solar) | -792223 | Operating | 10.5 | Solar | 2017 | Spower Opco A, LLC | CAISO | WECC | CAMX | Contra Costa | CA | Solar | 10.5 | NA | NA | NA | 21.6884 | 24.4868 | 22.9441
Corpus Christi Energy Center | -745014 | Operating | 593.3 | Combined Cycle | 2002 | Calpine Generating Company, LLC | ERCOT | TRE | TRE | Nueces | TX | Gas | 518 | 9425 | 9846 | 10221 | 56.1529 | 48.7143 | 44.1393
McHenry Solar Farm (Modesto) | -115488 | Operating | 25 | Solar | 2012 | Axium Infrastructure Inc. |  | WECC | CAMX | Stanislaus | CA | Solar | 25 | NA | NA | NA | 24.5379 | 28.3301 | 28.4288
Corpus Christi Energy Center | -745013 | Operating | 593.3 | Combined Cycle | 2002 | Calpine Generating Company, LLC | ERCOT | TRE | TRE | Nueces | TX | Gas | 518 | 9425 | 9846 | 10221 | 56.1529 | 48.7143 | 44.1393
Cos Cob | -522349 | Operating | 115 | Gas Turbine | 1969 | Generation Bridge, LLC | New England | NPCC | NE | Western Connecticut Planning Region | CT | Oil | 119.1 | 15041 | 14403 | 17983 | 0.12422 | 0.13591 | 0.086647
Meadowview Service Center Solar Project | -115562 | Operating | 1 | Solar | 2011 | Tesla Energy Operations, Inc. |  | WECC | CAMX | Sacramento | CA | Solar | 1 | NA | NA | NA | NA | NA | NA
Medline Ind. Phase 2 Tracy Solar Project | -807174 | Operating | 1 | Solar | 2018 | EDF power solutions North America | CAISO | WECC | CAMX | San Joaquin | CA | Solar | 1 | NA | NA | NA | NA | NA | NA
Medline Ind. Phase 2 Tracy Solar Project | -249362 | Operating | 1 | Solar | 2018 | Medline Industries, Inc. | CAISO | WECC | CAMX | San Joaquin | CA | Solar | 1 | NA | NA | NA | 23.2991 | 24.2237 | 24.5091
Mega Hydro No. 1 (Clover Creek) | -35873 | Operating | 1 | Hydraulic Turbine | 1986 | Mega Hydro Inc. | CAISO | WECC | CAMX | Shasta | CA | Water | 1 | NA | NA | NA | NA | NA | NA
Melrose BESS | -758835 | Operating | 20 | Battery | 2024 | San Diego Gas & Electric Company | CAISO | WECC | CAMX | San Diego | CA | Energy Storage | 20 | NA | NA | NA | NA | NA | NA
Menifee Power Bank Storage Project (Nova Power) | -781743 | Operating & Planned | 620 | Battery | 2024 | Calpine Corporation | CAISO | WECC | CAMX | Riverside | CA | Energy Storage | 620 | NA | NA | NA | NA | NA | NA
Menifee Power Bank Storage Project (Nova Power) | -781742 | Operating & Planned | 620 | Battery | 2024 | Calpine Corporation | CAISO | WECC | CAMX | Riverside | CA | Energy Storage | 620 | NA | NA | NA | NA | NA | NA
Merced Falls | -242842 | Operating | 3.4 | Hydraulic Turbine | 1930 | Merced Irrigation District | CAISO | WECC | CAMX | Merced | CA | Water | 3.5 | NA | NA | NA | 38.1409 | 20.8252 | 20.7045
Merced River Hydroelectric Project (McSwain) | -4975 | Operating | 9 | Hydraulic Turbine | 1967 | Merced Irrigation District | CAISO | WECC | CAMX | Mariposa | CA | Water | 9 | NA | NA | NA | 55.8447 | 19.1185 | 22.4036
Merced River Hydroelectric Project (New Exchequer) | -3231 | Operating | 94.5 | Hydraulic Turbine | 1967 | Merced Irrigation District | CAISO | WECC | CAMX | Mariposa | CA | Water | 94.5 | NA | NA | NA | 30.2748 | 14.7347 | 16.2415
Merced Solar Plant | -52069 | Operating | 1 | Solar | 2009 | SunPower Corporation | CAISO | WECC | CAMX | Merced | CA | Solar | 1 | NA | NA | NA | NA | NA | NA
Merced Solar Plant | -52068 | Operating | 1 | Solar | 2009 | SunPower Corporation | CAISO | WECC | CAMX | Merced | CA | Solar | 1 | NA | NA | NA | NA | NA | NA
Merced Solar Project (Allco) | -171940 | Operating | 1.5 | Solar | 2014 | Merced Solar LLC | CAISO | WECC | CAMX | Merced | CA | Solar | 1.5 | NA | NA | NA | 30.9132 | 33.0061 | 31.6514
Meridian Vineyards Solar | -760171 | Operating | 1.1 | Solar | 2010 | CleanCapital LLC | CAISO | WECC | CAMX | San Luis Obispo | CA | Solar | 1.1 | NA | NA | NA | 14.7156 | 15.6393 | 17.829
Mesa Wind Repower Project | -769005 | Operating | 30 | Wind Turbine | 2024 | Western Wind Energy Corp. | CAISO | WECC | CAMX | Riverside | CA | Wind | 30 | NA | NA | NA | NA | NA | NA
Mesquite Resource Recovery Project | -88357 | Out of Service | 21 | Steam Turbine | 1987 | Mesquite Lake Energy Park, LLC |  | WECC | AZNMSN | Imperial | CA | Biomass | NA | NA | NA | NA | NA | NA | NA
Cos Cob | -389352 | Operating | 115 | Gas Turbine | 1969 | ArcLight Capital Partners, LLC | New England | NPCC | NE | Western Connecticut Planning Region | CT | Oil | 119.1 | 15041 | 14403 | 17983 | 0.12422 | 0.13591 | 0.086647
Cosumnes | -164130 | Operating | 556.8 | Combined Cycle | 2006 | Sacramento Municipal Utility District Financing Authority |  | WECC | CAMX | Sacramento | CA | Gas | 581.6 | 6693 | 7376 | 6662 | 57.2062 | 17.914 | 78.7678
Metro Support Services Center Solar | -169161 | Operating | 1.2 | Solar | 2005 | Los Angeles Department of Water and Power, California |  | WECC | CAMX | Los Angeles | CA | Solar | 1.1 | NA | NA | NA | 4.9709 | 11.1682 | 0
Micro Santa Clara Project | -194594 | Operating | 2 | Fuel Cell | 2018 | Bloom Energy Corporation | CAISO | WECC | CAMX | Santa Clara | CA | Gas | 2 | 6863 | 6485 | 7636 | 83.7671 | 24.0925 | 41.1416
Cottage Grove Cogeneration | -609624 | Operating | 283.5 | Combined Cycle | 1997 | Panamint Capital LLC | MISO | MRO | MRO-US | Washington | MN | Gas | 266 | 7822 | 8013 | 7847 | 44.0327 | 25.4766 | 33.9221
Cottonwood Energy | -762571 | Operating | 1433.6 | Combined Cycle | 2003 | Atlas Capital Resources IV LP | MISO | SERC | DELTA | Newton | TX | Gas | 1201.6 | NA | NA | NA | NA | NA | NA
Middle Fork | -5063 | Operating | 122.4 | Hydraulic Turbine | 1966 | Placer County Water Agency | CAISO | WECC | CAMX | Placer | CA | Water | 132 | NA | NA | NA | 48.753 | 0.82425 | 13.845
Middle Gorge | -5065 | Operating | 37.5 | Hydraulic Turbine | 1952 | Los Angeles Department of Water and Power, California |  | WECC | CAMX | Mono | CA | Water | 37.5 | NA | NA | NA | 30.1023 | 7.9017 | 8.8052
Middletown Solar Plant | -168751 | Operating | 1 | Solar | 2010 | Northern California Power Agency | CAISO | WECC | CAMX | Lake | CA | Solar | 1 | NA | NA | NA | NA | NA | NA
Coughlin Power Station (Evangeline) | -105061 | Operating | 922.8 | Combined Cycle | 2000 | Cleco Power LLC | MISO | SERC | DELTA | Evangeline | LA | Gas | 815.8 | 7749 | 7680 | 7689 | 53.8796 | 54.624 | 36.9532
Midway Solar Farm I | -795703 | Operating | 50 | Solar | 2018 | X-ELIO Energy, S.L. |  | WECC | AZNMSN | Imperial | CA | Solar | 50 | NA | NA | NA | 28.1365 | NA | NA
Midway Solar Farm II | -163541 | Operating | 30 | Solar | 2017 | Dominion Generation, Inc. |  | WECC | AZNMSN | Imperial | CA | Solar | 30 | NA | NA | NA | 25.8177 | 27.3196 | 27.9403
Midway Solar Farm III | -163551 | Operating | 20 | Solar | 2018 | Greenbacker Renewable Energy Company LLC | CAISO | WECC | CAMX | Imperial | CA | Solar | 20 | NA | NA | NA | 27.9047 | 27.9561 | 29.1079
Cove Point LNG Terminal (CC) | -669970 | Operating | 221.6 | Combined Cycle | 2018 | Cove Point LNG, LP | PJM | RFC | R-PJM | Calvert | MD | Gas | 171.6 | NA | NA | NA | NA | NA | NA
Cove Point LNG Terminal (CC) | -669969 | Operating | 221.6 | Combined Cycle | 2018 | Cove Point LNG, LP | PJM | RFC | R-PJM | Calvert | MD | Gas | 171.6 | NA | NA | NA | NA | NA | NA
Cove Point LNG Terminal (CC) | -214510 | Operating | 221.6 | Combined Cycle | 2018 | Cove Point LNG, LP | PJM | RFC | R-PJM | Calvert | MD | Gas | 171.6 | NA | 7559 | 8379 | NA | 6.9891 | 40.7287
Mill Creek 1 | -5082 | Operating | 0.8 | Hydraulic Turbine | 1893 | Southern California Edison Company | CAISO | WECC | CAMX | San Bernardino | CA | Water | 0.8 | NA | NA | NA | NA | 30.7506 | 43.2791
Mill Creek 3 | -5084 | Operating | 3 | Hydraulic Turbine | 1903 | Southern California Edison Company | CAISO | WECC | CAMX | San Bernardino | CA | Water | 3 | NA | NA | NA | 40.1408 | 23.4285 | 22.0928
Covert | -639501 | Operating | 1176 | Combined Cycle | 2004 | Consumers Energy Company | MISO | RFC | R-MISO | Van Buren | MI | Gas | 1174 | 7291 | NA | NA | 73.4284 | NA | NA
Coyote Springs | -2724 | Operating | 296 | Combined Cycle | 1995 | Portland General Electric Company |  | WECC | NWPP | Morrow | OR | Gas | 270.9 | 7343 | 7311 | 7323 | 80.6822 | 57.856 | 72.8508
MillerCoors Irwindale Brewery IC Plant | -632473 | Operating | 0.5 | Internal Combustion | 2007 | Molson Coors Beverage Company | CAISO | WECC | CAMX | Los Angeles | CA | Biomass | 0.6 | NA | NA | NA | 0 | 0 | 0
MillerCoors Irwindale Brewery IC Plant | -632472 | Operating | 0.5 | Internal Combustion | 2007 | SAB Miller Brewing | CAISO | WECC | CAMX | Los Angeles | CA | Biomass | 0.6 | NA | NA | NA | 0 | 0 | 0
MillerCoors Irwindale Brewery Solar | -172793 | Operating | 2.5 | Solar | 2015 | Molson Coors Beverage Company | CAISO | WECC | CAMX | Los Angeles | CA | Solar | 0.8 | NA | NA | NA | 39.3408 | 23.8584 | 0
MillerCoors Irwindale Brewery Solar | -172792 | Operating | 2.5 | Solar | 2015 | SAB Miller Brewing | CAISO | WECC | CAMX | Los Angeles | CA | Solar | 0.8 | NA | NA | NA | 39.3408 | 23.8584 | 0
Millikan Ave. Batter Battery Storage System (Grand Johanna) | -130144 | Operating | 2 | Battery | 2017 | esVolta, LP | CAISO | WECC | CAMX | Orange | CA | Energy Storage | 2 | NA | NM | NM | 2.6027 | 6.347 | 8.5616
Milliken Landfill Solar Project | -772749 | Operating | 3 | Solar | 2017 | Project Navigator, LLC | CAISO | WECC | CAMX | San Bernardino | CA | Solar | 3 | NA | NA | NA | 17.8158 | 20.1979 | 18.7785
Milpitas | -18855 | Operating | 3.4 | Solar | 2008 | SunE H4 Holdings, LLC | CAISO | WECC | CAMX | Santa Clara | CA | Solar | 3.4 | NA | NA | NA | NA | NA | NA
Mira Loma (Costco) | -172026 | Operating | 3 | Solar | 2011 | Costco Wholesale Corporation | CAISO | WECC | CAMX | Riverside | CA | Solar | 3 | NA | NA | NA | 10.1674 | 10.9399 | 10.6393
Mira Loma Substation Battery Storage Project | -173003 | Operating | 20 | Battery | 2016 | Southern California Edison Company | CAISO | WECC | CAMX | San Bernardino | CA | Energy Storage | 20 | NA | NA | NA | 0 | 0 | 0
Coyote Springs 2 | -25769 | Operating | 287 | Combined Cycle | 2003 | Avista Corporation |  | WECC | NWPP | Morrow | OR | Gas | 324 | 6894 | 6959 | 6875 | 79.7347 | 64.9784 | 54.0347
CPV Fairview Energy Center | -472881 | Operating | 1197 | Combined Cycle | 2019 | Daelim Co., Ltd. | PJM | RFC | R-PJM | Cambria | PA | Gas | 1092.8 | 6546 | 6515 | NA | 75.349 | 79.3626 | NA
Miramar Landfill Project | -53509 | Operating | 6.4 | Internal Combustion | 1997 | Fortistar Methane 3 LLC | CAISO | WECC | CAMX | San Diego | CA | Biomass | 6.4 | 14094 | 14070 | 13448 | 63.9965 | 77.6773 | 77.5667
Mission College Boulevard Fuel Cell Project | -194488 | Operating | 5 | Fuel Cell | 2017 | 2016 Esa Project Company, LLC | CAISO | WECC | CAMX | Santa Clara | CA | Gas | 5 | 7395 | 7258 | 7693 | 87.1233 | 79.0297 | 79.0959
Mission Solar | -171945 | Operating | 1.5 | Solar | 2014 | Mission Solar LLC | CAISO | WECC | CAMX | Merced | CA | Solar | 1.5 | NA | NA | NA | 31.4764 | 32.7397 | 32.0548
Mitchell Solar Project | -171894 | Operating | 1.5 | Solar | 2014 | Capital Dynamics, Inc. | CAISO | WECC | CAMX | San Bernardino | CA | Solar | 1.5 | NA | NA | NA | 19.6423 | 28.5997 | 14.6575
MM West Covina | -25849 | Operating | 6.8 | Steam Turbine | 1993 | Minnesota Methane LLC | CAISO | WECC | CAMX | Los Angeles | CA | Biomass | 6.11 | 17614 | 17598 | 17115 | 74.6213 | 72.8968 | 78.1823
MM Yolo Power Plant | -53591 | Operating | 3.6 | Internal Combustion | 1990 | Fortistar Methane 4 LLC | CAISO | WECC | CAMX | Yolo | CA | Biomass | 3.3 | 14139 | 13081 | 14387 | 62.0832 | 62.9099 | 75.3059
Moccasin | -5155 | Operating | 100 | Hydraulic Turbine | 1969 | San Francisco City & County of | CAISO | WECC | CAMX | Tuolumne | CA | Water | 100 | NA | NA | NA | 34.7798 | 34.0849 | 34.0837
Moccasin Low Head | -5156 | Operating | 2.9 | Hydraulic Turbine | 1987 | San Francisco City & County of | CAISO | WECC | CAMX | Tuolumne | CA | Water | 2.9 | NA | NA | NA | 0 | 0 | 0
Mogul Energy | -462259 | Operating | 4 | Wind Turbine | 1982 | Oak Creek Holdings, Inc. | CAISO | WECC | CAMX | Kern | CA | Wind | 4 | NA | NA | NA | NA | NA | NA
Mogul Energy | -25124 | Operating | 4 | Wind Turbine | 1982 | Marubeni Corporation | CAISO | WECC | CAMX | Kern | CA | Wind | 4 | NA | NA | NA | NA | NA | NA
Mojave 16/17/18 | -547213 | Operating | 88.5 | Wind Turbine | 1989 | Terra-Gen, LLC | CAISO | WECC | CAMX | Kern | CA | Wind | 88.5 | NA | NA | NA | 6.9571 | 9.8277 | 12.2328
Mojave 16/17/18 | -356851 | Operating | 88.5 | Wind Turbine | 1989 | Terra-Gen, LLC | CAISO | WECC | CAMX | Kern | CA | Wind | 88.5 | NA | NA | NA | 6.9571 | 9.8277 | 12.2328
Mojave 16/17/18 Battery Energy Storage System | -765974 | Operating | 77 | Battery | 2020 | Terra-Gen Operating Company LLC | CAISO | WECC | CAMX | Kern | CA | Energy Storage | 70.6 | NA | NA | NA | NA | NA | NA
Mojave 3/4/5 | -547214 | Operating | 75 | Wind Turbine | 1990 | Terra-Gen, LLC | CAISO | WECC | CAMX | Kern | CA | Wind | 66.99 | NA | NA | NA | 14.1787 | 19.7261 | 19.8129
Mojave 3/4/5 | -384836 | Operating | 75 | Wind Turbine | 1990 | Tokyo Electric Power Company Holdings, Incorporated | CAISO | WECC | CAMX | Kern | CA | Wind | 66.99 | NA | NA | NA | 14.1787 | 19.7261 | 19.8129
Mojave 3/4/5 | -356854 | Operating | 75 | Wind Turbine | 1990 | Terra-Gen, LLC | CAISO | WECC | CAMX | Kern | CA | Wind | 66.99 | NA | NA | NA | 14.1787 | 19.7261 | 19.8129
Mojave 3/4/5 | -76955 | Operating | 75 | Wind Turbine | 1990 | Toyota Tsusho Corporation | CAISO | WECC | CAMX | Kern | CA | Wind | 66.99 | NA | NA | NA | 14.1787 | 19.7261 | 19.8129
Mojave 3/4/5 | -76954 | Operating | 75 | Wind Turbine | 1990 | Tokyo Electric Power Company Holdings, Incorporated | CAISO | WECC | CAMX | Kern | CA | Wind | 66.99 | NA | NA | NA | 14.1787 | 19.7261 | 19.8129
Mojave 90 Battery Storage System | -547273 | Operating | 16.5 | Battery | 2020 | Terra-Gen, LLC | CAISO | WECC | CAMX | Kern | CA | Energy Storage | 16.5 | NA | NA | NA | NA | NA | NA
Mojave 90 Battery Storage System | -356947 | Operating | 16.5 | Battery | 2020 | Terra-Gen, LLC | CAISO | WECC | CAMX | Kern | CA | Energy Storage | 16.5 | NA | NA | NA | NA | NA | NA
Mojave Siphon | -5171 | Operating | 32.7 | Hydraulic Turbine | 1996 | California Department of Water Resources | CAISO | WECC | CAMX | San Bernardino | CA | Water | 32.4 | NA | NA | NA | 24.5127 | 2.2584 | 3.6371
Mojave/Moro Wind | -1096 | Operating | 35.4 | Wind Turbine | 2002 | Tomen Electronics America Inc. | CAISO | WECC | CAMX | Kern | CA | Wind | 35.4 | NA | NA | NA | NA | NA | NA
Monterey Rgnl Water Pol Cogen | -5193 | Operating | 1.8 | Internal Combustion | 1988 | Monterey One Water Agency | CAISO | WECC | CAMX | Monterey | CA | Biomass | 1.8 | 12795 | 13515 | 13344 | 49.7083 | 55.359 | 54.5726
Montezuma II Wind Energy Project | -169506 | Operating | 78.2 | Wind Turbine | 2012 | NextEra Energy Resources, LLC | CAISO | WECC | CAMX | Solano | CA | Wind | 78.2 | NA | NA | NA | 28.7045 | 30.8416 | 34.8076
Montezuma Wind Plant | -168216 | Operating | 36.8 | Wind Turbine | 2010 | ESI Energy, LLC | CAISO | WECC | CAMX | Solano | CA | Wind | 36.8 | NA | NA | NA | 30.253 | 29.1961 | 33.3405
Montgomery Creek | -382438 | Operating | 2.6 | Hydraulic Turbine | 1987 | Central Rivers Power, LLC | CAISO | WECC | CAMX | Shasta | CA | Water | 2.6 | NA | NA | NA | 37.017 | 16.1881 | 13.2288
Monticello Hydro | -758301 | Operating | 11.5 | Hydraulic Turbine | 1983 | Solano Irrigation District, California | CAISO | WECC | CAMX | Napa | CA | Water | 11.5 | NA | NA | NA | 32.1392 | 34.9295 | 30.7941
Moonlight Packing Phase 2 Solar Project | -641975 | Operating | 1.4 | Solar | 2019 | California Commercial Solar, Inc. | CAISO | WECC | CAMX | Fresno | CA | Solar | 1.4 | NA | NA | NA | 22.195 | 22.6843 | 22.6435
Moorpark College Solar Project | -674548 | Operating | 2.6 | Solar | 2023 | Forefront Power, LLC | CAISO | WECC | CAMX | Ventura | CA | Solar | 2.6 | NA | NA | NA | 8.0128 | NA | NA
Morelos Del Sol Solar Project | -357409 | Operating | 15 | Solar | 2015 | Scarlet Renewables LLC | CAISO | WECC | CAMX | Kern | CA | Solar | 15 | NA | NA | NA | 22.4718 | 26.0654 | 26.9155
Morelos Del Sol Solar Project | -138438 | Operating | 15 | Solar | 2015 | Southern Renewable Energy, Inc. | CAISO | WECC | CAMX | Kern | CA | Solar | 15 | NA | NA | NA | 22.4718 | 26.0654 | 26.9155
Moreno Valley Solar (Walgreens) | -18858 | Operating | 1 | Solar | 2007 | SunE Solar III, LLC | CAISO | WECC | CAMX | Riverside | CA | Solar | 0.9 | NA | NA | NA | 15.9691 | 13.6479 | 16.9203
Morgan Lancaster I | -171195 | Operating | 1.5 | Solar | 2015 | Morgan Solar USA Inc. | CAISO | WECC | CAMX | Los Angeles | CA | Solar | 1.5 | NA | NA | NA | 5.2359 | 17.8691 | 21.0122
CPV Fairview Energy Center | -472880 | Operating | 1197 | Combined Cycle | 2019 | DL Holdings CO., LTD. | PJM | RFC | R-PJM | Cambria | PA | Gas | 1092.8 | 6546 | 6515 | NA | 75.349 | 79.3626 | NA
Mount Poso Cogeneration | -68387 | Operating | 62 | Steam Turbine | 1989 | MacPherson Energy Corporation | CAISO | WECC | CAMX | Kern | CA | Biomass | 42.4 | 17227 | 16411 | 15579 | 57.0959 | 40.0599 | 68.6501
Mount Poso Cogeneration | -68386 | Operating | 62 | Steam Turbine | 1989 | DTE Mt. Poso, LLC | CAISO | WECC | CAMX | Kern | CA | Biomass | 42.4 | 17227 | 16411 | 15579 | 57.0959 | 40.0599 | 68.6501
Mount Poso Cogeneration | -68385 | Operating | 62 | Steam Turbine | 1989 | National Petroleum Associates LP | CAISO | WECC | CAMX | Kern | CA | Biomass | 42.4 | 17227 | 16411 | 15579 | 57.0959 | 40.0599 | 68.6501
Mount Signal Solar Farm III (Imperial Valley Solar 3) | -170233 | Operating | 252.3 | Solar | 2018 | Capital Dynamics, Inc. | CAISO | WECC | CAMX | Imperial | CA | Solar | 252.3 | NA | NA | NA | 28.9384 | 28.2058 | 29.1793
Mountain View III | -785748 | Operating | 22.4 | Wind Turbine | 2003 | Avangrid Renewables, LLC | CAISO | WECC | CAMX | Riverside | CA | Wind | 22.4 | NA | NA | NA | NA | NA | NA
Mountain View IV | -168255 | Operating | 49 | Wind Turbine | 2012 | AES Wind Generation, LLC | CAISO | WECC | CAMX | Riverside | CA | Wind | 49 | NA | NA | NA | 40.7921 | 32.5794 | 38.0151
Mountain View Power Partners I & II | -662980 | Operating | 70.9 | Wind Turbine | 2001 | Alberta Investment Management Corporation | CAISO | WECC | CAMX | Riverside | CA | Wind | 70.9 | NA | NA | NA | 42.9151 | 12.3933 | NA
Mountain View Power Partners I & II | -516605 | Operating | 70.9 | Wind Turbine | 2001 | The AES Corporation | CAISO | WECC | CAMX | Riverside | CA | Wind | 70.9 | NA | NA | NA | 42.9151 | 12.3933 | NA
CPV Fairview Energy Center | -364823 | Operating | 1197 | Combined Cycle | 2019 | Competitive Power Ventures, Inc. | PJM | RFC | R-PJM | Cambria | PA | Gas | 1092.8 | 6546 | 6515 | 6458 | 75.349 | 79.3626 | 81.5017
Mt San Miguel Battery Storage | -95019 | Operating | NA | Battery | NA | San Diego Gas & Electric Company | CAISO | WECC | CAMX | San Diego | CA | Energy Storage | 1 | NA | NA | NA | NA | NA | NA
Municipal Cogeneration | -758304 | Operating | 1.2 | Internal Combustion | 1985 | City of Palm Springs, California | CAISO | WECC | CAMX | Riverside | CA | Gas | 1.2 | 10050 | 9888 | 10299 | 53.7576 | 59.6176 | 72.2508
Munro Valley Solar | -171847 | Operating | 4 | Solar | 2016 | Ecos Energy, LLC |  | WECC | CAMX | Inyo | CA | Solar | 4 | NA | NA | NA | 24.2152 | 28.3476 | 26.7694
Munro Valley Solar | -171846 | Operating | 4 | Solar | 2016 | Ecos Energy, LLC |  | WECC | CAMX | Inyo | CA | Solar | 4 | NA | NA | NA | 24.2152 | 28.3476 | 26.7694
Murphys | -8830 | Operating | 3.6 | Hydraulic Turbine | 1954 | Utica Power Authority | CAISO | WECC | CAMX | Calaveras | CA | Water | 3.6 | NA | NA | NA | 56.3102 | 30.2955 | 31.8366
Mustang Hills Wind Project (Alta VI) | -678072 | Operating | 150 | Wind Turbine | 2012 | Excelsior Energy Capital LP | CAISO | WECC | CAMX | Kern | CA | Wind | 150 | NA | NA | NA | 18.882 | NA | NA
Mustang Two Solar Park | -255460 | Operating | 150 | Solar | 2020 | Idemitsu Renewables America, Inc. | CAISO | WECC | CAMX | Kings | CA | Solar | 150 | NA | NA | NA | 29.0262 | 27.3311 | 29.9951
Nachtigall 1836-WD Solar Project | -793535 | Operating | NA | Solar | 2024 | Russell Pacific, LLC | CAISO | WECC | CAMX | Kern | CA | Solar | 4.6 | NA | NA | NA | NA | NA | NA
Nacimiento Hydro Project | -758307 | Operating | 4.4 | Hydraulic Turbine | 1987 | Monterey County Water Resources Agency, California | CAISO | WECC | CAMX | San Luis Obispo | CA | Water | 4 | NA | NA | NA | 53.085 | 1.7865 | 11.1416
CPV Fairview Energy Center | -317104 | Operating | 1197 | Combined Cycle | 2019 | Competitive Power Ventures, Inc. | PJM | RFC | R-PJM | Cambria | PA | Gas | 1092.8 | 6546 | 6515 | 6458 | 75.349 | 79.3626 | 81.5017
Narrows 1 | -509438 | Operating | 10.2 | Hydraulic Turbine | 1942 | Yuba County Water Agency | CAISO | WECC | CAMX | Nevada | CA | Water | 12 | NA | NA | NA | 69.8725 | 64.3826 | 67.5694
Narrows 2 | -509439 | Operating | 46.7 | Hydraulic Turbine | 1969 | Yuba County Water Agency | CAISO | WECC | CAMX | Yuba | CA | Water | 55 | NA | NA | NA | 57.4392 | 11.0753 | 5.2103
National Raisin Solar Project | -173128 | Operating | 2.9 | Solar | 2017 | Pristine Sun LLC | CAISO | WECC | CAMX | Fresno | CA | Solar | 2.5 | NA | NA | NA | 21.7854 | 22.4384 | 22.7443
Navajo Solar Power Generation Station 1 | -792462 | Operating | 1.5 | Solar | 2013 | Alberta Investment Management Corporation | CAISO | WECC | CAMX | San Bernardino | CA | Solar | 1.5 | NA | NA | NA | 32.1461 | 33.2116 | 31.2405
Navajo Solar Power Generation Station 1 | -792461 | Operating | 1.5 | Solar | 2013 | The AES Corporation | CAISO | WECC | CAMX | San Bernardino | CA | Solar | 1.5 | NA | NA | NA | 32.1461 | 33.2116 | 31.2405
Navajo Solar Power Generation Station 1 | -792460 | Operating | 1.5 | Solar | 2013 | Spower Opco A, LLC | CAISO | WECC | CAMX | San Bernardino | CA | Solar | 1.5 | NA | NA | NA | 32.1461 | 33.2116 | 31.2405
Navajo Solar Power Generation Station 1 | -792459 | Operating | 1.5 | Solar | 2013 | Spower Opco A, LLC | CAISO | WECC | CAMX | San Bernardino | CA | Solar | 1.5 | NA | NA | NA | 32.1461 | 33.2116 | 31.2405
Naval Air Weapons Station China Lake | -54674 | Operating | 11.1 | Solar | 2012 | Metropolitan Life Insurance Co | CAISO | WECC | CAMX | Kern | CA | Solar | 11.1 | NA | NA | NA | 23.9664 | 24.2955 | 25.146
CPV Fairview Energy Center | -317103 | Operating | 1197 | Combined Cycle | 2019 | Competitive Power Ventures, Inc. | PJM | RFC | R-PJM | Cambria | PA | Gas | 1092.8 | 6546 | 6515 | 6458 | 75.349 | 79.3626 | 81.5017
Navy I Facility (Coso Geothermal) | -789059 | Operating | 92.2 | Geothermal | 1987 | Atlantica Sustainable Infrastructure Limited | CAISO | WECC | CAMX | Inyo | CA | Geothermal | 81.7 | NA | NA | NA | NA | NA | NA
Nelson Creek Power | -5353 | Operating | 1.2 | Hydraulic Turbine | 1989 | Nelson Creek Power Inc | CAISO | WECC | CAMX | Shasta | CA | Water | 0.9 | NA | NA | NA | 32.7499 | 11.5931 | 5.7204
New Hogan | -5378 | Operating | 3 | Hydraulic Turbine | 1989 | Calaveras County Water District | CAISO | WECC | CAMX | Calaveras | CA | Water | 2.8 | NA | NA | NA | 44.1169 | 22.9452 | 18.0936
New Melones | -511529 | Operating | 300 | Hydraulic Turbine | 1979 | U.S. Bureau Of Reclamation |  | WECC | CAMX | Tuolumne | CA | Water | 382 | NA | NA | NA | 13.9691 | 8.017 | 11.3378
Newberry Springs Solar | -168202 | Operating | 1.5 | Solar | 2013 | Concentrix Solar, Inc. | CAISO | WECC | CAMX | San Bernardino | CA | Solar | 1.5 | NA | NA | NA | 9.8478 | 22.0548 | 22.5951
Newcastle (Drum-Spaulding Project) | -5405 | Operating | 12.7 | Hydraulic Turbine | 1986 | Pacific Gas and Electric Company | CAISO | WECC | CAMX | Placer | CA | Water | 11.5 | NA | NA | NA | 17.1263 | 9.7042 | 5.7177
CPV Fairview Energy Center | -317102 | Operating | 1197 | Combined Cycle | 2019 | Competitive Power Ventures, Inc. | PJM | RFC | R-PJM | Cambria | PA | Gas | 1092.8 | 6546 | 6515 | 6458 | 75.349 | 79.3626 | 81.5017
CPV Fairview Energy Center | -212755 | Operating | 1197 | Combined Cycle | 2019 | Osaka Gas USA Corporation | PJM | RFC | R-PJM | Cambria | PA | Gas | 1092.8 | 6546 | 6515 | 6458 | 75.349 | 79.3626 | 81.5017
CPV St. Charles Energy Center | -364819 | Operating | 775.3 | Combined Cycle | 2017 | CPV Power Development Inc | PJM | RFC | R-PJM | Charles | MD | Gas | 771.1 | 7202 | 7101 | 7119 | 61.6215 | 55.4478 | 55.541
Niagara Bottling Rialto Solar Project | -508228 | Operating | 4.2 | Solar | 2021 | Duke Energy Corporation | CAISO | WECC | CAMX | San Bernardino | CA | Solar | 4.2 | NA | NA | NA | 21.4612 | 23.4154 | NA
Niagara Bottling Stockton Solar Project | -251654 | Operating | 1 | Solar | 2018 | Niagara Bottling, LLC | CAISO | WECC | CAMX | San Joaquin | CA | Solar | 1 | NA | NA | NA | 19.6005 | 17.7854 | 18.847
Nichols Farms Solar Project | -169381 | Operating | 1 | Solar | 2011 | Nichols Farms Inc. | CAISO | WECC | CAMX | Kings | CA | Solar | 1 | NA | NA | NA | NA | NA | NA
Nickel 1 Solar Facility | -798502 | Operating | 1.5 | Solar | 2012 | Altus Power, Inc. | CAISO | WECC | CAMX | Kern | CA | Solar | 1.5 | NA | NA | NA | NA | NA | NA
Nicolis Solar PV Plant (Weldon Solar) | -237365 | Operating | 20 | Solar | 2016 | Capital Dynamics, Inc. | CAISO | WECC | CAMX | Tulare | CA | Solar | 19 | NA | NA | NA | 26.3338 | 24.4893 | 24.124
CPV St. Charles Energy Center | -319038 | Operating | 775.3 | Combined Cycle | 2017 | CPV Power Development Inc | PJM | RFC | R-PJM | Charles | MD | Gas | 771.1 | 7202 | 7101 | 7119 | 61.6215 | 55.4478 | 55.541
Nimbus | -511531 | Operating | 13.4 | Hydraulic Turbine | 1955 | U.S. Bureau Of Reclamation |  | WECC | CAMX | Sacramento | CA | Water | 16.6 | NA | NA | NA | 48.0456 | 31.6905 | 15.3621
NLP Granger A82 Solar Plant (Granger Solar) | -222898 | Operating | 3 | Solar | 2016 | US Solar Fund Plc | CAISO | WECC | CAMX | San Diego | CA | Solar | 3 | NA | NA | NA | 23.3105 | 28.9346 | 27.5609
NLP Valley Center Solar Project | -222896 | Operating | 2.3 | Solar | 2016 | US Solar Fund Plc | CAISO | WECC | CAMX | San Diego | CA | Solar | 2.3 | NA | NA | NA | 17.4806 | 29.4223 | 28.8118
Nordhoff Place Solar Farm | -172577 | Operating | 0.9 | Solar | 2014 | Los Angeles Department of Water and Power, California |  | WECC | CAMX | Los Angeles | CA | Solar | 1 | NA | NA | NA | 15.0685 | 13.8242 | 18.1164
North Bay Solar Farm (Water Treatment Plant) | -793206 | Operating | 1 | Solar | 2013 | Alberta Investment Management Corporation | CAISO | WECC | CAMX | Solano | CA | Solar | 1 | NA | NA | NA | 18.5274 | 22.226 | 23.3904
North Bay Solar Farm (Water Treatment Plant) | -793205 | Operating | 1 | Solar | 2013 | The AES Corporation | CAISO | WECC | CAMX | Solano | CA | Solar | 1 | NA | NA | NA | 18.5274 | 22.226 | 23.3904
North Brawley | -86711 | Operating | 80 | Geothermal | 2009 | Ormat Nevada, Inc. | CAISO | WECC | AZNMSN | Imperial | CA | Geothermal | 80 | NA | NA | NA | 4.0244 | 5.0893 | 6.4388
North Central Valley Battery Storage Project | -748241 | Operating | 132 | Battery | 2023 | NextEra Energy Resources, LLC | CAISO | WECC | CAMX | San Joaquin | CA | Energy Storage | 132 | NA | NA | NA | 5.5805 | NA | NA
North City Facility (NCEP) | -173059 | Out of Service | 1.6 | Internal Combustion | 2014 | City of San Diego, California | CAISO | WECC | CAMX | San Diego | CA | Biomass | NA | NA | 14107 | 13579 | 0 | 31.9406 | 59.825
North Kern 2 Solar Project | -786809 | Operating | 2.5 | Solar | 2024 | Madison Energy Investments LLC | CAISO | WECC | CAMX | Kern | CA | Solar | 2.5 | NA | NA | NA | NA | NA | NA
North Kern State Prison Solar Facility (I-II) | -774674 | Operating | 5.13 | Solar | 2012 | Shell New Energies US LLC | CAISO | WECC | CAMX | Kern | CA | Solar | 5.13 | NA | NA | NA | 16.5781 | 17.1522 | 17.9422
North Kern State Prison Solar Facility (I-II) | -774673 | Operating | 5.13 | Solar | 2012 | Kern Solar LLC | CAISO | WECC | CAMX | Kern | CA | Solar | 5.13 | NA | NA | NA | 16.5781 | 17.1522 | 17.9422
North Kern State Prison Solar Facility (I-II) | -774672 | Operating | 5.13 | Solar | 2012 | Silicon Ranch Corporation | CAISO | WECC | CAMX | Kern | CA | Solar | 5.13 | NA | NA | NA | 16.5781 | 17.1522 | 17.9422
North Kern Water Storage District 3 Solar Project | -788937 | Operating | 7.8 | Solar | 2024 | White Pine Renewable Energy Holdings, LLC | CAISO | WECC | CAMX | Kern | CA | Solar | 7.8 | NA | NA | NA | NA | NA | NA
North Kern Water Storage District Solar 2 Project | -798344 | Operating | NA | Solar | 2024 | Madison Energy Holdings, LLC | CAISO | WECC | CAMX | Kern | CA | Solar | 2.49 | NA | NA | NA | NA | NA | NA
North Lake I Solar Plant | -493756 | Operating | 20 | Solar | 2015 | Undisclosed buyer | CAISO | WECC | CAMX | Riverside | CA | Solar | 20 | NA | NA | NA | 15.766 | 17.7312 | 18.4161
North Lancaster Ranch Solar PV Plant | -792722 | Operating | 20 | Solar | 2016 | Alberta Investment Management Corporation | CAISO | WECC | CAMX | Los Angeles | CA | Solar | 18 | NA | NA | NA | 18.3105 | 17.7581 | 22.2983
North Lancaster Ranch Solar PV Plant | -792721 | Operating | 20 | Solar | 2016 | The AES Corporation | CAISO | WECC | CAMX | Los Angeles | CA | Solar | 18 | NA | NA | NA | 18.3105 | 17.7581 | 22.2983
CPV St. Charles Energy Center | -319037 | Operating | 775.3 | Combined Cycle | 2017 | CPV Power Development Inc | PJM | RFC | R-PJM | Charles | MD | Gas | 771.1 | 7202 | 7101 | 7119 | 61.6215 | 55.4478 | 55.541
North Rosamond Solar Array | -695656 | Operating | 151.1 | Solar | 2019 | Brookfield Renewable Partners L.P. | CAISO | WECC | CAMX | Kern | CA | Solar | 151.1 | NA | NA | NA | 25.6682 | NA | NA
North Sky River Wind Energy Project | -169459 | Operating | 162 | Wind Turbine | 2012 | NextEra Energy Resources, LLC | CAISO | WECC | CAMX | Kern | CA | Wind | 162 | NA | NA | NA | 27.2455 | 28.334 | 32.8284
North Star Solar I Project | -357379 | Operating | 61.6 | Solar | 2015 | Scarlet Renewables LLC | CAISO | WECC | CAMX | Fresno | CA | Solar | 60 | NA | NA | NA | 25.852 | 26.7245 | 24.9909
North Star Solar I Project | -138558 | Operating | 61.6 | Solar | 2015 | 8point3 Energy Partners LP | CAISO | WECC | CAMX | Fresno | CA | Solar | 60 | NA | NA | NA | 25.852 | 26.7245 | 24.9909
North Star Solar I Project | -138457 | Operating | 61.6 | Solar | 2015 | Southern Renewable Partnerships, LLC | CAISO | WECC | CAMX | Fresno | CA | Solar | 60 | NA | NA | NA | 25.852 | 26.7245 | 24.9909
Northern Orchard Battery Energy Storage System | -785467 | Operating | 92 | Battery | 2024 | RWE Aktiengesellschaft | CAISO | WECC | CAMX | Kern | CA | Energy Storage | 92 | NA | NA | NA | NA | NA | NA
Northern Orchard Solar Project | -785466 | Operating | 150 | Solar | 2024 | RWE Aktiengesellschaft | CAISO | WECC | CAMX | Kern | CA | Solar | 150 | NA | NA | NA | NA | NA | NA
Nove | -5520 | Operating | 3 | Internal Combustion | 1985 | Nove Investments I LLC | CAISO | WECC | CAMX | Contra Costa | CA | Biomass | 3 | NA | 23229 | 18022 | 0 | 0.13318 | 6.4726
NRG Solar Blythe II (Cisco) | -663200 | Operating | 20 | Solar | 2017 | Clearway Energy, Inc. | CAISO | WECC | CAMX | Riverside | CA | Solar | 20 | NA | NA | NA | 23.129 | NA | NA
NRG Solar Blythe II (Cisco) | -663199 | Operating | 20 | Solar | 2017 | Clearway Energy, Inc. | CAISO | WECC | CAMX | Riverside | CA | Solar | 20 | NA | NA | NA | 23.129 | NA | NA
NRG Solar Borrego I | -663133 | Operating | 26 | Solar | 2013 | Clearway Energy, Inc. | CAISO | WECC | CAMX | San Diego | CA | Solar | 26 | NA | NA | NA | 28.3676 | NA | NA
NRG Solar Borrego I | -663132 | Operating | 26 | Solar | 2013 | Clearway Energy, Inc. | CAISO | WECC | CAMX | San Diego | CA | Solar | 26 | NA | NA | NA | 28.3676 | NA | NA
NRG Solar Kansas South Project | -663143 | Operating | 20 | Solar | 2013 | Clearway Energy, Inc. | CAISO | WECC | CAMX | Kings | CA | Solar | 20 | NA | NA | NA | 29.1644 | NA | NA
NRG Solar Kansas South Project | -663142 | Operating | 20 | Solar | 2013 | Clearway Energy, Inc. | CAISO | WECC | CAMX | Kings | CA | Solar | 20 | NA | NA | NA | 29.1644 | NA | NA
Nunn 8135 Solar Plant | -493781 | Operating | 1 | Solar | 2013 | Undisclosed buyer | CAISO | WECC | CAMX | San Bernardino | CA | Solar | 1 | NA | NA | NA | 24.1667 | 28.4132 | 23.3904
Oak Creek 4 | -162848 | Operating | 22.81 | Wind Turbine | 2008 | Allco Wind Energy | CAISO | WECC | CAMX |  | CA | Wind | 22.81 | NA | NA | NA | NA | NA | NA
Oak Creek 4 | -73450 | Operating | 22.81 | Wind Turbine | 2008 | AWCC Capital, LLC | CAISO | WECC | CAMX |  | CA | Wind | 22.81 | NA | NA | NA | NA | NA | NA
Oak Creek Energy | -547216 | Operating | 34.5 | Wind Turbine | 1982 | Terra-Gen, LLC | CAISO | WECC | CAMX | Kern | CA | Wind | 34.5 | NA | NA | NA | 12.5088 | 18.3982 | 22.615
Oak Creek Energy | -356858 | Operating | 34.5 | Wind Turbine | 1982 | Terra-Gen, LLC | CAISO | WECC | CAMX | Kern | CA | Wind | 34.5 | NA | NA | NA | 12.5088 | 18.3982 | 22.615
Oak Flat | -5558 | Out of Service | 1.4 | Hydraulic Turbine | 1985 | Pacific Gas and Electric Company | CAISO | WECC | CAMX | Plumas | CA | Water | NA | NA | NA | NA | 0 | 0 | 26.2294
CPV St. Charles Energy Center | -319036 | Operating | 775.3 | Combined Cycle | 2017 | CPV Power Development Inc | PJM | RFC | R-PJM | Charles | MD | Gas | 771.1 | 7202 | 7101 | 7119 | 61.6215 | 55.4478 | 55.541
Oakley RV & Boat Storage Solar Project | -180631 | Operating | 1 | Solar | 2018 | Hayworth-Fabian, Llc | CAISO | WECC | CAMX | Contra Costa | CA | Solar | 1 | NA | NA | NA | NA | NA | NA
Oakley Solar Project | -170231 | Operating | 1.5 | Solar | 2013 | Hayworth-Fabian, Llc | CAISO | WECC | CAMX | Contra Costa | CA | Solar | 1.5 | NA | NA | NA | 18.1659 | 14.6956 | 17.2451
Oasis Expansion Facility | -547274 | Operating | 14.4 | Wind Turbine | 2021 | Terra-Gen, LLC | CAISO | WECC | CAMX | Kern | CA | Wind | 14.4 | NA | NA | NA | 35.9922 | 40.2302 | 34.3829
Oasis Expansion Facility | -356958 | Operating | 14.4 | Wind Turbine | 2021 | Terra-Gen, LLC | CAISO | WECC | CAMX | Kern | CA | Wind | 14.4 | NA | NA | NA | 35.9922 | 40.2302 | 34.3829
Oasis Power Partners Wind Project | -547232 | Operating | 60.3 | Wind Turbine | 2004 | Terra-Gen, LLC | CAISO | WECC | CAMX | Kern | CA | Wind | 60.3 | NA | NA | NA | 38.8828 | 39.5683 | 7.5905
Oasis Power Partners Wind Project | -356869 | Operating | 60.3 | Wind Turbine | 2004 | Terra-Gen, LLC | CAISO | WECC | CAMX | Kern | CA | Wind | 60.3 | NA | NA | NA | 38.8828 | 39.5683 | 7.5905
Oasis Solar Project | -663170 | Operating | 20 | Solar | 2016 | Clearway Energy, Inc. | CAISO | WECC | CAMX | Los Angeles | CA | Solar | 20 | NA | NA | NA | 29.2877 | NA | NA
Oasis Solar Project | -663169 | Operating | 20 | Solar | 2016 | Clearway Energy, Inc. | CAISO | WECC | CAMX | Los Angeles | CA | Solar | 20 | NA | NA | NA | 29.2877 | NA | NA
Oberon Battery Storage Project | -784415 | Operating | 125 | Battery | 2023 | Intersect Power, LLC | CAISO | WECC | CAMX | Riverside | CA | Energy Storage | 125 | NA | NA | NA | 2.4179 | NA | NA
Oberon II Battery Storage Project | -784418 | Operating | 125 | Battery | 2023 | Intersect Power, LLC | CAISO | WECC | CAMX | Riverside | CA | Energy Storage | 125 | NA | NA | NA | 2.4179 | NA | NA
Oberon II Solar Project | -746962 | Operating | 250 | Solar | 2023 | Intersect Power, LLC | CAISO | WECC | CAMX | Riverside | CA | Solar | 250 | NA | NA | NA | 7.6992 | NA | NA
Oberon Solar Project | -752380 | Operating | 250 | Solar | 2023 | Intersect Power, LLC | CAISO | WECC | CAMX | Riverside | CA | Solar | 250 | NA | NA | NA | 8.1231 | NA | NA
Occidental College Solar Project | -169746 | Operating | 1 | Solar | 2013 | Los Angeles Department of Water and Power, California |  | WECC | CAMX | Los Angeles | CA | Solar | 1 | NA | NA | NA | 17.8425 | NA | 20.4909
Ocotillo Energy Storage Project | -754484 | Operating | 50 | Battery | 2023 | Vitol Americas Corp. |  | WECC | AZNMSN | San Diego | CA | Energy Storage | 50 | NA | NA | NA | NA | NA | NA
Ocotillo Energy Storage Project | -754483 | Operating | 50 | Battery | 2023 | Vitol Americas Corp. |  | WECC | AZNMSN | San Diego | CA | Energy Storage | 50 | NA | NA | NA | NA | NA | NA
Ocotillo Solar Project | -754449 | Operating | 50 | Solar | 2023 | Vitol Americas Corp. |  | WECC | AZNMSN | San Diego | CA | Solar | 50 | NA | NA | NA | 2.7445 | NA | NA
Ocotillo Solar Project | -754448 | Operating | 50 | Solar | 2023 | Vitol Americas Corp. |  | WECC | AZNMSN | San Diego | CA | Solar | 50 | NA | NA | NA | 2.7445 | NA | NA
Ocotillo Wind Energy Facility (Ocotillo Express) | -222889 | Operating | 265.44 | Wind Turbine | 2012 | Pattern Energy Group LLC | CAISO | WECC | CAMX | Imperial | CA | Wind | 265.4 | NA | NA | NA | 24.2228 | 15.6084 | 18.8794
OCSD Battery Storage Plant | -747243 | Operating | 4.9 | Battery | 2019 | Aes Grid Stability, LLC | CAISO | WECC | CAMX | Orange | CA | Energy Storage | 4.9 | NA | NA | NA | NA | NA | NA
OCSD Battery Storage Plant | -747242 | Operating | 4.9 | Battery | 2019 | Advanced Microgrid Solutions, Inc. | CAISO | WECC | CAMX | Orange | CA | Energy Storage | 4.9 | NA | NA | NA | NA | NA | NA
OCSD Battery Storage Plant | -747241 | Operating | 4.9 | Battery | 2019 | Qatar Holding LLC | CAISO | WECC | CAMX | Orange | CA | Energy Storage | 4.9 | NA | NA | NA | NA | NA | NA
OCSD Battery Storage Plant | -747240 | Operating | 4.9 | Battery | 2019 | Siemens Aktiengesellschaft | CAISO | WECC | CAMX | Orange | CA | Energy Storage | 4.9 | NA | NA | NA | NA | NA | NA
OK Produce Fresno Carport Solar Plant | -503477 | Operating | 2 | Solar | 2019 | OK Produce | CAISO | WECC | CAMX | Fresno | CA | Solar | 2 | NA | NA | NA | 17.4829 | 8.4932 | 20.8048
Olam Firebaugh Solar Project | -798291 | Operating | NA | Solar | 2021 | White Pine Renewable Energy Holdings, LLC | CAISO | WECC | CAMX | Fresno | CA | Solar | 2.96 | NA | NA | NA | NA | NA | NA
Olam KG Solar Project | -798295 | Operating | NA | Solar | 2020 | White Pine Renewable Energy Holdings, LLC | CAISO | WECC | CAMX | Madera | CA | Solar | 1.08 | NA | NA | NA | NA | NA | NA
Olam Nevada Solar Project | -798293 | Operating | NA | Solar | 2020 | White Pine Renewable Energy Holdings, LLC | CAISO | WECC | CAMX | Merced | CA | Solar | 1.07 | NA | NA | NA | NA | NA | NA
Old River One Solar Project | -392658 | Operating | 20 | Solar | 2014 | Onward Energy | CAISO | WECC | CAMX | Kern | CA | Solar | 20 | NA | NA | NA | 19.8025 | 26.4606 | 25.6992
CPV St. Charles Energy Center | -217483 | Operating | 775.3 | Combined Cycle | 2017 | Osaka Gas USA Corporation | PJM | RFC | R-PJM | Charles | MD | Gas | 771.1 | 7202 | 7101 | 7119 | 61.6215 | 55.4478 | 55.541
Olive | -5608 | Operating | 109.7 | Steam Turbine | 1959 | City of Burbank, California |  | WECC | CAMX | Los Angeles | CA | Gas | 99 | NA | NA | NA | 0 | 0 | 0
CPV St. Charles Energy Center | -217482 | Operating | 775.3 | Combined Cycle | 2017 | Marubeni Power America, Inc | PJM | RFC | R-PJM | Charles | MD | Gas | 771.1 | 7202 | 7101 | 7119 | 61.6215 | 55.4478 | 55.541
Oliver-Tracy Solar Project | -796819 | Operating | NA | Solar | 2024 | True Green Capital Management LLC | CAISO | WECC | CAMX | San Joaquin | CA | Solar | 3.53 | NA | NA | NA | NA | NA | NA
Olsen | -69430 | Operating | 5 | Hydraulic Turbine | 1990 | Synergics Inc. | CAISO | WECC | CAMX | Shasta | CA | Water | 4.8 | NA | NA | NA | 43.8737 | 14.5714 | 7.9861
Oltmans SCE Solar Project (Champagne) | -646275 | Operating | 1 | Solar | 2013 | California PV Energy, LLC | CAISO | WECC | CAMX | San Bernardino | CA | Solar | 1 | NA | NA | NA | 14.0868 | 15.3196 | NA
Oltmans SCE Solar Project (Jurupa) | -646278 | Operating | 1.5 | Solar | 2013 | California PV Energy, LLC | CAISO | WECC | CAMX | San Bernardino | CA | Solar | 1.5 | NA | NA | NA | 13.0441 | 15.7763 | NA
One Market Plaza Cogen | -172023 | Operating | 1.5 | Internal Combustion | 2003 | Paramount Group, Inc. | CAISO | WECC | CAMX | San Francisco | CA | Gas | 1.5 | 13102 | 13092 | 13092 | 7.5495 | 27.1918 | 16.21
O'Neill | -511533 | Operating | 25.2 | Pumped Storage | 1967 | U.S. Bureau Of Reclamation | CAISO | WECC | CAMX | Merced | CA | Water | 14.4 | NA | NA | NA | 3.1424 | 2.8547 | 8.981
Ontario 1 | -5623 | Operating | 0.6 | Hydraulic Turbine | 1902 | Southern California Edison Company | CAISO | WECC | CAMX | Los Angeles | CA | Water | 0.6 | NA | NA | NA | NA | 41.2671 | 35.9209
Ontario 2 | -5624 | Operating | 0.32 | Hydraulic Turbine | 1963 | Southern California Edison Company | CAISO | WECC | CAMX | Los Angeles | CA | Water | 0.32 | NA | NA | NA | NA | 31.7851 | 22.9381
Ontario Solar Facility - SEC | -169049 | Operating | 2 | Solar | 2010 | Southern California Edison Company | CAISO | WECC | CAMX | San Bernardino | CA | Solar | 2 | NA | NA | NA | NA | 5.3025 | 17.6712
Open Sky Dairy Solar Project | -790018 | Operating | 1.7 | Solar | 2024 | Renewable Solar Inc. | CAISO | WECC | CAMX | Fresno | CA | Solar | 1.7 | NA | NA | NA | NA | NA | NA
Open Sky Ranch Solar Project | -777202 | Operating | 1.7 | Solar | 2024 | Bravo REC Management LLC | CAISO | WECC | CAMX | Fresno | CA | Solar | 1.7 | NA | NA | NA | NA | NA | NA
Orange Coast College PH2 Battery Energy Storage System | -628331 | Operating | 2.1 | Battery | 2022 | TotalEnergies SE | CAISO | WECC | CAMX | Orange | CA | Energy Storage | 2.1 | NA | NA | NA | 2.8213 | NA | NA
Orange Coast College PH2 Solar Project | -480789 | Operating | 3.1 | Solar | 2022 | TotalEnergies SE | CAISO | WECC | CAMX | Orange | CA | Solar | 3 | NA | NA | NA | 15.5061 | NA | NA
Orange County 1 | -758311 | Operating | 7.5 | Internal Combustion | 1993 | Orange County Sanitation District, California | CAISO | WECC | CAMX | Orange | CA | Biomass | 7.2 | 11398 | 11640 | 11819 | 62.2653 | 63.1992 | 54.016
Orange County 2 | -758312 | Operating | 15 | Internal Combustion | 1993 | Orange County Sanitation District, California | CAISO | WECC | CAMX | Orange | CA | Biomass | 13.5 | 11494 | 11645 | 13944 | 48.7883 | 39.8977 | 35.1539
Orange County 2 - ST | -758332 | Operating | 1 | Steam Turbine | 1993 | Orange County Sanitation District, California | CAISO | WECC | CAMX | Orange | CA | Other | 0.9 | NA | NM | NA | 16.3876 | 3.5769 | 0
Orange County Battery Storage 2 | -610305 | Operating | 9 | Battery | 2021 | Convergent Energy and Power LP | CAISO | WECC | CAMX | Orange | CA | Energy Storage | 9 | NA | NA | NA | NA | NA | NA
Orange County Battery Storage 3 | -610308 | Operating | 6 | Battery | 2021 | Convergent Energy and Power LP | CAISO | WECC | CAMX | Orange | CA | Energy Storage | 6 | NA | NA | NA | NA | NA | NA
CPV St. Charles Energy Center | -217480 | Operating | 775.3 | Combined Cycle | 2017 | Toyota Tsusho Power USA, Inc. | PJM | RFC | R-PJM | Charles | MD | Gas | 771.1 | 7202 | 7101 | 7119 | 61.6215 | 55.4478 | 55.541
CPV Three Rivers Energy Center | -647976 | Operating | 1300 | Combined Cycle | 2023 | Allied Infrastructure Ltd | PJM | RFC | R-PJM | Grundy | IL | Gas | 1250 | 5727 | NA | NA | 31.482 | NA | NA
Origination1 Vacaville (Mariani Packing) Solar | -18900 | Operating | 1 | Solar | 2008 | SunE U6 Holdings, LLC | CAISO | WECC | CAMX | Solano | CA | Solar | 0.9 | NA | NA | NA | 11.3014 | 6.9001 | 19.8757
Orion Solar I | -169520 | Operating | 12 | Solar | 2014 | Fotowatio Renewable Ventures, Inc. | CAISO | WECC | CAMX | Kern | CA | Solar | 12 | NA | NA | NA | 27.499 | 27.9014 | 72.3059
Orion Solar II | -171264 | Operating | 8 | Solar | 2014 | Fotowatio Renewable Ventures, Inc. | CAISO | WECC | CAMX | Kern | CA | Solar | 8 | NA | NA | NA | 26.0659 | 26.4869 | 26.2985
Ormesa Geothermal II | -236071 | Operating | 24 | Geothermal | 1987 | Ormat Nevada, Inc. | CAISO | WECC | CAMX | Imperial | CA | Geothermal | 24 | NA | NA | NA | 45.2041 | 46.9958 | 48.8594
Ormesa I | -236072 | Operating | 26.4 | Geothermal | 1986 | Ormat Nevada, Inc. | CAISO | WECC | CAMX | Imperial | CA | Geothermal | 26.4 | NA | NA | NA | 43.9614 | 45.7049 | 47.5163
Ormond Beach Generating Station | -502724 | Operating | 1612 | Steam Turbine | 1971 | GenOn California South LP | CAISO | WECC | CAMX | Ventura | CA | Gas | 1491 | 12416 | 12574 | 12898 | 1.9657 | 2.3247 | 3.2704
Oro Loma Solar (ConEdison) | -521434 | Operating | 20 | Solar | 2017 | Consolidated Edison Development, Inc. | CAISO | WECC | CAMX | Fresno | CA | Solar | 20 | NA | NA | NA | 14.4572 | NA | NA
Oroville Cogeneration LP | -5645 | Operating | 7.7 | Internal Combustion | 1990 | Oroville Cogeneration LP | CAISO | WECC | CAMX | Butte | CA | Gas | 7.7 | 17349 | 15948 | 15370 | 0.3484 | 0.31133 | 0.12009
CPV Three Rivers Energy Center | -647975 | Operating | 1300 | Combined Cycle | 2023 | Union Investments & Development Limited | PJM | RFC | R-PJM | Grundy | IL | Gas | 1250 | 5727 | NA | NA | 31.482 | NA | NA
CPV Three Rivers Energy Center | -647974 | Operating | 1300 | Combined Cycle | 2023 | Osaka Gas USA Corporation | PJM | RFC | R-PJM | Grundy | IL | Gas | 1250 | 5727 | NA | NA | 31.482 | NA | NA
Otoe Solar Power 1 Station | -792472 | Operating | 1.5 | Solar | 2013 | Spower Opco A, LLC | CAISO | WECC | CAMX | San Bernardino | CA | Solar | 1.5 | NA | NA | NA | 26.8189 | 27.1005 | 19.2009
Otoe Solar Power 1 Station | -792471 | Operating | 1.5 | Solar | 2013 | Spower Opco A, LLC | CAISO | WECC | CAMX | San Bernardino | CA | Solar | 1.5 | NA | NA | NA | 26.8189 | 27.1005 | 19.2009
Otoe Solar Power 1 Station | -792190 | Operating | 1.5 | Solar | 2013 | Alberta Investment Management Corporation | CAISO | WECC | CAMX | San Bernardino | CA | Solar | 1.5 | NA | NA | NA | 26.8189 | 27.1005 | 19.2009
Otoe Solar Power 1 Station | -792189 | Operating | 1.5 | Solar | 2013 | The AES Corporation | CAISO | WECC | CAMX | San Bernardino | CA | Solar | 1.5 | NA | NA | NA | 26.8189 | 27.1005 | 19.2009
Owens Valley Solar Project 11 | -173229 | Operating | 1 | Solar | 2016 | Los Angeles Department of Water and Power, California |  | WECC | CAMX | Inyo | CA | Solar | 1 | NA | NA | NA | 26.3927 | 29.0753 | 32.9452
Ox Mountain Landfill | -167828 | Operating & Planned | 11.4 | Internal Combustion | 2009 | Republic Services, Inc. | CAISO | WECC | CAMX | San Mateo | CA | Biomass | 10.8 | 10338 | 10273 | 10365 | 92.0038 | 93.1465 | 91.655
Oxbow Hydro | -5685 | Operating | 6.1 | Hydraulic Turbine | 1966 | Placer County Water Agency | CAISO | WECC | CAMX | Placer | CA | Water | 6 | NA | NA | NA | 26.2576 | 1.0407 | 16.5715
CPV Three Rivers Energy Center | -647973 | Operating | 1300 | Combined Cycle | 2023 | Axium Infrastructure Inc. | PJM | RFC | R-PJM | Grundy | IL | Gas | 1250 | 5727 | NA | NA | 31.482 | NA | NA
Oxnard College Canopy Solar Project | -638441 | Operating | 1.5 | Solar | 2022 | Forefront Power, LLC | CAISO | WECC | CAMX | Ventura | CA | Solar | 1.5 | NA | NA | NA | 21.1796 | 0.0076104 | NA
CPV Three Rivers Energy Center | -647972 | Operating | 1300 | Combined Cycle | 2023 | Harrison Street Advisors, LLC | PJM | RFC | R-PJM | Grundy | IL | Gas | 1250 | 5727 | NA | NA | 31.482 | NA | NA
Oxnard Solar | -18867 | Operating | 1 | Solar | 2009 | SunEdison Origination1 LLC | CAISO | WECC | CAMX | Ventura | CA | Solar | 0.8 | NA | NA | NA | 21.0474 | 38.2848 | 25.1142
Oxnard Wastewater Treatment | -5695 | Operating | 1.5 | Internal Combustion | 1981 | City of Oxnard, California | CAISO | WECC | CAMX | Ventura | CA | Biomass | 1.2 | 17362 | 15486 | 13540 | 55.489 | 59.7983 | 56.3261
CPV Three Rivers Energy Center | -647971 | Operating | 1300 | Combined Cycle | 2023 | Harrison Street Advisors, LLC | PJM | RFC | R-PJM | Grundy | IL | Gas | 1250 | 5727 | NA | NA | 31.482 | NA | NA
Pacific Crest Wind Farm | -547222 | Operating | 46.8 | Wind Turbine | 1994 | Terra-Gen, LLC | CAISO | WECC | CAMX | Kern | CA | Wind | 46.9 | NA | NA | NA | 29.0923 | 32.9719 | 36.9483
Pacific Crest Wind Farm | -356864 | Operating | 46.8 | Wind Turbine | 1994 | Terra-Gen, LLC | CAISO | WECC | CAMX | Kern | CA | Wind | 46.9 | NA | NA | NA | 29.0923 | 32.9719 | 36.9483
Pacific Ethanol Madera Solar Project | -366993 | Operating | 5.8 | Solar | 2018 | Seaboard Energy California, LLC | CAISO | WECC | CAMX | Madera | CA | Solar | 5.4 | NA | NA | NA | 3.0547 | 3.5811 | 4.2914
Pacific Union College Battery Storage Project | -244877 | Operating | 1 | Battery | 2020 | ENGIE Storage Services NA LLC | CAISO | WECC | CAMX | Napa | CA | Energy Storage | 1 | NA | NA | NA | NA | NA | NA
Pacific Union College Battery Storage Project | -244876 | Operating | 1 | Battery | 2020 | ENGIE Storage Services NA LLC | CAISO | WECC | CAMX | Napa | CA | Energy Storage | 1 | NA | NA | NA | NA | NA | NA
Pacific West | -785734 | Operating | 2.1 | Wind Turbine | 1999 | Avangrid Renewables, LLC | CAISO | WECC | CAMX | Riverside | CA | Wind | 2.1 | NA | NA | NA | NA | NA | NA
Pacific Wind (Catalina Renewable Energy) | -807096 | Operating | 151.7 | Wind Turbine | 2012 | EDF power solutions North America | CAISO | WECC | CAMX | Kern | CA | Wind | 140 | NA | NA | NA | NA | NA | NA
Pacific-Ultrapower Chinese Station | -83966 | Operating | 25 | Steam Turbine | 1986 | Pacific Energy Resources Inc | CAISO | WECC | CAMX | Tuolumne | CA | Biomass | 18 | 15456 | 15516 | 15492 | 84.1939 | 80.7281 | 83.7005
Pacific-Ultrapower Chinese Station | -58559 | Operating | 25 | Steam Turbine | 1986 | IHI Corporation | CAISO | WECC | CAMX | Tuolumne | CA | Biomass | 18 | 15456 | 15516 | 15492 | 84.1939 | 80.7281 | 83.7005
Painted Hills Wind Park Project (Coachella Hills Wind) | -547220 | Operating | 46.8 | Wind Turbine | 1985 | Terra-Gen, LLC | CAISO | WECC | CAMX | Riverside | CA | Wind | 46.8 | NA | NA | NA | 43.237 | 34.2532 | 28.7088
Painted Hills Wind Park Project (Coachella Hills Wind) | -356863 | Operating | 46.8 | Wind Turbine | 1985 | Terra-Gen, LLC | CAISO | WECC | CAMX | Riverside | CA | Wind | 46.8 | NA | NA | NA | 43.237 | 34.2532 | 28.7088
Pala Energy Battery Storage Yard | -742384 | Out of Service | 1 | Battery | 2012 | San Diego Gas & Electric Company | CAISO | WECC | CAMX | San Diego | CA | Energy Storage | NA | NA | NA | NA | NA | 0 | NA
Pala Gomez Creek BESS | -758836 | Operating | 10 | Battery | 2024 | San Diego Gas & Electric Company | CAISO | WECC | CAMX | San Diego | CA | Energy Storage | 10 | NA | NA | NA | NA | NA | NA
Palm Springs | -167631 | Operating | 1.75 | Internal Combustion | 2008 | Noble House Hotels & Resorts, Ltd. | CAISO | WECC | CAMX | Riverside | CA | Gas | 1.75 | NA | NA | NA | NA | NA | NA
Palm Springs Solar PV Project-I | -127800 | Operating | 2.5 | Solar | 2012 | Greenbacker Renewable Energy Company LLC | CAISO | WECC | CAMX | Riverside | CA | Solar | 2.4 | NA | NA | NA | 22.5552 | 24.1581 | 26.7409
Palm Springs Solar PV Project-II | -127806 | Operating | 4 | Solar | 2012 | Greenbacker Renewable Energy Company LLC | CAISO | WECC | CAMX | Riverside | CA | Solar | 4 | NA | NA | NA | 22.597 | 26.5525 | 27.9053
Palmdale Solar Farm (WGL) | -139608 | Operating | 4.2 | Solar | 2015 | WGL Energy Services, Inc. |  | WECC | CAMX | Los Angeles | CA | Solar | 4.2 | NA | NA | NA | NA | NA | NA
Palmdale Solar PV Plant (SEPV1) | -177269 | Operating | 2 | Solar | 2012 | Idemitsu Renewables America, Inc. | CAISO | WECC | CAMX | Los Angeles | CA | Solar | 2 | NA | NA | NA | 16.9692 | 18.6073 | 16.5696
Palmdale Solar PV Plant (SEPV1) | -168863 | Operating | 2 | Solar | 2012 | Banco Santander, S.A. | CAISO | WECC | CAMX | Los Angeles | CA | Solar | 2 | NA | NA | NA | 16.9692 | 18.6073 | 16.5696
Palo Alto Solar Plant | -755984 | Operating | 40 | Solar | 2024 | Repsol, S.A. | CAISO | WECC | CAMX | Santa Clara | CA | Solar | 40 | NA | NA | NA | NA | NA | NA
Palo Alto Solar Plant | -755983 | Operating | 40 | Solar | 2024 | Hecate Energy LLC | CAISO | WECC | CAMX | Santa Clara | CA | Solar | 40 | NA | NA | NA | NA | NA | NA
Palo Verde College Solar Project | -170094 | Operating | 1.2 | Solar | 2009 | BP Solar International Inc. | CAISO | WECC | CAMX | Riverside | CA | Solar | 1 | NA | NA | NA | 22.8767 | 23.2648 | 20.0438
CPV Three Rivers Energy Center | -647970 | Operating | 1300 | Combined Cycle | 2023 | Competitive Power Ventures, Inc. | PJM | RFC | R-PJM | Grundy | IL | Gas | 1250 | 5727 | NA | NA | 31.482 | NA | NA
CPV Three Rivers Energy Center | -647969 | Operating | 1300 | Combined Cycle | 2023 | Competitive Power Ventures, Inc. | PJM | RFC | R-PJM | Grundy | IL | Gas | 1250 | 5727 | NA | NA | 31.482 | NA | NA
CPV Three Rivers Energy Center | -647968 | Operating | 1300 | Combined Cycle | 2023 | Competitive Power Ventures, Inc. | PJM | RFC | R-PJM | Grundy | IL | Gas | 1250 | 5727 | NA | NA | 31.482 | NA | NA
CPV Three Rivers Energy Center | -647967 | Operating | 1300 | Combined Cycle | 2023 | Competitive Power Ventures, Inc. | PJM | RFC | R-PJM | Grundy | IL | Gas | 1250 | 5727 | NA | NA | 31.482 | NA | NA
Panoche Valley Solar Farm | -521384 | Operating | 130 | Solar | 2017 | Consolidated Edison Development, Inc. | CAISO | WECC | CAMX | San Benito | CA | Solar | 130 | NA | NA | NA | 27.7432 | NA | NA
Papazian (Fairfield Power Plant) | -5735 | Operating | 0.9 | Hydraulic Turbine | 1983 | Merced Irrigation District | CAISO | WECC | CAMX | Merced | CA | Water | 0.9 | NA | NA | NA | NA | NA | NA
Paradise Energy Storage Project | -762927 | Operating | 10 | Battery | 2024 | San Diego Gas & Electric Company | CAISO | WECC | CAMX | San Diego | CA | Energy Storage | 10 | NA | NA | NA | NA | NA | NA
Paramount Farms Solar Project | -641080 | Operating | 1.1 | Solar | 2007 | Wonderful Pistachios & Almonds LLC | CAISO | WECC | CAMX | Kern | CA | Solar | 1.1 | NA | NA | NA | NA | NA | NA
CPV Valley Energy Center | -364820 | Operating | 770 | Combined Cycle | 2018 | Competitive Power Ventures, Inc. | New York | NPCC | NY | Orange | NY | Gas | 740.3 | 7026 | 7023 | 6980 | 67.7301 | 74.643 | 66.2588
Pardee | -5742 | Operating | 23.6 | Hydraulic Turbine | 1930 | East Bay Municipal Util Dist | CAISO | WECC | CAMX | Amador | CA | Water | 27.7 | NA | NA | NA | 74.8463 | 31.9457 | 23.1706
Park Meridian Solar Facility | -172222 | Operating | 1.5 | Solar | 2015 | Desri V, L.L.C. | CAISO | WECC | CAMX | Riverside | CA | Solar | 1.5 | NA | NA | NA | 18.3181 | 21.4384 | 21.3927
Park Place LBA Realty Battery Storage Project (Stem) | -173864 | Operating | 1.3 | Battery | 2016 | Stem, Inc. | CAISO | WECC | CAMX | Orange | CA | Energy Storage | 1.3 | NA | NA | NA | NA | NA | NA
Parker | -5752 | Operating | 2.7 | Hydraulic Turbine | 1982 | Merced Irrigation District | CAISO | WECC | CAMX | Merced | CA | Water | 2.7 | NA | NA | NA | 14.9078 | 15.7703 | 16.9964
Parker Dam | -511535 | Operating | 120 | Hydraulic Turbine | 1942 | U.S. Bureau Of Reclamation |  | WECC | AZNMSN | San Bernardino | CA | Water | 120 | NA | NA | NA | 37.3115 | 40.4738 | 41.5745
CPV Valley Energy Center | -317086 | Operating | 770 | Combined Cycle | 2018 | Competitive Power Ventures, Inc. | New York | NPCC | NY | Orange | NY | Gas | 740.3 | 7026 | 7023 | 6980 | 67.7301 | 74.643 | 66.2588
Paso Robles - Municipal Airport Solar Project | -779034 | Operating | 3 | Solar | 2024 | Onyx Renewable Partners L.P. | CAISO | WECC | CAMX | San Luis Obispo | CA | Solar | 3 | NA | NA | NA | NA | NA | NA
CPV Valley Energy Center | -317085 | Operating | 770 | Combined Cycle | 2018 | Competitive Power Ventures, Inc. | New York | NPCC | NY | Orange | NY | Gas | 740.3 | 7026 | 7023 | 6980 | 67.7301 | 74.643 | 66.2588
CPV Valley Energy Center | -317084 | Operating | 770 | Combined Cycle | 2018 | Competitive Power Ventures, Inc. | New York | NPCC | NY | Orange | NY | Gas | 740.3 | 7026 | 7023 | 6980 | 67.7301 | 74.643 | 66.2588
Paulsell Battery Storage Project (Crow Creek) | -773426 | Operating | 15 | Battery | 2024 | NextEra Energy, Inc. | CAISO | WECC | CAMX | Stanislaus | CA | Energy Storage | 15 | NA | NA | NA | NA | NA | NA
Paulsell Solar Project (Crow Creek) | -773393 | Operating | 20 | Solar | 2024 | NextEra Energy, Inc. | CAISO | WECC | CAMX | Stanislaus | CA | Solar | 20 | NA | NA | NA | NA | NA | NA
PCX-Stockton Solar Project | -798300 | Operating | NA | Solar | 2024 | Renewable America LLC | CAISO | WECC | CAMX | San Joaquin | CA | Solar | 1.03 | NA | NA | NA | NA | NA | NA
PdV Wind Energy Project (Manzana Wind) | -785784 | Operating | 189 | Wind Turbine | 2012 | Avangrid Renewables, LLC | CAISO | WECC | CAMX | Kern | CA | Wind | 189 | NA | NA | NA | NA | NA | NA
Pearblossom Solar Project | -172734 | Operating | 9.5 | Solar | 2016 | SunPower Corporation | CAISO | WECC | CAMX | Los Angeles | CA | Solar | 9.5 | NA | NA | NA | 29.3151 | 31.9995 | 31.448
Pearblossom Solar Project | -172733 | Operating | 9.5 | Solar | 2016 | SunPower Corporation | CAISO | WECC | CAMX | Los Angeles | CA | Solar | 9.5 | NA | NA | NA | 29.3151 | 31.9995 | 31.448
Pebbly Beach | -5794 | Operating | 9.4 | Internal Combustion | 1958 | Southern California Edison Company | CAISO | WECC | CAMX | Los Angeles | CA | Oil | 9.4 | 10394 | 9957 | 10058 | 33.6224 | 34.6498 | 34.2575
Pebbly Beach Battery Storage Project | -598980 | Operating | 1 | Battery | 2012 | Southern California Edison Company | CAISO | WECC | CAMX | Los Angeles | CA | Energy Storage | 1 | NA | NA | NA | 0 | 0 | 0
CPV Valley Energy Center | -167597 | Operating | 770 | Combined Cycle | 2018 | Diamond Generating Corporation | New York | NPCC | NY | Orange | NY | Gas | 740.3 | 7026 | 7023 | 6980 | 67.7301 | 74.643 | 66.2588
Peregrine Battery Storage Project | -805051 | Operating | NA | Battery | 2025 | Arevon Energy, Inc. | CAISO | WECC | CAMX | San Diego | CA | Energy Storage | 200 | NA | NA | NA | NA | NA | NA
Peregrine Battery Storage Project | -805050 | Operating | NA | Battery | 2025 | Tenaska, Inc. | CAISO | WECC | CAMX | San Diego | CA | Energy Storage | 200 | NA | NA | NA | NA | NA | NA
Perris | -5827 | Operating | 7.9 | Hydraulic Turbine | 1983 | The Metropolitan Water District of Southern California | CAISO | WECC | CAMX | Riverside | CA | Water | 7.9 | NA | NA | NA | 7.4967 | 0 | 0
Petaluma Solar Project (Stage Gulch) | -173492 | Operating | 1 | Solar | 2018 | Coldwell Solar, Inc. | CAISO | WECC | CAMX | Sonoma | CA | Solar | 0.8 | NA | NA | NA | 22.8453 | 25.4566 | 25.7991
PFMG Solar Grossmont Helix | -798557 | Operating | 1.2 | Solar | 2018 | Project Hyperion, LLC | CAISO | WECC | CAMX | San Diego | CA | Solar | 1.2 | NA | NA | NA | NA | NA | NA
Phelan Pinon Hills Community Services District Solar Project | -172518 | Operating | 1.2 | Solar | 2015 | Phelan Pinon Hills Community Services District | CAISO | WECC | CAMX | San Bernardino | CA | Solar | 1.1 | NA | NA | NA | 26.0897 | 27.9473 | 27.3869
Phoenix | -5865 | Operating | 1.6 | Hydraulic Turbine | 1940 | Pacific Gas and Electric Company | CAISO | WECC | CAMX | Tuolumne | CA | Water | 2 | NA | NA | NA | 38.0879 | 37.3858 | 30.5023
Phoenix - West | -384841 | Operating | 12.1 | Wind Turbine | 1984 | Tokyo Electric Power Company Holdings, Incorporated | CAISO | WECC | CAMX | Riverside | CA | Wind | 12.1 | NA | NA | NA | NA | NA | NA
Phoenix - West | -76961 | Operating | 12.1 | Wind Turbine | 1984 | Tokyo Electric Power Company Holdings, Incorporated | CAISO | WECC | CAMX | Riverside | CA | Wind | 12.1 | NA | NA | NA | NA | NA | NA
Phoenix - West | -76960 | Operating | 12.1 | Wind Turbine | 1984 | Toyota Tsusho Corporation | CAISO | WECC | CAMX | Riverside | CA | Wind | 12.1 | NA | NA | NA | NA | NA | NA
Phoenix Wind Project | -547239 | Operating | 11.2 | Wind Turbine | 1994 | Terra-Gen, LLC | CAISO | WECC | CAMX | Riverside | CA | Wind | 11.2 | NA | NA | NA | NA | NA | NA
Phoenix Wind Project | -356879 | Operating | 11.2 | Wind Turbine | 1994 | Terra-Gen, LLC | CAISO | WECC | CAMX | Riverside | CA | Wind | 11.2 | NA | NA | NA | NA | NA | NA
Pierce College | -170943 | Operating | 1.9 | Solar | 2012 | Pierce College |  | WECC | CAMX | Los Angeles | CA | Solar | 1.9 | NA | NA | NA | 16.4804 | 18.6373 | 19.2442
Pilot Knob | -5881 | Operating | 33 | Hydraulic Turbine | 1957 | Imperial Irrigation District |  | WECC | AZNMSN | Imperial | CA | Water | 18.1 | NA | NA | NA | 8.9388 | 17.8347 | 13.1392
Pine Flat | -5890 | Operating & Planned | 165 | Hydraulic Turbine | 1984 | Kings River Conservation District | CAISO | WECC | CAMX | Fresno | CA | Water | 165 | NA | NA | NA | 54.1065 | 7.5511 | 3.5935
Pine Tree Solar Project | -169407 | Operating | 8.5 | Solar | 2013 | Los Angeles Department of Water and Power, California |  | WECC | CAMX | Kern | CA | Solar | 8.5 | NA | NA | NA | 9.2305 | 17.1139 | 11.1496
Pine Tree Wind Project | -164208 | Operating | 135 | Wind Turbine | 2009 | Los Angeles Department of Water and Power, California |  | WECC | CAMX | Kern | CA | Wind | 135 | NA | NA | NA | 5.1587 | 10.4165 | 18.2397
Pinyon Pines Wind I (Alta Wind VII) (Oak Creek Mojave) | -141482 | Operating | 168 | Wind Turbine | 2013 | MidAmerican Wind, LLC | CAISO | WECC | CAMX | Kern | CA | Wind | 168 | NA | NA | NA | 16.8732 | 20.0652 | 21.2431
Pinyon Pines Wind I (Alta Wind VII) (Oak Creek Mojave) | -141481 | Operating | 168 | Wind Turbine | 2013 | MidAmerican Wind, LLC | CAISO | WECC | CAMX | Kern | CA | Wind | 168 | NA | NA | NA | 16.8732 | 20.0652 | 21.2431
Pinyon Pines Wind II (Alta Wind IX) (Oak Creek Mojave) | -141486 | Operating | 132 | Wind Turbine | 2013 | MidAmerican Wind, LLC | CAISO | WECC | CAMX | Kern | CA | Wind | 132 | NA | NA | NA | 16.336 | 18.8706 | 19.7386
Pinyon Pines Wind II (Alta Wind IX) (Oak Creek Mojave) | -141485 | Operating | 132 | Wind Turbine | 2013 | MidAmerican Wind, LLC | CAISO | WECC | CAMX | Kern | CA | Wind | 132 | NA | NA | NA | 16.336 | 18.8706 | 19.7386
CR Wing Cogeneration (Power Resources) | -140834 | Operating | 230 | Combined Cycle | 1987 | CE Generation, LLC | ERCOT | TRE | TRE | Howard | TX | Gas | 212 | 13494 | 10097 | 9644 | 5.3608 | 10.0598 | 14.3941
Pit 1 | -5916 | Operating | 69.2 | Hydraulic Turbine | 1922 | Pacific Gas and Electric Company | CAISO | WECC | CAMX | Shasta | CA | Water | 61 | NA | NA | NA | 36.5426 | 20.2547 | 26.592
Pit 3 | -5917 | Operating | 80.1 | Hydraulic Turbine | 1925 | Pacific Gas and Electric Company | CAISO | WECC | CAMX | Shasta | CA | Water | 69.9 | NA | NA | NA | 56.4159 | 18.3107 | 30.7672
Pit 4 | -5918 | Operating | 103.4 | Hydraulic Turbine | 1955 | Pacific Gas and Electric Company | CAISO | WECC | CAMX | Shasta | CA | Water | 95 | NA | NA | NA | 48.5686 | 32.7988 | 22.4689
Pit 5 | -5919 | Operating | 141.6 | Hydraulic Turbine | 1944 | Pacific Gas and Electric Company | CAISO | WECC | CAMX | Shasta | CA | Water | 160 | NA | NA | NA | 49.951 | 33.6352 | 33.1828
Pit 6 | -5920 | Operating | 79.2 | Hydraulic Turbine | 1965 | Pacific Gas and Electric Company | CAISO | WECC | CAMX | Shasta | CA | Water | 80 | NA | NA | NA | 36.543 | 24.3506 | 32.7608
Pit 7 | -5921 | Operating | 109.8 | Hydraulic Turbine | 1965 | Pacific Gas and Electric Company | CAISO | WECC | CAMX | Shasta | CA | Water | 113 | NA | NA | NA | 27.751 | 20.9747 | 28.3854
Pixar - Emeryville | -172603 | Operating | 1.1 | Fuel Cell | 2014 | Bloom Energy Corporation | CAISO | WECC | CAMX | Alameda | CA | Gas | 1 | 7086 | 7187 | 7413 | 80.8219 | 78.1735 | 75.5479
CR Wing Cogeneration (Power Resources) | -140833 | Operating | 230 | Combined Cycle | 1987 | CE Generation, LLC | ERCOT | TRE | TRE | Howard | TX | Gas | 212 | 13494 | 10097 | 9644 | 5.3608 | 10.0598 | 14.3941
Creed Energy Center | -745070 | Operating | 47 | Gas Turbine | 2003 | Calpine Corporation | CAISO | WECC | CAMX | Solano | CA | Gas | 45 | 10615 | 11092 | 11312 | 2.0769 | 2.6542 | 3.6502
Creed Energy Center | -745069 | Operating | 47 | Gas Turbine | 2003 | Calpine Corporation | CAISO | WECC | CAMX | Solano | CA | Gas | 45 | 10615 | 11092 | 11312 | 2.0769 | 2.6542 | 3.6502
Crete Energy Park | -482568 | Operating | 356 | Gas Turbine | 2002 | Earthrise Energy, Inc. | PJM | RFC | R-PJM | Will | IL | Gas | 348.8 | 13683 | 12850 | NA | 1.7709 | 0.77876 | NA
Placerita Energy Storage Project(Canyon Country) | -787884 | Operating | 80 | Battery | 2024 | Terra-Gen, LLC | CAISO | WECC | CAMX | Los Angeles | CA | Energy Storage | 80 | NA | NA | NA | NA | NA | NA
Pleasant Valley | -5945 | Operating | 3.2 | Hydraulic Turbine | 1958 | Los Angeles Department of Water and Power, California |  | WECC | CAMX | Inyo | CA | Water | 2.7 | NA | NA | NA | 38.9058 | 7.3609 | 15.4955
Pleasant Valley State Prison Solar Project | -493802 | Operating | 1.2 | Solar | 2014 | Undisclosed buyer | CAISO | WECC | CAMX | Fresno | CA | Solar | 1.2 | NA | NA | NA | 19.6252 | 25.8467 | 27.5495
Pleasant Valley State Prison Solar Project (CA-DGS RFP) | -497123 | Operating | 2 | Solar | 2022 | Forefront Power, LLC | CAISO | WECC | CAMX | Fresno | CA | Solar | 2 | NA | NA | NA | NA | NA | NA
Pleasanton-Amador Valley High School Solar Project | -610330 | Operating | 1.1 | Solar | 2019 | Westbound Solar, LLC | CAISO | WECC | CAMX | Alameda | CA | Solar | 1.1 | NA | NA | NA | NA | 16.0129 | 16.3553
PLES I (Mammoth G3) Geothermal Plant | -236073 | Operating | 15 | Geothermal | 1990 | Ormat Nevada, Inc. | CAISO | WECC | CAMX | Mono | CA | Geothermal | 15 | NA | NA | NA | 79.1819 | 70.8318 | 78.3075
Poe | -5953 | Operating | 142.8 | Hydraulic Turbine | 1958 | Pacific Gas and Electric Company | CAISO | WECC | CAMX | Butte | CA | Water | 120 | NA | NA | NA | 61.7078 | 31.4505 | 21.5431
Point Loma Waste Water Hydro | -12950 | Out of Service | 1.5 | Hydraulic Turbine | 2002 | City of San Diego, California | CAISO | WECC | CAMX | San Diego | CA | Water | NA | NA | NA | NA | 0 | 0 | 0
Point Wind Plant | -547280 | Operating | 64.5 | Wind Turbine | 2021 | Terra-Gen, LLC | CAISO | WECC | CAMX | Kern | CA | Wind | 64.5 | NA | NA | NA | 38.1139 | 36.475 | 31.7886
Point Wind Plant | -356827 | Operating | 64.5 | Wind Turbine | 2021 | Terra-Gen, LLC | CAISO | WECC | CAMX | Kern | CA | Wind | 64.5 | NA | NA | NA | 38.1139 | 36.475 | 31.7886
POM Beverage Solar Plant | -508455 | Operating | 1.8 | Solar | 2021 | Wonderful Renewable Energy, LLC. | CAISO | WECC | CAMX | Fresno | CA | Solar | 1.7 | NA | NA | NA | 27.6054 | 4.9758 | NA
POM Juice Solar Project | -508473 | Operating | 1.5 | Solar | 2021 | Wonderful Renewable Energy, LLC. | CAISO | WECC | CAMX | Fresno | CA | Solar | 1.5 | NA | NA | NA | 2.6788 | 1.1416 | NA
POM Plant 2 Solar Project | -673856 | Operating | 1.6 | Solar | 2021 | Wonderful Renewable Energy, LLC. | CAISO | WECC | CAMX | Fresno | CA | Solar | 1.3 | NA | NA | NA | 2.5641 | NA | NA
POM Solar Project | -673588 | Operating | 2.4 | Solar | 2021 | Wonderful Renewable Energy, LLC. | CAISO | WECC | CAMX | Fresno | CA | Solar | 2.2 | NA | NA | NA | 10.8603 | NA | NA
Pomona Battery Storage 1 | -241170 | Operating | 20 | Battery | 2016 | Ormat Nevada, Inc. | CAISO | WECC | CAMX | Los Angeles | CA | Energy Storage | 20 | NA | NM | NM | 13.6153 | 16.1627 | 16.9561
Pomona Battery Storage 2 Project | -748239 | Operating | 20 | Battery | 2023 | Ormat Nevada, Inc. | CAISO | WECC | CAMX | Los Angeles | CA | Energy Storage | 20 | NA | NA | NA | NA | NA | NA
Ponderosa/Bailey Creek | -16327 | Operating | 1.1 | Hydraulic Turbine | 1990 | Ida-West Energy Company | CAISO | WECC | CAMX | Shasta | CA | Water | 1.1 | NA | NA | NA | 31.4861 | 3.8709 | 1.1934
Ponderosa/Bailey Creek | -5967 | Operating | 1.1 | Hydraulic Turbine | 1990 | Public Employee Retirement System of Idaho | CAISO | WECC | CAMX | Shasta | CA | Water | 1.1 | NA | NA | NA | 31.4861 | 3.8709 | 1.1934
Poole | -5971 | Operating | 11.3 | Hydraulic Turbine | 1924 | Southern California Edison Company | CAISO | WECC | CAMX | Mono | CA | Water | 11.3 | NA | NA | NA | 36.067 | 14.7816 | 16.009
Port of Los Angeles Solar Project | -482052 | Operating | 1.1 | Solar | 2016 | Constellation Energy Corporation |  | WECC | CAMX | Los Angeles | CA | Solar | 1.1 | NA | NA | NA | 16.7393 | 18.6903 | NA
Portal | -6001 | Operating | 10.8 | Hydraulic Turbine | 1956 | Southern California Edison Company | CAISO | WECC | CAMX | Fresno | CA | Water | 10.8 | NA | NA | NA | 22.367 | 20.4856 | 12.0518
Portal Ridge Solar B Project | -798025 | Operating | 20 | Solar | 2017 | D. E. Shaw Renewable Investments, L.L.C. | CAISO | WECC | CAMX | Los Angeles | CA | Solar | 20 | NA | NA | NA | NA | NA | NA
Portal Ridge Solar B Project | -798024 | Operating | 20 | Solar | 2017 | Macquarie Asset Management Pty Limited | CAISO | WECC | CAMX | Los Angeles | CA | Solar | 20 | NA | NA | NA | NA | NA | NA
Portal Ridge Solar C Project | -798023 | Operating | 11.4 | Solar | 2017 | D. E. Shaw Renewable Investments, L.L.C. | CAISO | WECC | CAMX | Los Angeles | CA | Solar | 11.4 | NA | NA | NA | NA | NA | NA
Portal Ridge Solar C Project | -798022 | Operating | 11.4 | Solar | 2017 | Macquarie Asset Management Pty Limited | CAISO | WECC | CAMX | Los Angeles | CA | Solar | 11.4 | NA | NA | NA | NA | NA | NA
Porterville 6 & 7 Solar Power Plant | -170653 | Operating | 3 | Solar | 2014 | ImMODO International Corporation | CAISO | WECC | CAMX | Tulare | CA | Solar | 3 | NA | NA | NA | 12.2603 | 20.2968 | 20.0837
Porterville Solar Plant | -169740 | Operating | 5 | Solar | 2011 | Southern California Edison Company | CAISO | WECC | CAMX | Tulare | CA | Solar | 5 | NA | NA | NA | NA | NA | NA
Porterville Solar Project | -170574 | Operating | 6.5 | Solar | 2014 | ImMODO Energy Services Corporation | CAISO | WECC | CAMX | Tulare | CA | Solar | 6.5 | NA | NA | NA | 10.562 | 10.915 | 11.7896
Potrero Hills Landfill | -168308 | Operating | 8 | Internal Combustion | 2016 | DTE Biomass Energy, Inc. | CAISO | WECC | CAMX | Solano | CA | Biomass | 8 | 9873 | 9826 | 9416 | 83.78 | 89.0953 | 85.0057
Potter Valley | -6020 | Out of Service | 9.4 | Hydraulic Turbine | 1910 | Pacific Gas and Electric Company | CAISO | WECC | CAMX | Mendocino | CA | Water | NA | NA | NA | NA | 0 | 0 | 3.3055
Cricket Valley Energy | -510514 | Operating | 1312.5 | Combined Cycle | 2020 | Development Bank of Japan Inc. | New York | NPCC | NY | Dutchess | NY | Gas | 1138.2 | 7187 | 6995 | 6947 | 52.16 | 54.783 | 50.1873
Powhatan Solar Power | -792470 | Operating | 1.5 | Solar | 2013 | Alberta Investment Management Corporation | CAISO | WECC | CAMX | San Bernardino | CA | Solar | 1.5 | NA | NA | NA | 29.9239 | 32.1157 | 31.9635
Powhatan Solar Power | -792469 | Operating | 1.5 | Solar | 2013 | The AES Corporation | CAISO | WECC | CAMX | San Bernardino | CA | Solar | 1.5 | NA | NA | NA | 29.9239 | 32.1157 | 31.9635
Powhatan Solar Power | -792468 | Operating | 1.5 | Solar | 2013 | Spower Opco A, LLC | CAISO | WECC | CAMX | San Bernardino | CA | Solar | 1.5 | NA | NA | NA | 29.9239 | 32.1157 | 31.9635
Powhatan Solar Power | -792467 | Operating | 1.5 | Solar | 2013 | Spower Opco A, LLC | CAISO | WECC | CAMX | San Bernardino | CA | Solar | 1.5 | NA | NA | NA | 29.9239 | 32.1157 | 31.9635
PPG Industries Inc Works 15 | -65016 | Operating | 3.3 | Internal Combustion | 1983 | PPG Industries, Inc. | CAISO | WECC | CAMX | Fresno | CA | Oil | 2.6 | NA | NA | NA | 0 | 0 | 0
Prairie Solar Project | -798580 | Operating | 1.8 | Solar | 2021 | Altus Power, Inc. |  | WECC | CAMX | Los Angeles | CA | Solar | 1.8 | NA | NA | NA | NA | NA | NA
PRC-Desoto Intl/PPG Aerospace Plant | -65052 | Operating | 1.5 | Internal Combustion | 1999 | PRC-DeSoto International, Inc. | CAISO | WECC | CAMX | Kern | CA | Oil | 1.5 | NA | NA | NA | NA | NA | NA
Preferred Freezer Solar Project | -807153 | Operating | 2 | Solar | 2017 | EDF power solutions North America | CAISO | WECC | CAMX | Alameda | CA | Solar | 2 | NA | NA | NA | NA | NA | NA
Cricket Valley Energy | -384860 | Operating | 1312.5 | Combined Cycle | 2020 | TEPCO Fuel & Power Inc. | New York | NPCC | NY | Dutchess | NY | Gas | 1138.2 | 7187 | 6995 | 6947 | 52.16 | 54.783 | 50.1873
Cricket Valley Energy | -229398 | Operating | 1312.5 | Combined Cycle | 2020 | TEPCO Fuel & Power Inc. | New York | NPCC | NY | Dutchess | NY | Gas | 1138.2 | 7187 | 6995 | 6947 | 52.16 | 54.783 | 50.1873
Prologis L.P Solar | -807245 | Operating | 3 | Solar | 2018 | EDF power solutions North America | CAISO | WECC | CAMX | San Joaquin | CA | Solar | 3 | NA | NA | NA | NA | NA | NA
Prologis Park Redlands #5 Solar Project | -169724 | Operating | 3.5 | Solar | 2011 | Southern California Edison Company | CAISO | WECC | CAMX | San Bernardino | CA | Solar | 3.5 | NA | NA | NA | NA | NA | NA
Proxima Battery Storage Project | -765805 | Operating | 162 | Battery | 2024 | NextEra Energy Resources, LLC | CAISO | WECC | CAMX | Stanislaus | CA | Energy Storage | 162 | NA | NA | NA | NA | NA | NA
Proxima Solar Project | -773369 | Operating | 200 | Solar | 2024 | NextEra Energy Resources, LLC | CAISO | WECC | CAMX | Stanislaus | CA | Solar | 200 | NA | NA | NA | NA | NA | NA
PSEG Lawrence Livermore Solar Energy Center | -356476 | Operating | 3.3 | Solar | 2016 | Quattro Solar, LLC | CAISO | WECC | CAMX | Alameda | CA | Solar | 3.3 | NA | NA | NA | 19.3165 | 21.7933 | 21.2709
PSEG Pittsburg Solar Energy Center (Columbia Solar) | -356462 | Operating | 19.2 | Solar | 2015 | Quattro Solar, LLC | CAISO | WECC | CAMX | Contra Costa | CA | Solar | 19.2 | NA | NA | NA | 11.7342 | 13.9317 | 19.3606
PSEG Shasta Solar Farm I & II (Ahjumawi) | -356458 | Operating | 3 | Solar | 2014 | Quattro Solar, LLC | CAISO | WECC | CAMX | Shasta | CA | Solar | 3 | NA | NA | NA | 21.8151 | 30.2131 | 25.8105
PSREC/SIAD Solar (Plumas Sierra Rural Electric Cooperative) | -249512 | Operating | 2.5 | Solar | 2018 | Plumas Sierra Rural Electric Cooperative | CAISO | WECC | CAMX | Lassen | CA | Solar | 2.4 | NA | NA | NA | 24.5434 | 28.7957 | 28.5008
Puente Hills Energy Recovery | -756806 | Operating | 50 | Steam Turbine | 1986 | Los Angeles County California Sanitation District No. 20 | CAISO | WECC | CAMX | Los Angeles | CA | Biomass | 50 | 13089 | 13425 | 12477 | 37.4701 | 39.0491 | 44.3452
Pumpjack Solar I Project | -695682 | Operating | 20 | Solar | 2014 | Brookfield Renewable Partners L.P. | CAISO | WECC | CAMX | Kern | CA | Solar | 20 | NA | NA | NA | 24.9737 | NA | NA
Pumpjack Solar I Project | -193284 | Operating | 20 | Solar | 2014 | John Hancock Life Insurance Company (U.S.A) | CAISO | WECC | CAMX | Kern | CA | Solar | 20 | NA | NA | NA | 24.9737 | 28.3219 | 28.1027
Putah Creek Solar Farm | -171821 | Operating | 2 | Solar | 2014 | Putah Creek Solar Farms, Llc | CAISO | WECC | CAMX | Yolo | CA | Solar | 2 | NA | NA | NA | NA | 29.8288 | 29.7146
Putah Creek Solar Farm North | -611199 | Operating | 3 | Solar | 2022 | Putah Creek Solar Farms, Llc | CAISO | WECC | CAMX | Yolo | CA | Solar | 2.9 | NA | NA | NA | NA | 20.5637 | NA
Cricket Valley Energy | -229397 | Operating | 1312.5 | Combined Cycle | 2020 | NongHyup Financial Group Inc. | New York | NPCC | NY | Dutchess | NY | Gas | 1138.2 | 7187 | 6995 | 6947 | 52.16 | 54.783 | 50.1873
Quincy Cogen Facility | -163097 | Operating | 35.2 | Steam Turbine | 1986 | Sierra Pacific Industries, Inc. | CAISO | WECC | CAMX | Plumas | CA | Biomass | 24 | 24818 | 23978 | 31440 | 81.5544 | 85.9109 | 52.4743
Quinto Solar Project | -138557 | Operating | 108 | Solar | 2015 | 8point3 Energy Partners LP | CAISO | WECC | CAMX | Merced | CA | Solar | 105.1 | NA | NA | NA | 23.1946 | 30.6207 | 29.8933
R.C. Kirkwood | -6117 | Operating | 115.5 | Hydraulic Turbine | 1967 | San Francisco City & County of | CAISO | WECC | CAMX | Tuolumne | CA | Water | 115.5 | NA | NA | NA | 46.8378 | 38.9927 | 31.8786
R.J. Donovan State Prison Solar Project (CA - DGS RFP) | -755736 | Operating | 1.75 | Solar | 2024 | Forefront Power, LLC | CAISO | WECC | CAMX | San Diego | CA | Solar | 1.75 | NA | NA | NA | NA | NA | NA
Rabbitbrush Battery Storage Project | -583541 | Operating | 20 | Battery | 2022 | Leeward Renewable Energy, LLC | CAISO | WECC | CAMX | Kern | CA | Energy Storage | 20 | NA | NM | NA | 8.3311 | 1.2951 | NA
Rabbitbrush Solar Project | -508630 | Operating | 100 | Solar | 2022 | Leeward Renewable Energy, LLC | CAISO | WECC | CAMX | Kern | CA | Solar | 100 | NA | NA | NA | 28.4489 | 5.7342 | NA
Raceway Battery Storage Project | -764967 | Operating | 80 | Battery | 2024 | Aes Renewable Holdings OpCo 1, Llc | CAISO | WECC | CAMX | Kern | CA | Energy Storage | 80 | NA | NA | NA | NA | NA | NA
Raceway Battery Storage Project | -764966 | Operating | 80 | Battery | 2024 | The AES Corporation | CAISO | WECC | CAMX | Kern | CA | Energy Storage | 80 | NA | NA | NA | NA | NA | NA
Raceway Solar Project | -793395 | Operating & Planned | 125 | Solar | 2024 | Alberta Investment Management Corporation | CAISO | WECC | CAMX | Kern | CA | Solar | 125 | NA | NA | NA | NA | NA | NA
Raceway Solar Project | -793394 | Operating & Planned | 125 | Solar | 2024 | The AES Corporation | CAISO | WECC | CAMX | Kern | CA | Solar | 125 | NA | NA | NA | NA | NA | NA
Radiance Solar 4 | -130252 | Operating | 1.5 | Solar | 2013 | Greenbacker Renewable Energy Company LLC | CAISO | WECC | CAMX | Los Angeles | CA | Solar | 1.5 | NA | NA | NA | 24.4064 | 25.2892 | 25.0913
Radiance Solar 5 | -130241 | Operating | 1.5 | Solar | 2013 | Greenbacker Renewable Energy Company LLC | CAISO | WECC | CAMX | Los Angeles | CA | Solar | 1.5 | NA | NA | NA | 3.7671 | 25.1218 | 24.863
Ralston | -6143 | Operating | 79.2 | Hydraulic Turbine | 1966 | Placer County Water Agency | CAISO | WECC | CAMX | Placer | CA | Water | 86 | NA | NA | NA | 61.0465 | 0.98691 | 15.6642
Ramona 1 (Sol Orchard II - 20) | -161214 | Operating | 2 | Solar | 2013 | Sol Orchard Community, LLC | CAISO | WECC | CAMX | San Diego | CA | Solar | 2 | NA | NA | NA | 20.4566 | 25.6963 | 25.8333
Ramona 2 (Sol Orchard II - 21) | -161216 | Operating | 5 | Solar | 2013 | Sol Orchard Community, LLC | CAISO | WECC | CAMX | San Diego | CA | Solar | 5 | NA | NA | NA | 20.3265 | 25.7922 | 26.9018
Ramona Solar Energy | -521453 | Operating | 4.3 | Solar | 2017 | Consolidated Edison Development, Inc. | CAISO | WECC | CAMX | San Diego | CA | Solar | 3.7 | NA | NA | NA | 8.3765 | NA | NA
Rancho Cucamonga District 1 Solar Facility | -172211 | Operating | 1.8 | Solar | 2015 | Desri V, L.L.C. | CAISO | WECC | CAMX | San Bernardino | CA | Solar | 1.8 | NA | NA | NA | 15.7027 | 21.6832 | 20.1801
Rancho Seco Solar II Project | -798041 | Operating | 160 | Solar | 2021 | D. E. Shaw Renewable Investments, L.L.C. |  | WECC | CAMX | Sacramento | CA | Solar | 160 | NA | NA | NA | NA | NA | NA
Rancho Seco Solar II Project | -798040 | Operating | 160 | Solar | 2021 | Macquarie Asset Management Pty Limited |  | WECC | CAMX | Sacramento | CA | Solar | 160 | NA | NA | NA | NA | NA | NA
Rancho Seco Solar Project | -798014 | Operating | 10.8 | Solar | 2016 | D. E. Shaw Renewable Investments, L.L.C. |  | WECC | CAMX | Sacramento | CA | Solar | 10.8 | NA | NA | NA | NA | NA | NA
Rancho Seco Solar Project | -798013 | Operating | 10.8 | Solar | 2016 | Macquarie Asset Management Pty Limited |  | WECC | CAMX | Sacramento | CA | Solar | 10.8 | NA | NA | NA | NA | NA | NA
Ratkovich Alhambra | -193876 | Operating | 1 | Fuel Cell | 2018 | Bloom Energy Corporation | CAISO | WECC | CAMX | Los Angeles | CA | Gas | 1 | 6719 | 8930 | 7378 | 89.1781 | 51.9292 | 84.1096
RB Inyokern WDAT 1203 Solar Project | -793400 | Operating | NA | Solar | 2024 | Dimension Energy LLC | CAISO | WECC | CAMX | Kern | CA | Solar | 19.9 | NA | NA | NA | NA | NA | NA
RB Inyokern WDAT 1281 Solar Project | -793496 | Operating | NA | Solar | 2024 | Dimension Energy LLC | CAISO | WECC | CAMX | Kern | CA | Solar | 11.9 | NA | NA | NA | NA | NA | NA
RCWD PV Project (Rancho California Water District) | -172991 | Operating | 4.1 | Solar | 2016 | SunPower Corporation, Systems | CAISO | WECC | CAMX | Riverside | CA | Solar | 3.9 | NA | NA | NA | 24.0575 | 28.0471 | 24.6634
RCWD PV Project (Rancho California Water District) | -172990 | Operating | 4.1 | Solar | 2016 | SunPower Corporation, Systems | CAISO | WECC | CAMX | Riverside | CA | Solar | 3.9 | NA | NA | NA | 24.0575 | 28.0471 | 24.6634
RE Adams East Solar Facility | -392661 | Operating | 19 | Solar | 2014 | Onward Energy | CAISO | WECC | CAMX | Fresno | CA | Solar | 19 | NA | NA | NA | 17.9596 | 24.7915 | 26.9124
RE Astoria 1 | -134299 | Operating | 100 | Solar | 2016 | COPA US LLC | CAISO | WECC | CAMX | Kern | CA | Solar | 100 | NA | NA | NA | 30.8814 | 33.1675 | 34.3068
RE Astoria 1 | -134298 | Operating | 100 | Solar | 2016 | Kepco Mojave Holdings, Llc | CAISO | WECC | CAMX | Kern | CA | Solar | 100 | NA | NA | NA | 30.8814 | 33.1675 | 34.3068
RE Astoria 2 | -134305 | Operating | 75 | Solar | 2016 | COPA US LLC | CAISO | WECC | CAMX | Kern | CA | Solar | 75 | NA | NA | NA | 31.0664 | 35.3472 | 34.9761
RE Astoria 2 | -134304 | Operating | 75 | Solar | 2016 | Kepco Mojave Holdings, Llc | CAISO | WECC | CAMX | Kern | CA | Solar | 75 | NA | NA | NA | 31.0664 | 35.3472 | 34.9761
RE Barren Ridge Solar Project (RE Cinco) | -134309 | Operating | 60 | Solar | 2016 | COPA US LLC |  | WECC | CAMX | Kern | CA | Solar | 60 | NA | NA | NA | 32.2479 | 32.2194 | 32.5887
RE Barren Ridge Solar Project (RE Cinco) | -134308 | Operating | 60 | Solar | 2016 | Kepco Mojave Holdings, Llc |  | WECC | CAMX | Kern | CA | Solar | 60 | NA | NA | NA | 32.2479 | 32.2194 | 32.5887
RE Bruceville 1 | -781129 | Operating | 5 | Solar | 2012 | Canadian Solar Inc. |  | WECC | CAMX | Sacramento | CA | Solar | 5 | NA | NA | NA | NA | NA | NA
RE Bruceville 1 | -781128 | Operating | 5 | Solar | 2012 | BlackRock, Inc. |  | WECC | CAMX | Sacramento | CA | Solar | 5 | NA | NA | NA | NA | NA | NA
RE Bruceville 1 | -207681 | Operating | 5 | Solar | 2012 | KKR Solar Holdings Blocker LLC |  | WECC | CAMX | Sacramento | CA | Solar | 5 | NA | NA | NA | 24.7306 | 25.3653 | 25.2078
RE Bruceville 1 | -153806 | Operating | 5 | Solar | 2012 | KKR Solar Holdings Blocker LLC |  | WECC | CAMX | Sacramento | CA | Solar | 5 | NA | NA | NA | 24.7306 | 25.3653 | 25.2078
RE Bruceville 2 Project | -781131 | Operating | 5 | Solar | 2012 | Canadian Solar Inc. |  | WECC | CAMX | Sacramento | CA | Solar | 5 | NA | NA | NA | NA | NA | NA
RE Bruceville 2 Project | -781130 | Operating | 5 | Solar | 2012 | BlackRock, Inc. |  | WECC | CAMX | Sacramento | CA | Solar | 5 | NA | NA | NA | NA | NA | NA
RE Bruceville 2 Project | -207682 | Operating | 5 | Solar | 2012 | KKR Solar Holdings Blocker LLC |  | WECC | CAMX | Sacramento | CA | Solar | 5 | NA | NA | NA | 24.4452 | 24.9795 | 25.1027
RE Bruceville 2 Project | -153802 | Operating | 5 | Solar | 2012 | KKR Solar Holdings Blocker LLC |  | WECC | CAMX | Sacramento | CA | Solar | 5 | NA | NA | NA | 24.4452 | 24.9795 | 25.1027
RE Bruceville 3 Project | -781133 | Operating | 5 | Solar | 2012 | Canadian Solar Inc. |  | WECC | CAMX | Sacramento | CA | Solar | 5 | NA | NA | NA | NA | NA | NA
RE Bruceville 3 Project | -781132 | Operating | 5 | Solar | 2012 | BlackRock, Inc. |  | WECC | CAMX | Sacramento | CA | Solar | 5 | NA | NA | NA | NA | NA | NA
RE Bruceville 3 Project | -207683 | Operating | 5 | Solar | 2012 | KKR Solar Holdings Blocker LLC |  | WECC | CAMX | Sacramento | CA | Solar | 5 | NA | NA | NA | 25.3311 | 26.1735 | 24.4087
RE Bruceville 3 Project | -153800 | Operating | 5 | Solar | 2012 | KKR Solar Holdings Blocker LLC |  | WECC | CAMX | Sacramento | CA | Solar | 5 | NA | NA | NA | 25.3311 | 26.1735 | 24.4087
RE Camelot Solar Facility | -392666 | Operating | 45 | Solar | 2014 | Onward Energy | CAISO | WECC | CAMX | Kern | CA | Solar | 45 | NA | NA | NA | 29.842 | 30.5726 | 29.4292
RE Columbia Three Solar Facility | -149192 | Operating | 10 | Solar | 2014 | Gamma Genco CV II LLC | CAISO | WECC | CAMX | Kern | CA | Solar | 10 | NA | NA | NA | 24.9954 | 23.7489 | 25.968
RE Columbia Three Solar Facility | -149191 | Operating | 10 | Solar | 2014 | Gamma Genco CV II LLC | CAISO | WECC | CAMX | Kern | CA | Solar | 10 | NA | NA | NA | 24.9954 | 23.7489 | 25.968
RE Columbia Two Solar Facility | -392668 | Operating | 15 | Solar | 2014 | Onward Energy | CAISO | WECC | CAMX | Kern | CA | Solar | 15 | NA | NA | NA | 26.0479 | 29.688 | 31.5936
RE Dillard Solar 1 | -781147 | Operating | 3 | Solar | 2012 | Canadian Solar Inc. |  | WECC | CAMX | Sacramento | CA | Solar | 3 | NA | NA | NA | NA | NA | NA
RE Dillard Solar 1 | -781146 | Operating | 3 | Solar | 2012 | BlackRock, Inc. |  | WECC | CAMX | Sacramento | CA | Solar | 3 | NA | NA | NA | NA | NA | NA
RE Dillard Solar 1 | -207684 | Operating | 3 | Solar | 2012 | KKR Solar Holdings Blocker LLC |  | WECC | CAMX | Sacramento | CA | Solar | 3 | NA | NA | NA | 23.5274 | 25.0685 | 21.1758
RE Dillard Solar 1 | -153808 | Operating | 3 | Solar | 2012 | KKR Solar Holdings Blocker LLC |  | WECC | CAMX | Sacramento | CA | Solar | 3 | NA | NA | NA | 23.5274 | 25.0685 | 21.1758
RE Dillard Solar 2 | -781149 | Operating | 3 | Solar | 2012 | Canadian Solar Inc. |  | WECC | CAMX | Sacramento | CA | Solar | 3 | NA | NA | NA | NA | NA | NA
RE Dillard Solar 2 | -781148 | Operating | 3 | Solar | 2012 | BlackRock, Inc. |  | WECC | CAMX | Sacramento | CA | Solar | 3 | NA | NA | NA | NA | NA | NA
RE Dillard Solar 2 | -207685 | Operating | 3 | Solar | 2012 | KKR Solar Holdings Blocker LLC |  | WECC | CAMX | Sacramento | CA | Solar | 3 | NA | NA | NA | 23.6796 | 25.586 | 24.8326
RE Dillard Solar 2 | -153792 | Operating | 3 | Solar | 2012 | KKR Solar Holdings Blocker LLC |  | WECC | CAMX | Sacramento | CA | Solar | 3 | NA | NA | NA | 23.6796 | 25.586 | 24.8326
RE Dillard Solar 3 | -781151 | Operating | 3 | Solar | 2012 | Canadian Solar Inc. |  | WECC | CAMX | Sacramento | CA | Solar | 3 | NA | NA | NA | NA | NA | NA
RE Dillard Solar 3 | -781150 | Operating | 3 | Solar | 2012 | BlackRock, Inc. |  | WECC | CAMX | Sacramento | CA | Solar | 3 | NA | NA | NA | NA | NA | NA
RE Dillard Solar 3 | -207686 | Operating | 3 | Solar | 2012 | KKR Solar Holdings Blocker LLC |  | WECC | CAMX | Sacramento | CA | Solar | 3 | NA | NA | NA | 23.535 | 25.5441 | 24.0068
RE Dillard Solar 3 | -153810 | Operating | 3 | Solar | 2012 | KKR Solar Holdings Blocker LLC |  | WECC | CAMX | Sacramento | CA | Solar | 3 | NA | NA | NA | 23.535 | 25.5441 | 24.0068
RE Dillard Solar 4 | -781153 | Operating | 0.4 | Solar | 2012 | Canadian Solar Inc. |  | WECC | CAMX | Sacramento | CA | Solar | 0.4 | NA | NA | NA | NA | NA | NA
RE Dillard Solar 4 | -781152 | Operating | 0.4 | Solar | 2012 | BlackRock, Inc. |  | WECC | CAMX | Sacramento | CA | Solar | 0.4 | NA | NA | NA | NA | NA | NA
RE Dillard Solar 4 | -207687 | Operating | 0.4 | Solar | 2012 | KKR Solar Holdings Blocker LLC |  | WECC | CAMX | Sacramento | CA | Solar | 0.4 | NA | NA | NA | NA | NA | NA
RE Dillard Solar 4 | -153794 | Operating | 0.4 | Solar | 2012 | KKR Solar Holdings Blocker LLC |  | WECC | CAMX | Sacramento | CA | Solar | 0.4 | NA | NA | NA | NA | NA | NA
RE Garland A Solar Project | -781169 | Operating | 20.2 | Solar | 2016 | Canadian Solar Inc. | CAISO | WECC | CAMX | Kern | CA | Solar | 20 | NA | NA | NA | NA | NA | NA
RE Garland A Solar Project | -781168 | Operating | 20.2 | Solar | 2016 | BlackRock, Inc. | CAISO | WECC | CAMX | Kern | CA | Solar | 20 | NA | NA | NA | NA | NA | NA
RE Garland A Solar Project | -357449 | Operating | 20.2 | Solar | 2016 | Scarlet Renewables LLC | CAISO | WECC | CAMX | Kern | CA | Solar | 20 | NA | NA | NA | 27.3493 | 27.5628 | 31.6735
RE Garland A Solar Project | -138419 | Operating | 20.2 | Solar | 2016 | Southern Power Company | CAISO | WECC | CAMX | Kern | CA | Solar | 20 | NA | NA | NA | 27.3493 | 27.5628 | 31.6735
RE Garland Battery Storage Project | -781233 | Operating | 88 | Battery | 2021 | Canadian Solar Inc. | CAISO | WECC | CAMX | Kern | CA | Energy Storage | 88 | NA | NA | NA | NA | NA | NA
RE Garland Battery Storage Project | -781232 | Operating | 88 | Battery | 2021 | BlackRock, Inc. | CAISO | WECC | CAMX | Kern | CA | Energy Storage | 88 | NA | NA | NA | NA | NA | NA
RE Garland Battery Storage Project | -740325 | Operating | 88 | Battery | 2021 | Scarlet Renewables LLC | CAISO | WECC | CAMX | Kern | CA | Energy Storage | 88 | NA | NM | NM | 7.5874 | 10.5313 | 2.4443
RE Garland Battery Storage Project | -740323 | Operating | 88 | Battery | 2021 | Southern Power Company | CAISO | WECC | CAMX | Kern | CA | Energy Storage | 88 | NA | NM | NM | 7.5874 | 10.5313 | 2.4443
RE Garland Solar Project | -781167 | Operating | 185.1 | Solar | 2016 | Canadian Solar Inc. | CAISO | WECC | CAMX | Kern | CA | Solar | 180 | NA | NA | NA | NA | NA | NA
RE Garland Solar Project | -781166 | Operating | 185.1 | Solar | 2016 | BlackRock, Inc. | CAISO | WECC | CAMX | Kern | CA | Solar | 180 | NA | NA | NA | NA | NA | NA
RE Garland Solar Project | -357428 | Operating | 185.1 | Solar | 2016 | Scarlet Renewables LLC | CAISO | WECC | CAMX | Kern | CA | Solar | 180 | NA | NA | NA | 24.9086 | 28.3423 | 30.7625
RE Garland Solar Project | -138428 | Operating | 185.1 | Solar | 2016 | Southern Power Company | CAISO | WECC | CAMX | Kern | CA | Solar | 180 | NA | NA | NA | 24.9086 | 28.3423 | 30.7625
RE Gaskell West 1 Project | -704001 | Operating | 20 | Solar | 2018 | Matrix Renewables Spain SL | CAISO | WECC | CAMX | Kern | CA | Solar | 20 | NA | NA | NA | 14.9492 | 25.2751 | NA
RE Gaskell West 2 (RE Garland 2) Battery Storage Project | -704755 | Operating | 20 | Battery | 2023 | Matrix Renewables Spain SL | CAISO | WECC | CAMX | Kern | CA | Energy Storage | 20 | NA | NA | NA | NA | NA | NA
RE Gaskell West 2 Project (RE Garland 2) | -704003 | Operating | 45 | Solar | 2023 | Matrix Renewables Spain SL | CAISO | WECC | CAMX | Kern | CA | Solar | 45 | NA | NA | NA | 22.5677 | NA | NA
RE Gaskell West 3 Project (Gaskell West 2) (RE Garland 2) | -704005 | Operating | 20 | Solar | 2023 | Matrix Renewables Spain SL | CAISO | WECC | CAMX | Kern | CA | Solar | 20 | NA | NA | NA | 26.4401 | NA | NA
RE Gaskell West 4 Project (Gaskell West 2) (RE Garland 2) | -781173 | Operating | 20 | Solar | 2023 | Canadian Solar Inc. | CAISO | WECC | CAMX | Kern | CA | Solar | 20 | NA | NA | NA | NA | NA | NA
RE Gaskell West 4 Project (Gaskell West 2) (RE Garland 2) | -781172 | Operating | 20 | Solar | 2023 | BlackRock, Inc. | CAISO | WECC | CAMX | Kern | CA | Solar | 20 | NA | NA | NA | NA | NA | NA
RE Gaskell West 5 Project (Gaskell West 2) (RE Garland 2) | -781171 | Operating | 20 | Solar | 2023 | Canadian Solar Inc. | CAISO | WECC | CAMX | Kern | CA | Solar | 20 | NA | NA | NA | NA | NA | NA
RE Gaskell West 5 Project (Gaskell West 2) (RE Garland 2) | -781170 | Operating | 20 | Solar | 2023 | BlackRock, Inc. | CAISO | WECC | CAMX | Kern | CA | Solar | 20 | NA | NA | NA | NA | NA | NA
RE Kammerer 1 Project | -154007 | Operating | 5 | Solar | 2012 | Cs Holdco 1 LLC |  | WECC | CAMX | Sacramento | CA | Solar | 5 | NA | NA | NA | 25.7123 | 25.8425 | 25.5205
RE Kammerer 1 Project | -153999 | Operating | 5 | Solar | 2012 | Cs Holdco 1 LLC |  | WECC | CAMX | Sacramento | CA | Solar | 5 | NA | NA | NA | 25.7123 | 25.8425 | 25.5205
RE Kammerer 2 | -154009 | Operating | 5 | Solar | 2012 | Cs Holdco 1 LLC |  | WECC | CAMX | Sacramento | CA | Solar | 5 | NA | NA | NA | 25.7123 | 25.9772 | 25.6849
RE Kammerer 2 | -154005 | Operating | 5 | Solar | 2012 | Cs Holdco 1 LLC |  | WECC | CAMX | Sacramento | CA | Solar | 5 | NA | NA | NA | 25.7123 | 25.9772 | 25.6849
RE Kammerer 3 | -154011 | Operating | 5 | Solar | 2012 | Cs Holdco 1 LLC |  | WECC | CAMX | Sacramento | CA | Solar | 5 | NA | NA | NA | 25.7169 | 25.8242 | 25.0365
RE Kammerer 3 | -153891 | Operating | 5 | Solar | 2012 | Cs Holdco 1 LLC |  | WECC | CAMX | Sacramento | CA | Solar | 5 | NA | NA | NA | 25.7169 | 25.8242 | 25.0365
RE McKenzie 1 | -781135 | Operating | 5 | Solar | 2012 | Canadian Solar Inc. |  | WECC | CAMX | Sacramento | CA | Solar | 5 | NA | NA | NA | NA | NA | NA
RE McKenzie 1 | -781134 | Operating | 5 | Solar | 2012 | BlackRock, Inc. |  | WECC | CAMX | Sacramento | CA | Solar | 5 | NA | NA | NA | NA | NA | NA
RE McKenzie 1 | -149178 | Operating | 5 | Solar | 2012 | KKR Solar Holdings Blocker LLC |  | WECC | CAMX | Sacramento | CA | Solar | 5 | NA | NA | NA | 26.4315 | 27.3813 | 26.7123
RE McKenzie 1 | -147543 | Operating | 5 | Solar | 2012 | KKR Solar Holdings Blocker LLC |  | WECC | CAMX | Sacramento | CA | Solar | 5 | NA | NA | NA | 26.4315 | 27.3813 | 26.7123
RE McKenzie 2 | -781145 | Operating | 5 | Solar | 2012 | Canadian Solar Inc. |  | WECC | CAMX | Sacramento | CA | Solar | 5 | NA | NA | NA | NA | NA | NA
RE McKenzie 2 | -781144 | Operating | 5 | Solar | 2012 | BlackRock, Inc. |  | WECC | CAMX | Sacramento | CA | Solar | 5 | NA | NA | NA | NA | NA | NA
RE McKenzie 2 | -149181 | Operating | 5 | Solar | 2012 | KKR Solar Holdings Blocker LLC |  | WECC | CAMX | Sacramento | CA | Solar | 5 | NA | NA | NA | 26.2489 | 26.8676 | 26.9361
RE McKenzie 2 | -147548 | Operating | 5 | Solar | 2012 | KKR Solar Holdings Blocker LLC |  | WECC | CAMX | Sacramento | CA | Solar | 5 | NA | NA | NA | 26.2489 | 26.8676 | 26.9361
RE McKenzie 3 | -781137 | Operating | 5 | Solar | 2012 | Canadian Solar Inc. |  | WECC | CAMX | Sacramento | CA | Solar | 5 | NA | NA | NA | NA | NA | NA
RE McKenzie 3 | -781136 | Operating | 5 | Solar | 2012 | BlackRock, Inc. |  | WECC | CAMX | Sacramento | CA | Solar | 5 | NA | NA | NA | NA | NA | NA
RE McKenzie 3 | -149182 | Operating | 5 | Solar | 2012 | KKR Solar Holdings Blocker LLC |  | WECC | CAMX | Sacramento | CA | Solar | 5 | NA | NA | NA | 26.411 | 27.0228 | 26.726
RE McKenzie 3 | -147544 | Operating | 5 | Solar | 2012 | KKR Solar Holdings Blocker LLC |  | WECC | CAMX | Sacramento | CA | Solar | 5 | NA | NA | NA | 26.411 | 27.0228 | 26.726
RE McKenzie 4 | -781139 | Operating | 5 | Solar | 2012 | Canadian Solar Inc. |  | WECC | CAMX | Sacramento | CA | Solar | 5 | NA | NA | NA | NA | NA | NA
RE McKenzie 4 | -781138 | Operating | 5 | Solar | 2012 | BlackRock, Inc. |  | WECC | CAMX | Sacramento | CA | Solar | 5 | NA | NA | NA | NA | NA | NA
RE McKenzie 4 | -149183 | Operating | 5 | Solar | 2012 | KKR Solar Holdings Blocker LLC |  | WECC | CAMX | Sacramento | CA | Solar | 5 | NA | NA | NA | 26.2603 | 26.9543 | 27.9315
RE McKenzie 4 | -147545 | Operating | 5 | Solar | 2012 | KKR Solar Holdings Blocker LLC |  | WECC | CAMX | Sacramento | CA | Solar | 5 | NA | NA | NA | 26.2603 | 26.9543 | 27.9315
RE McKenzie 5 | -781141 | Operating | 5 | Solar | 2012 | Canadian Solar Inc. |  | WECC | CAMX | Sacramento | CA | Solar | 5 | NA | NA | NA | NA | NA | NA
RE McKenzie 5 | -781140 | Operating | 5 | Solar | 2012 | BlackRock, Inc. |  | WECC | CAMX | Sacramento | CA | Solar | 5 | NA | NA | NA | NA | NA | NA
RE McKenzie 5 | -149184 | Operating | 5 | Solar | 2012 | KKR Solar Holdings Blocker LLC |  | WECC | CAMX | Sacramento | CA | Solar | 5 | NA | NA | NA | 26.121 | 27.2397 | 26.2808
RE McKenzie 5 | -147546 | Operating | 5 | Solar | 2012 | KKR Solar Holdings Blocker LLC |  | WECC | CAMX | Sacramento | CA | Solar | 5 | NA | NA | NA | 26.121 | 27.2397 | 26.2808
RE McKenzie 6 | -781143 | Operating | 5 | Solar | 2012 | Canadian Solar Inc. |  | WECC | CAMX | Sacramento | CA | Solar | 5 | NA | NA | NA | NA | NA | NA
RE McKenzie 6 | -781142 | Operating | 5 | Solar | 2012 | BlackRock, Inc. |  | WECC | CAMX | Sacramento | CA | Solar | 5 | NA | NA | NA | NA | NA | NA
RE McKenzie 6 | -149185 | Operating | 5 | Solar | 2012 | KKR Solar Holdings Blocker LLC |  | WECC | CAMX | Sacramento | CA | Solar | 5 | NA | NA | NA | 26.0616 | 27.3037 | 26.3676
RE McKenzie 6 | -147547 | Operating | 5 | Solar | 2012 | KKR Solar Holdings Blocker LLC |  | WECC | CAMX | Sacramento | CA | Solar | 5 | NA | NA | NA | 26.0616 | 27.3037 | 26.3676
RE Mustang Battery Storage Project | -761326 | Operating | 75 | Battery | 2021 | MN8 Energy, Inc. | CAISO | WECC | CAMX | Kings | CA | Energy Storage | 75 | NA | NM | NM | 10.783 | 14.6017 | 2.1017
RE Mustang Solar | -761226 | Operating | 100 | Solar | 2016 | MN8 Energy, Inc. | CAISO | WECC | CAMX | Kings | CA | Solar | 100 | NA | NA | NA | 18.5379 | 24.9455 | 23.5564
RE Tranquillity 1 Battery Storage Facility | -781192 | Operating | 72 | Battery | 2021 | Canadian Solar Inc. | CAISO | WECC | CAMX | Fresno | CA | Energy Storage | 72 | NA | NA | NA | NA | NA | NA
RE Tranquillity 1 Battery Storage Facility | -781191 | Operating | 72 | Battery | 2021 | BlackRock, Inc. | CAISO | WECC | CAMX | Fresno | CA | Energy Storage | 72 | NA | NA | NA | NA | NA | NA
RE Tranquillity 1 Battery Storage Facility | -426943 | Operating | 72 | Battery | 2021 | Scarlet Renewables LLC | CAISO | WECC | CAMX | Fresno | CA | Energy Storage | 72 | NA | NM | NA | 7.4367 | 8.9211 | NA
RE Tranquillity 1 Battery Storage Facility | -426942 | Operating | 72 | Battery | 2021 | Southern Renewable Partnerships, LLC | CAISO | WECC | CAMX | Fresno | CA | Energy Storage | 72 | NA | NM | NA | 7.4367 | 8.9211 | NA
RE Tranquillity 1 Solar Generating Facility | -781165 | Operating | 205.3 | Solar | 2016 | Canadian Solar Inc. | CAISO | WECC | CAMX | Fresno | CA | Solar | 200 | NA | NA | NA | NA | NA | NA
RE Tranquillity 1 Solar Generating Facility | -781164 | Operating | 205.3 | Solar | 2016 | BlackRock, Inc. | CAISO | WECC | CAMX | Fresno | CA | Solar | 200 | NA | NA | NA | NA | NA | NA
RE Tranquillity 1 Solar Generating Facility | -357416 | Operating | 205.3 | Solar | 2016 | Scarlet Renewables LLC | CAISO | WECC | CAMX | Fresno | CA | Solar | 200 | NA | NA | NA | 26.2131 | 24.8341 | 27.8042
RE Tranquillity 1 Solar Generating Facility | -138436 | Operating | 205.3 | Solar | 2016 | Southern Renewable Partnerships, LLC | CAISO | WECC | CAMX | Fresno | CA | Solar | 200 | NA | NA | NA | 26.2131 | 24.8341 | 27.8042
Red Bluff | -363989 | Operating | 46.4 | Internal Combustion | 2001 | EWP Renewable Corporation | CAISO | WECC | CAMX | Tehama | CA | Gas | 44.8 | 10224 | 10143 | 10306 | 3.0322 | 3.7681 | 3.5633
Red Mountain | -6178 | Operating | 5.9 | Hydraulic Turbine | 1985 | The Metropolitan Water District of Southern California | CAISO | WECC | CAMX | San Diego | CA | Water | 5.9 | NA | NA | NA | 44.7392 | 35.6416 | 26.7588
Redcrest Solar Farm (Redwood Cluster Solar) | -792730 | Operating | 16.6 | Solar | 2015 | Alberta Investment Management Corporation | CAISO | WECC | CAMX | Kern | CA | Solar | 16 | NA | NA | NA | 19.9979 | 19.4285 | 24.5569
Redcrest Solar Farm (Redwood Cluster Solar) | -792729 | Operating | 16.6 | Solar | 2015 | The AES Corporation | CAISO | WECC | CAMX | Kern | CA | Solar | 16 | NA | NA | NA | 19.9979 | 19.4285 | 24.5569
Cricket Valley Energy | -229396 | Operating | 1312.5 | Combined Cycle | 2020 | Advanced Power Services (NA) Inc. | New York | NPCC | NY | Dutchess | NY | Gas | 1138.2 | 7187 | 6995 | 6947 | 52.16 | 54.783 | 50.1873
Cricket Valley Energy | -229395 | Operating | 1312.5 | Combined Cycle | 2020 | Teachers Insurance and Annuity Association-College Retirement Equities Fund | New York | NPCC | NY | Dutchess | NY | Gas | 1138.2 | 7187 | 6995 | 6947 | 52.16 | 54.783 | 50.1873
Redlands Community Hospital FC Project | -674088 | Operating | 1.1 | Fuel Cell | 2021 | Bloom Energy Corporation | CAISO | WECC | CAMX | San Bernardino | CA | Gas | 1.1 | 6728 | 6561 | NA | 93.8979 | 96.0357 | NA
Redwood 4 Solar Project | -768618 | Operating | 20 | Solar | 2017 | Avantus LLC | CAISO | WECC | CAMX | Kern | CA | Solar | 20 | NA | NA | NA | NA | NA | NA
Redwood Coast Airport Microgrid Battery Storage Project | -628160 | Operating | 2.2 | Battery | 2021 | Redwood Coast Energy Authority |  | WECC | CAMX | Humboldt | CA | Energy Storage | 1.8 | NA | NM | NM | 13.464 | 14.2631 | 0.39954
Redwood Coast Airport Microgrid Solar Project | -408555 | Operating | 2.2 | Solar | 2021 | Redwood Coast Energy Authority |  | WECC | CAMX | Humboldt | CA | Solar | 1.8 | NA | NA | NA | 2.1436 | 4.395 | 0.23465
Reedley Community College Solar Project | -249285 | Operating | 2.6 | Solar | 2018 | Forefront Power, LLC | CAISO | WECC | CAMX | Fresno | CA | Solar | 2.6 | NA | NA | NA | 17.3692 | 17.1891 | 16.7545
Regulus Solar Project | -627398 | Operating | 60 | Solar | 2014 | Regulus Solar, LLC | CAISO | WECC | CAMX | Kern | CA | Solar | 60 | NA | NA | NA | 27.4958 | 30.1138 | 29.9652
Renew-1 (CalRENEW-1) | -493729 | Operating | 5 | Solar | 2010 | Undisclosed buyer | CAISO | WECC | CAMX | Fresno | CA | Solar | 5 | NA | NA | NA | 14.4429 | 19.3607 | 12.0274
Republic Services Vasco Landfill Project | -169255 | Operating | 4.4 | Internal Combustion | 2014 | Ameresco, Inc. | CAISO | WECC | CAMX | Alameda | CA | Biomass | 4.2 | 10076 | 10204 | 10274 | 85.5431 | 86.1981 | 91.8542
ReSource Center | -480161 | Operating | 2.2 | Internal Combustion | 2022 | Msb Investors, Llc | CAISO | WECC | CAMX | Santa Barbara | CA | Biomass | 2.2 | 35890 | 20090 | NA | 43.0573 | 16.6303 | NA
Resurgence I Battery Storage Project | -674924 | Operating | 75 | Battery | 2023 | NextEra Energy Resources, LLC | CAISO | WECC | CAMX | San Bernardino | CA | Energy Storage | 75 | NA | NA | NA | 4.5819 | NA | NA
Resurgence II Battery Storage Project | -675165 | Operating | 40 | Battery | 2023 | NextEra Energy Resources, LLC | CAISO | WECC | CAMX | San Bernardino | CA | Energy Storage | 40 | NA | NA | NA | 3.9212 | NA | NA
Resurgence Solar I Project | -674894 | Operating | 90 | Solar | 2023 | NextEra Energy Resources, LLC | CAISO | WECC | CAMX | San Bernardino | CA | Solar | 90 | NA | NA | NA | 12.519 | NA | NA
Resurgence Solar II Project | -704366 | Operating | 48 | Solar | 2023 | NextEra Energy Resources, LLC | CAISO | WECC | CAMX | San Bernardino | CA | Solar | 48 | NA | NA | NA | 12.543 | NA | NA
Reta (Canal Creek) | -6204 | Operating | 0.9 | Hydraulic Turbine | 1982 | Merced Irrigation District | CAISO | WECC | CAMX | Merced | CA | Water | 0.9 | NA | NA | NA | NA | NA | NA
Rexford 1 Battery Storage Project | -795175 | Operating | NA | Battery | 2025 | AES Clean Energy Services, LLC | CAISO | WECC | CAMX | Tulare | CA | Energy Storage | 240 | NA | NA | NA | NA | NA | NA
Rexford 1 Solar Project | -805044 | Operating | NA | Solar | 2025 | AES Clean Energy Services, LLC | CAISO | WECC | CAMX | Tulare | CA | Solar | 300 | NA | NA | NA | NA | NA | NA
Rhodia Inc. Dominguez | -79176 | Operating | 5 | Steam Turbine | 1976 | Solvay USA Inc. | CAISO | WECC | CAMX | Los Angeles | CA | Other | 3.5 | 3412 | 3413 | 8843 | 44.8076 | 22.8474 | 39.9217
Rialto Bioenergy Facility | -364556 | Operating | 13.38 | Internal Combustion | 2021 | First Sentier Investors (US) LLC | CAISO | WECC | CAMX | San Bernardino | CA | Biomass | 13.38 | NA | NA | NA | NA | NA | NA
Rialto Bioenergy Facility | -364555 | Operating | 13.38 | Internal Combustion | 2021 | Anaergia Inc. | CAISO | WECC | CAMX | San Bernardino | CA | Biomass | 13.38 | NA | NA | NA | NA | NA | NA
Rialto High School Project | -763049 | Operating | 0.9 | Solar | 2017 | Onyx Asset Services Group LLC | CAISO | WECC | CAMX | San Bernardino | CA | Solar | 0.9 | NA | NA | NA | NA | NA | NA
Rialto High School Project | -763048 | Operating | 0.9 | Solar | 2017 | Onyx Asset Services Group LLC | CAISO | WECC | CAMX | San Bernardino | CA | Solar | 0.9 | NA | NA | NA | NA | NA | NA
Cricket Valley Energy | -229393 | Operating | 1312.5 | Combined Cycle | 2020 | Showa Shell Sekiyu K.K. | New York | NPCC | NY | Dutchess | NY | Gas | 1138.2 | 7187 | 6995 | 6947 | 52.16 | 54.783 | 50.1873
Cricket Valley Energy | -229392 | Operating | 1312.5 | Combined Cycle | 2020 | Chubu Electric Power Company, Incorporated | New York | NPCC | NY | Dutchess | NY | Gas | 1138.2 | 7187 | 6995 | 6947 | 52.16 | 54.783 | 50.1873
Richmond Steam Cogen | -388660 | Operating | 48.3 | Steam Turbine | 2006 | Chevron Corporation | CAISO | WECC | CAMX | Contra Costa | CA | Gas | 48.3 | 22581 | 19385 | 20976 | 26.143 | 30.1112 | 31.5678
Ridgetop Energy Wind Farm | -547217 | Operating | 29 | Wind Turbine | 1984 | Terra-Gen, LLC | CAISO | WECC | CAMX | Kern | CA | Wind | 29 | NA | NA | NA | 12.228 | 14.2009 | 16.734
Ridgetop Energy Wind Farm | -356860 | Operating | 29 | Wind Turbine | 1984 | Terra-Gen, LLC | CAISO | WECC | CAMX | Kern | CA | Wind | 29 | NA | NA | NA | 12.228 | 14.2009 | 16.734
Rio Bravo Fresno | -107510 | Operating | 28 | Steam Turbine | 1988 | North American Power Group, Ltd. | CAISO | WECC | CAMX | Fresno | CA | Biomass | 24.3 | 15517 | 14510 | 14712 | 68.1559 | 64.7796 | 68.4593
Rio Bravo Fresno | -45158 | Operating | 28 | Steam Turbine | 1988 | IHI Corporation | CAISO | WECC | CAMX | Fresno | CA | Biomass | 24.3 | 15517 | 14510 | 14712 | 68.1559 | 64.7796 | 68.4593
Rio Bravo Hydroelectric Project | -6244 | Operating | 14 | Hydraulic Turbine | 1989 | Olcese Water District | CAISO | WECC | CAMX | Kern | CA | Water | 13.4 | NA | NA | NA | 26.1467 | 5.1242 | 3.0677
Rio Bravo Rocklin | -107512 | Operating | 27.9 | Steam Turbine | 1989 | North American Power Group, Ltd. | CAISO | WECC | CAMX | Placer | CA | Biomass | 24.4 | 17688 | 16606 | 15779 | 68.5998 | 80.8673 | 77.4511
Rio Bravo Rocklin | -45161 | Operating | 27.9 | Steam Turbine | 1989 | IHI Corporation | CAISO | WECC | CAMX | Placer | CA | Biomass | 24.4 | 17688 | 16606 | 15779 | 68.5998 | 80.8673 | 77.4511
Rio Bravo Solar I | -695683 | Operating | 20 | Solar | 2016 | Brookfield Renewable Partners L.P. | CAISO | WECC | CAMX | Kern | CA | Solar | 19.5 | NA | NA | NA | 27.2328 | NA | NA
Rio Bravo Solar I | -193286 | Operating | 20 | Solar | 2016 | John Hancock Life Insurance Company (U.S.A) | CAISO | WECC | CAMX | Kern | CA | Solar | 19.5 | NA | NA | NA | 27.2328 | 27.1221 | 28.2742
Rio Bravo Solar II | -695722 | Operating | 20 | Solar | 2016 | Brookfield Renewable Partners L.P. | CAISO | WECC | CAMX | Kern | CA | Solar | 19.5 | NA | NA | NA | 28.1261 | NA | NA
Rio Bravo Solar II | -193320 | Operating | 20 | Solar | 2016 | John Hancock Life Insurance Company (U.S.A) | CAISO | WECC | CAMX | Kern | CA | Solar | 19.5 | NA | NA | NA | 28.1261 | 27.4763 | 29.1553
Rio Grande Solar Plant | -149188 | Operating | 5 | Solar | 2013 | Gamma Genco CV II LLC | CAISO | WECC | CAMX | Kern | CA | Solar | 5 | NA | NA | NA | 21.7968 | 21.7215 | 23.8493
Rio Grande Solar Plant | -149187 | Operating | 5 | Solar | 2013 | Gamma Genco CV II LLC | CAISO | WECC | CAMX | Kern | CA | Solar | 5 | NA | NA | NA | 21.7968 | 21.7215 | 23.8493
Rio Hondo | -6250 | Operating | 1.9 | Hydraulic Turbine | 1984 | The Metropolitan Water District of Southern California | CAISO | WECC | CAMX | Los Angeles | CA | Water | 1.9 | NA | NA | NA | 8.5857 | 14.4497 | 0
Rio Vista Executive Boat & RV Storage Solar Project | -808102 | Operating | NA | Solar | 2025 | Rio Vista Executive Boat & RV Storage, LLC | CAISO | WECC | CAMX | Solano | CA | Solar | 3 | NA | NA | NA | NA | NA | NA
Cricket Valley Energy | -229391 | Operating | 1312.5 | Combined Cycle | 2020 | BlackRock Financial Management, Inc | New York | NPCC | NY | Dutchess | NY | Gas | 1138.2 | 7187 | 6995 | 6947 | 52.16 | 54.783 | 50.1873
Crockett Cogeneration | -412760 | Operating | 247 | Combined Cycle | 1995 | Hull Street Energy, LLC | CAISO | WECC | CAMX | Contra Costa | CA | Gas | 247 | 8847 | 8892 | NA | 68.3839 | 70.2251 | NA
Rising Tree Wind Farm (Homestead) | -102749 | Operating | 79.2 | Wind Turbine | 2015 | EDP Renewables North America LLC | CAISO | WECC | CAMX | Kern | CA | Wind | 79.2 | NA | NA | NA | 30.755 | 33.02 | 35.5805
Rising Tree Wind Farm (Homestead) | -90165 | Operating | 79.2 | Wind Turbine | 2015 | EDP Renewables North America LLC | CAISO | WECC | CAMX | Kern | CA | Wind | 79.2 | NA | NA | NA | 30.755 | 33.02 | 35.5805
Rising Tree Wind Farm (Homestead) | -90160 | Operating | 79.2 | Wind Turbine | 2015 | Axium Infrastructure Inc. | CAISO | WECC | CAMX | Kern | CA | Wind | 79.2 | NA | NA | NA | 30.755 | 33.02 | 35.5805
Rising Tree Wind Farm II | -102754 | Operating | 19.8 | Wind Turbine | 2015 | EDP Renewables North America LLC | CAISO | WECC | CAMX | Kern | CA | Wind | 19.8 | NA | NA | NA | 27.5085 | 30.3526 | 32.9551
Rising Tree Wind Farm II | -90139 | Operating | 19.8 | Wind Turbine | 2015 | Axium Infrastructure Inc. | CAISO | WECC | CAMX | Kern | CA | Wind | 19.8 | NA | NA | NA | 27.5085 | 30.3526 | 32.9551
Rising Tree Wind Farm II | -90135 | Operating | 19.8 | Wind Turbine | 2015 | EDP Renewables North America LLC | CAISO | WECC | CAMX | Kern | CA | Wind | 19.8 | NA | NA | NA | 27.5085 | 30.3526 | 32.9551
Rising Tree Wind Farm III | -171695 | Operating | 99 | Wind Turbine | 2015 | EDP Renewables North America LLC | CAISO | WECC | CAMX | Kern | CA | Wind | 99 | NA | NA | NA | 30.1792 | 30.1799 | 31.8962
Rising Tree Wind Farm III | -171694 | Operating | 99 | Wind Turbine | 2015 | EDP Renewables North America LLC | CAISO | WECC | CAMX | Kern | CA | Wind | 99 | NA | NA | NA | 30.1792 | 30.1799 | 31.8962
River Ranch Dairy Solar Project | -770049 | Operating | 4 | Solar | 2024 | Renewable Solar Inc. | CAISO | WECC | CAMX | Kings | CA | Solar | 4 | NA | NA | NA | NA | NA | NA
Crossfield Energy Centre | -763862 | Operating | 144 | Gas Turbine | 2009 | ENMAX Corporation | Alberta | WECC | WECCCN |  |  | Gas | 144 | NA | NA | NA | NA | NA | NA
Riverside Fuel Cell Project | -172432 | Operating | 1.4 | Fuel Cell | 2016 | FuelCell Energy, Inc. | CAISO | WECC | CAMX | Riverside | CA | Biomass | 1.4 | 16470 | 8517 | 8965 | 77.0385 | 87.3614 | 70.4338
Crossroads Energy Center | -138719 | Operating | 306.4 | Gas Turbine | 2002 | Evergy Missouri West, Inc. | MISO | SERC | DELTA | Coahoma | MS | Gas | 308 | 12978 | 13359 | 13503 | 7.7042 | 7.2516 | 2.774
Croydon | -396380 | Operating | 546.4 | Gas Turbine | 1974 | Constellation Energy Corporation | PJM | RFC | R-PJM | Bucks | PA | Oil | 523.5 | 14889 | 13151 | NA | 0.014501 | 0.47236 | NA
Roaring Creek | -138736 | Operating | 2 | Hydraulic Turbine | 1986 | Evergy Missouri West, Inc. | CAISO | WECC | CAMX | Shasta | CA | Water | 2 | NA | NA | NA | 37.2317 | 15.3196 | 7.2489
Roaring Creek | -6297 | Operating | 2 | Hydraulic Turbine | 1986 | Mega Renewables | CAISO | WECC | CAMX | Shasta | CA | Water | 2 | NA | NA | NA | 37.2317 | 15.3196 | 7.2489
Robbs Peak | -6301 | Operating | 25.5 | Hydraulic Turbine | 1965 | Sacramento Municipal Utility District |  | WECC | CAMX | El Dorado | CA | Water | 25.5 | NA | NA | NA | 30.9191 | 8.6619 | 10.3147
Robert O Schulz Solar Farm Project | -169699 | Operating | 1.3 | Solar | 2008 | South San Joaquin California Irrigation District | CAISO | WECC | CAMX | Stanislaus | CA | Solar | 1.3 | NA | NA | NA | 14.9543 | 18.7127 | 18.9937
Rock Creek | -6318 | Operating | 126 | Hydraulic Turbine | 1950 | Pacific Gas and Electric Company | CAISO | WECC | CAMX | Plumas | CA | Water | 126 | NA | NA | NA | 43.3904 | 23.9636 | 20.6724
Rock Creek LP | -241913 | Operating | 3 | Hydraulic Turbine | 1986 | Enel Green Power North America, Inc. | CAISO | WECC | CAMX | El Dorado | CA | Water | 3 | NA | NA | NA | 2.3021 | 2.3174 | 0.27017
Crystal River CC (Citrus County) | -171370 | Operating | 1970.6 | Combined Cycle | 2018 | Duke Energy Florida, LLC |  | SERC | FP | Citrus | FL | Gas | 1854 | 6833 | 6828 | 6797 | 75.4705 | 69.7397 | 68.438
CSC Tech Mgmt Group Western Center | -2773 | Operating | 4 | Gas Turbine | 1988 | DXC Technology Company | CAISO | WECC | CAMX | San Diego | CA | Gas | 4 | NA | NA | NA | NA | NA | NA
Rodeo Solar C2 | -792206 | Operating | 1.5 | Solar | 2014 | Alberta Investment Management Corporation | CAISO | WECC | CAMX | Los Angeles | CA | Solar | 1.5 | NA | NA | NA | 26.3166 | 29.5282 | 26.5525
Rodeo Solar C2 | -792205 | Operating | 1.5 | Solar | 2014 | The AES Corporation | CAISO | WECC | CAMX | Los Angeles | CA | Solar | 1.5 | NA | NA | NA | 26.3166 | 29.5282 | 26.5525
Rodeo Solar D2 | -792208 | Operating | 1.5 | Solar | 2014 | Alberta Investment Management Corporation | CAISO | WECC | CAMX | Los Angeles | CA | Solar | 1.5 | NA | NA | NA | 26.7352 | 24.0335 | 25.4414
Rodeo Solar D2 | -792207 | Operating | 1.5 | Solar | 2014 | The AES Corporation | CAISO | WECC | CAMX | Los Angeles | CA | Solar | 1.5 | NA | NA | NA | 26.7352 | 24.0335 | 25.4414
Roll Delano | -170950 | Operating | 1.2 | Fuel Cell | 2012 | Bloom Energy Corporation | CAISO | WECC | CAMX | Kern | CA | Gas | 1.2 | 7204 | 7645 | 7852 | 84.9315 | 67.7702 | 96.9977
Roll Delano 2 | -170947 | Operating | 1.6 | Fuel Cell | 2012 | Bloom Energy Corporation | CAISO | WECC | CAMX | Kern | CA | Gas | 1.6 | 7110 | 7620 | 8854 | 52.7397 | 57.6841 | 67.3744
Roll Lost Hills | -641124 | Operating | 1.1 | Fuel Cell | 2012 | The Wonderful Company LLC | CAISO | WECC | CAMX | Kern | CA | Gas | 1 | 7007 | 7088 | 6939 | 62.8767 | 74.1895 | 56.1758
Rollins (Yuba-Bear Project) | -6362 | Operating | 12.1 | Hydraulic Turbine | 1980 | Nevada Irrigation District | CAISO | WECC | CAMX | Placer | CA | Water | 12.1 | NA | NA | NA | 68.9583 | 50.5293 | 30.5898
Roseburg Forest Products | -758781 | Operating | 13.4 | Steam Turbine | 1989 | Roseburg Forest Products Co. |  | WECC | NWPP | Siskiyou | CA | Biomass | 9 | 23339 | 26922 | 25517 | 72.8653 | 43.1786 | 61.3775
CSL Behring LLC | -694551 | Operating | 4.2 | Gas Turbine | 1993 | Armour Pharmaceutical Co. | PJM | RFC | R-PJM | Kankakee | IL | Gas | 5.3 | 15484 | 15343 | 15342 | 49.2914 | 50.8637 | 57.4179
Roseville Community Solar Project | -163952 | Operating | 1 | Solar | 2018 | Greenskies Clean Energy, LLC | CAISO | WECC | CAMX | Placer | CA | Solar | 1 | NA | NA | NA | NA | NA | NA
CSL Gas Recovery | -2774 | Operating | 11.2 | Combined Cycle | 1989 | WM Renewable Energy, LLC |  | SERC | FP | Broward | FL | Biomass | 11.2 | 22728 | 21832 | 18660 | 40.7636 | 45.0485 | 49.4985
CSUF Trigeneration | -170842 | Operating | 4.6 | Gas Turbine | 2010 | California State University, Fullerton | CAISO | WECC | CAMX | Orange | CA | Gas | 4.3 | 10509 | 10359 | 10787 | 82.5263 | 85.6191 | 76.3247
RPUWD Scheuer Well Solar PV Project | -173926 | Operating | 3 | Solar | 2018 | Solar Star RPUWD, LLC | CAISO | WECC | CAMX | San Bernardino | CA | Solar | 3 | NA | NA | NA | 15.8257 | 22.8387 | 25.6279
Rudy Solar Project | -171891 | Operating | 1.5 | Solar | 2014 | Capital Dynamics, Inc. | CAISO | WECC | CAMX | San Bernardino | CA | Solar | 1.5 | NA | NA | NA | 19.6043 | 15.3881 | 19.4521
Rush Creek | -6394 | Operating | 13.1 | Hydraulic Turbine | 1916 | Southern California Edison Company | CAISO | WECC | CAMX | Mono | CA | Water | 11.4 | NA | NA | NA | 40.457 | 32.6955 | 22.091
Culbertson Peaking | -166852 | Operating | 108.2 | Gas Turbine | 2010 | Basin Electric Power Cooperative | SPP | MRO | MRO-US | Roosevelt | MT | Gas | 95 | 10502 | 11091 | 10550 | 38.0452 | 21.513 | 14.1258
Cumberland CT | -745106 | Operating | 231.2 | Gas Turbine | 1990 | Calpine New Jersey Generation LLC | PJM | RFC | R-PJM | Cumberland | NJ | Gas | 201 | 10302 | 10176 | 10364 | 3.7255 | 5.2865 | 3.3374
Rutan Solar Plant | -493783 | Operating | 4 | Solar | 2014 | Undisclosed buyer | CAISO | WECC | CAMX | Los Angeles | CA | Solar | 4 | NA | NA | NA | 7.4829 | 9.3008 | 8.8071
Sacramento (SMUD) (Simply Solar) | -493804 | Operating | 1.5 | Solar | 2014 | Undisclosed buyer |  | WECC | CAMX | Sacramento | CA | Solar | 1.5 | NA | NA | NA | 15.8524 | 17.0776 | 0
Sacramento Fairbain Water Treatment Plant | -115558 | Operating | 1 | Solar | 2013 | Tesla Energy Operations, Inc. |  | WECC | CAMX | Sacramento | CA | Solar | 1 | NA | NA | NA | 12.8767 | 15.4795 | 9.0183
Sacramento Point West Medical Offices Solar | -508145 | Operating | 1.3 | Solar | 2020 | KP Sacramento Point West Medical Offices Solar, LLC |  | WECC | CAMX | Sacramento | CA | Solar | 1.2 | NA | NA | NA | 20.8904 | 22.8215 | 22.6218
Sacramento Regional County Sanitation PV | -173406 | Operating | 3.5 | Solar | 2017 | Tesla Energy Operations, Inc. | CAISO | WECC | CAMX | Sacramento | CA | Solar | 3.5 | NA | NA | NA | 24.0802 | 23.1637 | 24.8174
Sacramento Solar | -807099 | Operating | 1.2 | Solar | 2008 | EDF power solutions North America |  | WECC | CAMX | Sacramento | CA | Solar | 1.2 | NA | NA | NA | NA | NA | NA
Sacramento Soleil | -807106 | Operating | 1 | Solar | 2008 | EDF power solutions North America |  | WECC | CAMX | Sacramento | CA | Solar | 1 | NA | NA | NA | NA | NA | NA
Sacramento Soleil Solar Plant | -807101 | Operating | 1 | Solar | 2008 | EDF power solutions North America |  | WECC | CAMX | Sacramento | CA | Solar | 1 | NA | NA | NA | NA | NA | NA
Sagebrush Battery Storage Project | -663459 | Operating | 80 | Battery | 2023 | Terra-Gen, LLC | CAISO | WECC | CAMX | Kern | CA | Energy Storage | 80 | NA | NA | NA | 6.2554 | NA | NA
Sagebrush Battery Storage Project | -663458 | Operating | 80 | Battery | 2023 | Terra-Gen, LLC | CAISO | WECC | CAMX | Kern | CA | Energy Storage | 80 | NA | NA | NA | 6.2554 | NA | NA
Sagebrush Solar 2 ESS 40 Battery Project | -778633 | Operating | 40 | Battery | 2024 | Terra-Gen, LLC | CAISO | WECC | CAMX | Kern | CA | Energy Storage | 40 | NA | NA | NA | NA | NA | NA
Sagebrush Solar 2 ESS 40 Battery Project | -778632 | Operating | 40 | Battery | 2024 | Terra-Gen, LLC | CAISO | WECC | CAMX | Kern | CA | Energy Storage | 40 | NA | NA | NA | NA | NA | NA
Sagebrush Solar 2 ESS 59 Project | -784435 | Operating | 59 | Battery | 2024 | Terra-Gen Operating Company LLC | CAISO | WECC | CAMX | Kern | CA | Energy Storage | 59 | NA | NA | NA | NA | NA | NA
Cumberland CT | -745105 | Operating | 231.2 | Gas Turbine | 1990 | Calpine New Jersey Generation LLC | PJM | RFC | R-PJM | Cumberland | NJ | Gas | 201 | 10302 | 10176 | 10364 | 3.7255 | 5.2865 | 3.3374
Salinas Valley Reclamation Project | -115564 | Operating | 1 | Solar | 2011 | Tesla Energy Operations, Inc. | CAISO | WECC | CAMX | Monterey | CA | Solar | 1 | NA | NA | NA | 12.7511 | 13.2306 | 15.0685
Salinas Valley State Prison Solar Project | -747728 | Operating | 3.3 | Solar | 2023 | Forefront Power, LLC | CAISO | WECC | CAMX | Monterey | CA | Solar | 3.3 | NA | NA | NA | 3.8363 | NA | NA
Salt Springs | -6447 | Operating | 42 | Hydraulic Turbine | 1931 | Pacific Gas and Electric Company | CAISO | WECC | CAMX | Amador | CA | Water | 44 | NA | NA | NA | 52.1085 | 33.2459 | 18.0547
Salton Sea Unit 1 | -140993 | Operating | 10 | Geothermal | 1982 | CE Generation, LLC |  | WECC | AZNMSN | Imperial | CA | Geothermal | 10 | NA | NA | NA | 86.6358 | 90.3619 | 78.8379
Salton Sea Unit 1 | -140992 | Operating | 10 | Geothermal | 1982 | CE Generation, LLC |  | WECC | AZNMSN | Imperial | CA | Geothermal | 10 | NA | NA | NA | 86.6358 | 90.3619 | 78.8379
Salton Sea Unit 2 | -141039 | Operating | 20 | Geothermal | 1990 | CE Generation, LLC | CAISO | WECC | CAMX | Imperial | CA | Geothermal | 23.1 | NA | NA | NA | 48.6707 | 38.3013 | 38.1975
Salton Sea Unit 2 | -141038 | Operating | 20 | Geothermal | 1990 | CE Generation, LLC | CAISO | WECC | CAMX | Imperial | CA | Geothermal | 23.1 | NA | NA | NA | 48.6707 | 38.3013 | 38.1975
Salton Sea Unit 3 | -141055 | Operating | 53.9 | Geothermal | 1989 | CE Generation, LLC |  | WECC | AZNMSN | Imperial | CA | Geothermal | 50 | NA | NA | NA | 76.8288 | 69.4352 | 57.0251
Salton Sea Unit 3 | -141054 | Operating | 53.9 | Geothermal | 1989 | CE Generation, LLC |  | WECC | AZNMSN | Imperial | CA | Geothermal | 50 | NA | NA | NA | 76.8288 | 69.4352 | 57.0251
Salton Sea Unit 4 | -141068 | Operating | 47.5 | Geothermal | 1996 | CE Generation, LLC | CAISO | WECC | CAMX | Imperial | CA | Geothermal | 44 | NA | NA | NA | 82.9429 | 83.9288 | 71.4272
Salton Sea Unit 4 | -141067 | Operating | 47.5 | Geothermal | 1996 | CE Generation, LLC | CAISO | WECC | CAMX | Imperial | CA | Geothermal | 44 | NA | NA | NA | 82.9429 | 83.9288 | 71.4272
Salton Sea Unit 5 | -141080 | Operating | 58.3 | Geothermal | 2000 | CE Generation, LLC |  | WECC | AZNMSN | Imperial | CA | Geothermal | 46 | NA | NA | NA | 75.1434 | 69.3935 | 72.6869
Salton Sea Unit 5 | -141079 | Operating | 58.3 | Geothermal | 2000 | CE Generation, LLC |  | WECC | AZNMSN | Imperial | CA | Geothermal | 46 | NA | NA | NA | 75.1434 | 69.3935 | 72.6869
San Antonio Community Hospital | -6464 | Operating | 2.7 | Internal Combustion | 1985 | San Antonio Regional Hospital | CAISO | WECC | CAMX | San Bernardino | CA | Gas | 2.67 | 15170 | NA | 14502 | 45.9229 | 0 | 54.4781
San Antonio West Solar Rooftop (Chino) | -612970 | Operating | 1.5 | Solar | 2012 | Pansolo Holding Inc. | CAISO | WECC | CAMX | San Bernardino | CA | Solar | 1.5 | NA | NA | NA | 11.9863 | 11.7275 | 11.6286
San Antonio West Solar Rooftop (Chino) | -236093 | Operating | 1.5 | Solar | 2012 | Nautilus Solar Energy, LLC | CAISO | WECC | CAMX | San Bernardino | CA | Solar | 1.5 | NA | NA | NA | 11.9863 | 11.7275 | 11.6286
San Antonio West Solar Rooftop (Chino) | -236092 | Operating | 1.5 | Solar | 2012 | Nautilus Solar Energy, LLC | CAISO | WECC | CAMX | San Bernardino | CA | Solar | 1.5 | NA | NA | NA | 11.9863 | 11.7275 | 11.6286
San Bernardino Solar Project | -168862 | Operating | 1.42 | Solar | 2012 | SunEdison Utility Solutions, LLC | CAISO | WECC | CAMX | San Bernardino | CA | Solar | 1.42 | NA | NA | NA | NA | NA | NA
San Diego - NCRC at Vista Solar Plant | -396776 | Operating | 1.8 | Solar | 2021 | Constellation NewEnergy, Inc. | CAISO | WECC | CAMX | San Diego | CA | Solar | 1.8 | NA | NA | NA | 17.8209 | 20.0596 | NA
San Diego Community College | -673792 | Operating | 1 | Fuel Cell | 2020 | Bloom Energy Corporation | CAISO | WECC | CAMX | San Diego | CA | Gas | 1 | 7373 | 7277 | NA | 74.1096 | 89.4178 | NA
San Diego County Operations Center | -378288 | Operating | 1.7 | Solar | 2020 | Solar Star California XIII, LLC | CAISO | WECC | CAMX | San Diego | CA | Solar | 1.7 | NA | NA | NA | 20.1786 | 22.4349 | 19.487
San Diego County Operations Center Battery Storage | -628198 | Operating | 0.4 | Battery | 2020 | Solar Star California XIII, LLC | CAISO | WECC | CAMX | San Diego | CA | Energy Storage | 0.5 | NA | NM | NM | 3.2192 | 1.2785 | 3.6073
San Diego International Airport Battery Storage System | -365000 | Operating | 2 | Battery | 2021 | San Diego County Regional Airport Authority | CAISO | WECC | CAMX | San Diego | CA | Energy Storage | 2 | NA | NA | NA | NA | NA | NA
Cunningham GT | -2782 | Operating | 253.8 | Gas Turbine | 1997 | Southwestern Public Service Company | SPP | MRO | MRO-US | Lea | NM | Gas | 209 | 11861 | 12180 | 12067 | 36.8847 | 25.5749 | 20.0107
San Diego State University Solar Project | -173705 | Operating | 0.8 | Solar | 2009 | San Diego State University | CAISO | WECC | CAMX | San Diego | CA | Solar | 0.8 | NA | NA | NA | 20.5479 | 21.0188 | 15.6393
San Diego Zoo Global Battery Storage | -807145 | Operating | 1 | Battery | 2019 | EDF power solutions North America | CAISO | WECC | CAMX | San Diego | CA | Energy Storage | 1 | NA | NA | NA | NA | NA | NA
San Dieguito School Solar Project | -169270 | Operating | 2 | Solar | 2011 | San Dieguito Union High School District | CAISO | WECC | CAMX | San Diego | CA | Solar | 2 | NA | NA | NA | NA | NA | NA
San Dimas | -6466 | Operating | 9.9 | Hydraulic Turbine | 1981 | The Metropolitan Water District of Southern California | CAISO | WECC | CAMX | Los Angeles | CA | Water | 9.9 | NA | NA | NA | 28.3878 | 4.6527 | 0
San Dimas Wash Generating Station | -789423 | Operating | 1 | Hydraulic Turbine | 1986 | San Gabriel Valley Municipal Water District, California | CAISO | WECC | CAMX | Los Angeles | CA | Water | 1 | NA | NA | NA | 33.5388 | 0 | 0
San Fernando | -6468 | Operating | 5.6 | Hydraulic Turbine | 1922 | Los Angeles Department of Water and Power, California |  | WECC | CAMX | Los Angeles | CA | Water | 6.1 | NA | NA | NA | 33.1986 | 0.51276 | 0.16281
San Francisco Sunset Reservoir Solar Project | -695633 | Operating | 4.5 | Solar | 2010 | Brookfield Renewable Partners L.P. | CAISO | WECC | CAMX | San Francisco | CA | Solar | 4.5 | NA | NA | NA | 15.2917 | NA | NA
San Francisco Sunset Reservoir Solar Project | -193216 | Operating | 4.5 | Solar | 2010 | John Hancock Life Insurance Company (U.S.A) | CAISO | WECC | CAMX | San Francisco | CA | Solar | 4.5 | NA | NA | NA | 15.2917 | 15.8422 | 16.1695
San Francisquito 1 | -6470 | Operating | 65.5 | Hydraulic Turbine | 1917 | Los Angeles Department of Water and Power, California |  | WECC | CAMX | Los Angeles | CA | Water | 77 | NA | NA | NA | 32.6443 | 6.6213 | 1.5091
San Francisquito 2 | -6471 | Operating | 46 | Hydraulic Turbine | 1920 | Los Angeles Department of Water and Power, California |  | WECC | CAMX | Los Angeles | CA | Water | 30.4 | NA | NA | NA | 17.5519 | 2.71 | 0.31577
San Gabriel Hydroelectric Project | -6472 | Operating | 5 | Hydraulic Turbine | 1987 | San Gabriel Hydroel Associates | CAISO | WECC | CAMX | Los Angeles | CA | Water | 4.8 | NA | NA | NA | 13.3776 | 7.8838 | 3.1892
San Gorgonio Farms Wind Energy Power | -6476 | Operating | 31 | Wind Turbine | 1984 | San Gorgonio Wind Farms Inc | CAISO | WECC | CAMX | Riverside | CA | Wind | 31 | NA | NA | NA | 22.7648 | 22.9761 | 28.4582
San Gorgonio Westwinds | -547223 | Operating | 43.4 | Wind Turbine | 1999 | Terra-Gen, LLC | CAISO | WECC | CAMX | Riverside | CA | Wind | 43.4 | NA | NA | NA | 29.5657 | 28.6177 | 34.9412
San Gorgonio Westwinds | -356865 | Operating | 43.4 | Wind Turbine | 1999 | Terra-Gen, LLC | CAISO | WECC | CAMX | Riverside | CA | Wind | 43.4 | NA | NA | NA | 29.5657 | 28.6177 | 34.9412
San Gorgonio Windplant - WPP 1993 | -165512 | Operating | 49.5 | Wind Turbine | 1994 | NextEra Energy Resources, LLC | CAISO | WECC | CAMX | Riverside | CA | Wind | 49.5 | NA | NA | NA | 47.1251 | 37.2594 | 42.234
San Jacinto Wind II Project (Coachella Hills Wind) | -609445 | Operating | 10.8 | Wind Turbine | 2021 | Terra-Gen, LLC | CAISO | WECC | CAMX | Riverside | CA | Wind | 10.8 | NA | NA | NA | 28.9859 | 32.3081 | NA
San Jacinto Wind II Project (Coachella Hills Wind) | -609444 | Operating | 10.8 | Wind Turbine | 2021 | Terra-Gen, LLC | CAISO | WECC | CAMX | Riverside | CA | Wind | 10.8 | NA | NA | NA | 28.9859 | 32.3081 | NA
San Joaquin 1A | -6481 | Operating | 0.42 | Hydraulic Turbine | 1919 | Pacific Gas and Electric Company | CAISO | WECC | CAMX | Madera | CA | Water | 0.42 | NA | NA | NA | 0 | 0 | 0
San Joaquin 2 | -6482 | Operating | 2.8 | Hydraulic Turbine | 1917 | Pacific Gas and Electric Company | CAISO | WECC | CAMX | Madera | CA | Water | 3.2 | NA | NA | NA | 1.1701 | 4.9622 | 0
San Joaquin 3 | -6483 | Out of Service | 4 | Hydraulic Turbine | 1923 | Pacific Gas and Electric Company | CAISO | WECC | CAMX | Madera | CA | Water | NA | NA | NA | NA | 0 | 0 | 0
San Joaquin Solar Project (Summer & Winter Wheat Project) | -754551 | Operating | 21.3 | Solar | 2018 | Enfinity Global Inc. | CAISO | WECC | CAMX | Fresno | CA | Solar | 20 | NA | NA | NA | NA | NA | NA
San Joaquin Solar Project (Summer & Winter Wheat Project) | -754550 | Operating | 21.3 | Solar | 2018 | Kyuden International Corporation | CAISO | WECC | CAMX | Fresno | CA | Solar | 20 | NA | NA | NA | NA | NA | NA
San Jose Central Service Yard Solar Plant | -169413 | Operating | 1.24 | Solar | 2011 | Sun Edison LLC | CAISO | WECC | CAMX | Santa Clara | CA | Solar | 1.24 | NA | NA | NA | NA | NA | NA
San Jose Cogen Facility | -169006 | Operating | 1.5 | Steam Turbine | 2012 | RTR Global Investments, LLC | CAISO | WECC | CAMX | Santa Clara | CA | Other | 1.5 | NA | NA | NA | NA | NA | NA
Currant Creek | -141109 | Operating | 566.9 | Combined Cycle | 2005 | PacifiCorp |  | WECC | NWPP | Juab | UT | Gas | 555 | 7402 | 7478 | 7447 | 59.2362 | 57.7148 | 56.4871
San Jose-Santa Clara RWF Cogen | -758354 | Operating | 14 | Internal Combustion | 1953 | San Jose (City Of) California Sewer Enterprise | CAISO | WECC | CAMX | Santa Clara | CA | Gas | 12.8 | 9638 | 11042 | 12310 | 63.8342 | 55.5249 | 32.8541
San Marcos Energy | -168571 | Operating | 1.8 | Internal Combustion | 2011 | San Marcos Energy LLC | CAISO | WECC | CAMX | San Diego | CA | Biomass | 1.8 | NA | NA | NA | NA | NA | NA
San Pablo Raceway Solar Project | -792058 | Operating | 100 | Solar | 2019 | Alberta Investment Management Corporation | CAISO | WECC | CAMX | Los Angeles | CA | Solar | 100 | NA | NA | NA | 26.95 | 29.1639 | 34.0853
San Pablo Raceway Solar Project | -792057 | Operating | 100 | Solar | 2019 | The AES Corporation | CAISO | WECC | CAMX | Los Angeles | CA | Solar | 100 | NA | NA | NA | 26.95 | 29.1639 | 34.0853
Sanborn 1 Battery Storage System | -547284 | Operating | 100 | Battery | 2021 | Terra-Gen, LLC | CAISO | WECC | CAMX | Kern | CA | Energy Storage | 100 | NA | NM | NM | 10.2789 | 7.3239 | 1.4849
Sanborn 1 Battery Storage System | -382569 | Operating | 100 | Battery | 2021 | Terra-Gen, LLC | CAISO | WECC | CAMX | Kern | CA | Energy Storage | 100 | NA | NM | NM | 10.2789 | 7.3239 | 1.4849
Sanborn Battery Storage 3 Project | -742543 | Operating | 169 | Battery | 2023 | Terra-Gen, LLC | CAISO | WECC | CAMX | Kern | CA | Energy Storage | 169 | NA | NA | NA | 1.4535 | NA | NA
Sanborn Battery Storage 3 Project | -742542 | Operating | 169 | Battery | 2023 | Terra-Gen, LLC | CAISO | WECC | CAMX | Kern | CA | Energy Storage | 169 | NA | NA | NA | 1.4535 | NA | NA
Sanborn Battery Storage 3 Project | -742541 | Operating | 169 | Battery | 2023 | Terra-Gen, LLC | CAISO | WECC | CAMX | Kern | CA | Energy Storage | 169 | NA | NA | NA | 1.4535 | NA | NA
Sanborn Battery Storage System 2 Project | -547290 | Operating | 100 | Battery | 2021 | Terra-Gen, LLC | CAISO | WECC | CAMX | Kern | CA | Energy Storage | 100 | NA | NM | NM | 17.374 | 14.5298 | 2.7995
Sanborn Battery Storage System 2 Project | -393901 | Operating | 100 | Battery | 2021 | Terra-Gen, LLC | CAISO | WECC | CAMX | Kern | CA | Energy Storage | 100 | NA | NM | NM | 17.374 | 14.5298 | 2.7995
Sanborn EBESS1 Battery Project (Sanborn BESS 4 ) | -746612 | Operating | 47 | Battery | 2023 | Terra-Gen, LLC | CAISO | WECC | CAMX | Kern | CA | Energy Storage | 47 | NA | NA | NA | 1.7619 | NA | NA
Sanborn EBESS1 Battery Project (Sanborn BESS 4 ) | -746611 | Operating | 47 | Battery | 2023 | Terra-Gen, LLC | CAISO | WECC | CAMX | Kern | CA | Energy Storage | 47 | NA | NA | NA | 1.7619 | NA | NA
Sand Bar Power Plant | -6509 | Operating | 16.2 | Hydraulic Turbine | 1986 | Tri-Dam Power Authority | CAISO | WECC | CAMX | Tuolumne | CA | Water | 15.6 | NA | NA | NA | 90.9459 | 51.0559 | 24.7388
Sand Drag Solar Project | -663129 | Operating | 19 | Solar | 2011 | Clearway Energy, Inc. | CAISO | WECC | CAMX | Kings | CA | Solar | 19 | NA | NA | NA | 20.0769 | NA | NA
Sand Drag Solar Project | -663128 | Operating | 19 | Solar | 2011 | Clearway Energy, Inc. | CAISO | WECC | CAMX | Kings | CA | Solar | 19 | NA | NA | NA | 20.0769 | NA | NA
Sand Drag Solar Project | -384866 | Operating | 19 | Solar | 2011 | Tokyo Electric Power Company Holdings, Incorporated | CAISO | WECC | CAMX | Kings | CA | Solar | 19 | NA | NA | NA | 20.0769 | 21.332 | 22.1089
Sand Drag Solar Project | -168629 | Operating | 19 | Solar | 2011 | Toyota Tsusho Corporation | CAISO | WECC | CAMX | Kings | CA | Solar | 19 | NA | NA | NA | 20.0769 | 21.332 | 22.1089
Sand Drag Solar Project | -168628 | Operating | 19 | Solar | 2011 | Tokyo Electric Power Company Holdings, Incorporated | CAISO | WECC | CAMX | Kings | CA | Solar | 19 | NA | NA | NA | 20.0769 | 21.332 | 22.1089
Sandrini Solar 200 Project | -786922 | Operating | 200 | Solar | 2024 | EDP Renewables North America LLC | CAISO | WECC | CAMX | Kern | CA | Solar | 200 | NA | NA | NA | NA | NA | NA
Sandrini Solar 200 Project | -786921 | Operating | 200 | Solar | 2024 | EDP Renewables North America LLC | CAISO | WECC | CAMX | Kern | CA | Solar | 200 | NA | NA | NA | NA | NA | NA
Sandrini Solar Park | -787154 | Operating | 200 | Solar | 2024 | EDP Renewables North America LLC | CAISO | WECC | CAMX | Kern | CA | Solar | 200 | NA | NA | NA | NA | NA | NA
Sandrini Solar Park | -787153 | Operating | 200 | Solar | 2024 | EDP Renewables North America LLC | CAISO | WECC | CAMX | Kern | CA | Solar | 200 | NA | NA | NA | NA | NA | NA
Currant Creek | -141108 | Operating | 566.9 | Combined Cycle | 2005 | PacifiCorp |  | WECC | NWPP | Juab | UT | Gas | 555 | 7402 | 7478 | 7447 | 59.2362 | 57.7148 | 56.4871
Santa Ana 1 | -6518 | Operating | 3.2 | Hydraulic Turbine | 1899 | Southern California Edison Company | CAISO | WECC | CAMX | San Bernardino | CA | Water | 3.2 | NA | NA | NA | 0.049943 | -0.11059 | -0.24258
Santa Ana 3 | -6520 | Operating | 3.1 | Hydraulic Turbine | 1999 | Southern California Edison Company | CAISO | WECC | CAMX | San Bernardino | CA | Water | 3.1 | NA | NA | NA | 1.5613 | 7.1181 | 1.1231
Santa Ana Battery Storage 2 | -745238 | Operating | 20 | Battery | 2022 | Johanna Energy Center, LLC | CAISO | WECC | CAMX | Orange | CA | Energy Storage | 20 | NA | NM | NA | 49.4795 | 27.2072 | NA
Santa Ana Battery Storage 2 | -745237 | Operating | 20 | Battery | 2022 | Johanna Energy Center, LLC | CAISO | WECC | CAMX | Orange | CA | Energy Storage | 20 | NA | NM | NA | 49.4795 | 27.2072 | NA
Custer Street Energy Center | -2789 | Operating | 24.5 | Gas Turbine | 1999 | Manitowoc Public Utilities Inc | MISO | MRO | MRO-US | Manitowoc | WI | Gas | 24 | 15555 | 16884 | 17952 | 1.1278 | 0.47089 | 1.083
Santa Clara SC-1 Data Center (Phase 2) | -752472 | Operating | 99.6 | Internal Combustion | 2011 | Xeres Ventures, LLC | CAISO | WECC | CAMX | Santa Clara | CA | Oil | 99.6 | 14602 | 11362 | 13870 | 0.012378 | 0.12814 | 0.017651
Santa Clara SC-1 Data Center (Phase 2) | -633203 | Operating | 99.6 | Internal Combustion | 2011 | Xeres Ventures, LLC | CAISO | WECC | CAMX | Santa Clara | CA | Oil | 99.6 | 14602 | 11362 | 13870 | 0.012378 | 0.12814 | 0.017651
Santa Cruz Landfill | -167514 | Operating | 1.6 | Internal Combustion | 1988 | Fortistar LLC | CAISO | WECC | CAMX | Santa Cruz | CA | Biomass | 1.5 | 11678 | 11399 | 11591 | 75.8752 | 75.2283 | 71.9863
Santa Fe Springs II Solar Project | -64875 | Operating | 1.3 | Solar | 2012 | Borrego Solar Systems, Inc. | CAISO | WECC | CAMX | Los Angeles | CA | Solar | 1.3 | NA | NA | NA | 16.7457 | 18.1946 | 17.4921
Santa Fe Springs Rooftop Solar BLDG H | -171440 | Operating | 1.5 | Solar | 2015 | Borrego Solar Systems, Inc. | CAISO | WECC | CAMX | Los Angeles | CA | Solar | 1.5 | NA | NA | NA | 16.309 | 20.9361 | 19.551
Santa Fe Springs Rooftop Solar BLDG M | -171439 | Operating | 1.8 | Solar | 2015 | Borrego Solar Systems, Inc. | CAISO | WECC | CAMX | Los Angeles | CA | Solar | 1.8 | NA | NA | NA | 13.9713 | 19.4825 | 19.1908
Santa Fe Springs Solar Project | -64876 | Operating | 1.2 | Solar | 2012 | Borrego Solar Systems, Inc. | CAISO | WECC | CAMX | Los Angeles | CA | Solar | 1.2 | NA | NA | NA | 16.6381 | 17.9699 | 16.4479
Santa Felicia | -757206 | Operating | 1.3 | Hydraulic Turbine | 1987 | United Water Conservation District California | CAISO | WECC | CAMX | Ventura | CA | Water | 1.3 | NA | NA | NA | NA | 0 | 0
Santa Maria LFG Power Plant - I | -168644 | Operating | 1.1 | Internal Combustion | 2008 | Janechek & Associates | CAISO | WECC | CAMX | Santa Barbara | CA | Biomass | 1.1 | NA | NA | NA | NA | NA | NA
Santa Maria LFG Power Plant - II | -169094 | Operating | 1.4 | Internal Combustion | 2010 | Janechek & Associates | CAISO | WECC | CAMX | Santa Barbara | CA | Biomass | 1.4 | NA | NA | NA | NA | NA | NA
Santa Paula Battery Storage | -748129 | Operating | 30 | Battery | 2024 | esVolta, LP | CAISO | WECC | CAMX | Ventura | CA | Energy Storage | 30 | NA | NA | NA | NA | NA | NA
Santa Paula Landfill Gas plant | -641048 | Operating | 1.5 | Internal Combustion | 2009 | Ventura Regional Sanitation District,California | CAISO | WECC | CAMX | Ventura | CA | Biomass | 1.5 | NA | NA | NA | NA | NA | NA
Santa Rita Jail Fuel Cell CHP | -173707 | Operating | 1.4 | Fuel Cell | 2017 | FuelCell Energy, Inc. | CAISO | WECC | CAMX | Alameda | CA | Gas | 1.4 | 7230 | 6137 | 7108 | 86.2524 | 90.4191 | 77.2913
Santa Rita Jail Fuel Cell Project | -172951 | Operating | 1.4 | Fuel Cell | 2016 | FuelCell Energy, Inc. | CAISO | WECC | CAMX | Alameda | CA | Gas | 1.4 | 8787 | 8694 | 8916 | 90.5088 | 90.0522 | 77.5033
Santa Rita Jail Solar Project | -169084 | Operating | 1.5 | Solar | 2002 | County of Alameda, California | CAISO | WECC | CAMX | Alameda | CA | Solar | 1.5 | NA | NA | NA | 18.9574 | 18.6986 | 18.2572
Santa Rosa JCP Solar Project | -163938 | Operating | 1.2 | Solar | 2018 | SunPower Corporation, Systems | CAISO | WECC | CAMX | Sonoma | CA | Solar | 1.1 | NA | NA | NA | 18.9498 | 0.11416 | 1.8888
Santa Rosa JCP Solar Project | -163937 | Operating | 1.2 | Solar | 2018 | SunPower Corporation, Systems | CAISO | WECC | CAMX | Sonoma | CA | Solar | 1.1 | NA | NA | NA | 18.9498 | 0.11416 | 1.8888
Santa Rosa Solar (AEC) | -378677 | Operating | 0.9 | Solar | 2021 | Anza Electric Cooperative Inc. |  | WECC | CAMX | Riverside | CA | Solar | 0.9 | NA | NA | NA | NA | NA | NA
Cutrale Citrus Juices - Leesburg | -164592 | Operating | 4.1 | Gas Turbine | 1987 | Cutrale Citrus Juices USA, Inc. |  | SERC | FP | Lake | FL | Gas | 4.3 | 16305 | 17907 | 18011 | 64.9517 | 54.3936 | 49.5142
Cutrale Citrus Juices II - Auburndale | -172184 | Operating | 8.2 | Gas Turbine | 2010 | Cutrale Citrus Juices USA, Inc. |  | SERC | FP | Polk | FL | Gas | 8.6 | 15593 | 15074 | 15148 | 44.3135 | 53.5879 | 55.737
Cuyamaca Peak Energy Plant (El Cajon CT) | -34864 | Operating | 48.7 | Gas Turbine | 2002 | San Diego Gas & Electric Company | CAISO | WECC | CAMX | San Diego | CA | Gas | 48.7 | 11618 | 11509 | 11589 | 2.8328 | 2.9589 | 1.9179
Saticoy Battery Storage Project (Ventura Battery Storage) | -500850 | Operating | 100 | Battery | 2021 | Shikun & Binui US Energy | CAISO | WECC | CAMX | Ventura | CA | Energy Storage | 100 | NA | NM | NM | 11.5546 | 14.5231 | 10.538
Saticoy Battery Storage Project (Ventura Battery Storage) | -349362 | Operating | 100 | Battery | 2021 | Capital Dynamics AG | CAISO | WECC | CAMX | Ventura | CA | Energy Storage | 100 | NA | NM | NM | 11.5546 | 14.5231 | 10.538
Sawtelle | -6546 | Operating | 0.64 | Hydraulic Turbine | 1986 | Los Angeles Department of Water and Power, California |  | WECC | CAMX | Los Angeles | CA | Water | 0.64 | NA | NA | NA | NA | NA | NA
Scarlet Battery Storage Plant | -767067 | Operating | 40 | Battery | 2024 | EDP Renewables North America LLC | CAISO | WECC | CAMX | Fresno | CA | Energy Storage | 40 | NA | NA | NA | NA | NA | NA
Scarlet Battery Storage Plant | -767066 | Operating | 40 | Battery | 2024 | EDP Renewables North America LLC | CAISO | WECC | CAMX | Fresno | CA | Energy Storage | 40 | NA | NA | NA | NA | NA | NA
Scarlet II Hybrid Battery Project | -789143 | Operating | 150 | Battery | 2024 | EDP Renewables North America LLC | CAISO | WECC | CAMX | Fresno | CA | Energy Storage | 150 | NA | NA | NA | NA | NA | NA
Scarlet II Hybrid Battery Project | -789142 | Operating | 150 | Battery | 2024 | EDP Renewables North America LLC | CAISO | WECC | CAMX | Fresno | CA | Energy Storage | 150 | NA | NA | NA | NA | NA | NA
Scarlet II Hybrid Solar Project | -793477 | Operating | 200 | Solar | 2024 | EDP Renewables North America LLC | CAISO | WECC | CAMX | Fresno | CA | Solar | 200 | NA | NA | NA | NA | NA | NA
Scarlet II Hybrid Solar Project | -793476 | Operating | 200 | Solar | 2024 | EDP Renewables North America LLC | CAISO | WECC | CAMX | Fresno | CA | Solar | 200 | NA | NA | NA | NA | NA | NA
Scarlet Solar Plant | -767049 | Operating | 200 | Solar | 2024 | EDP Renewables North America LLC | CAISO | WECC | CAMX | Fresno | CA | Solar | 200 | NA | NA | NA | NA | NA | NA
Scarlet Solar Plant | -767048 | Operating | 200 | Solar | 2024 | EDP Renewables North America LLC | CAISO | WECC | CAMX | Fresno | CA | Solar | 200 | NA | NA | NA | NA | NA | NA
Scattergood | -165529 | Operating | 326.4 | Steam Turbine | 1958 | Los Angeles Department of Water and Power, California |  | WECC | CAMX | Los Angeles | CA | Gas | 261.3 | 12692 | 12495 | 14776 | 2.7403 | 2.6691 | 3.311
CWLP - Jonesboro | -167111 | Operating | 224.3 | Gas Turbine | 1999 | Jonesboro City of (AR) | MISO | SERC | DELTA | Craighead | AR | Gas | 192 | 10712 | 10710 | 9835 | 5.0379 | 5.8864 | 2.0298
Cymric 36W | -2795 | Operating | 12.4 | Gas Turbine | 1982 | Chevron Corporation | CAISO | WECC | CAMX | Kern | CA | Gas | 11.6 | 17348 | 16735 | 15951 | 53.5073 | 45.2881 | 57.0215
SCC - San Jose Fuel Cell Plant | -503362 | Operating | 1 | Fuel Cell | 2014 | Bloom Energy Corporation | CAISO | WECC | CAMX | Santa Clara | CA | Gas | 1 | 7402 | 7538 | 7381 | 80.137 | 83.9498 | 88.0708
SCCCD - Clovis Community College Solar Project | -249182 | Operating | 1.2 | Solar | 2018 | Forefront Power, LLC | CAISO | WECC | CAMX | Fresno | CA | Solar | 1.2 | NA | NA | NA | 19.3208 | 19.9106 | 17.3077
SCCCD - Fresno Community College Solar Project | -647678 | Operating | 2.2 | Solar | 2018 | Forefront Power, LLC | CAISO | WECC | CAMX | Fresno | CA | Solar | 2.2 | NA | NA | NA | 19.7125 | 20.0239 | 19.8059
SCDA Solar 1 Project | -663239 | Operating | 7 | Solar | 2017 | Clearway Energy, Inc. | CAISO | WECC | CAMX | Sacramento | CA | Solar | 7 | NA | NA | NA | 19.2254 | NA | NA
SCDA Solar 1 Project | -663238 | Operating | 7 | Solar | 2017 | Clearway Energy, Inc. | CAISO | WECC | CAMX | Sacramento | CA | Solar | 7 | NA | NA | NA | 19.2254 | NA | NA
SCE Battery-Storage Project | -591497 | Operating | 10 | Battery | 2017 | Southern California Edison Company | CAISO | WECC | CAMX | Los Angeles | CA | Energy Storage | 10 | NA | NA | NA | NA | NA | NA
Cymric 3IX | -2796 | Operating | 6.8 | Gas Turbine | 1988 | Chevron Corporation | CAISO | WECC | CAMX | Kern | CA | Gas | 5.8 | 15834 | 15689 | 14722 | 73.2326 | 73.8329 | 82.365
SCE Irvine Battery Storage | -172406 | Operating | 2 | Battery | 2015 | Southern California Edison Company | CAISO | WECC | CAMX | Orange | CA | Energy Storage | 2 | NA | NA | NA | NA | NA | NA
SCE-Snowline-Duncan Road (North) | -171765 | Operating | 1.5 | Solar | 2014 | Sun Edison LLC | CAISO | WECC | CAMX | San Bernardino | CA | Solar | 1.5 | NA | NA | NA | 25.0076 | 24.4673 | 20.4871
SCE-Snowline-Duncan Road (South) | -171749 | Operating | 1 | Solar | 2014 | Sun Edison LLC | CAISO | WECC | CAMX | San Bernardino | CA | Solar | 1 | NA | NA | NA | 27.1233 | 22.5342 | 20.6849
SCE-Snowline-White Road (Central) | -171905 | Operating | 1.5 | Solar | 2014 | Sun Edison LLC | CAISO | WECC | CAMX | San Bernardino | CA | Solar | 1.5 | NA | NA | NA | 28.8432 | 26.933 | 23.7747
SCE-Snowline-White Road (North) | -171877 | Operating | 1.5 | Solar | 2014 | Sun Edison LLC | CAISO | WECC | CAMX | San Bernardino | CA | Solar | 1.5 | NA | NA | NA | 26.5753 | 22.7778 | 26.8341
SCE-Snowline-White Road (South) | -171869 | Operating | 1.5 | Solar | 2014 | Sun Edison LLC | CAISO | WECC | CAMX | San Bernardino | CA | Solar | 1.5 | NA | NA | NA | 25.7382 | 20.0533 | 25.5403
Scott Flat | -6578 | Operating | 1 | Hydraulic Turbine | 1985 | Nevada Irrigation District | CAISO | WECC | CAMX | Nevada | CA | Water | 0.9 | NA | NA | NA | 63.445 | 41.2481 | 32.864
Scott Haggerty Wind Energy Center (Altamont Pass) (Summit Wind) | -357166 | Operating | 57.5 | Wind Turbine | 2021 | Greenbacker Renewable Energy Company LLC | CAISO | WECC | CAMX | Alameda | CA | Wind | 56.2 | NA | NA | NA | 36.5654 | 40.5865 | 16.6053
SCU000 El Camino Real Fuel Cell | -250365 | Operating | 1.5 | Fuel Cell | 2018 | 2016 Esa Project Company, LLC | CAISO | WECC | CAMX | Santa Clara | CA | Gas | 1.5 | 7193 | 7177 | 7167 | 83.2877 | 73.8432 | 87.4658
SDCCD - Miramar Solar Project | -748263 | Operating | 1 | Solar | 2011 | CleanCapital Holdco 4, LLC | CAISO | WECC | CAMX | San Diego | CA | Solar | 1 | NA | NA | NA | 16.8607 | 17.8497 | 17.1337
SDCCD - Miramar Solar Project | -171723 | Operating | 1 | Solar | 2011 | Firstar Development, LLC | CAISO | WECC | CAMX | San Diego | CA | Solar | 1 | NA | NA | NA | 16.8607 | 17.8497 | 17.1337
SDG&E Miramar Battery Storage System (Top Gun Energy) | -364981 | Operating | 30 | Battery | 2021 | San Diego Gas & Electric Company | CAISO | WECC | CAMX | San Diego | CA | Energy Storage | 30 | NA | NM | NM | 9.3029 | 5.4258 | 3.425
SDGE Borrego Battery Storage | -172408 | Operating | 1.5 | Battery | 2012 | San Diego Gas & Electric Company | CAISO | WECC | CAMX | San Diego | CA | Energy Storage | 1.5 | NA | NM | NM | 0.67732 | 0.38052 | 0.99696
SDGE Canyon Crest Academy Battery Storage (GRC ES Program Unit 9) | -647673 | Operating | 1 | Battery | 2014 | San Diego Gas & Electric Company | CAISO | WECC | CAMX | San Diego | CA | Energy Storage | 1 | NA | NM | NM | 0.068493 | 1.4041 | 1.9521
SDGE Julian Battery Storage Unit 8 | -172420 | Operating | 1 | Battery | 2014 | San Diego Gas & Electric Company | CAISO | WECC | CAMX | San Diego | CA | Energy Storage | 1 | NA | NA | NA | NA | NA | NA
Sealed Air Madera Battery Storage | -628310 | Operating | 0.8 | Battery | 2022 | SunPower Corporation, Systems | CAISO | WECC | CAMX | Madera | CA | Energy Storage | 0.8 | NA | NM | NA | 8.9041 | 0.028539 | NA
Sealed Air Madera Solar Project | -472557 | Operating | 3 | Solar | 2022 | SunPower Corporation, Systems | CAISO | WECC | CAMX | Madera | CA | Solar | 3 | NA | NA | NA | 21.5068 | 0 | NA
SeaWorld Aquatica | -763179 | Operating | 1.1 | Solar | 2018 | Onyx Renewable Partners L.P. | CAISO | WECC | CAMX | San Diego | CA | Solar | 1.1 | NA | NA | NA | 19.2819 | 19.4479 | 20.1017
SeaWorld Aquatica | -323437 | Operating | 1.1 | Solar | 2018 | Onyx Renewable Partners L.P. | CAISO | WECC | CAMX | San Diego | CA | Solar | 1.1 | NA | NA | NA | 19.2819 | 19.4479 | 20.1017
Second Imperial Geothermal Company - Heber II | -747197 | Operating | 74.5 | Geothermal | 1993 | Ormat Nevada, Inc. | CAISO | WECC | CAMX | Imperial | CA | Geothermal | 74.5 | NA | NA | NA | 50.0412 | 13.3068 | NA
Senator Wash | -511567 | Operating | 7.2 | Hydraulic Turbine | 1966 | U.S. Bureau Of Reclamation | CAISO | WECC | CAMX | Imperial | CA | Water | 7.2 | NA | NA | NA | NA | NA | NA
Cymric 6Z | -2797 | Operating | 6.8 | Gas Turbine | 1986 | Chevron Corporation | CAISO | WECC | CAMX | Kern | CA | Gas | 5.8 | 16025 | 14428 | 14981 | 73.0102 | 81.5718 | 85.2425
Cypress Peaking Power (Hardin County) | -364183 | Operating | 173 | Gas Turbine | 2010 | Entergy Texas, Inc. | MISO | SERC | DELTA | Hardin | TX | Gas | 171.1 | 12626 | 11140 | 12977 | 8.5448 | 8.2768 | 1.1174
Dahlberg | -2801 | Operating | 919 | Gas Turbine | 2000 | Southern Power Company |  | SERC | SOU | Jackson | GA | Gas | 876.2 | 12219 | 11306 | 12294 | 3.1635 | 4.1204 | 2.413
DAI Oildale (DEXZEL) CT | -493164 | Operating | 27.7 | Gas Turbine | 2015 | Undisclosed buyer | CAISO | WECC | CAMX | Kern | CA | Gas | 19.6 | 12845 | 12336 | 11958 | 21.3336 | 23.5503 | 85.3037
Separator (Etiwanda) Battery Storage Project | -783488 | Operating | 112.5 | Battery | 2024 | Southern California Edison Company | CAISO | WECC | CAMX | San Bernardino | CA | Energy Storage | 112.5 | NA | NA | NA | NA | NA | NA
Sepulveda Canyon | -6631 | Operating | 8.5 | Hydraulic Turbine | 1982 | The Metropolitan Water District of Southern California | CAISO | WECC | CAMX | Los Angeles | CA | Water | 8.5 | NA | NA | NA | 0 | 0 | 0
SEPV 18 Solar Project | -792530 | Operating | 2.69 | Solar | 2016 | Alberta Investment Management Corporation | CAISO | WECC | CAMX | Los Angeles | CA | Solar | 2.69 | NA | NA | NA | NA | NA | NA
SEPV 18 Solar Project | -792529 | Operating | 2.69 | Solar | 2016 | The AES Corporation | CAISO | WECC | CAMX | Los Angeles | CA | Solar | 2.69 | NA | NA | NA | NA | NA | NA
SEPV Cuyama Battery Storage Project | -704362 | Operating | 3 | Battery | 2023 | Solar Electric Solutions, Llc | CAISO | WECC | CAMX | Santa Barbara | CA | Energy Storage | 3 | NA | NA | NA | NA | NA | NA
SEPV Cuyama Solar Project | -704303 | Operating | 1.6 | Solar | 2023 | Solar Electric Solutions, Llc | CAISO | WECC | CAMX | Santa Barbara | CA | Solar | 1.6 | NA | NA | NA | 0.76341 | NA | NA
SEPV Dixieland East (SEPV Imperial) | -172788 | Operating | 2 | Solar | 2016 | AES Distributed Energy, Inc. |  | WECC | AZNMSN | Imperial | CA | Solar | 1.9 | NA | NA | NA | 31.8974 | 31.7532 | 33.4775
SEPV Dixieland West (SEPV Imperial) | -172787 | Operating | 3 | Solar | 2016 | AES Distributed Energy, Inc. |  | WECC | AZNMSN | Imperial | CA | Solar | 2.9 | NA | NA | NA | 27.5311 | 30.6487 | 31.0935
SEPV Little Rock Plant | -792520 | Operating | 2 | Solar | 2015 | Alberta Investment Management Corporation | CAISO | WECC | CAMX | Los Angeles | CA | Solar | 2 | NA | NA | NA | 29.0868 | 27.9338 | 28.2991
SEPV Little Rock Plant | -792519 | Operating | 2 | Solar | 2015 | The AES Corporation | CAISO | WECC | CAMX | Los Angeles | CA | Solar | 2 | NA | NA | NA | 29.0868 | 27.9338 | 28.2991
SEPV Mojave West Solar Project | -792484 | Operating | 20 | Solar | 2016 | Alberta Investment Management Corporation | CAISO | WECC | CAMX | Kern | CA | Solar | 20 | NA | NA | NA | 29.1935 | 32.0371 | 31.9595
SEPV Mojave West Solar Project | -792483 | Operating | 20 | Solar | 2016 | The AES Corporation | CAISO | WECC | CAMX | Kern | CA | Solar | 20 | NA | NA | NA | 29.1935 | 32.0371 | 31.9595
SEPV Mojave West Solar Project | -792482 | Operating | 20 | Solar | 2016 | Spower Opco A, LLC | CAISO | WECC | CAMX | Kern | CA | Solar | 20 | NA | NA | NA | 29.1935 | 32.0371 | 31.9595
SEPV Mojave West Solar Project | -792481 | Operating | 20 | Solar | 2016 | Spower Opco A, LLC | CAISO | WECC | CAMX | Kern | CA | Solar | 20 | NA | NA | NA | 29.1935 | 32.0371 | 31.9595
SEPV One Ten Partners Solar Project | -173012 | Operating | 2 | Solar | 2017 | Solar Electric Solutions, Llc | CAISO | WECC | CAMX | Los Angeles | CA | Solar | 2 | NA | NA | NA | 30.6678 | 29.4635 | 36.1758
SEPV Palmdale East Solar Project | -792505 | Operating | 10 | Solar | 2015 | Alberta Investment Management Corporation | CAISO | WECC | CAMX | Los Angeles | CA | Solar | 9 | NA | NA | NA | 30.7953 | 31.8836 | 32.7626
SEPV Palmdale East Solar Project | -792504 | Operating | 10 | Solar | 2015 | The AES Corporation | CAISO | WECC | CAMX | Los Angeles | CA | Solar | 9 | NA | NA | NA | 30.7953 | 31.8836 | 32.7626
SEPV Palmdale East Solar Project | -792503 | Operating | 10 | Solar | 2015 | Spower Opco A, LLC | CAISO | WECC | CAMX | Los Angeles | CA | Solar | 9 | NA | NA | NA | 30.7953 | 31.8836 | 32.7626
SEPV Palmdale East Solar Project | -792502 | Operating | 10 | Solar | 2015 | Spower Opco A, LLC | CAISO | WECC | CAMX | Los Angeles | CA | Solar | 9 | NA | NA | NA | 30.7953 | 31.8836 | 32.7626
SEPV Sierra Battery Storage Project | -647905 | Operating | 6 | Battery | 2020 | Solar Electric Solutions, Llc | CAISO | WECC | CAMX | Los Angeles | CA | Energy Storage | 6 | NA | NM | NM | 15.8942 | 5.7858 | 1.7618
SEPV Sierra Solar | -249890 | Operating | 2.3 | Solar | 2020 | Solar Electric Solutions, Llc | CAISO | WECC | CAMX | Los Angeles | CA | Solar | 2.3 | NA | NA | NA | 33.0951 | 19.9077 | 2.973
Seville 2 Solar Project | -695734 | Operating | 30 | Solar | 2015 | Brookfield Renewable Partners L.P. |  | WECC | AZNMSN | Imperial | CA | Solar | 30 | NA | NA | NA | 31.5978 | NA | NA
Seville 2 Solar Project | -193334 | Operating | 30 | Solar | 2015 | John Hancock Life Insurance Company (U.S.A) |  | WECC | AZNMSN | Imperial | CA | Solar | 30 | NA | NA | NA | 31.5978 | 32.9456 | 31.3801
Seville Solar Power Facility | -695691 | Operating | 20 | Solar | 2015 | Brookfield Renewable Partners L.P. | CAISO | WECC | CAMX | Imperial | CA | Solar | 20 | NA | NA | NA | 27.3179 | NA | NA
Seville Solar Power Facility | -193290 | Operating | 20 | Solar | 2015 | John Hancock Life Insurance Company (U.S.A) | CAISO | WECC | CAMX | Imperial | CA | Solar | 20 | NA | NA | NA | 27.3179 | 33.6416 | 30.8139
SF Southeast Plant | -47682 | Operating | 2.1 | Internal Combustion | 2002 | San Francisco City & County of | CAISO | WECC | CAMX | San Francisco | CA | Biomass | 2.1 | 14638 | 14198 | 14493 | 1.2775 | 3.4367 | 12.485
SFDK Solar Project | -792288 | Operating | 6.3 | Solar | 2019 | Alberta Investment Management Corporation |  | WECC | CAMX | Solano | CA | Solar | 6.3 | NA | NA | NA | 18.1706 | 18.9588 | 19.3085
SFDK Solar Project | -792287 | Operating | 6.3 | Solar | 2019 | The AES Corporation |  | WECC | CAMX | Solano | CA | Solar | 6.3 | NA | NA | NA | 18.1706 | 18.9588 | 19.3085
Shafter Solar Project | -787395 | Operating | 20 | Solar | 2015 | XPLR Infrastructure, LP | CAISO | WECC | CAMX | Kern | CA | Solar | 20 | NA | NA | NA | 27.5183 | 28.0896 | 29.1079
Shafter Solar Project | -119007 | Operating | 20 | Solar | 2015 | NextEra Energy Equity Partners, LP | CAISO | WECC | CAMX | Kern | CA | Solar | 20 | NA | NA | NA | 27.5183 | 28.0896 | 29.1079
Shasta | -511543 | Operating | 714 | Hydraulic Turbine | 1944 | U.S. Bureau Of Reclamation |  | WECC | CAMX | Shasta | CA | Water | 714 | NA | NA | NA | 27.8171 | 12.246 | 15.8167
Sheep Creek Community Solar Farm | -670588 | Operating | 3 | Solar | 2023 | Catalyze, Inc. | CAISO | WECC | CAMX | San Bernardino | CA | Solar | 3 | NA | NA | NA | 7.0244 | NA | NA
Dan River CC | -166814 | Operating | 697.9 | Combined Cycle | 2012 | Duke Energy Carolinas, LLC |  | SERC | VACAR | Rockingham | NC | Gas | 720 | 7076 | 7086 | 7023 | 59.2952 | 65.3454 | 66.3538
Shelter Creek Condominiums Solar | -228444 | Operating | 2.5 | Solar | 2020 | Vista Solar, Inc. | CAISO | WECC | CAMX | San Mateo | CA | Solar | 2.4 | NA | NA | NA | 16.0911 | 17.2422 | 17.5181
Shiloh I Wind Project | -785755 | Operating | 150 | Wind Turbine | 2006 | Avangrid Renewables, LLC | CAISO | WECC | CAMX | Solano | CA | Wind | 150 | NA | NA | NA | NA | NA | NA
Shiloh II Wind Project | -807100 | Operating | 150 | Wind Turbine | 2009 | EDF power solutions North America | CAISO | WECC | CAMX | Solano | CA | Wind | 150 | NA | NA | NA | NA | NA | NA
Shiloh III Wind Energy Project | -807107 | Operating | 102.5 | Wind Turbine | 2011 | EDF power solutions North America | CAISO | WECC | CAMX | Solano | CA | Wind | 102.5 | NA | NA | NA | NA | NA | NA
Shiloh IV Repower Wind Project | -807110 | Operating | 102.5 | Wind Turbine | 2012 | EDF power solutions North America | CAISO | WECC | CAMX | Solano | CA | Wind | 102.5 | NA | NA | NA | NA | NA | NA
Shiloh IV Repower Wind Project | -347247 | Operating | 102.5 | Wind Turbine | 2012 | Marubeni Power America, Inc | CAISO | WECC | CAMX | Solano | CA | Wind | 102.5 | NA | NA | NA | 32.7835 | 32.011 | 36.3788
Sierra | -6711 | Operating | 0.5 | Hydraulic Turbine | 1922 | Southern California Edison Company | CAISO | WECC | CAMX | Los Angeles | CA | Water | 0.5 | NA | NA | NA | NA | 36.0502 | 27.5114
Sierra City Mobile Diesel | -6712 | Operating | 0.34 | Internal Combustion | 1972 | Pacific Gas and Electric Company | CAISO | WECC | CAMX | Sierra | CA | Oil | 0.34 | NA | NA | NA | 0 | 0 | 0
Sierra Nevada Brewery (Solar) | -172156 | Operating | 1.7 | Solar | 2007 | Sierra Nevada Brewing Co. | CAISO | WECC | CAMX | Butte | CA | Solar | 1.4 | NA | NA | NA | 18.7215 | 19.8059 | 19.7244
Sierra Nevada Brewery Battery Storage Project | -599007 | Operating | 0.5 | Battery | 2017 | Sierra Nevada Brewing Co. | CAISO | WECC | CAMX | Butte | CA | Energy Storage | 0.5 | NA | NM | NM | 2.2146 | 3.0365 | 2.4201
Sierra Nevada Brewing Gas Plant | -172946 | Operating | 2 | Internal Combustion | 2016 | Sierra Nevada Brewing Co. | CAISO | WECC | CAMX | Butte | CA | Gas | 1.8 | 13786 | 15175 | 13785 | 44.5396 | 40.8232 | 40.7281
Sierra Pacific Chinese Camp Solar Project | -466146 | Operating | 3.6 | Solar | 2022 | Sierra Pacific Industries, Inc. | CAISO | WECC | CAMX | Tuolumne | CA | Solar | 3.6 | NA | NA | NA | 15.5219 | 17.4689 | NA
Sierra Pacific Industries (2042-RD) | -242525 | Operating | 8.4 | Solar | 2020 | Sierra Pacific Industries, Inc. | CAISO | WECC | CAMX | Tehama | CA | Solar | 8.4 | NA | NA | NA | 22.5375 | 24.2227 | 23.4045
Sierra Pacific Sonora Cogen Plant | -173896 | Operating | 7.5 | Steam Turbine | 2018 | Sierra Pacific Industries, Inc. | CAISO | WECC | CAMX | Tuolumne | CA | Biomass | 6.4 | 38684 | 35852 | 37476 | 60.6093 | 70.2715 | 67.1518
Sierra Solar Greenworks Solar PV Plant | -792142 | Operating | 20 | Solar | 2015 | Alberta Investment Management Corporation | CAISO | WECC | CAMX | Los Angeles | CA | Solar | 18 | NA | NA | NA | 21.5126 | 23.1367 | 24.3696
Sierra Solar Greenworks Solar PV Plant | -792140 | Operating | 20 | Solar | 2015 | Sustainable Power Group, LLC | CAISO | WECC | CAMX | Los Angeles | CA | Solar | 18 | NA | NA | NA | 21.5126 | 23.1367 | 24.3696
Sierra Solar Greenworks Solar PV Plant | -792038 | Operating | 20 | Solar | 2015 | Spower Opco A, LLC | CAISO | WECC | CAMX | Los Angeles | CA | Solar | 18 | NA | NA | NA | 21.5126 | 23.1367 | 24.3696
Sierra Solar Greenworks Solar PV Plant | -792037 | Operating | 20 | Solar | 2015 | Spower Opco A, LLC | CAISO | WECC | CAMX | Los Angeles | CA | Solar | 18 | NA | NA | NA | 21.5126 | 23.1367 | 24.3696
Danbury Hospital Cogen Plant | -170830 | Operating | 4.3 | Gas Turbine | 2011 | Danbury Hospital, Inc. | New England | NPCC | NE | Western Connecticut Planning Region | CT | Gas | 3.6 | 13402 | 13713 | 13520 | 83.4602 | 71.3801 | 90.0531
Silicon Valley Clean Water | -173078 | Operating | 1.2 | Internal Combustion | 2015 | Silicon Valley Clean Water | CAISO | WECC | CAMX | San Mateo | CA | Biomass | 1.2 | 12555 | 12083 | 12290 | 44.9486 | 64.9543 | 66.8569
Silicon Valley Clean Water Battery Storage Project | -591488 | Operating | 1 | Battery | 2020 | Silicon Valley Clean Water | CAISO | WECC | CAMX | San Mateo | CA | Energy Storage | 1 | NA | NA | NA | NA | NA | NA
Silveira Ranch Solar Farm | -464733 | Operating | 3 | Solar | 2021 | Renewable Properties, LLC | CAISO | WECC | CAMX | Marin | CA | Solar | 3 | NA | NA | NA | 3.3067 | 21.9901 | 17.4658
Silverstrand Battery Storage Project | -776665 | Operating | 11 | Battery | 2021 | Eolian, L.P. | CAISO | WECC | CAMX | Ventura | CA | Energy Storage | 11 | NA | NA | NA | NA | NA | NA
Siphon Drop Power Plant | -47707 | Operating | 4.4 | Hydraulic Turbine | 1987 | Yuma County Water Users Association |  | WECC | AZNMSN | Imperial | CA | Water | 4.4 | NA | NA | NA | 33.1906 | 30.6351 | 35.7228
Site 980 65 | -6728 | Operating | 2.1 | Hydraulic Turbine | 1985 | Madera-Chowchilla California Power Authority HYDROELECTRIC R | CAISO | WECC | CAMX | Madera | CA | Water | 2.1 | NA | NA | NA | 34.1215 | 3.865 | 0.63057
Sky River Wind Facility | -381981 | Operating | 60.2 | Wind Turbine | 1991 | Sky River, LLC | CAISO | WECC | CAMX | Kern | CA | Wind | 60.2 | NA | NA | NA | 38.2369 | 34.8585 | 7.9273
Slate Creek | -382446 | Operating | 4.2 | Hydraulic Turbine | 1990 | Central Rivers Power, LLC |  | WECC | NWPP | Shasta | CA | Water | 4 | NA | NA | NA | 31.3499 | 14.0382 | 20.6735
Sly Creek | -6748 | Operating | 12.1 | Hydraulic Turbine | 1983 | South Feather Water & Power Agency | CAISO | WECC | CAMX | Butte | CA | Water | 12.1 | NA | NA | NA | 38.7798 | 21.014 | 8.8032
Soboba Community Solar Project | -388663 | Operating | 2 | Solar | 2016 | Soboba Band of Luiseno Indians | CAISO | WECC | CAMX | Riverside | CA | Solar | 1.7 | NA | NA | NA | 22.2468 | 25.5842 | 25.6178
SOCCD Battery Storage Project | -747251 | Operating | 1.3 | Battery | 2019 | Aes Grid Stability, LLC | CAISO | WECC | CAMX | Orange | CA | Energy Storage | 1.3 | NA | NA | NA | NA | NA | NA
SOCCD Battery Storage Project | -747250 | Operating | 1.3 | Battery | 2019 | Advanced Microgrid Solutions, Inc. | CAISO | WECC | CAMX | Orange | CA | Energy Storage | 1.3 | NA | NA | NA | NA | NA | NA
SOCCD Battery Storage Project | -747249 | Operating | 1.3 | Battery | 2019 | Qatar Holding LLC | CAISO | WECC | CAMX | Orange | CA | Energy Storage | 1.3 | NA | NA | NA | NA | NA | NA
SOCCD Battery Storage Project | -747248 | Operating | 1.3 | Battery | 2019 | Siemens Aktiengesellschaft | CAISO | WECC | CAMX | Orange | CA | Energy Storage | 1.3 | NA | NA | NA | NA | NA | NA
Sol Orchard Imperial 1 Solar | -434076 | Operating | 20 | Solar | 2013 | Excelsior Energy Capital LP |  | WECC | AZNMSN | Imperial | CA | Solar | 20 | NA | NA | NA | 26.3773 | 24.9395 | NA
Sol Orchard Imperial 1 Solar | -434075 | Operating | 20 | Solar | 2013 | Excelsior Energy Capital LP |  | WECC | AZNMSN | Imperial | CA | Solar | 20 | NA | NA | NA | 26.3773 | 24.9395 | NA
Sol Orchard Imperial 1 Solar | -366910 | Operating | 20 | Solar | 2013 | MIUSA Corporation |  | WECC | AZNMSN | Imperial | CA | Solar | 20 | NA | NA | NA | 26.3773 | 24.9395 | 22.5171
Sol Orchard Imperial 1 Solar | -366908 | Operating | 20 | Solar | 2013 | Shikoku Electric Power Company, Incorporated |  | WECC | AZNMSN | Imperial | CA | Solar | 20 | NA | NA | NA | 26.3773 | 24.9395 | 22.5171
Solano County Cogeneration | -165581 | Operating | 2.8 | Internal Combustion | 1989 | Solano County | CAISO | WECC | CAMX | Solano | CA | Gas | 2.8 | 17365 | 16720 | 16653 | 30.8545 | 29.5784 | 30.4101
Solano Wind | -761795 | Operating | 300.5 | Wind Turbine | 1994 | Sacramento Municipal Utility District | CAISO | WECC | CAMX | Solano | CA | Wind | 300.5 | NA | NA | NA | NA | NA | NA
Solar Gen 2 Solar Facility (Imperial Valley) | -357388 | Operating | 163.2 | Solar | 2014 | Scarlet Renewables LLC | CAISO | WECC | CAMX | Imperial | CA | Solar | 150 | NA | NA | NA | 28.6567 | 30.7827 | 29.2829
Solar Gen 2 Solar Facility (Imperial Valley) | -138554 | Operating | 163.2 | Solar | 2014 | 8point3 Energy Partners LP | CAISO | WECC | CAMX | Imperial | CA | Solar | 150 | NA | NA | NA | 28.6567 | 30.7827 | 29.2829
Solar Gen 2 Solar Facility (Imperial Valley) | -138449 | Operating | 163.2 | Solar | 2014 | Southern Renewable Partnerships, LLC | CAISO | WECC | CAMX | Imperial | CA | Solar | 150 | NA | NA | NA | 28.6567 | 30.7827 | 29.2829
Solar Photovoltaic Project #42 | -169024 | Operating | 5 | Solar | 2012 | Southern California Edison Company | CAISO | WECC | CAMX | Tulare | CA | Solar | 5 | NA | NA | NA | 15.7717 | 21.4087 | 18.4703
Solar Star (Antelope Valley Solar Project I) | -141472 | Operating | 318 | Solar | 2014 | BHE Solar, LLC | CAISO | WECC | CAMX | Los Angeles | CA | Solar | 309.9 | NA | NA | NA | 31.1052 | 34.1172 | 32.8709
Solar Star (Antelope Valley Solar Project I) | -141471 | Operating | 318 | Solar | 2014 | BHE Solar, LLC | CAISO | WECC | CAMX | Los Angeles | CA | Solar | 309.9 | NA | NA | NA | 31.1052 | 34.1172 | 32.8709
Solar Star (Antelope Valley Solar Project II) | -141460 | Operating | 279 | Solar | 2014 | BHE Solar, LLC | CAISO | WECC | CAMX | Kern | CA | Solar | 275 | NA | NA | NA | 27.1306 | 33.0696 | 32.8081
Solar Star (Antelope Valley Solar Project II) | -141459 | Operating | 279 | Solar | 2014 | BHE Solar, LLC | CAISO | WECC | CAMX | Kern | CA | Solar | 275 | NA | NA | NA | 27.1306 | 33.0696 | 32.8081
Solar Star CA V | -199451 | Operating | 1 | Solar | 2009 | Solar Star California V, LLC | CAISO | WECC | CAMX | San Bernardino | CA | Solar | 1 | NA | NA | NA | NA | NA | NA
Solar Star CA VI | -199450 | Operating | 1 | Solar | 2009 | Solar Star California VI, LLC | CAISO | WECC | CAMX | San Bernardino | CA | Solar | 1 | NA | NA | NA | NA | NA | NA
Solar Star California II (Campbell) | -209492 | Operating | 2 | Solar | 2012 | Integrys Solar, LLC |  | WECC | CAMX | Sacramento | CA | Solar | 2 | NA | NA | NA | 19.9543 | 19.9087 | 18.7443
Solar Star California XLI (Stanford Solar) | -761235 | Operating | 54 | Solar | 2016 | MN8 Energy, Inc. | CAISO | WECC | CAMX | Kern | CA | Solar | 54 | NA | NA | NA | 31.034 | 33.0807 | NA
Solar Star California XLI (Stanford Solar) | -117102 | Operating | 54 | Solar | 2016 | SunPower Corporation | CAISO | WECC | CAMX | Kern | CA | Solar | 54 | NA | NA | NA | 31.034 | 33.0807 | 23.3576
Solar Star California XLI (Stanford Solar) | -117101 | Operating | 54 | Solar | 2016 | SunPower Corporation | CAISO | WECC | CAMX | Kern | CA | Solar | 54 | NA | NA | NA | 31.034 | 33.0807 | 23.3576
Solar Star Palo Alto | -204516 | Operating | 1.3 | Solar | 2019 | NextEra Energy Resources, LLC | CAISO | WECC | CAMX | Santa Clara | CA | Solar | 1.3 | NA | NA | NA | 18.6161 | 18.8005 | 19.1605
Solar Star Plant | -167624 | Operating | 1 | Solar | 2008 | Solar Star HP I, LLC | CAISO | WECC | CAMX | San Diego | CA | Solar | 1 | NA | NA | NA | NA | NA | NA
Soledad Wind Energy Generation Project | -758420 | Operating | 1 | Wind Turbine | 2014 | City of Soledad, California | CAISO | WECC | CAMX | Monterey | CA | Wind | 1 | NA | NA | NA | 49.3493 | 47.4658 | 47.6712
Solverde 1 Solar Facility | -792248 | Operating | 85 | Solar | 2016 | Alberta Investment Management Corporation | CAISO | WECC | CAMX | Los Angeles | CA | Solar | 81 | NA | NA | NA | 27.2686 | 29.8609 | 31.3837
Solverde 1 Solar Facility | -792247 | Operating | 85 | Solar | 2016 | The AES Corporation | CAISO | WECC | CAMX | Los Angeles | CA | Solar | 81 | NA | NA | NA | 27.2686 | 29.8609 | 31.3837
Sonoma Central Landfill Phase III | -166523 | Operating | 1.6 | Internal Combustion | 2004 | Sonoma County Transit Authority | CAISO | WECC | CAMX | Sonoma | CA | Biomass | 1.4 | NA | NA | NA | 0 | 0 | 0
Sonoma Mountain Village Battery Storage Project | -703696 | Operating | NA | Battery | NA | Brookfield Renewable Partners L.P. | CAISO | WECC | CAMX | Sonoma | CA | Energy Storage | 1 | NA | NA | NA | NA | NA | NA
Sonoma Mountain Village Solar Plant | -129975 | Operating | 1.14 | Solar | 2011 | REC Solar Commercial Corporation | CAISO | WECC | CAMX | Sonoma | CA | Solar | 1.14 | NA | NA | NA | NA | NA | NA
Sonora 1 Solar Plant (Jamestown Solar Facility) | -130256 | Operating | 1.5 | Solar | 2013 | Greenbacker Renewable Energy Company LLC | CAISO | WECC | CAMX | Tuolumne | CA | Solar | 1.5 | NA | NA | NA | 20.8067 | 30.0761 | 27.8995
Soscol Ferry Solar Project | -464745 | Operating | 2 | Solar | 2020 | Renewable Properties, LLC | CAISO | WECC | CAMX | Napa | CA | Solar | 2 | NA | NA | NA | 24.6176 | 30.1598 | 29.7489
South | -6793 | Operating | 6.7 | Hydraulic Turbine | 1979 | Pacific Gas and Electric Company | CAISO | WECC | CAMX | Tehama | CA | Water | 7 | NA | NA | NA | 29.1259 | 27.7234 | 26.5656
Danskin | -164598 | Operating | 270.9 | Gas Turbine | 2001 | Idaho Power Company |  | WECC | NWPP | Elmore | ID | Gas | 323 | 10708 | 10889 | 10948 | 20.0272 | 21.736 | 20.7301
Darby | -117584 | Operating | 564 | Gas Turbine | 2001 | ArcLight Capital Partners, LLC | PJM | RFC | R-PJM | Pickaway | OH | Gas | 540 | 12587 | 12016 | 13131 | 11.7806 | 7.2876 | 7.5921
South Fork Powerhouse & Boating Flow Release Facility (White Rock) (Slab Creek) (Upper American River Hydroelectric Project) | -249886 | Operating | 269.2 | Hydraulic Turbine | 1968 | Sacramento Municipal Utility District |  | WECC | CAMX | El Dorado | CA | Water | 243.7 | NA | NA | NA | 39.205 | 14.2953 | 7.0507
Darby | -117583 | Operating | 564 | Gas Turbine | 2001 | Blackstone Inc. | PJM | RFC | R-PJM | Pickaway | OH | Gas | 540 | 12587 | 12016 | 13131 | 11.7806 | 7.2876 | 7.5921
Spaulding 1 (Drum-Spaulding Project) | -6867 | Operating | 7 | Hydraulic Turbine | 1928 | Pacific Gas and Electric Company | CAISO | WECC | CAMX | Nevada | CA | Water | 7 | NA | NA | NA | 59.6265 | 43.7802 | 24.8418
Spaulding 2 (Drum-Spaulding Project) | -6868 | Operating | 3.7 | Hydraulic Turbine | 1928 | Pacific Gas and Electric Company | CAISO | WECC | CAMX | Nevada | CA | Water | 4.4 | NA | NA | NA | 5.8297 | 16.8509 | 15.7664
Spaulding 3 (Drum-Spaulding Project) | -6869 | Operating | 6.6 | Hydraulic Turbine | 1929 | Pacific Gas and Electric Company | CAISO | WECC | CAMX | Nevada | CA | Water | 5.8 | NA | NA | NA | 36.0829 | 28.9876 | 11.1518
SPI Anderson 2 Cogen | -172238 | Operating | 30.2 | Steam Turbine | 2015 | Sierra Pacific Industries, Inc. | CAISO | WECC | CAMX | Shasta | CA | Biomass | 27.2 | 21033 | 20239 | 20569 | 59.4371 | 49.8888 | 61.92
Spicer Meadow Project | -6875 | Operating | 5.9 | Hydraulic Turbine | 1989 | Calaveras County Water District | CAISO | WECC | CAMX | Tuolumne | CA | Water | 5.5 | NA | NA | NA | 61.7912 | 20.5168 | 8.6571
Spreckels Sugar Company ST | -48146 | Operating | 8.9 | Steam Turbine | 1948 | Spreckels Sugar Company |  | WECC | AZNMSN | Imperial | CA | Gas | 8.9 | NA | NM | NA | 20.3017 | 27.0304 | 27.7551
Spring Creek Dam | -511546 | Operating | 180 | Hydraulic Turbine | 1964 | U.S. Bureau Of Reclamation |  | WECC | CAMX | Shasta | CA | Water | 180 | NA | NA | NA | 12.9584 | 1.9817 | 16.7717
Spring Gap | -6888 | Operating | 6 | Hydraulic Turbine | 1921 | Pacific Gas and Electric Company | CAISO | WECC | CAMX | Tuolumne | CA | Water | 7 | NA | NA | NA | 50.6539 | 54.5923 | 23.1784
Springbok 2 Solar Farm (Homes Ranch) | -798008 | Operating | 155 | Solar | 2016 | D. E. Shaw Renewable Investments, L.L.C. |  | WECC | CAMX | Kern | CA | Solar | 155 | NA | NA | NA | NA | NA | NA
Springbok 2 Solar Farm (Homes Ranch) | -798007 | Operating | 155 | Solar | 2016 | Macquarie Asset Management Pty Limited |  | WECC | CAMX | Kern | CA | Solar | 155 | NA | NA | NA | NA | NA | NA
Springbok 2 Solar Farm (Homes Ranch) | -768617 | Operating | 155 | Solar | 2016 | Avantus LLC |  | WECC | CAMX | Kern | CA | Solar | 155 | NA | NA | NA | NA | NA | NA
Springbok 3 (Sons Ranch) Battery Storage Project | -591458 | Operating | 1.5 | Battery | 2019 | Capital Dynamics, Inc. |  | WECC | CAMX | Kern | CA | Energy Storage | 1.5 | NA | NA | NM | 0 | 0 | 0.38813
Springbok 3 Solar Farm (Sons Ranch) | -219940 | Operating | 90 | Solar | 2019 | Capital Dynamics, Inc. |  | WECC | CAMX | Kern | CA | Solar | 90 | NA | NA | NA | 29.671 | 29.7074 | 30.2812
Springbok Solar Farm I Project | -797992 | Operating | 105 | Solar | 2016 | D. E. Shaw Renewable Investments, L.L.C. |  | WECC | CAMX | Kern | CA | Solar | 105 | NA | NA | NA | NA | NA | NA
Springbok Solar Farm I Project | -797991 | Operating | 105 | Solar | 2016 | Macquarie Asset Management Pty Limited |  | WECC | CAMX | Kern | CA | Solar | 105 | NA | NA | NA | NA | NA | NA
Springbok Solar Farm I Project | -768616 | Operating | 105 | Solar | 2016 | Avantus LLC |  | WECC | CAMX | Kern | CA | Solar | 105 | NA | NA | NA | NA | NA | NA
Darbytown | -2835 | Operating | 368.4 | Gas Turbine | 1990 | Virginia Electric and Power Company | PJM | SERC | VACAR | Henrico | VA | Gas | 368 | 12808 | 12654 | 10504 | 3.6626 | 1.6223 | 1.4819
Springville Hydroelectric | -12643 | Operating | 1 | Hydraulic Turbine | 1994 | Calleguas Municipal Water District | CAISO | WECC | CAMX | Ventura | CA | Water | 1 | NA | NA | NA | 4.1438 | 3.0936 | 13.5845
SR Solis Rocket (CED Avenal) | -521442 | Operating | 15.8 | Solar | 2017 | Consolidated Edison Development, Inc. | CAISO | WECC | CAMX | Kings | CA | Solar | 15.8 | NA | NA | NA | 6.2027 | NA | NA
Darlington County | -232292 | Operating | 316 | Gas Turbine | 1974 | Duke Energy Progress, LLC |  | SERC | VACAR | Darlington | SC | Gas | 264 | 13611 | 12407 | 19445 | 0.95674 | 4.114 | 0.16687
Dart Container Corp Cogen | -170875 | Operating | 11.2 | Gas Turbine | 2012 | Dart Container Corporation | PJM | RFC | R-PJM | Lancaster | PA | Biomass | 10.4 | 14680 | 14711 | 15832 | 54.1228 | 36.0895 | 42.9026
Dartmouth Power Associates | -108161 | Operating | 73.92 | Combined Cycle | 1992 | Sapphire Power Generation Holdings LLC | New England | NPCC | NE | Bristol | MA | Gas | 67.69 | 8869 | 9036 | 9112 | 4.2124 | 7.8111 | 5.2911
Stampede | -511547 | Operating | 3.6 | Hydraulic Turbine | 1988 | U.S. Bureau Of Reclamation |  | WECC | NWPP | Sierra | CA | Water | 3.6 | NA | NA | NA | 20.605 | 26.2874 | 17.7892
Stanford Campus Solar Project (Central Energy) | -761256 | Operating | 3.4 | Solar | 2017 | MN8 Energy, Inc. | CAISO | WECC | CAMX | Santa Clara | CA | Solar | 3.3 | NA | NA | NA | 21.2709 | 22.6339 | 22.3571
Stanford Solar Generating Station #2 | -781175 | Operating | 63 | Solar | 2022 | Canadian Solar Inc. | CAISO | WECC | CAMX | Kings | CA | Solar | 63 | NA | NA | NA | NA | NA | NA
Stanford Solar Generating Station #2 | -781174 | Operating | 63 | Solar | 2022 | BlackRock, Inc. | CAISO | WECC | CAMX | Kings | CA | Solar | 63 | NA | NA | NA | NA | NA | NA
Stanislaus | -6956 | Operating | 81.9 | Hydraulic Turbine | 1963 | Pacific Gas and Electric Company | CAISO | WECC | CAMX | Tuolumne | CA | Water | 91 | NA | NA | NA | 41.9598 | 25.5183 | 16.4015
Stanislaus Biomass Project | -171346 | Operating | 1 | Internal Combustion | 2013 | Phoenix Energy | CAISO | WECC | CAMX | Stanislaus | CA | Biomass | 1 | NA | NA | NA | NA | NA | NA
Stanton Battery Energy Storage Plant | -740366 | Operating | 68.8 | Battery | 2023 | Wellhead Energy, LLC | CAISO | WECC | CAMX | Orange | CA | Energy Storage | 68.8 | NA | NA | NA | 2.8509 | NA | NA
Stanton Battery Energy Storage Plant | -740365 | Operating | 68.8 | Battery | 2023 | W Power, LLC | CAISO | WECC | CAMX | Orange | CA | Energy Storage | 68.8 | NA | NA | NA | 2.8509 | NA | NA
Dartmouth Power Expansion | -108165 | Operating | 23.3 | Gas Turbine | 2009 | Sapphire Power Generation Holdings LLC | New England | NPCC | NE | Bristol | MA | Gas | 21.8 | 12270 | 11932 | 11869 | 5.1658 | 7.408 | 3.6174
Dave Gates Generating Station (Mill Creek) | -167409 | Operating | 203.1 | Gas Turbine | 2011 | NorthWestern Energy Group, Inc. |  | WECC | NWPP | Deer Lodge | MT | Gas | 144.3 | 11250 | 11682 | 12344 | 43.3099 | 32.12 | 20.8577
Stanton Energy Reliability Center Battery Storage Project | -591414 | Operating | 20 | Battery | 2020 | Wellhead Energy, LLC | CAISO | WECC | CAMX | Orange | CA | Energy Storage | 20 | NA | NM | NM | 0.13527 | 0.19349 | 0.15068
Stanton Energy Reliability Center Battery Storage Project | -591413 | Operating | 20 | Battery | 2020 | W Power, LLC | CAISO | WECC | CAMX | Orange | CA | Energy Storage | 20 | NA | NM | NM | 0.13527 | 0.19349 | 0.15068
Staples La Mirada Distribution Center | -168590 | Operating | 1.1 | Solar | 2009 | SunEdison Origination3 LLC | CAISO | WECC | CAMX | Los Angeles | CA | Solar | 0.9 | NA | NA | NA | 19.343 | 6.5956 | 16.2861
Starbucks - Evolution Fresh Plant | -172604 | Operating | 1.1 | Fuel Cell | 2014 | Bloom Energy Corporation | CAISO | WECC | CAMX | San Bernardino | CA | Gas | 1 | 7758 | 7934 | 7425 | 48.0822 | 54.2694 | 77.7169
Stenner Creek Solar Project (Cal Poly) | -627465 | Operating | 4.5 | Solar | 2018 | Duke Energy Renewables Commercial, LLC | CAISO | WECC | CAMX | San Luis Obispo | CA | Solar | 4.5 | NA | NA | NA | 1.7757 | 26.8062 | 26.7732
Still Water Ranch Dairy Digester | -296614 | Operating | 1 | Internal Combustion | 2020 | Maas Energy Works, Inc | CAISO | WECC | CAMX | Kings | CA | Biomass | 1 | 14919 | 11570 | 14761 | 7.2146 | 15.7877 | 42.9909
Stockton Biomass (Port of Stockton District Energy Facility) | -74797 | Operating | 54 | Steam Turbine | 1987 | Cif Stockton, Llc | CAISO | WECC | CAMX | San Joaquin | CA | Biomass | 45 | 16969 | 16277 | 16373 | 82.7631 | 90.6844 | 94.4723
Stockton Biomass (Port of Stockton District Energy Facility) | -74796 | Operating | 54 | Steam Turbine | 1987 | DTE Energy Services, Inc. | CAISO | WECC | CAMX | San Joaquin | CA | Biomass | 45 | 16969 | 16277 | 16373 | 82.7631 | 90.6844 | 94.4723
Stockton Regional Water Control Facility | -12041 | Operating & Planned | 4.8 | Internal Combustion | 2000 | Omi/Thames Water Stockton, Inc. | CAISO | WECC | CAMX | San Joaquin | CA | Oil | 4 | 33318 | 27495 | 38757 | 11.6667 | 16.6524 | 12.1062
Stone Drop | -7014 | Operating | 0.6 | Hydraulic Turbine | 1984 | Modesto Irrigation District |  | WECC | CAMX | Stanislaus | CA | Water | 0.5 | NA | NA | NA | NA | NA | NA
Stony Gorge | -7020 | Operating | 5 | Hydraulic Turbine | 1986 | Silicon Valley Power | CAISO | WECC | CAMX | Glenn | CA | Water | 5 | NA | NA | NA | 30.758 | 10.3059 | 4.3447
Strata Roof 1 Solar Project | -171741 | Operating | 1 | Solar | 2013 | Strata Clean Energy, LLC |  | WECC | CAMX | Sacramento | CA | Solar | 1 | NA | NA | NA | 17.8653 | 18.5388 | 18.0594
Strauss Wind Energy Project (Lompoc Wind) | -759563 | Operating | 95.3 | Wind Turbine | 2023 | BayWa r.e. Wind, LLC | CAISO | WECC | CAMX | Santa Barbara | CA | Wind | 95.3 | NA | NA | NA | 2.446 | NA | NA
Strauss Wind Energy Project (Lompoc Wind) | -759562 | Operating | 95.3 | Wind Turbine | 2023 | BayWa r.e. Wind, LLC | CAISO | WECC | CAMX | Santa Barbara | CA | Wind | 95.3 | NA | NA | NA | 2.446 | NA | NA
Stroud Solar Station | -169280 | Operating | 20 | Solar | 2011 | Pacific Gas and Electric Company | CAISO | WECC | CAMX | Fresno | CA | Solar | 20 | NA | NA | NA | 13.9675 | 16.8447 | 18.2631
Subregional Water Reclamation Facility | -641138 | Operating | 4.4 | Internal Combustion | 2013 | City of Santa Rosa, California | CAISO | WECC | CAMX | Sonoma | CA | Biomass | 4.4 | 10984 | 10967 | 10797 | 36.8177 | 35.8889 | 37.6453
Success Power Project | -7044 | Operating | 1.4 | Hydraulic Turbine | 1989 | Lower Tule River Irrigation District | CAISO | WECC | CAMX | Tulare | CA | Water | 1.4 | NA | NA | NA | 0 | 4.3787 | 0
Summer North Solar (E2-H2) (Summer Solar) | -792495 | Operating | 6.5 | Solar | 2014 | Alberta Investment Management Corporation | CAISO | WECC | CAMX | Los Angeles | CA | Solar | 6.5 | NA | NA | NA | 19.4433 | 21.8634 | 25.4391
Summer North Solar (E2-H2) (Summer Solar) | -792494 | Operating | 6.5 | Solar | 2014 | The AES Corporation | CAISO | WECC | CAMX | Los Angeles | CA | Solar | 6.5 | NA | NA | NA | 19.4433 | 21.8634 | 25.4391
Summer Solar A2 | -792200 | Operating | 1.5 | Solar | 2014 | Alberta Investment Management Corporation | CAISO | WECC | CAMX | Los Angeles | CA | Solar | 1.5 | NA | NA | NA | 25.6012 | 28.8584 | 28.9422
Summer Solar A2 | -792199 | Operating | 1.5 | Solar | 2014 | The AES Corporation | CAISO | WECC | CAMX | Los Angeles | CA | Solar | 1.5 | NA | NA | NA | 25.6012 | 28.8584 | 28.9422
Summer Solar B2 | -792202 | Operating | 1.5 | Solar | 2014 | Alberta Investment Management Corporation | CAISO | WECC | CAMX | Los Angeles | CA | Solar | 1.5 | NA | NA | NA | 24.6195 | 26.895 | 28.1811
Summer Solar B2 | -792201 | Operating | 1.5 | Solar | 2014 | The AES Corporation | CAISO | WECC | CAMX | Los Angeles | CA | Solar | 1.5 | NA | NA | NA | 24.6195 | 26.895 | 28.1811
Summer Solar C2 | -792204 | Operating | 1.5 | Solar | 2014 | Alberta Investment Management Corporation | CAISO | WECC | CAMX | Los Angeles | CA | Solar | 1.5 | NA | NA | NA | 13.7747 | 18.3409 | 28.9954
Summer Solar C2 | -792203 | Operating | 1.5 | Solar | 2014 | The AES Corporation | CAISO | WECC | CAMX | Los Angeles | CA | Solar | 1.5 | NA | NA | NA | 13.7747 | 18.3409 | 28.9954
Summer Solar D2 | -792052 | Operating | 1 | Solar | 2014 | Alberta Investment Management Corporation | CAISO | WECC | CAMX | Los Angeles | CA | Solar | 1 | NA | NA | NA | 22.6826 | 16.5183 | 22.4315
Summer Solar D2 | -792051 | Operating | 1 | Solar | 2014 | The AES Corporation | CAISO | WECC | CAMX | Los Angeles | CA | Solar | 1 | NA | NA | NA | 22.6826 | 16.5183 | 22.4315
Summer Solar Facility | -792238 | Operating | 20 | Solar | 2016 | Alberta Investment Management Corporation | CAISO | WECC | CAMX | Los Angeles | CA | Solar | 19 | NA | NA | NA | 24.5524 | 38.9378 | 33.3375
Summer Solar Facility | -792237 | Operating | 20 | Solar | 2016 | The AES Corporation | CAISO | WECC | CAMX | Los Angeles | CA | Solar | 19 | NA | NA | NA | 24.5524 | 38.9378 | 33.3375
Sun City Project | -663127 | Operating | 20 | Solar | 2011 | Clearway Energy, Inc. | CAISO | WECC | CAMX | Kings | CA | Solar | 20 | NA | NA | NA | 19.5976 | NA | NA
Sun City Project | -663126 | Operating | 20 | Solar | 2011 | Clearway Energy, Inc. | CAISO | WECC | CAMX | Kings | CA | Solar | 20 | NA | NA | NA | 19.5976 | NA | NA
Sun City Project | -384864 | Operating | 20 | Solar | 2011 | Tokyo Electric Power Company Holdings, Incorporated | CAISO | WECC | CAMX | Kings | CA | Solar | 20 | NA | NA | NA | 19.5976 | 20.6581 | 20.8402
Sun City Project | -168625 | Operating | 20 | Solar | 2011 | Toyota Tsusho Corporation | CAISO | WECC | CAMX | Kings | CA | Solar | 20 | NA | NA | NA | 19.5976 | 20.6581 | 20.8402
Sun City Project | -168624 | Operating | 20 | Solar | 2011 | Tokyo Electric Power Company Holdings, Incorporated | CAISO | WECC | CAMX | Kings | CA | Solar | 20 | NA | NA | NA | 19.5976 | 20.6581 | 20.8402
Sun Harvest Solar Project | -798499 | Operating | 1.5 | Solar | 2015 | Altus Power, Inc. | CAISO | WECC | CAMX | Merced | CA | Solar | 1.5 | NA | NA | NA | NA | NA | NA
SunAnza Battery Storage Project | -780836 | Operating | 4.4 | Battery | 2022 | Anza Electric Cooperative Inc. |  | WECC | CAMX | Riverside | CA | Energy Storage | 4.4 | NA | NA | NA | NA | NA | NA
SunAnza Solar Array | -316822 | Operating | 3.4 | Solar | 2017 | Anza Electric Cooperative Inc. |  | WECC | CAMX | Riverside | CA | Solar | 3.4 | NA | NA | NA | 25.7084 | 27.5752 | 28.6362
SunE CRF11 (Hesperia) | -171640 | Operating | 1.5 | Solar | 2014 | Sun Edison LLC | CAISO | WECC | CAMX | San Bernardino | CA | Solar | 1.5 | NA | NA | NA | 24.9011 | 22.6332 | 21.1644
SunE- E Philadelphia Ontario Solar Project | -172426 | Operating | 1 | Solar | 2016 | Sun Edison LLC | CAISO | WECC | CAMX | San Bernardino | CA | Solar | 1 | NA | NA | NA | 12.6826 | 18.2534 | 19.9886
SunE Rochester Solar Project | -172960 | Operating | 1 | Solar | 2016 | SunEdison, Inc. | CAISO | WECC | CAMX | San Bernardino | CA | Solar | 1 | NA | NA | NA | 10.3425 | 15.0913 | 13.379
Sunlight Battery Storage Project | -610972 | Operating | 230 | Battery | 2022 | ESI Energy, LLC | CAISO | WECC | CAMX | Riverside | CA | Energy Storage | 230 | NA | NA | NA | 4.0622 | NA | NA
Sunlight Partners 3115 Solar Project | -171176 | Operating | 1 | Solar | 2013 | Capital Dynamics U.S. Solar Energy Fund, L.P. | CAISO | WECC | CAMX | San Bernardino | CA | Solar | 1 | NA | NA | NA | NA | NA | NA
Sunlight Storage II Battery Project | -756953 | Operating | 230 | Battery | 2024 | NextEra Energy, Inc. | CAISO | WECC | CAMX | Riverside | CA | Energy Storage | 230 | NA | NA | NA | NA | NA | NA
Sunny Cow Solar Project | -754355 | Operating | 2 | Solar | 2023 | China Cove Renewables LLC | CAISO | WECC | CAMX | Kern | CA | Solar | 2 | NA | NA | NA | 4.8345 | NA | NA
Sunny Cow Solar Project | -742702 | Operating | 2 | Solar | 2023 | Kenwood Creek Holdings, LLC | CAISO | WECC | CAMX | Kern | CA | Solar | 2 | NA | NA | NA | 4.8345 | NA | NA
Sunnyvale Landfill | -12446 | Operating | 1.6 | Internal Combustion | 1997 | City of Sunnyvale, California | CAISO | WECC | CAMX | Santa Clara | CA | Gas | 1.6 | 12941 | 13885 | 12421 | 68.9426 | 60.3096 | 66.9235
Sunray 2 Solar Project | -173094 | Operating | 20 | Solar | 2017 | Centaurus Renewable Energy LLC | CAISO | WECC | CAMX | San Bernardino | CA | Solar | 20 | NA | NA | NA | 32.3784 | 32.129 | 33.278
Sunray 3 Solar Project | -627452 | Operating | 13.8 | Solar | 2017 | KKR & Co. Inc. | CAISO | WECC | CAMX | San Bernardino | CA | Solar | 13.8 | NA | NA | NA | 26.9489 | 25.996 | 27.9077
Davis Inlet | -764721 | Operating | 1.22 | Gas Turbine | 1974 | Newfoundland and Labrador Hydro |  | NPCC | MRTM |  |  | Oil | 1.22 | NA | NA | NA | NA | NA | NA
Sunselect Produce (California) Project | -173891 | Operating | 6.6 | Internal Combustion | 2018 | SunSelect Produce, Inc. | CAISO | WECC | CAMX | Kern | CA | Gas | 6.6 | NA | NA | NA | NA | NA | NA
DC Water CHP | -171518 | Operating | 14.1 | Gas Turbine | 2015 | District of Columbia Water and Sewer Authority | PJM | SERC | VACAR | Washington | DC | Biomass | 12 | 17484 | 17352 | 16770 | 55.429 | 55.3786 | 53.7719
DCO-Burlington (Cogen) | -249507 | Operating | 3.5 | Gas Turbine | 2012 | DCO Energy LLC | PJM | RFC | R-PJM | Burlington | NJ | Gas | 3.8 | 17308 | 21035 | 10194 | 52.4754 | 48.6271 | 47.6929
De Pere Energy Center | -92816 | Operating | 192.3 | Gas Turbine | 1999 | Wisconsin Public Service Corporation | MISO | MRO | MRO-US | Brown | WI | Gas | 193.2 | 12224 | 11337 | 21488 | 8.5349 | 9.7624 | 10.4552
Support Service Center Solar Plant | -168015 | Operating | 1.2 | Solar | 2009 | Los Angeles County Metropolitan Transportation Authority |  | WECC | CAMX | Los Angeles | CA | Solar | 1.2 | NA | NA | NA | NA | NA | NA
Dearborn Industrial Generation CC | -8681 | Operating | 552.6 | Combined Cycle | 2001 | Hydra-Co Enterprises, Inc. | MISO | RFC | R-MISO | Wayne | MI | Gas | 650 | 8288 | 8076 | 8466 | 92.3749 | 78.1152 | 73.2884
Dearborn Industrial Generation GT Cogen | -89238 | Operating | 195.3 | Gas Turbine | 1999 | Hydra-Co Enterprises, Inc. | MISO | RFC | R-MISO | Wayne | MI | Gas | 200 | NA | NA | NA | NA | NA | NA
SV5 Silicon Valley Data Center (Equinix) | -384417 | Operating | 1.1 | Fuel Cell | 2015 | Equinix, Inc. | CAISO | WECC | CAMX | Santa Clara | CA | Gas | 1 | 6367 | 7250 | 7555 | 87.2603 | 77.0662 | 75.9589
Swanmill Windfarm I (Alta Mesa Wind) | -807091 | Operating | 9.5 | Wind Turbine | 1988 | EDF power solutions North America | CAISO | WECC | CAMX | Riverside | CA | Wind | 9.5 | NA | NA | NA | NA | NA | NA
Debary | -164602 | Operating | 748 | Gas Turbine | 1975 | Duke Energy Florida, LLC |  | SERC | FP | Volusia | FL | Oil | 661 | 13947 | 14292 | 13975 | 1.8223 | 2.0771 | 2.7394
Decatur Energy Center | -122386 | Operating | 902.4 | Combined Cycle | 2002 | Capital Power Corporation |  | SERC | CENTRL | Morgan | AL | Gas | 895 | 7724 | 7798 | 7793 | 27.1019 | 35.3246 | 22.5258
Sycamore Energy 1 | -168574 | Operating | 1.6 | Internal Combustion | 2011 | Fortistar Methane Group LLC | CAISO | WECC | CAMX | San Diego | CA | Biomass | 1.6 | NA | NA | NA | NA | NA | NA
Decker Creek CT | -2865 | Operating | 206 | Gas Turbine | 1988 | Austin Energy | ERCOT | TRE | TRE | Travis | TX | Gas | 240 | NA | 13925 | 13433 | 0 | 1.8654 | 2.0167
TA High Desert Solar Plant | -663121 | Operating | 20 | Solar | 2013 | Clearway Energy, Inc. | CAISO | WECC | CAMX | Los Angeles | CA | Solar | 20 | NA | NA | NA | 25.8921 | NA | NA
TA High Desert Solar Plant | -663120 | Operating | 20 | Solar | 2013 | Clearway Energy, Inc. | CAISO | WECC | CAMX | Los Angeles | CA | Solar | 20 | NA | NA | NA | 25.8921 | NA | NA
Decordova CT | -116327 | Operating | 357.6 | Gas Turbine | 1990 | Luminant Generation Company LLC | ERCOT | TRE | TRE | Hood | TX | Gas | 347 | 14651 | 13377 | 13649 | 3.7044 | 2.6128 | 1.9904
Tahquitz High School Solar Photovoltaic Facility | -792156 | Operating | 1 | Solar | 2012 | Alberta Investment Management Corporation | CAISO | WECC | CAMX | Riverside | CA | Solar | 1 | NA | NA | NA | 18.2192 | 19.0753 | 19.4178
Tahquitz High School Solar Photovoltaic Facility | -792155 | Operating | 1 | Solar | 2012 | The AES Corporation | CAISO | WECC | CAMX | Riverside | CA | Solar | 1 | NA | NA | NA | 18.2192 | 19.0753 | 19.4178
Target Woodland Solar Project | -163958 | Operating | 2.3 | Solar | 2018 | SunPower Corporation | CAISO | WECC | CAMX | Yolo | CA | Solar | 2 | NA | NA | NA | 18.3904 | 21.9635 | 22.1404
Target Woodland Solar Project | -163957 | Operating | 2.3 | Solar | 2018 | SunPower Corporation | CAISO | WECC | CAMX | Yolo | CA | Solar | 2 | NA | NA | NA | 18.3904 | 21.9635 | 22.1404
Taylor Farms - Schilling Place Fuel Cell Project | -674090 | Operating | 1 | Fuel Cell | 2019 | Bloom Energy Corporation | CAISO | WECC | CAMX | Monterey | CA | Gas | 1 | 6991 | 7312 | NA | 73.6986 | 80.9703 | NA
Taylor Farms Salinas | -170930 | Operating | 1.1 | Fuel Cell | 2012 | Taylor Fresh Foods, Inc. | CAISO | WECC | CAMX | Monterey | CA | Gas | 1.1 | 42474 | NM | NA | 78.5803 | 19.697 | NA
Taylor Wind Farms (Gonzales) | -171767 | Operating | 1 | Wind Turbine | 2014 | Foundation Windpower, LLC | CAISO | WECC | CAMX | Monterey | CA | Wind | 1 | NA | NA | NA | 45.4909 | 45.9932 | 46.2443
Tehachapi Wind Farm I (Tehachapi 3) | -787364 | Operating | 15 | Wind Turbine | 2004 | XPLR Infrastructure, LP | CAISO | WECC | CAMX | Kern | CA | Wind | 15 | NA | NA | NA | NA | NA | NA
Tehachapi Wind Resource I | -7144 | Operating | 8.7 | Wind Turbine | 1984 | Calwind Resources, Inc. | CAISO | WECC | CAMX | Kern | CA | Wind | 8.7 | NA | NA | NA | 16.5446 | 18.3777 | 19.8971
Tehachapi Wind Resource II | -7145 | Operating & Planned | 21.9 | Wind Turbine | 1997 | Calwind Resources, Inc. | CAISO | WECC | CAMX | Kern | CA | Wind | 21.9 | NA | NA | NA | 21.947 | 25.024 | 25.4514
Teichert Vernalis Wind Project | -646152 | Operating | 1 | Wind Turbine | 2010 | Teichert, Inc. | CAISO | WECC | CAMX | San Joaquin | CA | Wind | 1 | NA | NA | NA | 18.3904 | 20.9132 | 22.7397
Tejon Castac Water District Solar Project | -766978 | Operating | 1.3 | Solar | 2024 | CTMW Solar, LLC | CAISO | WECC | CAMX | Kern | CA | Solar | 1.3 | NA | NA | NA | NA | NA | NA
Temescal | -7146 | Operating | 2.9 | Hydraulic Turbine | 1983 | The Metropolitan Water District of Southern California | CAISO | WECC | CAMX | Riverside | CA | Water | 2.8 | NA | NA | NA | 28.8935 | 33.3129 | 40.5618
Temescal Canyon RV | -168580 | Operating | 1.5 | Solar | 2011 | Temescal Canyon RV, LLC | CAISO | WECC | CAMX | Riverside | CA | Solar | 1.5 | NA | NA | NA | 14.8706 | 14.9772 | 16.621
Tenaska Imperial Solar Energy Center South | -139832 | Operating | 128.9 | Solar | 2013 | CSOLAR IV South LLC | CAISO | WECC | CAMX | Imperial | CA | Solar | 128.9 | NA | NA | NA | 24.5481 | 25.7583 | 25.7852
Tenaska Imperial Solar Energy Center South | -139831 | Operating | 128.9 | Solar | 2013 | CD Global Solar II HoldCo, L.P. | CAISO | WECC | CAMX | Imperial | CA | Solar | 128.9 | NA | NA | NA | 24.5481 | 25.7583 | 25.7852
Tenaska Imperial Solar Energy Center West | -139676 | Operating | 148.7 | Solar | 2016 | CD Global Solar II HoldCo, L.P. | CAISO | WECC | CAMX | Imperial | CA | Solar | 148.7 | NA | NA | NA | 29.8091 | 32.8535 | 30.8078
Tenaska Imperial Solar Energy Center West | -139675 | Operating | 148.7 | Solar | 2016 | Tenaska CSOLAR West Holdings, LLC | CAISO | WECC | CAMX | Imperial | CA | Solar | 148.7 | NA | NA | NA | 29.8091 | 32.8535 | 30.8078
Tenaska Imperial Solar Energy Center West | -139674 | Operating | 148.7 | Solar | 2016 | Tenaska CSOLAR West Holdings, LLC | CAISO | WECC | CAMX | Imperial | CA | Solar | 148.7 | NA | NA | NA | 29.8091 | 32.8535 | 30.8078
Tenaska Imperial Solar Energy Center West | -122321 | Operating | 148.7 | Solar | 2016 | Tenaska CSOLAR West, LLC | CAISO | WECC | CAMX | Imperial | CA | Solar | 148.7 | NA | NA | NA | 29.8091 | 32.8535 | 30.8078
Tequesquite Solar Photovoltaic Project (RPU) | -138550 | Operating | 7.3 | Solar | 2015 | 8point3 Energy Partners LP | CAISO | WECC | CAMX | Riverside | CA | Solar | 7.3 | NA | NA | NA | 20.6199 | 20.5167 | 12.9058
Terminus | -765335 | Operating | 20.1 | Hydraulic Turbine | 1990 | Eagle Creek Renewable Energy, LLC | CAISO | WECC | CAMX | Tulare | CA | Water | 20 | NA | NA | NA | 34.9675 | 6.0947 | 0.55936
Terra Francesco Solar Facility | -172221 | Operating | 1.5 | Solar | 2015 | Desri V, L.L.C. | CAISO | WECC | CAMX | San Bernardino | CA | Solar | 1.5 | NA | NA | NA | 11.8265 | 20.2283 | 17.0091
Terra-Gen Mojave Windfarms | -547215 | Operating | 28.76 | Wind Turbine | 1986 | Terra-Gen, LLC | CAISO | WECC | CAMX | Kern | CA | Wind | 28.76 | NA | NA | NA | 15.3475 | 19.013 | 22.1555
Terra-Gen Mojave Windfarms | -356857 | Operating | 28.76 | Wind Turbine | 1986 | Terra-Gen, LLC | CAISO | WECC | CAMX | Kern | CA | Wind | 28.76 | NA | NA | NA | 15.3475 | 19.013 | 22.1555
Terry 1818-WD Solar Project | -793877 | Operating | NA | Solar | 2024 | Forefront Power, LLC | CAISO | WECC | CAMX | Kern | CA | Solar | 4.6 | NA | NA | NA | NA | NA | NA
Tesla Moss Landing Battery Storage Project (Elkhorn) | -747208 | Operating | 182.5 | Battery | 2022 | Aes Grid Stability, LLC | CAISO | WECC | CAMX | Monterey | CA | Energy Storage | 182.5 | NA | NM | NA | 6.956 | 4.3625 | NA
Tesla Moss Landing Battery Storage Project (Elkhorn) | -747207 | Operating | 182.5 | Battery | 2022 | Qatar Holding LLC | CAISO | WECC | CAMX | Monterey | CA | Energy Storage | 182.5 | NA | NM | NA | 6.956 | 4.3625 | NA
Tesla Moss Landing Battery Storage Project (Elkhorn) | -747206 | Operating | 182.5 | Battery | 2022 | Siemens Aktiengesellschaft | CAISO | WECC | CAMX | Monterey | CA | Energy Storage | 182.5 | NA | NM | NA | 6.956 | 4.3625 | NA
Tesla Moss Landing Battery Storage Project (Elkhorn) | -423395 | Operating | 182.5 | Battery | 2022 | Fluence Energy, Inc. | CAISO | WECC | CAMX | Monterey | CA | Energy Storage | 182.5 | NA | NM | NA | 6.956 | 4.3625 | NA
Tesla Moss Landing Battery Storage Project (Elkhorn) | -423394 | Operating | 182.5 | Battery | 2022 | Pacific Gas and Electric Company | CAISO | WECC | CAMX | Monterey | CA | Energy Storage | 182.5 | NA | NM | NA | 6.956 | 4.3625 | NA
The Slate Battery Energy Storage System | -761322 | Operating | 140.3 | Battery | 2022 | MN8 Energy, Inc. | CAISO | WECC | CAMX | Kings | CA | Energy Storage | 140.3 | NA | NM | NA | 11.2787 | 0.71341 | NA
The Slate Solar Project | -761251 | Operating | 300 | Solar | 2021 | MN8 Energy, Inc. | CAISO | WECC | CAMX | Kings | CA | Solar | 300 | NA | NA | NA | 27.6766 | 26.3515 | NA
Thermalito | -7175 | Operating | 82.5 | Pumped Storage | 1968 | California Department of Water Resources | CAISO | WECC | CAMX | Butte | CA | Water | 82.5 | NA | NA | NA | 28.3715 | 0 | 0
Thermalito Diversion Dam | -7176 | Operating | 3.4 | Hydraulic Turbine | 1987 | California Department of Water Resources | CAISO | WECC | CAMX | Butte | CA | Water | 3 | NA | NA | NA | 62.6027 | 75.2549 | 41.3242
Thermalito HY | -13232 | Operating | 32.6 | Hydraulic Turbine | 1968 | California Department of Water Resources | CAISO | WECC | CAMX | Butte | CA | Water | 32.6 | NA | NA | NA | 31.2449 | 54.6506 | 28.2968
Dededo Gas Plant | -428617 | Operating | 45 | Gas Turbine | 1992 | Guam Power Authority |  |  |  | Guam | GU | Oil | 45 | NA | NA | NA | NA | NA | NA
Deer Creek Station | -166980 | Operating | 324 | Combined Cycle | 2012 | Basin Electric Power Cooperative | SPP | MRO | MRO-US | Brookings | SD | Gas | 300 | 7679 | 7620 | 7867 | 40.366 | 29.2187 | 22.2788
Three Forks | -7202 | Operating | 1.3 | Hydraulic Turbine | 1984 | Grizzly Mountain Ranch | CAISO | WECC | CAMX | Trinity | CA | Water | 1.2 | NA | NA | NA | 25.5613 | 43.3314 | 32.5438
Deer Island Treatment CT Plant | -2875 | Operating | 52 | Gas Turbine | 1995 | Massachusetts Water Resources Authority | New England | NPCC | NE | Suffolk | MA | Oil | 54 | 11881 | 12887 | 12292 | 0.42956 | 0.13339 | 0.40377
Tierra Buena Battery Storage | -458489 | Operating | 5 | Battery | 2022 | Viridity Energy Solutions, Inc. | CAISO | WECC | CAMX | Sutter | CA | Energy Storage | 5 | NA | NM | NA | 10.5114 | 5.1164 | NA
Tiger Creek | -7210 | Operating | 52.2 | Hydraulic Turbine | 1931 | Pacific Gas and Electric Company | CAISO | WECC | CAMX | Amador | CA | Water | 58 | NA | NA | NA | 48.415 | 44.5028 | 28.265
Titan Solar 1 Project | -551372 | Operating | 70 | Solar | 2020 | Longroad Energy Holdings, LLC |  | WECC | AZNMSN | Imperial | CA | Solar | 70 | NA | NA | NA | 25.6761 | 33.0917 | NA
Titan Solar 1 Project | -551371 | Operating | 70 | Solar | 2020 | Longroad Energy Holdings, LLC |  | WECC | AZNMSN | Imperial | CA | Solar | 70 | NA | NA | NA | 25.6761 | 33.0917 | NA
Titan Solar 1 Project | -509170 | Operating | 70 | Solar | 2020 | Longroad Energy Holdings, LLC |  | WECC | AZNMSN | Imperial | CA | Solar | 70 | NA | NA | NA | 25.6761 | 33.0917 | NA
TLR000 Hansen Fuel Cell Project | -251509 | Operating | 3 | Fuel Cell | 2018 | 2016 Esa Project Company, LLC | CAISO | WECC | CAMX | Monterey | CA | Gas | 3 | 7133 | 7144 | 7024 | 31.5525 | 72.2831 | 92.4239
Toadtown | -7222 | Operating | 1.8 | Hydraulic Turbine | 1986 | Pacific Gas and Electric Company | CAISO | WECC | CAMX | Butte | CA | Water | 1.5 | NA | NA | NA | 19.1705 | 24.7489 | 7.7549
Topaz Solar Farm | -140951 | Operating | 585.9 | Solar | 2013 | BHE Solar, LLC | CAISO | WECC | CAMX | San Luis Obispo | CA | Solar | 585.9 | NA | NA | NA | 20.2002 | 23.7976 | 25.3442
Topaz Solar Farm | -140950 | Operating | 585.9 | Solar | 2013 | BHE Solar, LLC | CAISO | WECC | CAMX | San Luis Obispo | CA | Solar | 585.9 | NA | NA | NA | 20.2002 | 23.7976 | 25.3442
Deer Park Energy Center | -745052 | Operating | 1176 | Combined Cycle | 2003 | Calpine Corporation | ERCOT | TRE | TRE | Harris | TX | Gas | 1237 | 10463 | 10627 | 10156 | 63.3993 | 61.5944 | 69.3849
Torrance Refinery ST (Cogen) | -120380 | Operating | 26.8 | Steam Turbine | 1983 | PBF Energy Inc. | CAISO | WECC | CAMX | Los Angeles | CA | Other | 26.8 | 3412 | 3411 | 8843 | 1.2996 | 0.98651 | 2.7218
Deer Park Energy Center | -745051 | Operating | 1176 | Combined Cycle | 2003 | Calpine Corporation | ERCOT | TRE | TRE | Harris | TX | Gas | 1237 | 10463 | 10627 | 10156 | 63.3993 | 61.5944 | 69.3849
Toyon | -547230 | Operating | 1.1 | Internal Combustion | 1986 | Montauk Energy Holdings, LLC | CAISO | WECC | CAMX | Los Angeles | CA | Biomass | 0.9 | 11029 | 9274 | NA | 61.7453 | 13.8635 | NA
Toyota Long Beach Trigen Plant | -752491 | Operating | 2.8 | Fuel Cell | 2023 | Long Beach Trigen, LLC | CAISO | WECC | CAMX | Los Angeles | CA | Biomass | 2.2 | 9034 | NA | NA | 26.2868 | NA | NA
Tracy 210 Fuel Cell Plant | -249873 | Operating | 2.6 | Fuel Cell | 2019 | Costco Wholesale Corporation | CAISO | WECC | CAMX | San Joaquin | CA | Gas | 2.6 | 7523 | 7697 | 7348 | 70.0211 | 79.6628 | 93.9015
Deerhaven CT | -2887 | Operating | 145.3 | Gas Turbine | 1976 | Gainesville Regional Utilities |  | SERC | FP | Alachua | FL | Gas | 125 | 23767 | 17541 | 17394 | 0.076164 | 0.26438 | 1.0815
Tracy Solar Plant | -168342 | Operating | 1.2 | Solar | 2009 | Mr. Bob Heisler | CAISO | WECC | CAMX | San Joaquin | CA | Solar | 1.2 | NA | NA | NA | NA | NA | NA
Tranquillity Solar Plant | -376489 | Operating | 1.3 | Solar | 2018 | Sun Financial, LLC | CAISO | WECC | CAMX | Fresno | CA | Solar | 1.3 | NA | NA | NA | 27.1865 | 28.0383 | 25.7288
Transamerica Pyramid Cogen Plant | -646425 | Operating | 1 | Internal Combustion | 2007 | Transamerica Pyramid Properties LLC | CAISO | WECC | CAMX | San Francisco | CA | Gas | 1 | 36304 | NA | NA | 6.016 | NA | NA
Triangle T Ranch | -704416 | Operating | 3.9 | Solar | 2017 | Manulife Investment Management Timberland and Agriculture Inc | CAISO | WECC | CAMX | Madera | CA | Solar | 3.9 | NA | NA | NA | NA | NA | NA
Trinity | -511549 | Operating | 140 | Hydraulic Turbine | 1964 | U.S. Bureau Of Reclamation |  | WECC | CAMX | Trinity | CA | Water | 140 | NA | NA | NA | 16.4438 | 10.3833 | 21.6248
Trona Solar III Project | -638799 | Operating | 2 | Solar | 2023 | Valleywide Construction, Inc. | CAISO | WECC | CAMX | Inyo | CA | Solar | 2 | NA | NA | NA | 28.0137 | NA | NA
Tropico Solar PV Plant | -237364 | Operating | 14 | Solar | 2016 | Capital Dynamics, Inc. | CAISO | WECC | CAMX | Tulare | CA | Solar | 13 | NA | NA | NA | 26.3102 | 23.3087 | 23.761
Tulare 1 and 2 Solar | -116411 | Operating | 3 | Solar | 2014 | Coronal Energy | CAISO | WECC | CAMX | Tulare | CA | Solar | 3 | NA | NA | NA | 2.4201 | 11.4346 | 16.933
Tulare CSG Solar Project | -782243 | Operating | 3 | Solar | 2024 | Dimension Energy LLC | CAISO | WECC | CAMX | Tulare | CA | Solar | 3 | NA | NA | NA | NA | NA | NA
Tulare Waste Water Treatment CHP Facility | -663227 | Operating | 2.8 | Fuel Cell | 2018 | Clearway Energy, Inc. | CAISO | WECC | CAMX | Tulare | CA | Gas | 2.8 | 9755 | NA | NA | 73.4344 | NA | NA
Tulare Waste Water Treatment CHP Facility | -663226 | Operating | 2.8 | Fuel Cell | 2018 | Clearway Energy, Inc. | CAISO | WECC | CAMX | Tulare | CA | Gas | 2.8 | 9755 | NA | NA | 73.4344 | NA | NA
Tulare Wastewater Treatment Plant - Fuel Cell | -523627 | Operating | 5.8 | Fuel Cell | 2008 | Tulare City of CA | CAISO | WECC | CAMX | Tulare | CA | Gas | 5.6 | NA | 9638 | 11894 | NA | 40.4538 | 41.7604
Tulare WWTP BioMat Fuel Cell | -214748 | Operating | 2.8 | Fuel Cell | 2019 | FuelCell Energy, Inc. | CAISO | WECC | CAMX | Tulare | CA | Biomass | 2.8 | 11014 | 10554 | 9562 | 50.7624 | 62.9689 | 75.0448
Tule | -7295 | Out of Service | 8.4 | Hydraulic Turbine | 1914 | Pacific Gas and Electric Company | CAISO | WECC | CAMX | Tulare | CA | Water | NA | NA | NA | NA | 0 | 0 | 0
Tule River | -7296 | Out of Service | 2.6 | Hydraulic Turbine | 1909 | Southern California Edison Company | CAISO | WECC | CAMX | Tulare | CA | Water | NA | NA | NA | NA | NA | -0.39515 | -0.41711
Tule Wind Project (Reduced Ridgeline) | -785803 | Operating & Planned | 143 | Wind Turbine | 2017 | Pacific Wind Development LLC | CAISO | WECC | CAMX | San Diego | CA | Wind | 143 | NA | NA | NA | NA | NA | NA
Tulloch | -165691 | Operating | 29.9 | Hydraulic Turbine | 1958 | Oakdale & South San Joaquin Irrigation District | CAISO | WECC | CAMX | Tuolumne | CA | Water | 25.5 | NA | NA | NA | 55.8913 | 44.0509 | 49.2918
Tumbleweed Battery Storage Project | -780455 | Operating | 125 | Battery | 2024 | REV Renewables, Inc. | CAISO | WECC | CAMX | Kern | CA | Energy Storage | 125 | NA | NA | NA | NA | NA | NA
Turlock Lake | -7309 | Operating | 3.3 | Hydraulic Turbine | 1980 | Turlock Irrigation District |  | WECC | CAMX | Stanislaus | CA | Water | 3.3 | NA | NA | NA | 19.6382 | -0.22485 | -0.18334
Turnip | -7312 | Operating | 0.42 | Hydraulic Turbine | 1964 | Imperial Irrigation District |  | WECC | AZNMSN | Imperial | CA | Water | 0.42 | NA | NA | NA | NA | NA | NA
TWC Solar Project | -780511 | Operating | 1.2 | Solar | 2024 | Bravo REC Management LLC | CAISO | WECC | CAMX | Tulare | CA | Solar | 1.2 | NA | NA | NA | NA | NA | NA
Twentynine Palms Solar PV Plant (SEPV 2) | -177270 | Operating | 2 | Solar | 2012 | Idemitsu Renewables America, Inc. | CAISO | WECC | CAMX | San Bernardino | CA | Solar | 2 | NA | NA | NA | 25.3425 | 16.1416 | 21.8265
Twentynine Palms Solar PV Plant (SEPV 2) | -168865 | Operating | 2 | Solar | 2012 | Banco Santander, S.A. | CAISO | WECC | CAMX | San Bernardino | CA | Solar | 2 | NA | NA | NA | 25.3425 | 16.1416 | 21.8265
Twin Oaks Valley Water Treatment Solar Project | -748260 | Operating | 1 | Solar | 2011 | CleanCapital Holdco 4, LLC | CAISO | WECC | CAMX | San Diego | CA | Solar | 1 | NA | NA | NA | 0.5137 | 18.0158 | 8.3645
Twin Oaks Valley Water Treatment Solar Project | -169391 | Operating | 1 | Solar | 2011 | Firstar Development, LLC | CAISO | WECC | CAMX | San Diego | CA | Solar | 1 | NA | NA | NA | 0.5137 | 18.0158 | 8.3645
Delaware City 10 | -745112 | Operating | 18.5 | Gas Turbine | 1968 | Calpine Mid-Atlantic Generation LLC | PJM | RFC | R-PJM | New Castle | DE | Oil | 18 | NA | NA | 23145 | -0.3653 | 0 | 0.04376
UC Davis South Campus | -138547 | Operating | 13 | Solar | 2015 | 8point3 Energy Partners LP | CAISO | WECC | CAMX | Solano | CA | Solar | 13 | NA | NA | NA | 20.5497 | 21.9283 | 25.0667
UC Riverside Lots 30 & 32 | -193869 | Operating | 4 | Solar | 2017 | Goldman Sachs Renewable Power Operating Company LLC | CAISO | WECC | CAMX | Riverside | CA | Solar | 3.5 | NA | NA | NA | 22.681 | 25.8317 | 22.3875
UC Riverside West Campus Solar Farm | -435573 | Operating | 3 | Solar | 2014 | SunPower Corporation | CAISO | WECC | CAMX | Riverside | CA | Solar | 3 | NA | NA | NA | 14.1324 | 20.156 | 19.2694
UC Riverside West Campus Solar Farm | -171856 | Operating | 3 | Solar | 2014 | SunPower Corporation | CAISO | WECC | CAMX | Riverside | CA | Solar | 3 | NA | NA | NA | 14.1324 | 20.156 | 19.2694
UC San Diego Battery Storage Plant | -628483 | Operating | NA | Battery | NA | BioFuels Energy, LLC | CAISO | WECC | CAMX | San Diego | CA | Energy Storage | 2.5 | NA | NA | NA | NA | NA | NA
UC San Diego Battery Storage Plant | -628482 | Operating | NA | Battery | NA | New Energy Capital LLC | CAISO | WECC | CAMX | San Diego | CA | Energy Storage | 2.5 | NA | NA | NA | NA | NA | NA
UC Santa Cruz Battery Storage | -747130 | Operating | 1 | Battery | 2022 | Forefront Power, LLC | CAISO | WECC | CAMX | Santa Cruz | CA | Energy Storage | 1 | NA | NA | NA | NA | NA | NA
UC Santa Cruz Solar Project | -780791 | Operating | 2 | Solar | 2013 | University of California, Santa Cruz | CAISO | WECC | CAMX | Santa Cruz | CA | Solar | 2 | NA | NA | NA | 18.9384 | 19.7432 | 10.8733
UC Santa Cruz Solar Project | -366534 | Operating | 2 | Solar | 2013 | Forefront Power, LLC | CAISO | WECC | CAMX | Santa Cruz | CA | Solar | 2 | NA | NA | NA | 18.9384 | 19.7432 | 10.8733
Delaware City 10 | -745111 | Operating | 18.5 | Gas Turbine | 1968 | Calpine Mid-Atlantic Generation LLC | PJM | RFC | R-PJM | New Castle | DE | Oil | 18 | NA | NA | 23145 | -0.3653 | 0 | 0.04376
Delaware City CT | -202597 | Operating | 184 | Gas Turbine | 1980 | PBF Energy Company LLC | PJM | RFC | R-PJM | New Castle | DE | Gas | 144 | 12824 | 13093 | 13408 | 77.4507 | 64.9721 | 52.179
Ultrapower 3 | -609220 | Out of Service | 13.8 | Steam Turbine | 1985 | Blue Lake Power, LLC | CAISO | WECC | CAMX | Humboldt | CA | Biomass | NA | NA | NA | NA | NA | NA | 0
Union Sanitary District Cogen | -780231 | Operating | 1.8 | Internal Combustion | 2015 | Union Sanitary District | CAISO | WECC | CAMX | Alameda | CA | Biomass | 1.8 | NA | NA | NA | NA | NA | NA
Union Valley | -7350 | Operating | 38.6 | Hydraulic Turbine | 1963 | Sacramento Municipal Utility District |  | WECC | CAMX | El Dorado | CA | Water | 38.6 | NA | NA | NA | 49.7397 | 20.6112 | 9.6648
United Natural Foods Solar Plant | -646145 | Operating | 1.2 | Solar | 2007 | United Natural Foods, Inc. | CAISO | WECC | CAMX | Placer | CA | Solar | 1.2 | NA | NA | NA | NA | NA | NA
University of California Merced Battery Storage | -583236 | Operating | 0.5 | Battery | 2018 | SunPower Corporation | CAISO | WECC | CAMX | Merced | CA | Energy Storage | 0.5 | NA | NM | NM | 2.7854 | 2.7626 | 4.3151
University of California Merced Battery Storage | -583235 | Operating | 0.5 | Battery | 2018 | SunPower Corporation | CAISO | WECC | CAMX | Merced | CA | Energy Storage | 0.5 | NA | NM | NM | 2.7854 | 2.7626 | 4.3151
University of California Merced Solar Project | -174068 | Operating | 4.5 | Solar | 2018 | SunPower Corporation | CAISO | WECC | CAMX | Merced | CA | Solar | 4.3 | NA | NA | NA | 22.6426 | 22.8576 | 21.9444
University of California Merced Solar Project | -174067 | Operating | 4.5 | Solar | 2018 | SunPower Corporation | CAISO | WECC | CAMX | Merced | CA | Solar | 4.3 | NA | NA | NA | 22.6426 | 22.8576 | 21.9444
Delaware CT | -396384 | Operating | 77 | Gas Turbine | 1969 | Constellation Energy Corporation | PJM | RFC | R-PJM | Philadelphia | PA | Oil | 78 | 18512 | 13752 | NA | 0.012294 | 0.3511 | NA
Dell Power Station | -163996 | Operating | 679.1 | Combined Cycle | 2007 | Associated Electric Cooperative, Inc. |  | SERC | DELTA | Mississippi | AR | Gas | 532 | 7414 | 7299 | 7452 | 87.7047 | 64.9072 | 70.181
University of California, San Diego (UCSD) Battery Storage Project | -599055 | Operating | 2.5 | Battery | 2015 | University of California - San Diego | CAISO | WECC | CAMX | San Diego | CA | Energy Storage | 2.5 | NA | NM | NM | 3.9772 | 3.7443 | 3.0183
University of San Diego Fuel Cell Project | -503356 | Operating | 1 | Fuel Cell | 2016 | Bloom Energy 2009 Ppa Project | CAISO | WECC | CAMX | San Diego | CA | Gas | 1 | 6851 | 7290 | 7242 | 70.6849 | 79.8174 | 87.4658
University of San Diego Solar Project | -169267 | Operating | 1 | Solar | 2008 | GCL Solar Energy, Inc. | CAISO | WECC | CAMX | San Diego | CA | Solar | 1 | NA | NA | NA | 40.0457 | 31.8151 | 23.7348
University of San Francisco Cogeneration | -7378 | Operating | 1.5 | Internal Combustion | 1987 | University of San Francisco | CAISO | WECC | CAMX | San Francisco | CA | Gas | 1.4 | NA | NA | 12906 | 0 | 0 | 28.1311
University of the Pacific Battery Storage Project | -628273 | Operating | 1 | Battery | 2022 | Tesla, Inc. | CAISO | WECC | CAMX | San Joaquin | CA | Energy Storage | 1 | NA | NA | NA | NA | NA | NA
University of the Pacific Solar | -517042 | Operating | 4.5 | Solar | 2022 | Tesla, Inc. | CAISO | WECC | CAMX | San Joaquin | CA | Solar | 4.5 | NA | NA | NA | 15.8118 | 13.0999 | NA
Upper Dawson | -7391 | Operating | 4.4 | Hydraulic Turbine | 1983 | Turlock Irrigation District |  | WECC | CAMX | Stanislaus | CA | Water | 5.5 | NA | NA | NA | 23.9083 | 13.2213 | 15.2159
Upper Gorge | -7393 | Operating | 37.5 | Hydraulic Turbine | 1953 | Los Angeles Department of Water and Power, California |  | WECC | CAMX | Mono | CA | Water | 36.5 | NA | NA | NA | 35.0891 | 8.6042 | 6.2082
US Foods - Livermore Solar Project | -786807 | Operating | 1.2 | Solar | 2024 | EDPRNA DG CA Livermore LLC | CAISO | WECC | CAMX | Alameda | CA | Solar | 1.2 | NA | NA | NA | NA | NA | NA
US Foodservice Solar Project | -761797 | Operating | 1.18 | Solar | 2011 | US Foods, Inc. | CAISO | WECC | CAMX | Alameda | CA | Solar | 1.18 | NA | NA | NA | NA | NA | NA
US GSA-Sacramento Solar Project | -173279 | Operating | 1.1 | Solar | 2018 | Tesla Energy Operations, Inc. | CAISO | WECC | CAMX | Sacramento | CA | Solar | 1.1 | NA | NA | NA | 22.6961 | 24.0764 | 17.9431
USPS PV Project | -761914 | Operating | 10.7 | Solar | 2017 | United States Postal Service |  | WECC | CAMX | Los Angeles | CA | Solar | 7.4 | NA | NA | NA | 16.6744 | 19.4666 | 17.8067
US-TOPCO (Soccer Center) Solar Project | -172770 | Operating | 3 | Solar | 2016 | Tesla Energy Operations, Inc. | CAISO | WECC | CAMX | Los Angeles | CA | Solar | 3 | NA | NA | NA | 26.446 | 28.4209 | 25.6279
VA Sepulveda Ambulatory Care Center | -171010 | Operating | 3.5 | Solar | 2014 | Va Greater Los Angeles Healthcare System |  | WECC | CAMX | Los Angeles | CA | Solar | 3.5 | NA | NA | NA | 15.3588 | NA | 20.698
Delray CT | -2902 | Operating | 142.2 | Gas Turbine | 2000 | DTE Electric Company | MISO | RFC | R-MISO | Wayne | MI | Gas | 159 | 12117 | 12414 | 13237 | 1.5363 | 3.0535 | 1.5802
Vaca-Dixon Solar Plant | -168115 | Operating | 2 | Solar | 2009 | Pacific Gas and Electric Company | CAISO | WECC | CAMX | Solano | CA | Solar | 2 | NA | NA | NA | 21.1986 | 22.4943 | 17.6655
Vacaville Hospital Solar Project | -250051 | Operating | 1.5 | Solar | 2019 | Ameresco, Inc. | CAISO | WECC | CAMX | Solano | CA | Solar | 1.4 | NA | NA | NA | 24.6168 | 26.2802 | 26.1823
Vacaville Solar Plant | -172090 | Operating | 1 | Solar | 2007 | Janssen Pharmaceuticals, Inc. | CAISO | WECC | CAMX | Solano | CA | Solar | 1 | NA | NA | NA | NA | 17.9566 | 21.2671
Valencia 1 Solar Project | -173730 | Operating | 3 | Solar | 2017 | Green Light FIT 2 LLC |  | WECC | AZNMSN | Imperial | CA | Solar | 3 | NA | NA | NA | 16.4422 | 27.6484 | 27.1043
Valencia 2 Solar Project | -317989 | Operating | 3 | Solar | 2020 | Greenbacker Renewable Energy Corporation |  | WECC | AZNMSN | Imperial | CA | Solar | 3 | NA | NA | NA | 26.9178 | 29.3721 | 27.9795
Valencia 3 Solar Project | -350477 | Operating | 3 | Solar | 2021 | Greenbacker Renewable Energy Corporation |  | WECC | AZNMSN | Imperial | CA | Solar | 3 | NA | NA | NA | 31.4269 | 32.793 | 21.1149
Valentine Solar Project | -807115 | Operating | 111.2 | Solar | 2019 | EDF power solutions North America | CAISO | WECC | CAMX | Kern | CA | Solar | 111.2 | NA | NA | NA | NA | NA | NA
Valentine Solar Project | -226796 | Operating | 111.2 | Solar | 2019 | PGGM Infrastructure Fund | CAISO | WECC | CAMX | Kern | CA | Solar | 111.2 | NA | NA | NA | 25.273 | 25.2705 | 26.9664
Delta Energy Center | -745016 | Operating | 943.5 | Combined Cycle | 2002 | Calpine Generating Company, LLC | CAISO | WECC | CAMX | Contra Costa | CA | Gas | 858 | 7278 | 7326 | 7324 | 55.8813 | 52.826 | 60.7814
Delta Energy Center | -745015 | Operating | 943.5 | Combined Cycle | 2002 | Calpine Generating Company, LLC | CAISO | WECC | CAMX | Contra Costa | CA | Gas | 858 | 7278 | 7326 | 7324 | 55.8813 | 52.826 | 60.7814
Vallecito Battery Storage Project | -324821 | Operating | 10 | Battery | 2021 | Ormat Technologies, Inc. | CAISO | WECC | CAMX | Santa Barbara | CA | Energy Storage | 10 | NA | NA | NA | NA | NA | NA
Vallecitos Water District Solar Project | -382015 | Operating | 1.4 | Solar | 2021 | Bay4 Energy Services, LLC | CAISO | WECC | CAMX | San Diego | CA | Solar | 1.4 | NA | NA | NA | 27.3402 | 31.5232 | 6.5884
Delta Energy Park CC | -436536 | Operating | 205.2 | Combined Cycle | 2022 | Lansing Board of Water & Light | MISO | RFC | R-MISO | Eaton | MI | Gas | 200.1 | 7719 | 8878 | NA | 50.0387 | 26.5768 | NA
Valley Center 2 (Sol Orchard II-23) | -761228 | Operating | 5 | Solar | 2013 | MN8 Energy, Inc. | CAISO | WECC | CAMX | San Diego | CA | Solar | 5 | NA | NA | NA | 15.5457 | 28.7945 | 27.6096
Valley Center 85 Battery Plant | -674523 | Operating | 85 | Battery | 2021 | Terra-Gen, LLC | CAISO | WECC | CAMX | San Diego | CA | Energy Storage | 85 | NA | NA | NA | 8.3959 | NA | NA
Valley Center 85 Battery Plant | -674522 | Operating | 85 | Battery | 2021 | Terra-Gen, LLC | CAISO | WECC | CAMX | San Diego | CA | Energy Storage | 85 | NA | NA | NA | 8.3959 | NA | NA
Valley Center Battery Storage Project | -546987 | Operating | 54 | Battery | 2022 | Terra-Gen, LLC | CAISO | WECC | CAMX | San Diego | CA | Energy Storage | 54 | NA | NA | NA | 10.7538 | NA | NA
Valley Center Battery Storage Project | -546986 | Operating | 54 | Battery | 2022 | Terra-Gen, LLC | CAISO | WECC | CAMX | San Diego | CA | Energy Storage | 54 | NA | NA | NA | 10.7538 | NA | NA
Valley Center Solar 1 (Sol Orchard II-22) | -761218 | Operating | 2.5 | Solar | 2013 | MN8 Energy, Inc. | CAISO | WECC | CAMX | San Diego | CA | Solar | 2.5 | NA | NA | NA | 18.0228 | 25.9635 | 26.2329
Delta Energy Park CT | -436548 | Operating | 58 | Gas Turbine | 2022 | Lansing Board of Water & Light | MISO | RFC | R-MISO | Eaton | MI | Gas | 57.1 | 11285 | 13003 | NA | 10.8991 | 11.7366 | NA
Valley Sanitary District WTP Solar | -173288 | Operating | 1 | Solar | 2016 | Tesla Energy Operations, Inc. | CAISO | WECC | AZNMSN | Riverside | CA | Solar | 1 | NA | NA | NA | 17.5 | 18.8927 | 18.4932
Valley View | -7425 | Operating | 4.1 | Hydraulic Turbine | 1985 | The Metropolitan Water District of Southern California | CAISO | WECC | CAMX | Orange | CA | Water | 4.1 | NA | NA | NA | 0 | 3.0516 | 13.1362
Van Connett (Boessow) | -482036 | Operating | 2.9 | Solar | 2011 | Constellation Energy Corporation |  | WECC | CAMX | Sacramento | CA | Solar | 2.9 | NA | NA | NA | 5.1567 | 21.9887 | NA
Van Der Hoek Solar Array | -378431 | Operating | 2.4 | Solar | 2017 | Maas Energy Works, Inc | CAISO | WECC | CAMX | Fresno | CA | Solar | 3 | NA | NA | NA | 0 | 0.67352 | 1.0654
Van der Kooi Dairy Solar Array | -388436 | Operating | 1 | Solar | 2021 | Maas Energy Works, Inc | CAISO | WECC | CAMX | Fresno | CA | Solar | 1.5 | NA | NA | NA | 29.5662 | 24.8478 | 1.895
Van Nuys Airport Solar 2 | -173477 | Operating | 1.5 | Solar | 2018 | Pcs Energy, Llc |  | WECC | CAMX | Los Angeles | CA | Solar | 1.1 | NA | NA | NA | NA | 19.9668 | 19.6762
Van Nuys Airport Solar 2 | -173476 | Operating | 1.5 | Solar | 2018 | Aeroplex/Aerolease Group |  | WECC | CAMX | Los Angeles | CA | Solar | 1.1 | NA | NA | NA | NA | 19.9668 | 19.6762
Van Nuys Airport Solar Facility | -171982 | Operating | 0.67 | Solar | 2014 | Desri V, L.L.C. |  | WECC | CAMX | Los Angeles | CA | Solar | 0.67 | NA | NA | NA | NA | NA | NA
Vanadium Redox Flow Battery Storage Plant | -173384 | Operating | 2 | Battery | 2017 | San Diego Gas & Electric Company | CAISO | WECC | CAMX | San Diego | CA | Energy Storage | 2 | NA | NM | NM | 9.8744 | 10.0685 | 8.8413
Vandenberg Solar I Project | -173282 | Operating | 25.3 | Solar | 2017 | SunPower Corporation | CAISO | WECC | CAMX | Santa Barbara | CA | Solar | 25.3 | NA | NA | NA | 17.5492 | 19.4506 | 19.1361
Vandenberg Solar I Project | -173281 | Operating | 25.3 | Solar | 2017 | SunPower Corporation | CAISO | WECC | CAMX | Santa Barbara | CA | Solar | 25.3 | NA | NA | NA | 17.5492 | 19.4506 | 19.1361
Vasco Winds | -169688 | Operating | 78.2 | Wind Turbine | 2011 | NextEra Energy Resources, LLC | CAISO | WECC | CAMX | Contra Costa | CA | Wind | 78.2 | NA | NA | NA | 31.5305 | 32.4709 | 36.8926
Vaughn Solar | -163951 | Operating | 1.6 | Solar | 2018 | Los Angeles Department of Water and Power, California |  | WECC | CAMX | Los Angeles | CA | Solar | 1.6 | NA | NA | NA | 7.4772 | 24.4007 | 22.5243
Vega Solar Project | -171792 | Operating | 20 | Solar | 2015 | SunEdison, Inc. | CAISO | WECC | CAMX | Merced | CA | Solar | 20 | NA | NA | NA | 27.25 | 26.8459 | 28.5331
Venable 1 North Solar | -495103 | Operating | 1.5 | Solar | 2015 | BELECTRIC, Inc. | CAISO | WECC | CAMX | Riverside | CA | Solar | 1.5 | NA | NA | NA | 25.7078 | 12.1309 | 23.9193
Venable 2 South Solar | -495104 | Operating | 1.5 | Solar | 2015 | BELECTRIC, Inc. | CAISO | WECC | CAMX | Riverside | CA | Solar | 1.5 | NA | NA | NA | 25.6469 | 12.1157 | 23.9193
Venice (CA) | -7442 | Operating | 10.1 | Hydraulic Turbine | 1982 | The Metropolitan Water District of Southern California | CAISO | WECC | CAMX | Los Angeles | CA | Water | 10.1 | NA | NA | NA | 0 | 0 | 0
Ventura Solar Project California | -508853 | Operating | 2.9 | Solar | 2021 | Ventura Solar LLC | CAISO | WECC | CAMX | Ventura | CA | Solar | 2.9 | NA | NA | NA | 24.4056 | 27.8578 | NA
Verizon-Torrance FC Plant | -242905 | Operating | 1 | Fuel Cell | 2013 | Verizon Communications Inc. |  | WECC | CAMX | Los Angeles | CA | Gas | 1 | 7182 | 8503 | 8137 | 66.3014 | 40.2169 | 51.6438
Vernon IC | -7455 | Out of Service | 30 | Internal Combustion | 1933 | City of Vernon, California | CAISO | WECC | CAMX | Los Angeles | CA | Oil | NA | NA | NA | NA | NA | NA | NA
Verwey-Hanford Dairy Digester #1 Project | -757804 | Operating | 1 | Internal Combustion | 2016 | AlsoEnergy, Inc. | CAISO | WECC | CAMX | Kings | CA | Biomass | 1 | 9875 | 10216 | 11672 | 4.121 | 0.84475 | 0.73059
Verwey-Hanford Dairy Digester #3 | -200429 | Operating | 1 | Internal Combustion | 2019 | Hanford Renewable Energy LLC | CAISO | WECC | CAMX | Kings | CA | Biomass | 1 | 11840 | 12724 | 14935 | 60.2055 | 65.5137 | 66.1986
Verwey-Hanford Dairy Digester Genset #2 | -200220 | Operating | 1 | Internal Combustion | 2019 | Hanford Renewable Energy LLC | CAISO | WECC | CAMX | Kings | CA | Biomass | 1 | 11340 | 10747 | 12487 | 60.7877 | 66.1758 | 63.7557
VF Outdoor Solar | -781127 | Operating | 1 | Solar | 2009 | Canadian Solar Inc. | CAISO | WECC | CAMX | Tulare | CA | Solar | 1 | NA | NA | NA | NA | NA | NA
VF Outdoor Solar | -781126 | Operating | 1 | Solar | 2009 | BlackRock, Inc. | CAISO | WECC | CAMX | Tulare | CA | Solar | 1 | NA | NA | NA | NA | NA | NA
Victor Dry Farm Ranch A Solar PV Plant | -792393 | Operating | 5 | Solar | 2015 | Alberta Investment Management Corporation | CAISO | WECC | CAMX | San Bernardino | CA | Solar | 5 | NA | NA | NA | 20.1142 | 23.1438 | 22.7877
Victor Dry Farm Ranch A Solar PV Plant | -792392 | Operating | 5 | Solar | 2015 | The AES Corporation | CAISO | WECC | CAMX | San Bernardino | CA | Solar | 5 | NA | NA | NA | 20.1142 | 23.1438 | 22.7877
Victor Dry Farm Ranch B Solar Plant | -792391 | Operating | 5 | Solar | 2015 | Alberta Investment Management Corporation | CAISO | WECC | CAMX | San Bernardino | CA | Solar | 5 | NA | NA | NA | 21.5297 | 21.3196 | 22.863
Victor Dry Farm Ranch B Solar Plant | -792390 | Operating | 5 | Solar | 2015 | The AES Corporation | CAISO | WECC | CAMX | San Bernardino | CA | Solar | 5 | NA | NA | NA | 21.5297 | 21.3196 | 22.863
Victor Dry Farm Ranch B Solar Plant | -792389 | Operating | 5 | Solar | 2015 | Spower Opco A, LLC | CAISO | WECC | CAMX | San Bernardino | CA | Solar | 5 | NA | NA | NA | 21.5297 | 21.3196 | 22.863
Victor Dry Farm Ranch B Solar Plant | -792388 | Operating | 5 | Solar | 2015 | Spower Opco A, LLC | CAISO | WECC | CAMX | San Bernardino | CA | Solar | 5 | NA | NA | NA | 21.5297 | 21.3196 | 22.863
Victor Mesa Linda B2 Plant | -792192 | Operating | 1.5 | Solar | 2014 | Alberta Investment Management Corporation | CAISO | WECC | CAMX | San Bernardino | CA | Solar | 1.6 | NA | NA | NA | 15.1042 | 27.4115 | 26.3057
Victor Mesa Linda B2 Plant | -792191 | Operating | 1.5 | Solar | 2014 | The AES Corporation | CAISO | WECC | CAMX | San Bernardino | CA | Solar | 1.6 | NA | NA | NA | 15.1042 | 27.4115 | 26.3057
Victor Mesa Linda C2 Plant | -792050 | Operating | 1.5 | Solar | 2014 | Alberta Investment Management Corporation | CAISO | WECC | CAMX | San Bernardino | CA | Solar | 1.6 | NA | NA | NA | 14.2409 | 27.3687 | 26.962
Victor Mesa Linda C2 Plant | -792049 | Operating | 1.5 | Solar | 2014 | The AES Corporation | CAISO | WECC | CAMX | San Bernardino | CA | Solar | 1.6 | NA | NA | NA | 14.2409 | 27.3687 | 26.962
Victor Mesa Linda D2 Facility | -792476 | Operating | 1.5 | Solar | 2014 | Alberta Investment Management Corporation | CAISO | WECC | CAMX | San Bernardino | CA | Solar | 1.6 | NA | NA | NA | 26.2058 | 27.276 | 26.8693
Victor Mesa Linda D2 Facility | -792475 | Operating | 1.5 | Solar | 2014 | The AES Corporation | CAISO | WECC | CAMX | San Bernardino | CA | Solar | 1.6 | NA | NA | NA | 26.2058 | 27.276 | 26.8693
Victor Mesa Linda D2 Facility | -792474 | Operating | 1.5 | Solar | 2014 | Spower Opco A, LLC | CAISO | WECC | CAMX | San Bernardino | CA | Solar | 1.6 | NA | NA | NA | 26.2058 | 27.276 | 26.8693
Victor Mesa Linda D2 Facility | -792473 | Operating | 1.5 | Solar | 2014 | Spower Opco A, LLC | CAISO | WECC | CAMX | San Bernardino | CA | Solar | 1.6 | NA | NA | NA | 26.2058 | 27.276 | 26.8693
Victor Mesa Linda E2 Plant | -792480 | Operating | 1.5 | Solar | 2014 | Alberta Investment Management Corporation | CAISO | WECC | CAMX | San Bernardino | CA | Solar | 1.6 | NA | NA | NA | 25.8348 | 26.8336 | 26.6196
Victor Mesa Linda E2 Plant | -792479 | Operating | 1.5 | Solar | 2014 | The AES Corporation | CAISO | WECC | CAMX | San Bernardino | CA | Solar | 1.6 | NA | NA | NA | 25.8348 | 26.8336 | 26.6196
Victor Mesa Linda E2 Plant | -792478 | Operating | 1.5 | Solar | 2014 | Spower Opco A, LLC | CAISO | WECC | CAMX | San Bernardino | CA | Solar | 1.6 | NA | NA | NA | 25.8348 | 26.8336 | 26.6196
Victor Mesa Linda E2 Plant | -792477 | Operating | 1.5 | Solar | 2014 | Spower Opco A, LLC | CAISO | WECC | CAMX | San Bernardino | CA | Solar | 1.6 | NA | NA | NA | 25.8348 | 26.8336 | 26.6196
Victor Phelan Solar One Plant | -149190 | Operating | 17.5 | Solar | 2013 | Gamma Genco CV II LLC | CAISO | WECC | CAMX | San Bernardino | CA | Solar | 17.5 | NA | NA | NA | 25.7873 | 27.471 | 29.6843
Victor Phelan Solar One Plant | -149189 | Operating | 17.5 | Solar | 2013 | Gamma Genco CV II LLC | CAISO | WECC | CAMX | San Bernardino | CA | Solar | 17.5 | NA | NA | NA | 25.7873 | 27.471 | 29.6843
Victor Valley Solar Plant | -641052 | Operating | 1 | Solar | 2010 | Victor Valley Community College | CAISO | WECC | CAMX | San Bernardino | CA | Solar | 1 | NA | NA | NA | NA | 32.2146 | 24.7945
Victory Garden | -88108 | Operating | 26.1 | Wind Turbine | 1981 | Wind Stream Operations LLC | CAISO | WECC | CAMX | Kern | CA | Wind | 18.8 | NA | NA | NA | 15.3751 | 15.9459 | 14.2354
Victory Pass Battery Storage | -807720 | Operating | 50 | Battery | 2024 | Aip Management P/S | CAISO | WECC | CAMX | Riverside | CA | Energy Storage | 50 | NA | NA | NA | NA | NA | NA
Victory Pass Battery Storage | -761515 | Operating | 50 | Battery | 2024 | Aip Management P/S | CAISO | WECC | CAMX | Riverside | CA | Energy Storage | 50 | NA | NA | NA | NA | NA | NA
Victory Pass Battery Storage | -761514 | Operating | 50 | Battery | 2024 | Clearway Energy, Inc. | CAISO | WECC | CAMX | Riverside | CA | Energy Storage | 50 | NA | NA | NA | NA | NA | NA
Victory Pass Battery Storage | -761513 | Operating | 50 | Battery | 2024 | Clearway Energy, Inc. | CAISO | WECC | CAMX | Riverside | CA | Energy Storage | 50 | NA | NA | NA | NA | NA | NA
Victory Pass Solar Project | -807681 | Operating | 200 | Solar | 2024 | Aip Management P/S | CAISO | WECC | CAMX | Riverside | CA | Solar | 200 | NA | NA | NA | NA | NA | NA
Victory Pass Solar Project | -761493 | Operating | 200 | Solar | 2024 | Aip Management P/S | CAISO | WECC | CAMX | Riverside | CA | Solar | 200 | NA | NA | NA | NA | NA | NA
Victory Pass Solar Project | -761492 | Operating | 200 | Solar | 2024 | Clearway Energy, Inc. | CAISO | WECC | CAMX | Riverside | CA | Solar | 200 | NA | NA | NA | NA | NA | NA
Victory Pass Solar Project | -761491 | Operating | 200 | Solar | 2024 | Clearway Energy, Inc. | CAISO | WECC | CAMX | Riverside | CA | Solar | 200 | NA | NA | NA | NA | NA | NA
Vikings Battery Storage Project | -766187 | Operating | 150 | Battery | 2024 | Arevon Energy, Inc. | CAISO | WECC | CAMX | Imperial | CA | Energy Storage | 150 | NA | NA | NA | NA | NA | NA
Vikings Energy Farm | -781331 | Operating | 136.8 | Solar | 2024 | Arevon Energy, Inc. | CAISO | WECC | CAMX | Imperial | CA | Solar | 136.8 | NA | NA | NA | NA | NA | NA
Vinam-1 9011 | -493782 | Operating | 1.5 | Solar | 2013 | Undisclosed buyer | CAISO | WECC | CAMX | Los Angeles | CA | Solar | 1.5 | NA | NA | NA | 23.2648 | 25.312 | 17.6332
Vintner Solar Project | -170753 | Operating | 1.5 | Solar | 2014 | Ecos Energy, LLC | CAISO | WECC | CAMX | San Luis Obispo | CA | Solar | 1.5 | NA | NA | NA | 29.4521 | 33.5769 | 33.6986
Vintner Solar Project | -170752 | Operating | 1.5 | Solar | 2014 | Ecos Energy, LLC | CAISO | WECC | CAMX | San Luis Obispo | CA | Solar | 1.5 | NA | NA | NA | 29.4521 | 33.5769 | 33.6986
Visalia CSG Solar Project | -762942 | Operating | 3 | Solar | 2024 | Dimension Energy LLC | CAISO | WECC | CAMX | Tulare | CA | Solar | 3 | NA | NA | NA | NA | NA | NA
Visalia CSG Solar Project | -762941 | Operating | 3 | Solar | 2024 | Dimension Energy LLC | CAISO | WECC | CAMX | Tulare | CA | Solar | 3 | NA | NA | NA | NA | NA | NA
Vista Battery Storage | -770094 | Operating | 40 | Battery | 2018 | Rev Renewables, LLC | CAISO | WECC | CAMX | San Diego | CA | Energy Storage | 40 | NA | NM | NM | 5.9072 | 7.26 | 8.1749
Volta 1 | -7497 | Out of Service | 8.5 | Hydraulic Turbine | 1980 | Pacific Gas and Electric Company | CAISO | WECC | CAMX | Shasta | CA | Water | NA | NA | NA | NA | 2.2831 | 7.1144 | 29.7311
Volta 2 | -7498 | Operating | 1 | Hydraulic Turbine | 1981 | Pacific Gas and Electric Company | CAISO | WECC | CAMX | Shasta | CA | Water | 0.9 | NA | NA | NA | 39.688 | 27.8919 | 33.1938
DeMoss Petrie CT 2 | -78040 | Operating | 85 | Gas Turbine | 2001 | Tucson Electric Power Company |  | WECC | AZNMSN | Pima | AZ | Gas | 77.4 | 14125 | 16023 | 21550 | 0.19321 | 0.12433 | 0.10855
Voyager Wind I Farm | -547238 | Operating | 131.1 | Wind Turbine | 2019 | Terra-Gen, LLC | CAISO | WECC | CAMX | Kern | CA | Wind | 131.1 | NA | NA | NA | 28.2367 | 31.9628 | 36.0554
Voyager Wind I Farm | -356878 | Operating | 131.1 | Wind Turbine | 2019 | Terra-Gen, LLC | CAISO | WECC | CAMX | Kern | CA | Wind | 131.1 | NA | NA | NA | 28.2367 | 31.9628 | 36.0554
Voyager Wind II Project | -547245 | Operating | 128.7 | Wind Turbine | 2018 | Terra-Gen, LLC | CAISO | WECC | CAMX | Kern | CA | Wind | 128.7 | NA | NA | NA | 37.8825 | 39.8693 | 44.8466
Voyager Wind II Project | -356881 | Operating | 128.7 | Wind Turbine | 2018 | Terra-Gen, LLC | CAISO | WECC | CAMX | Kern | CA | Wind | 128.7 | NA | NA | NA | 37.8825 | 39.8693 | 44.8466
Voyager Wind III Project | -547244 | Operating | 43.2 | Wind Turbine | 2018 | Terra-Gen, LLC | CAISO | WECC | CAMX | Kern | CA | Wind | 43.2 | NA | NA | NA | 30.8185 | 32.6436 | 38.038
Voyager Wind III Project | -356880 | Operating | 43.2 | Wind Turbine | 2018 | Terra-Gen, LLC | CAISO | WECC | CAMX | Kern | CA | Wind | 43.2 | NA | NA | NA | 30.8185 | 32.6436 | 38.038
Voyager Wind IV | -547248 | Operating | 21.6 | Wind Turbine | 2018 | Terra-Gen, LLC | CAISO | WECC | CAMX | Kern | CA | Wind | 21.6 | NA | NA | NA | 37.082 | 38.9935 | 43.5793
Voyager Wind IV | -356884 | Operating | 21.6 | Wind Turbine | 2018 | Terra-Gen, LLC | CAISO | WECC | CAMX | Kern | CA | Wind | 21.6 | NA | NA | NA | 37.082 | 38.9935 | 43.5793
VS LADWPGLP Francisco Solar | -508511 | Operating | 1.1 | Solar | 2020 | VALTA Inc. |  | WECC | CAMX | Los Angeles | CA | Solar | 1.1 | NA | NA | NA | NA | NA | NA
VS RXI 8520 Balboa Solar Project | -612962 | Operating | 1 | Solar | 2022 | VALTA Inc. |  | WECC | CAMX | Los Angeles | CA | Solar | 1 | NA | NA | NA | NA | NA | NA
VS RXI Panorama City Solar Project | -612959 | Operating | 1 | Solar | 2022 | VALTA Inc. | CAISO | WECC | CAMX | Los Angeles | CA | Solar | 1 | NA | NA | NA | NA | NA | NA
VS RXI Wilmington Solar Project | -611175 | Operating | 1.01 | Solar | 2022 | VALTA Inc. | CAISO | WECC | CAMX | Los Angeles | CA | Solar | 1.01 | NA | NA | NA | NA | NA | NA
Vulcan | -141352 | Operating | 39.6 | Geothermal | 1985 | CE Generation, LLC |  | WECC | AZNMSN | Imperial | CA | Geothermal | 39.6 | NA | NA | NA | 74.763 | 73.2707 | 63.3596
Vulcan | -141351 | Operating | 39.6 | Geothermal | 1985 | CE Generation, LLC |  | WECC | AZNMSN | Imperial | CA | Geothermal | 39.6 | NA | NA | NA | 74.763 | 73.2707 | 63.3596
Vulcan San Emidio Solar Project (Renew Solar VMC) | -746993 | Operating | 1.4 | Solar | 2023 | White Pine Renewable Energy Holdings, LLC | CAISO | WECC | CAMX | Kern | CA | Solar | 1.4 | NA | NA | NA | 27.332 | NA | NA
Desert Basin Generating | -9082 | Operating | 646.1 | Combined Cycle | 2001 | Salt River Project Agricultural Improvement and Power District, Arizona |  | WECC | AZNMSN | Pinal | AZ | Gas | 661 | 7358 | 7566 | 7456 | 51.4091 | 24.1451 | 34.0748
W.E. Warne | -7507 | Operating | 74.2 | Hydraulic Turbine | 1982 | California Department of Water Resources | CAISO | WECC | CAMX | Los Angeles | CA | Water | 76 | NA | NA | NA | 32.5781 | 33.2359 | 33.2214
Wadham Energy LP | -7529 | Operating | 29.1 | Steam Turbine | 1989 | Wadham Energy, LP | CAISO | WECC | CAMX | Colusa | CA | Biomass | 26.5 | 15061 | 14539 | 13695 | 32.0681 | 62.2667 | 82.8612
Wagner Wind Farm (Project Wagner) | -130953 | Operating | 6 | Wind Turbine | 2012 | Greenbacker Renewable Energy Company LLC | CAISO | WECC | CAMX | Riverside | CA | Wind | 6 | NA | NA | NA | 26.0008 | 27.2279 | 26.9787
Desert Basin Generating CT | -503720 | Operating | 99 | Gas Turbine | 2022 | Salt River Project Agricultural Improvement and Power District, Arizona |  | WECC | AZNMSN | Pinal | AZ | Gas | 95.4 | 11729 | 13009 | NA | 2.145 | 0.35527 | NA
Desert Star Energy Center (El Dorado) | -28943 | Operating | 537.3 | Combined Cycle | 2000 | San Diego Gas & Electric Company | CAISO | WECC | CAMX | Clark | NV | Gas | 490 | 7519 | 7442 | 7613 | 38.3797 | 35.4087 | 23.2798
Detroit Lakes | -2916 | Operating | 12.5 | Gas Turbine | 1968 | City of Detroit Lakes, Minnesota | SPP | MRO | MRO-US | Becker | MN | Oil | 10.6 | 18392 | 16389 | NA | 0.054924 | 0.019385 | 0
Devon Station CT | -522352 | Operating | 222.6 | Gas Turbine | 1985 | Generation Bridge, LLC | New England | NPCC | NE | South Central Connecticut Planning Region | CT | Oil | 175.6 | NA | NM | NA | 0.0080611 | 0.041866 | -0.07736
Walnut Unified School District Walnut HS Battery Storage | -583660 | Operating | 0.5 | Battery | 2020 | Tesla Energy Operations, Inc. | CAISO | WECC | CAMX | Los Angeles | CA | Energy Storage | 0.5 | NA | NM | NM | 2.7854 | 4.3151 | 1.7123
Walnut Unified School District Walnut HS Hybrid Solar | -251543 | Operating | 1.8 | Solar | 2020 | Tesla Energy Operations, Inc. | CAISO | WECC | CAMX | Los Angeles | CA | Solar | 1.8 | NA | NA | NA | 11.5677 | 11.6312 | 12.8425
Warm Springs Hydroelectric Project | -757337 | Operating | 2.7 | Hydraulic Turbine | 1988 | Sonoma County California Water Agency | CAISO | WECC | CAMX | Sonoma | CA | Water | 2.7 | NA | NA | NA | 0 | 0 | 0
Wärtsilä California Battery Storage Project | -319622 | Operating | 70 | Battery | 2020 | Wärtsilä North America, Inc. | CAISO | WECC | CAMX |  | CA | Energy Storage | 70 | NA | NA | NA | NA | NA | NA
Wasco Pistachio Solar Facility | -168880 | Operating | 1.11 | Solar | 2010 | Primex Farms, LLC. | CAISO | WECC | CAMX | Kern | CA | Solar | 1.11 | NA | NA | NA | NA | NA | NA
Wasco State Prison Solar | -493799 | Operating | 1.5 | Solar | 2013 | Undisclosed buyer | CAISO | WECC | CAMX | Kern | CA | Solar | 1.5 | NA | NA | NA | 27.032 | 27.3668 | 23.9269
Washington Mobile | -7595 | Operating | 0.25 | Internal Combustion | 1971 | Pacific Gas and Electric Company | CAISO | WECC | CAMX | Nevada | CA | Oil | 0.25 | NA | NA | NA | 0 | 0 | 0
Waste Management Redwood LFGTE | -171676 | Operating | 4 | Internal Combustion | 2017 | WM Renewable Energy, LLC | CAISO | WECC | CAMX | Marin | CA | Biomass | 4 | 11544 | 11744 | 11434 | 16.8921 | 58.4446 | 68.867
Water Reclamation Plant Fuel Cell (San Bernardino) | -356191 | Operating | 1.4 | Fuel Cell | 2021 | FuelCell Energy, Inc. | CAISO | WECC | CAMX | San Bernardino | CA | Biomass | 1.4 | 11517 | 10616 | 11626 | 77.0793 | 80.0065 | 36.9129
Waterman Turnout Hydroelectric Facility | -783466 | Operating | 1 | Hydraulic Turbine | 2024 | San Bernardino Valley Municipal Water District, California | CAISO | WECC | CAMX | San Bernardino | CA | Water | 1 | NA | NA | NA | NA | NA | NA
Watkins Manufacturing Co. | -32216 | Operating | 2 | Internal Combustion | 2001 | Watkins Manufacturing Corporation | CAISO | WECC | CAMX | San Diego | CA | Gas | 2 | 12678 | 12664 | 12658 | 26.6039 | 51.3413 | 39.9429
DGS Palo Pinto | -145189 | Operating | NA | Gas Turbine | NA | Mercuria Energy America, LLC | ERCOT | TRE | TRE | Palo Pinto | TX | Oil | 10 | NA | NA | NA | NA | NA | NA
Watts 3115 | -493775 | Operating | 2 | Solar | 2013 | Undisclosed buyer | CAISO | WECC | CAMX | San Bernardino | CA | Solar | 2 | NA | NA | NA | 18.6301 | 20.7021 | 17.3116
DGS Palo Pinto | -125615 | Operating | NA | Gas Turbine | NA | MP2 Energy, LLC | ERCOT | TRE | TRE | Palo Pinto | TX | Oil | 10 | NA | NA | NA | NA | NA | NA
DGS Palo Pinto | -75849 | Operating | NA | Gas Turbine | NA | Distributed Generation Solutions LLC | ERCOT | TRE | TRE | Palo Pinto | TX | Oil | 10 | NA | NA | NA | NA | NA | NA
Dickerson CT | -791964 | Operating | 326 | Gas Turbine | 1967 | Rockland Capital, LP | PJM | RFC | R-PJM | Montgomery | MD | Gas | 334 | NA | NA | NA | NA | NA | NA
West Antelope Solar Project - Tuusso | -394642 | Operating | 20 | Solar | 2014 | Onward Energy | CAISO | WECC | CAMX | Los Angeles | CA | Solar | 20 | NA | NA | NA | 30.4635 | 35.7529 | 32.6912
West Ford Flat Energy Storage | -773527 | Operating | 25 | Battery | 2024 | Calpine Corporation | CAISO | WECC | CAMX | Lake | CA | Energy Storage | 25 | NA | NA | NA | NA | NA | NA
West Ford Flat Energy Storage | -773526 | Operating | 25 | Battery | 2024 | Calpine Corporation | CAISO | WECC | CAMX | Lake | CA | Energy Storage | 25 | NA | NA | NA | NA | NA | NA
West Gates Solar Station | -170545 | Operating | 10 | Solar | 2013 | Pacific Gas and Electric Company | CAISO | WECC | CAMX | Fresno | CA | Solar | 10 | NA | NA | NA | 23.1096 | 22.5331 | 21.339
West Los Angeles Basin Battery Storage Project (HEBT WLA 1) | -784715 | Operating | 27.5 | Battery | 2019 | Macquarie Capital (USA) Inc. | CAISO | WECC | CAMX | Orange | CA | Energy Storage | 27.5 | NA | NM | NM | 0.20839 | 0.44417 | 0.40971
West Los Angeles Basin Battery Storage Project (HEBT WLA 1) | -209586 | Operating | 27.5 | Battery | 2019 | SUSI Partners AG | CAISO | WECC | CAMX | Orange | CA | Energy Storage | 27.5 | NA | NM | NM | 0.20839 | 0.44417 | 0.40971
West Point | -7690 | Operating | 13.6 | Hydraulic Turbine | 1948 | Pacific Gas and Electric Company | CAISO | WECC | CAMX | Amador | CA | Water | 14.5 | NA | NA | NA | 64.4568 | 59.482 | 30.3984
West Riverside Landfill Solar | -695858 | Operating | 3 | Solar | 2020 | Standard Solar, Inc. | CAISO | WECC | CAMX | Riverside | CA | Solar | 3 | NA | NA | NA | 18.4247 | 19.7222 | NA
West Tambo Clean Power II Solar Project | -785529 | Operating | 2 | Solar | 2024 | Renewable America LLC | CAISO | WECC | CAMX | Merced | CA | Solar | 2 | NA | NA | NA | NA | NA | NA
West Valley High School Solar Plant | -793359 | Operating | 1 | Solar | 2012 | Alberta Investment Management Corporation | CAISO | WECC | CAMX | Riverside | CA | Solar | 0.9 | NA | NA | NA | 17.6053 | 18.417 | 18.6073
West Valley High School Solar Plant | -793358 | Operating | 1 | Solar | 2012 | The AES Corporation | CAISO | WECC | CAMX | Riverside | CA | Solar | 0.9 | NA | NA | NA | 17.6053 | 18.417 | 18.6073
West Valley Mission CCD Battery Storage Project | -628312 | Operating | 0.9 | Battery | 2022 | West Valley-Mission Community College District | CAISO | WECC | CAMX | Santa Clara | CA | Energy Storage | 0.9 | NA | NA | NA | NA | NA | NA
West Valley Mission CCD Solar Project | -503784 | Operating | 2.7 | Solar | 2022 | West Valley-Mission Community College District | CAISO | WECC | CAMX | Santa Clara | CA | Solar | 2.5 | NA | NA | NA | NA | NA | NA
West Village Solar - Array 1 | -472339 | Operating | 1.2 | Solar | 2022 | CHF-Davis I, LLC | CAISO | WECC | CAMX | Yolo | CA | Solar | 1 | NA | NA | NA | 20.3539 | NA | NA
West Village Solar - Array 2 | -472338 | Operating | 1.3 | Solar | 2022 | CHF-Davis I, LLC | CAISO | WECC | CAMX | Yolo | CA | Solar | 1 | NA | NA | NA | 19.532 | NA | NA
Dicks Creek | -138207 | Operating | 159.1 | Gas Turbine | 1965 | Vistra Corp. | PJM | RFC | R-PJM | Butler | OH | Gas | 172.3 | 22747 | 20006 | 23956 | 0.12336 | 0.75463 | 0.47689
Western Antelope Blue Sky Ranch A | -792407 | Operating | 20 | Solar | 2014 | Alberta Investment Management Corporation | CAISO | WECC | CAMX | Los Angeles | CA | Solar | 19 | NA | NA | NA | 26.7448 | 29.8059 | 29.9351
Western Antelope Blue Sky Ranch A | -792406 | Operating | 20 | Solar | 2014 | The AES Corporation | CAISO | WECC | CAMX | Los Angeles | CA | Solar | 19 | NA | NA | NA | 26.7448 | 29.8059 | 29.9351
Western Antelope Blue Sky Ranch B | -792497 | Operating | 20 | Solar | 2016 | Alberta Investment Management Corporation | CAISO | WECC | CAMX | Los Angeles | CA | Solar | 19 | NA | NA | NA | 29.6389 | 32.4141 | 32.8479
Western Antelope Blue Sky Ranch B | -792496 | Operating | 20 | Solar | 2016 | The AES Corporation | CAISO | WECC | CAMX | Los Angeles | CA | Solar | 19 | NA | NA | NA | 29.6389 | 32.4141 | 32.8479
Western Antelope Dry Ranch Project | -792405 | Operating | 10 | Solar | 2016 | Alberta Investment Management Corporation | CAISO | WECC | CAMX | Los Angeles | CA | Solar | 10 | NA | NA | NA | 25.3858 | 30.605 | 29.6062
Western Antelope Dry Ranch Project | -792404 | Operating | 10 | Solar | 2016 | The AES Corporation | CAISO | WECC | CAMX | Los Angeles | CA | Solar | 10 | NA | NA | NA | 25.3858 | 30.605 | 29.6062
Western Antelope Dry Ranch Project | -792403 | Operating | 10 | Solar | 2016 | Spower Opco A, LLC | CAISO | WECC | CAMX | Los Angeles | CA | Solar | 10 | NA | NA | NA | 25.3858 | 30.605 | 29.6062
Western Antelope Dry Ranch Project | -792402 | Operating | 10 | Solar | 2016 | Spower Opco A, LLC | CAISO | WECC | CAMX | Los Angeles | CA | Solar | 10 | NA | NA | NA | 25.3858 | 30.605 | 29.6062
Western Regional Landfill | -166654 | Operating | 4.8 | Internal Combustion | 2004 | Energy 2001 Incorporated | CAISO | WECC | CAMX | Placer | CA | Biomass | 4.8 | 10453 | 10193 | 9566 | 68.5954 | 79.8516 | 78.496
Westlands Almond Solar Project | -704017 | Operating | 19.9 | Solar | 2023 | CVC DIF | CAISO | WECC | CAMX | Kings | CA | Solar | 19.9 | NA | NA | NA | 5.4817 | NA | NA
Westlands Almond Solar Project | -704016 | Operating | 19.9 | Solar | 2023 | Undisclosed Buyer | CAISO | WECC | CAMX | Kings | CA | Solar | 19.9 | NA | NA | NA | 5.4817 | NA | NA
Westlands Blue Battery Project | -750026 | Operating | 225 | Battery | 2023 | CIM Group, L.P. | CAISO | WECC | CAMX | Kings | CA | Energy Storage | 225 | NA | NA | NA | 1.4927 | NA | NA
Westlands Blue Battery Project | -750025 | Operating | 225 | Battery | 2023 | Westside Holdings Llc | CAISO | WECC | CAMX | Kings | CA | Energy Storage | 225 | NA | NA | NA | 1.4927 | NA | NA
Westlands Solar Blue Project | -747893 | Operating | 250 | Solar | 2023 | CIM Group, L.P. | CAISO | WECC | CAMX | Kings | CA | Solar | 250 | NA | NA | NA | NA | NA | NA
Westlands Solar Blue Project | -747892 | Operating | 250 | Solar | 2023 | Westside Holdings Llc | CAISO | WECC | CAMX | Kings | CA | Solar | 250 | NA | NA | NA | NA | NA | NA
Westlands Solar Farms PV1 | -311702 | Operating | 18 | Solar | 2014 | Boralex Inc. | CAISO | WECC | CAMX | Fresno | CA | Solar | 18 | NA | NA | NA | 23.9701 | 25.4446 | 25.8206
Westmont 300A Solar Project | -798528 | Operating | 2.9 | Solar | 2017 | Altus Power, Inc. |  | WECC | CAMX | Los Angeles | CA | Solar | 2.9 | NA | NA | NA | NA | NA | NA
Westmont 300B Solar Project | -798522 | Operating | 3 | Solar | 2016 | Altus Power, Inc. |  | WECC | CAMX | Los Angeles | CA | Solar | 2.3 | NA | NA | NA | NA | NA | NA
Westmont 301 Solar Project | -798530 | Operating | 1.8 | Solar | 2017 | Altus Power, Inc. |  | WECC | CAMX | Los Angeles | CA | Solar | 1.8 | NA | NA | NA | NA | NA | NA
Westmont 400A Solar Project | -798527 | Operating | 2.3 | Solar | 2017 | Altus Power, Inc. |  | WECC | CAMX | Los Angeles | CA | Solar | 2.3 | NA | NA | NA | NA | NA | NA
Westmont 400B Solar Project | -798526 | Operating | 2.2 | Solar | 2017 | Altus Power, Inc. |  | WECC | CAMX | Los Angeles | CA | Solar | 2.2 | NA | NA | NA | NA | NA | NA
Westmont 401 Solar Project | -798529 | Operating | 2.9 | Solar | 2017 | Altus Power, Inc. |  | WECC | CAMX | Los Angeles | CA | Solar | 2 | NA | NA | NA | NA | NA | NA
Westside Canal Energy Storage Project | -794394 | Operating & Planned | 131 | Battery | 2023 | RWE Clean Energy, LLC | CAISO | WECC | CAMX | Imperial | CA | Energy Storage | 131 | NA | NA | NA | NA | NA | NA
Westside Canal Energy Storage Project | -756223 | Operating & Planned | 131 | Battery | 2023 | San Diego Gas & Electric Company | CAISO | WECC | CAMX | Imperial | CA | Energy Storage | 131 | NA | NA | NA | NA | NA | NA
Westside Solar Power PV1 Project | -172923 | Operating | 2 | Solar | 2016 | Westlands Mm Investor, Llc | CAISO | WECC | CAMX | Kings | CA | Solar | 2 | NA | NA | NA | 26.524 | 29.6062 | 28.6872
Westside Solar Project | -173338 | Operating | 20 | Solar | 2017 | NextEra Energy Resources, LLC | CAISO | WECC | CAMX | Fresno | CA | Solar | 20 | NA | NA | NA | 27.1992 | 28.1775 | 30.7877
Westside Solar Project (Wonderful Orchards) | -378773 | Operating | 5 | Solar | 2021 | NextEra Energy, Inc. | CAISO | WECC | CAMX | Kern | CA | Solar | 5 | NA | NA | NA | 26.984 | 27.9817 | 12.7009
Westside Solar Station | -169279 | Operating | 15 | Solar | 2011 | Pacific Gas and Electric Company | CAISO | WECC | CAMX | Fresno | CA | Solar | 15 | NA | NA | NA | 14.1012 | 13.4696 | 15.8592
Weymouth Solar Power Plant | -169233 | Operating | 3 | Solar | 2016 | The Metropolitan Water District of Southern California | CAISO | WECC | CAMX | Los Angeles | CA | Solar | 3 | NA | NA | NA | 18.9117 | 22.6484 | 20.0837
Wheelabrator Shasta | -325827 | Operating | 54.9 | Steam Turbine | 1987 | Sustainable Resource | CAISO | WECC | CAMX | Shasta | CA | Biomass | 56.4 | 18173 | 18335 | 17852 | 58.3254 | 56.2443 | 57.8757
Wheeler Ridge 1 RES-BCT Solar Project | -704372 | Operating | 4.5 | Solar | 2023 | Equitable Holdings, Inc. | CAISO | WECC | CAMX | Kern | CA | Solar | 4.5 | NA | NA | NA | 6.0325 | NA | NA
Wheeler Ridge 1 RES-BCT Solar Project | -704371 | Operating | 4.5 | Solar | 2023 | AB CarVal Investors LP | CAISO | WECC | CAMX | Kern | CA | Solar | 4.5 | NA | NA | NA | 6.0325 | NA | NA
Whiskeytown | -7753 | Operating | 3.5 | Hydraulic Turbine | 1986 | City of Redding, California |  | WECC | CAMX | Shasta | CA | Water | 3.5 | NA | NA | NA | 76.6634 | 84.5303 | 60.9687
White River 2 (White River West Solar) | -521418 | Operating | 19.8 | Solar | 2014 | Consolidated Edison Development, Inc. | CAISO | WECC | CAMX | Tulare | CA | Solar | 19.8 | NA | NA | NA | 28.4045 | NA | NA
Whitewater Hill Wind Project | -547203 | Operating | 61.5 | Wind Turbine | 2002 | Terra-Gen, LLC | CAISO | WECC | CAMX | Riverside | CA | Wind | 61.5 | NA | NA | NA | 31.9098 | 25.3408 | 23.5156
Whitewater Hill Wind Project | -356839 | Operating | 61.5 | Wind Turbine | 2002 | Terra-Gen, LLC | CAISO | WECC | CAMX | Riverside | CA | Wind | 61.5 | NA | NA | NA | 31.9098 | 25.3408 | 23.5156
Whitewater Hill Wind Project | -13286 | Operating | 61.5 | Wind Turbine | 2002 | Shell WindEnergy Inc. | CAISO | WECC | CAMX | Riverside | CA | Wind | 61.5 | NA | NA | NA | 31.9098 | 25.3408 | 23.5156
Whitewater Hydroelectric | -757338 | Operating | 1.3 | Hydraulic Turbine | 1986 | Desert Water Agency, California | CAISO | WECC | CAMX | Riverside | CA | Water | 1.3 | NA | NA | NA | 26.6684 | 3.372 | 2.7134
Whitney Point Solar Project | -173354 | Operating | 20 | Solar | 2017 | NextEra Energy Resources, LLC | CAISO | WECC | CAMX | Fresno | CA | Solar | 20 | NA | NA | NA | 28.3527 | 31.0491 | 31.1416
Whittier LFG Power Plant | -168643 | Operating | 2.2 | Internal Combustion | 2006 | Janechek & Associates | CAISO | WECC | CAMX | Los Angeles | CA | Biomass | 2 | NA | NA | NA | NA | NA | NA
Wildcat Energy Battery Storage Project | -382578 | Operating | 3 | Battery | 2021 | esVolta, LP | CAISO | WECC | CAMX | Riverside | CA | Energy Storage | 3 | NA | NM | NA | 9.0944 | 10.567 | NA
Wildflower Solar 1 Project | -316842 | Operating | 13 | Solar | 2020 | Lightsource bp Renewable Energy Investments Limited |  | WECC | CAMX | Sacramento | CA | Solar | 13 | NA | NA | NA | 25.5725 | 27.6993 | 26.8238
Wildwood Solar I Project | -695681 | Operating | 19.5 | Solar | 2015 | Brookfield Renewable Partners L.P. | CAISO | WECC | CAMX | Kern | CA | Solar | 19.5 | NA | NA | NA | 26.1749 | NA | NA
Wildwood Solar I Project | -193522 | Operating | 19.5 | Solar | 2015 | John Hancock Life Insurance Company (U.S.A) | CAISO | WECC | CAMX | Kern | CA | Solar | 19.5 | NA | NA | NA | 26.1749 | 27.5155 | 27.4271
Wildwood Solar II Project | -695724 | Operating | 15 | Solar | 2016 | Brookfield Renewable Partners L.P. | CAISO | WECC | CAMX | Kern | CA | Solar | 14.7 | NA | NA | NA | 28.3936 | NA | NA
Wildwood Solar II Project | -193324 | Operating | 15 | Solar | 2016 | John Hancock Life Insurance Company (U.S.A) | CAISO | WECC | CAMX | Kern | CA | Solar | 14.7 | NA | NA | NA | 28.3936 | 28.2942 | 29.6314
Willow Springs Solar | -798027 | Operating | 107.9 | Solar | 2019 | D. E. Shaw Renewable Investments, L.L.C. | CAISO | WECC | CAMX | Kern | CA | Solar | 107.9 | NA | NA | NA | NA | NA | NA
Willow Springs Solar | -798026 | Operating | 107.9 | Solar | 2019 | Macquarie Asset Management Pty Limited | CAISO | WECC | CAMX | Kern | CA | Solar | 107.9 | NA | NA | NA | NA | NA | NA
Willy 9 Chap Solar Project (Willow Springs Solar 3) | -638241 | Operating | 72 | Solar | 2023 | Leeward Renewable Energy, LLC | CAISO | WECC | CAMX | Kern | CA | Solar | 72 | NA | NA | NA | NA | NA | NA
Wilmington CA | -7805 | Operating | 31.9 | Steam Turbine | 1996 | Air Products and Chemicals, Inc. |  | WECC | CAMX | Los Angeles | CA | Other | 28.1 | 3412 | 3412 | 8843 | 77.1763 | 75.7808 | 66.3474
Wind Wall 1 Project | -516117 | Operating | 46.5 | Wind Turbine | 1985 | ZCF Wind Wall, LLC | CAISO | WECC | CAMX | Kern | CA | Wind | 46.5 | NA | NA | NA | NA | NA | NA
Wind Wall 1 Project | -516116 | Operating | 46.5 | Wind Turbine | 1985 | Public Sector Pension Investment Board | CAISO | WECC | CAMX | Kern | CA | Wind | 46.5 | NA | NA | NA | NA | NA | NA
Wind Wall 1 Project | -516115 | Operating | 46.5 | Wind Turbine | 1985 | Ontario Teachers' Pension Plan Board | CAISO | WECC | CAMX | Kern | CA | Wind | 46.5 | NA | NA | NA | NA | NA | NA
Windhub A Battery Storage Project | -758520 | Operating | 20 | Battery | 2019 | Repsol, S.A. | CAISO | WECC | CAMX | Kern | CA | Energy Storage | 20 | NA | NA | NA | NA | NA | NA
Windhub A Battery Storage Project | -628540 | Operating | 20 | Battery | 2019 | EDP Renewables North America LLC | CAISO | WECC | CAMX | Kern | CA | Energy Storage | 20 | NA | NA | NA | NA | NA | NA
Windhub A Battery Storage Project | -628539 | Operating | 20 | Battery | 2019 | EDP Renewables North America LLC | CAISO | WECC | CAMX | Kern | CA | Energy Storage | 20 | NA | NA | NA | NA | NA | NA
Windhub Solar A Project | -758423 | Operating | 20 | Solar | 2019 | Repsol, S.A. | CAISO | WECC | CAMX | Kern | CA | Solar | 20 | NA | NA | NA | 25.4309 | NA | NA
Windhub Solar A Project | -213586 | Operating | 20 | Solar | 2019 | EDP Renewables North America LLC | CAISO | WECC | CAMX | Kern | CA | Solar | 20 | NA | NA | NA | 25.4309 | 25.5725 | 28.6033
Windhub Solar A Project | -213585 | Operating | 20 | Solar | 2019 | EDP Renewables North America LLC | CAISO | WECC | CAMX | Kern | CA | Solar | 20 | NA | NA | NA | 25.4309 | 25.5725 | 28.6033
Windridge Wind Farm | -695579 | Operating | 4.5 | Wind Turbine | 1984 | Brookfield Renewable Partners L.P. | CAISO | WECC | CAMX | Kern | CA | Wind | 4.5 | NA | NA | NA | NA | NA | NA
Windsong Wind Park | -14363 | Operating | 2.4 | Wind Turbine | 1982 | John W Horton | CAISO | WECC | CAMX | Kern | CA | Wind | 2.4 | NA | NA | NA | NA | NA | NA
Windsor Floating Solar Project | -295840 | Operating | 1.5 | Solar | 2020 | C2 Energy Capital LLC | CAISO | WECC | CAMX | Sonoma | CA | Solar | 1.5 | NA | NA | NA | 19.2466 | 20.7382 | 20.7002
Windstream 6039 Project | -97392 | Operating | 6.34 | Wind Turbine | 1984 | Wind Stream Operations LLC | CAISO | WECC | CAMX | Kern | CA | Wind | 6.34 | NA | NA | NA | NA | NA | NA
Wise (Drum-Spaulding Project) | -7828 | Operating | 16.4 | Hydraulic Turbine | 1917 | Pacific Gas and Electric Company | CAISO | WECC | CAMX | Placer | CA | Water | 17.2 | NA | NA | NA | 42.8925 | 41.3746 | 26.2225
Wistaria Ranch Solar Project (Panoche Valley) | -521456 | Operating | 106.7 | Solar | 2018 | Consolidated Edison Development, Inc. | CAISO | WECC | CAMX | Imperial | CA | Solar | 100 | NA | NA | NA | 31.1792 | NA | NA
Wister Solar PV Project | -472565 | Operating | 20 | Solar | 2022 | Ormat Technologies, Inc. | CAISO | WECC | CAMX | Imperial | CA | Solar | 20 | NA | NA | NA | 16.9349 | 10.7608 | NA
Wolfsen Bypass | -12449 | Operating | 1 | Hydraulic Turbine | 1986 | Central California Irrigation District, Inc | CAISO | WECC | CAMX | Merced | CA | Water | 1 | NA | NA | NA | NA | NA | NA
Dighton | -768905 | Operating | 200 | Combined Cycle | 1999 | EGCO Compass II, LLC | New England | NPCC | NE | Bristol | MA | Gas | 189.5 | NA | NA | NA | NA | NA | NA
Dighton | -146083 | Operating | 200 | Combined Cycle | 1999 | TEPCO Fuel & Power Inc. | New England | NPCC | NE | Bristol | MA | Gas | 189.5 | 7892 | 7927 | 8074 | 21.588 | 15.4471 | 15.4221
Wonderful Firebaugh Solar Project | -673860 | Operating | 5.4 | Solar | 2022 | Wonderful Renewable Energy, LLC. | CAISO | WECC | CAMX | Madera | CA | Solar | 5.4 | NA | NA | NA | 21.3069 | 10.219 | NA
Wonderful Huller & Shellling Project | -393949 | Operating | 1.5 | Solar | 2021 | Wonderful Renewable Energy, LLC. | CAISO | WECC | CAMX | Kern | CA | Solar | 1.5 | NA | NA | NA | 28.9878 | 32.5038 | 16.1111
Wonderful Kings Solar Project | -673866 | Operating | 3.5 | Solar | 2022 | Wonderful Renewable Energy, LLC. | CAISO | WECC | CAMX | Kern | CA | Solar | 3.2 | NA | NA | NA | 10.3525 | NA | NA
Wonderful Lost Hills Solar Project | -393923 | Operating | 17.1 | Solar | 2021 | Wonderful Renewable Energy, LLC. | CAISO | WECC | CAMX | Kern | CA | Solar | 16.7 | NA | NA | NA | 33.0401 | 34.0982 | 2.3925
Wonderful Nursery Solar Project | -508503 | Operating | 2.3 | Solar | 2021 | Wonderful Renewable Energy, LLC. | CAISO | WECC | CAMX | Kern | CA | Solar | 2.3 | NA | NA | NA | 26.5882 | 12.4429 | NA
Wonderful Orchards - New Columbia Solar Plant | -256822 | Operating | 5 | Solar | 2020 | Wonderful Renewable Energy, LLC. | CAISO | WECC | CAMX | Madera | CA | Solar | 5 | NA | NA | NA | 21.411 | 24.2626 | 23.8311
Wonderful Orchards Belridge Solar Plant | -317916 | Operating | 5 | Solar | 2020 | Wonderful Renewable Energy, LLC. | CAISO | WECC | CAMX | Kern | CA | Solar | 5 | NA | NA | NA | 27.2694 | 26.7466 | 19.4429
Dighton | -146082 | Operating | 200 | Combined Cycle | 1999 | TEPCO Fuel & Power Inc. | New England | NPCC | NE | Bristol | MA | Gas | 189.5 | 7892 | 7927 | 8074 | 21.588 | 15.4471 | 15.4221
Woodland Biomass Power Ltd. | -14582 | Operating | 28 | Steam Turbine | 1989 | CIF Woodland, Inc. | CAISO | WECC | CAMX | Yolo | CA | Biomass | 25 | 16633 | 16601 | 16170 | 78.6228 | 83.3082 | 15.3087
Woodland Biomass Power Ltd. | -12782 | Operating | 28 | Steam Turbine | 1989 | DTE Energy Services, Inc. | CAISO | WECC | CAMX | Yolo | CA | Biomass | 25 | 16633 | 16601 | 16170 | 78.6228 | 83.3082 | 15.3087
Dighton | -146081 | Operating | 200 | Combined Cycle | 1999 | Chubu Electric Power Company, Incorporated | New England | NPCC | NE | Bristol | MA | Gas | 189.5 | 7892 | 7927 | 8074 | 21.588 | 15.4471 | 15.4221
Woodland IC | -169509 | Operating | 50.4 | Internal Combustion | 2011 | Modesto Irrigation District |  | WECC | CAMX | Stanislaus | CA | Gas | 49.2 | 9508 | 9566 | 9246 | 11.1656 | 8.7726 | 9.3753
Woodland Solar (Walgreens) | -18911 | Operating | 1 | Solar | 2007 | SunE Solar III, LLC | CAISO | WECC | CAMX | Yolo | CA | Solar | 0.9 | NA | NA | NA | 9.83 | 12.8234 | 15.0812
Woodleaf | -7847 | Operating | 67.2 | Hydraulic Turbine | 1963 | South Feather Water & Power Agency | CAISO | WECC | CAMX | Butte | CA | Water | 60 | NA | NA | NA | 44.0552 | 29.9384 | 15.1233
Woodmere Solar Farm (Redwood Cluster Solar) | -792734 | Operating | 15 | Solar | 2015 | Spower Opco A, LLC | CAISO | WECC | CAMX | Kern | CA | Solar | 15 | NA | NA | NA | 23.5601 | 25.0472 | 27.2169
Woodmere Solar Farm (Redwood Cluster Solar) | -792733 | Operating | 15 | Solar | 2015 | Alberta Investment Management Corporation | CAISO | WECC | CAMX | Kern | CA | Solar | 15 | NA | NA | NA | 23.5601 | 25.0472 | 27.2169
Woodmere Solar Farm (Redwood Cluster Solar) | -792732 | Operating | 15 | Solar | 2015 | The AES Corporation | CAISO | WECC | CAMX | Kern | CA | Solar | 15 | NA | NA | NA | 23.5601 | 25.0472 | 27.2169
Woodmere Solar Farm (Redwood Cluster Solar) | -792188 | Operating | 15 | Solar | 2015 | Spower Opco A, LLC | CAISO | WECC | CAMX | Kern | CA | Solar | 15 | NA | NA | NA | 23.5601 | 25.0472 | 27.2169
Woodward Power Plant | -7853 | Operating | 2.8 | Hydraulic Turbine | 1982 | South San Joaquin California Irrigation District | CAISO | WECC | CAMX | Stanislaus | CA | Water | 2.7 | NA | NA | NA | -0.071876 | -0.10993 | 4.5789
Wright Solar Park | -218262 | Operating | 200 | Solar | 2020 | Centaurus Renewable Energy LLC | CAISO | WECC | CAMX | Merced | CA | Solar | 200 | NA | NA | NA | 26.4095 | 27.4689 | 28.689
WWTP Power Generation Station | -166717 | Operating | 11.2 | Internal Combustion | 1985 | East Bay Municipal Util Dist | CAISO | WECC | CAMX | Alameda | CA | Biomass | 10.6 | 13082 | 12868 | 12690 | 27.4985 | 33.1416 | 25.8551
Xebec 1 Solar Project (Sun Valley) | -163945 | Operating | 1.9 | Solar | 2018 | AES Distributed Energy, Inc. |  | WECC | CAMX | Los Angeles | CA | Solar | 1.9 | NA | NA | NA | 16.4684 | 24.3451 | 17.3155
Xilinx San Jose | -785451 | Operating | 1 | Fuel Cell | 2012 | Xilinx, Inc. | CAISO | WECC | CAMX | Santa Clara | CA | Gas | 1 | 7009 | 7374 | 7376 | 74.6575 | 72.4201 | 81.8379
Yaamava' Cogeneration Facility (San Manuel Central Plant Cogens) | -674121 | Operating | 5.4 | Internal Combustion | 2021 | San Manuel Utility Authority | CAISO | WECC | CAMX | San Bernardino | CA | Gas | 5 | 10213 | NA | NA | 60.5753 | NA | NA
Yahoo! - HQ FC Project | -172605 | Operating | 1.1 | Fuel Cell | 2014 | Bloom Energy Corporation | CAISO | WECC | CAMX | Santa Clara | CA | Gas | 1 | 7670 | 7437 | 7404 | 47.2603 | 69.589 | 75.0457
Yorba Linda | -7911 | Operating | 5.1 | Hydraulic Turbine | 1981 | The Metropolitan Water District of Southern California | CAISO | WECC | CAMX | Orange | CA | Water | 5.1 | NA | NA | NA | 8.6579 | 13.9896 | 4.8259
Yorktown Battery Storage Facility | -781222 | Operating | 3 | Battery | 2024 | Southern California Edison Company | CAISO | WECC | CAMX | Los Angeles | CA | Energy Storage | 3 | NA | NA | NA | NA | NA | NA
Dillon Platform | -80718 | Operating | 0.8 | Gas Turbine | 1967 | Union Oil Company of California, Inc. |  | ASCC | ALASKA | Kenai Peninsula | AK | Gas | 0.3 | NA | NA | NA | NA | NA | NA
Division Mines Gaspe | -475086 | Operating | 1.9 | Gas Turbine | 1953 | Noranda Mining and Exploration Inc. |  | NPCC | QUE |  |  | Oil | 1.9 | NA | NA | NA | NA | NA | NA
Doef's Greenhouses Cogen (Gull Lake) | -180495 | Operating | 6.18 | Gas Turbine | 2019 | Horseshoe Power GP Ltd. | Alberta | WECC | WECCCN |  |  | Gas | 6.18 | NA | NA | NA | NA | NA | NA
Dogwood | -142998 | Operating | 655.2 | Combined Cycle | 2001 | Monarch Master Funding Limited | SPP | MRO | MRO-US | Cass | MO | Gas | 676.8 | 7586 | 7694 | 7710 | 44.4629 | 30.7353 | 30.0163
ZCO (CA) | -52768 | Operating | 1.6 | Wind Turbine | 1985 | AES Wind Generation, LLC | CAISO | WECC | CAMX | Kern | CA | Wind | 1.6 | NA | NA | NA | 7.9552 | 11.1872 | 13.5131
Zero Waste Energy Development Company Cogen | -173082 | Operating | 1.6 | Internal Combustion | 2015 | Zanker Road Resource Management, Ltd. | CAISO | WECC | CAMX | Santa Clara | CA | Biomass | 1.6 | 22405 | 24913 | 15977 | 16.2957 | 15.2754 | 38.8913
Zero Waste Energy Development Company Cogen | -173081 | Operating | 1.6 | Internal Combustion | 2015 | GreenWaste Recovery, Inc. | CAISO | WECC | CAMX | Santa Clara | CA | Biomass | 1.6 | 22405 | 24913 | 15977 | 16.2957 | 15.2754 | 38.8913
Zonneveld Oak Grove Solar Project | -768811 | Operating | 1.5 | Solar | 2024 | Renewable Solar Inc. | CAISO | WECC | CAMX | Fresno | CA | Solar | 1.5 | NA | NA | NA | NA | NA | NA
Adams Community Solar Garden II | -663250 | Operating | 1.5 | Solar | 2017 | Clearway Energy, Inc. |  | WECC | RMPA | Adams | CO | Solar | 1.5 | NA | NA | NA | 26.5145 | NA | NA
Adams Community Solar Garden II | -663249 | Operating | 1.5 | Solar | 2017 | Clearway Energy, Inc. |  | WECC | RMPA | Adams | CO | Solar | 1.5 | NA | NA | NA | 26.5145 | NA | NA
Adams Community Solar Garden II | -173545 | Operating | 1.5 | Solar | 2017 | Global Sun Holdings, Inc |  | WECC | RMPA | Adams | CO | Solar | 1.5 | NA | NA | NA | 26.5145 | 27.9224 | 28.067
Adams Community Solar Garden III | -663202 | Operating | 1.2 | Solar | 2015 | Clearway Energy, Inc. |  | WECC | RMPA | Adams | CO | Solar | 1.2 | NA | NA | NA | 29.747 | NA | NA
Adams Community Solar Garden III | -663201 | Operating | 1.2 | Solar | 2015 | Clearway Energy, Inc. |  | WECC | RMPA | Adams | CO | Solar | 1.2 | NA | NA | NA | 29.747 | NA | NA
Adams Community Solar Garden III | -172339 | Operating | 1.2 | Solar | 2015 | Global Sun Holdings, Inc |  | WECC | RMPA | Adams | CO | Solar | 1.2 | NA | NA | NA | 29.747 | 27.0738 | 12.4524
Adams Community Solar Gardens | -663204 | Operating | 1.2 | Solar | 2015 | Clearway Energy, Inc. |  | WECC | RMPA | Adams | CO | Solar | 1.2 | NA | NA | NA | 28.4151 | NA | NA
Adams Community Solar Gardens | -663203 | Operating | 1.2 | Solar | 2015 | Clearway Energy, Inc. |  | WECC | RMPA | Adams | CO | Solar | 1.2 | NA | NA | NA | 28.4151 | NA | NA
Adams Community Solar Gardens | -172342 | Operating | 1.2 | Solar | 2015 | Global Sun Holdings, Inc |  | WECC | RMPA | Adams | CO | Solar | 1.2 | NA | NA | NA | 28.4151 | 26.7599 | 18.9878
AFA Solar Farm | -52063 | Operating | 5.5 | Solar | 2011 | SunPower Corporation |  | WECC | RMPA | El Paso | CO | Solar | 5.5 | NA | NA | NA | 22.7543 | 23.7547 | 24.0307
AFA Solar Farm | -52062 | Operating | 5.5 | Solar | 2011 | SunPower Corporation |  | WECC | RMPA | El Paso | CO | Solar | 5.5 | NA | NA | NA | 22.7543 | 23.7547 | 24.0307
Airport 1 Solar (DIA) | -172608 | Operating | 1.5 | Solar | 2009 | Greenbacker Renewable Energy Company LLC |  | WECC | RMPA | Denver | CO | Solar | 1.5 | NA | NA | NA | 16.6591 | 20.175 | 17.5114
Airport Industrial | -756803 | Operating | 10 | Internal Combustion | 2002 | Black Hills Energy Ventures Inc. |  | WECC | RMPA | Pueblo | CO | Oil | 10 | NA | NA | NA | -0.38242 | -0.38699 | -0.35616
Dogwood | -142997 | Operating | 655.2 | Combined Cycle | 2001 | Trilogy Investments L.P. | SPP | MRO | MRO-US | Cass | MO | Gas | 676.8 | 7586 | 7694 | 7710 | 44.4629 | 30.7353 | 30.0163
Alamosa Solar | -493723 | Operating | 8.2 | Solar | 2007 | Undisclosed buyer |  | WECC | RMPA | Alamosa | CO | Solar | 7.7 | NA | NA | NA | 16.8372 | 20.3552 | 18.2648
Alamosa Solar Generating Project-Cogentrix | -470529 | Operating | 30 | Solar | 2012 | Whetstone Power LLC |  | WECC | RMPA | Alamosa | CO | Solar | 30 | NA | NA | NA | 13.3687 | 15.6248 | NA
Alamosa Solar Generating Project-Cogentrix | -470528 | Operating | 30 | Solar | 2012 | Rosemawr Management LLC |  | WECC | RMPA | Alamosa | CO | Solar | 30 | NA | NA | NA | 13.3687 | 15.6248 | NA
Alamosa Solar South CSG Project | -324571 | Operating | 1.6 | Solar | 2021 | Greenbacker Renewable Energy Corporation |  | WECC | RMPA | Alamosa | CO | Solar | 1.6 | NA | NA | NA | 29.8944 | 27.8824 | 31.0788
Alden Solar CSG Project | -256663 | Operating | 1.6 | Solar | 2020 | Greenbacker Renewable Energy Corporation |  | WECC | RMPA | Weld | CO | Solar | 1.6 | NA | NA | NA | 23.3662 | 24.1938 | 24.9429
Amazon DEN2 Solar Plant | -249650 | Operating | 1.2 | Solar | 2019 | SunPower Corporation |  | WECC | RMPA | Adams | CO | Solar | 1.2 | NA | NA | NA | 16.2386 | 1.7218 | 2.0358
Amazon DEN2 Solar Plant | -249649 | Operating | 1.2 | Solar | 2019 | SunPower Corporation |  | WECC | RMPA | Adams | CO | Solar | 1.2 | NA | NA | NA | 16.2386 | 1.7218 | 2.0358
Amazon Denver DEN3 | -217535 | Operating | 4.6 | Solar | 2019 | Duke Energy Renewables Commercial, LLC |  | WECC | RMPA | Adams | CO | Solar | 4.6 | NA | NA | NA | 0 | 0 | 1.5634
Ameresco 1 Battery Storage Project | -785057 | Operating | 11.75 | Battery | 2024 | Ameresco, Inc. |  | WECC | RMPA |  | CO | Energy Storage | 11.75 | NA | NA | NA | NA | NA | NA
Ameresco 2 Battery Storage Project | -785058 | Operating | 11.75 | Battery | 2024 | Ameresco, Inc. |  | WECC | RMPA |  | CO | Energy Storage | 11.75 | NA | NA | NA | NA | NA | NA
Ameresco 3 Battery Storage Project | -772816 | Operating | 11.75 | Battery | 2024 | Ameresco, Inc. |  | WECC | RMPA |  | CO | Energy Storage | 11.75 | NA | NA | NA | NA | NA | NA
Ameresco 4 Battery Storage Project | -785059 | Operating | 11.75 | Battery | 2024 | Ameresco, Inc. |  | WECC | RMPA |  | CO | Energy Storage | 11.75 | NA | NA | NA | NA | NA | NA
Ameresco 5 Battery Storage Project | -785060 | Operating | 7.84 | Battery | 2024 | Ameresco, Inc. |  | WECC | RMPA |  | CO | Energy Storage | 7.84 | NA | NA | NA | NA | NA | NA
Ameresco 6 Battery Storage Project | -785061 | Operating | 7.84 | Battery | 2024 | Ameresco, Inc. |  | WECC | RMPA |  | CO | Energy Storage | 7.84 | NA | NA | NA | NA | NA | NA
Ameresco 7 Battery Storage Project | -785062 | Operating | 7.84 | Battery | 2024 | Ameresco, Inc. |  | WECC | RMPA |  | CO | Energy Storage | 7.84 | NA | NA | NA | NA | NA | NA
Ameresco 8 Battery Storage Project | -785063 | Operating | 7.84 | Battery | 2024 | Ameresco, Inc. |  | WECC | RMPA |  | CO | Energy Storage | 7.84 | NA | NA | NA | NA | NA | NA
Dogwood | -142996 | Operating | 655.2 | Combined Cycle | 2001 | Dogwood Energy LLC | SPP | MRO | MRO-US | Cass | MO | Gas | 676.8 | 7586 | 7694 | 7710 | 44.4629 | 30.7353 | 30.0163
American Gypsum IC | -13075 | Operating | 3.2 | Internal Combustion | 1990 | Centex Eagle Gypsum LLC |  | WECC | RMPA | Eagle | CO | Oil | 2.8 | 11287 | 10875 | 11725 | 1.3087 | 0.097847 | 0.16308
Ames Hydro | -1530 | Operating | 3.6 | Hydraulic Turbine | 1906 | Public Service Company of Colorado |  | WECC | RMPA | San Miguel | CO | Water | 2.8 | NA | NA | NA | 29.024 | 23.2958 | 21.453
Arapahoe 3 Community Solar Array | -173261 | Operating | 1.8 | Solar | 2017 | Clean Energy Collective, LLC |  | WECC | RMPA | Arapahoe | CO | Solar | 1.8 | NA | NA | NA | 22.311 | 23.3447 | 23.3257
Arapahoe 3 Community Solar Array | -173260 | Operating | 1.8 | Solar | 2017 | First Solar, Inc. |  | WECC | RMPA | Arapahoe | CO | Solar | 1.8 | NA | NA | NA | 22.311 | 23.3447 | 23.3257
Dogwood | -139722 | Operating | 655.2 | Combined Cycle | 2001 | Kansas Municipal Energy Agency | SPP | MRO | MRO-US | Cass | MO | Gas | 676.8 | 7586 | 7694 | 7710 | 44.4629 | 30.7353 | 30.0163
Ash Mesa Solar Project | -611183 | Operating | 7.8 | Solar | 2022 | China Grove Renewables, LLC |  | WECC | RMPA | Montrose | CO | Solar | 7.8 | NA | NA | NA | 23.8116 | 15.5017 | NA
Ash Mesa Solar Project | -611182 | Operating | 7.8 | Solar | 2022 | Kenwood Creek Holdings, LLC |  | WECC | RMPA | Montrose | CO | Solar | 7.8 | NA | NA | NA | 23.8116 | 15.5017 | NA
Axial Basin Solar Project | -761806 | Operating & Planned | 2 | Solar | 2021 | Tri-State Generation and Transmission Association, Inc. |  | WECC | RMPA | Moffat | CO | Solar | 2 | NA | NA | NA | NA | NA | NA
BecLee Solar Community Solar Garden Project | -807353 | Operating | NA | Solar | 2025 | Sunshare, LLC |  | WECC | RMPA | Weld | CO | Solar | 5 | NA | NA | NA | NA | NA | NA
Belmar Complex | -27508 | Operating | 1.6 | Solar | 2008 | Fotowatio Renewable Ventures, Inc. |  | WECC | RMPA | Jefferson | CO | Solar | 1.6 | NA | NA | NA | NA | NA | NA
Belmar Complex | -27077 | Operating | 1.6 | Solar | 2008 | MMA Belmar Power, LLC |  | WECC | RMPA | Jefferson | CO | Solar | 1.6 | NA | NA | NA | NA | NA | NA
Betasso Hydroelectric | -1858 | Operating | 3 | Hydraulic Turbine | 1987 | City of Boulder, Colorado |  | WECC | RMPA | Boulder | CO | Water | 3 | NA | NA | NA | 33.0974 | 30.9741 | 24.7641
Dogwood | -139013 | Operating | 655.2 | Combined Cycle | 2001 | Missouri Joint Municipal Electric Utility Commission | SPP | MRO | MRO-US | Cass | MO | Gas | 676.8 | 7586 | 7694 | 7710 | 44.4629 | 30.7353 | 30.0163
Dogwood | -139012 | Operating | 655.2 | Combined Cycle | 2001 | Boilermaker-Blacksmith Pension Trust | SPP | MRO | MRO-US | Cass | MO | Gas | 676.8 | 7586 | 7694 | 7710 | 44.4629 | 30.7353 | 30.0163
BHE Pueblo 2 Community Solar Array | -173690 | Operating | 1.5 | Solar | 2018 | Clean Energy Collective, LLC |  | WECC | RMPA | Pueblo | CO | Solar | 1.5 | NA | NA | NA | 54.9163 | 28.8965 | 39.1096
BHE Pueblo 2 Community Solar Array | -173689 | Operating | 1.5 | Solar | 2018 | First Solar, Inc. |  | WECC | RMPA | Pueblo | CO | Solar | 1.5 | NA | NA | NA | 54.9163 | 28.8965 | 39.1096
Big Thompson | -511469 | Operating | 4.5 | Hydraulic Turbine | 1959 | U.S. Bureau Of Reclamation |  | WECC | RMPA | Larimer | CO | Water | 5.2 | NA | NA | NA | 9.3168 | 11.7273 | 10.9172
Bighorn Solar 1 Project | -387326 | Operating | 240 | Solar | 2021 | Lightsource bp Renewable Energy Investments Limited |  | WECC | RMPA | Pueblo | CO | Solar | 240 | NA | NA | NA | 25.7644 | 27.994 | 3.0779
Birdsall | -1917 | Operating | 61.1 | Steam Turbine | 1953 | Colorado Springs Utilities |  | WECC | RMPA | El Paso | CO | Gas | 55 | 14117 | 16342 | 15237 | 6.4786 | 1.9815 | 2.3823
Bison Solar Project | -409087 | Operating | 30 | Solar | 2016 | PSEG Solar Source LLC |  | WECC | RMPA | Larimer | CO | Solar | 30 | NA | NA | NA | NA | NA | NA
Blue Mesa | -511473 | Operating | 86.4 | Hydraulic Turbine | 1967 | U.S. Bureau Of Reclamation |  | WECC | RMPA | Gunnison | CO | Water | 86.4 | NA | NA | NA | 22.5959 | 16.2418 | 23.3669
Dogwood | -139011 | Operating | 655.2 | Combined Cycle | 2001 | MSD Credit Opportunity Master Fund, L.P. | SPP | MRO | MRO-US | Cass | MO | Gas | 676.8 | 7586 | 7694 | 7710 | 44.4629 | 30.7353 | 30.0163
Boulder Canyon | -164401 | Operating | 5 | Hydraulic Turbine | 1911 | City of Boulder, Colorado |  | WECC | RMPA | Boulder | CO | Water | 5 | NA | NA | NA | 0 | 24.29 | 21.0708
Boulder City Silver Lake Hydro | -12618 | Operating | 3.3 | Hydraulic Turbine | 2000 | City of Boulder, Colorado |  | WECC | RMPA | Boulder | CO | Water | 3.3 | NA | NA | NA | 27.5841 | 34.1013 | 29.5524
Boulder Wastewater Treatment Plant | -168191 | Operating | 1 | Solar | 2010 | Sun Edison LLC |  | WECC | RMPA | Boulder | CO | Solar | 0.9 | NA | NA | NA | 10.997 | 5.2511 | 16.3876
Brighton PV Solar Plant | -172036 | Operating | 1.8 | Solar | 2012 | Hangar 160 Llc |  | WECC | RMPA | Adams | CO | Solar | 1.8 | NA | NA | NA | 19.8123 | 20.4592 | 20.7763
Bromley Battery Storage Plant | -772831 | Operating | 11.7 | Battery | 2024 | Ameresco, Inc. |  | WECC | RMPA | Adams | CO | Energy Storage | 11.7 | NA | NA | NA | NA | NA | NA
Bronco Plains Wind II Project | -752657 | Operating | 200 | Wind Turbine | 2023 | NextEra Energy Resources, LLC |  | WECC | RMPA | Kit Carson | CO | Wind | 199 | NA | NA | NA | 2.4967 | NA | NA
Bronco Plains Wind Project | -256363 | Operating | 300 | Wind Turbine | 2020 | NextEra Energy Resources, LLC |  | WECC | RMPA | Kit Carson | CO | Wind | 299 | NA | NA | NA | 40.2145 | 43.3384 | 40.5978
Dogwood | -138981 | Operating | 655.2 | Combined Cycle | 2001 | Kansas Power Pool | SPP | MRO | MRO-US | Cass | MO | Gas | 676.8 | 7586 | 7694 | 7710 | 44.4629 | 30.7353 | 30.0163
Dogwood | -81767 | Operating | 655.2 | Combined Cycle | 2001 | City of Kansas City, Kansas | SPP | MRO | MRO-US | Cass | MO | Gas | 676.8 | 7586 | 7694 | 7710 | 44.4629 | 30.7353 | 30.0163
Dogwood | -38473 | Operating | 655.2 | Combined Cycle | 2001 | City of Independence, Missouri | SPP | MRO | MRO-US | Cass | MO | Gas | 676.8 | 7586 | 7694 | 7710 | 44.4629 | 30.7353 | 30.0163
Dome Project | -481198 | Operating | 6 | Gas Turbine | 1988 | FCX Oil & Gas Inc. | CAISO | WECC | CAMX | Kern | CA | Gas | 6 | 21656 | 22078 | 22470 | 92.6446 | 93.7253 | 88.4855
Buckley Air Force | -511283 | Operating | 1 | Solar | 2010 | United States Air Force |  | WECC | RMPA | Arapahoe | CO | Solar | 1 | NA | NA | NA | NA | NA | NA
Dome Project | -87261 | Operating | 6 | Gas Turbine | 1988 | BlackRock, Inc. | CAISO | WECC | CAMX | Kern | CA | Gas | 6 | 21656 | 22078 | 22470 | 92.6446 | 93.7253 | 88.4855
Busch Ranch II Wind Farm | -217497 | Operating | 59.4 | Wind Turbine | 2019 | Black Hills Electric Generation, LLC |  | WECC | RMPA | Las Animas | CO | Wind | 59.4 | NA | NA | NA | 35.2546 | 36.6721 | 35.4364
Busch Ranch Wind | -756840 | Operating | 29 | Wind Turbine | 2012 | Black Hills Energy Ventures Inc. |  | WECC | RMPA | Huerfano | CO | Wind | 29 | NA | NA | NA | 33.5526 | 34.3296 | 34.4095
Busch Ranch Wind | -149988 | Operating | 29 | Wind Turbine | 2012 | Black Hills Electric Generation, LLC |  | WECC | RMPA | Huerfano | CO | Wind | 29 | NA | NA | NA | 33.5526 | 34.3296 | 34.4095
Cabin Creek | -2200 | Operating | 300 | Pumped Storage | 1967 | Public Service Company of Colorado |  | WECC | RMPA | Clear Creek | CO | Water | 351.9 | NA | NA | NA | 2.7072 | 2.8847 | 1.3775
Carousel Wind Farm (Kit Carson) | -787383 | Operating | 150 | Wind Turbine | 2015 | XPLR Infrastructure, LP |  | WECC | RMPA | Kit Carson | CO | Wind | 150 | NA | NA | NA | 44.433 | 47.6461 | 46.1278
CBEP Solar 1 Solar Project | -777582 | Operating | 5 | Solar | 2023 | Green Street Power Partners, LLC |  | WECC | RMPA | Logan | CO | Solar | 5 | NA | NA | NA | NA | NA | NA
CBEP Solar 4 Project | -777578 | Operating | 4 | Solar | 2023 | CBEP SOLAR 4, LLC |  | WECC | RMPA | Weld | CO | Solar | 4 | NA | NA | NA | NA | NA | NA
CBEP Solar 5 Project | -777575 | Operating | 5 | Solar | 2023 | Green Street Power Partners, LLC |  | WECC | RMPA | Weld | CO | Solar | 5 | NA | NA | NA | NA | NA | NA
CBEP Solar 5 Project | -777574 | Operating | 5 | Solar | 2023 | Green Street Power Partners, LLC |  | WECC | RMPA | Weld | CO | Solar | 5 | NA | NA | NA | NA | NA | NA
Cedar Creek Wind II | -765867 | Operating | 250.8 | Wind Turbine | 2011 | Blackstone Inc. |  | WECC | RMPA | Weld | CO | Wind | 248.3 | NA | NA | NA | 24.7863 | NA | NA
Cedar Creek Wind II | -765866 | Operating | 250.8 | Wind Turbine | 2011 | Invenergy LLC |  | WECC | RMPA | Weld | CO | Wind | 248.3 | NA | NA | NA | 24.7863 | NA | NA
Cedar Creek Wind II | -765865 | Operating | 250.8 | Wind Turbine | 2011 | Caisse de dépôt et placement du Québec |  | WECC | RMPA | Weld | CO | Wind | 248.3 | NA | NA | NA | 24.7863 | NA | NA
Cedar Creek Wind II | -163508 | Operating | 250.8 | Wind Turbine | 2011 | BP Wind Energy North America Inc. |  | WECC | RMPA | Weld | CO | Wind | 248.3 | NA | NA | NA | 24.7863 | 19.3169 | 21.918
Cedar Creek Wind Project | -143959 | Operating | 300.5 | Wind Turbine | 2007 | Leeward Renewable Energy, LLC |  | WECC | RMPA | Weld | CO | Wind | 300.5 | NA | NA | NA | 22.2443 | 24.486 | 19.6164
Cedar Point Wind Farm | -781888 | Operating | 252 | Wind Turbine | 2011 | Cordelio Power LP |  | WECC | RMPA | Lincoln | CO | Wind | 252 | NA | NA | NA | 26.7111 | 22.4116 | 22.4686
Cedar Point Wind Farm | -140742 | Operating | 252 | Wind Turbine | 2011 | Enbridge (U.S.) Inc. |  | WECC | RMPA | Lincoln | CO | Wind | 252 | NA | NA | NA | 26.7111 | 22.4116 | 22.4686
Cherokee | -164501 | Operating | 380.8 | Steam Turbine | 1957 | Public Service Company of Colorado |  | WECC | RMPA | Adams | CO | Gas | 310 | 11219 | 10896 | 11212 | 20.2068 | 48.9022 | 28.3744
Dominion/Lo-Mar Gen CT | -13145 | Operating | 12 | Gas Turbine | 1997 | City of Manassas, Virginia | PJM | SERC | VACAR | Manassas | VA | Oil | 9 | 14684 | 10521 | 44263 | 0.42491 | 0.64054 | 0.048199
Cheyenne Ridge Wind | -249535 | Operating | 498.4 | Wind Turbine | 2020 | Public Service Company of Colorado |  | WECC | RMPA | Cheyenne | CO | Wind | 477.1 | NA | NA | NA | 44.2036 | 46.7684 | 44.0221
Clear Spring Ranch Solar Project | -172431 | Operating | 10 | Solar | 2016 | NextEra Energy Resources, LLC |  | WECC | RMPA | El Paso | CO | Solar | 10 | NA | NA | NA | 23.0034 | 25.7021 | 25.4612
CO LI CSG 1 Solar Project | -465418 | Operating | 1.5 | Solar | 2019 | Fonds de solidarité FTQ |  | WECC | RMPA | Adams | CO | Solar | 1.5 | NA | NA | NA | 27.7093 | 26.4612 | 28.242
CO LI CSG 1 Solar Project | -465417 | Operating | 1.5 | Solar | 2019 | Caisse de dépôt et placement du Québec |  | WECC | RMPA | Adams | CO | Solar | 1.5 | NA | NA | NA | 27.7093 | 26.4612 | 28.242
Coal Mine Methane Project (Elk Creek) | -170299 | Out of Service | 3 | Internal Combustion | 2012 | Aspen Skiing Company, LLC |  | WECC | RMPA | Gunnison | CO | Other | NA | NA | 11487 | 12247 | 0 | 9.9239 | 24.5472
Colorado Energy Nations Company | -191529 | Operating | 35 | Steam Turbine | 1976 | Veolia Energy North America, LLC |  | WECC | RMPA | Jefferson | CO | Gas | 40 | 29242 | 27842 | 28124 | 39.1764 | 40.2954 | 43.1147
Colorado Green | -785718 | Operating | 162 | Wind Turbine | 2003 | Avangrid Renewables, LLC |  | WECC | RMPA | Prowers | CO | Wind | 162 | NA | NA | NA | NA | NA | NA
Colorado Highlands Wind Project | -493151 | Operating | 96.1 | Wind Turbine | 2012 | Undisclosed buyer |  | WECC | RMPA | Logan | CO | Wind | 96.1 | NA | NA | NA | 40.0546 | 45.4324 | 41.7832
Colorado Highlands Wind Project | -83557 | Operating | 96.1 | Wind Turbine | 2012 | Alliance Power, Inc. |  | WECC | RMPA | Logan | CO | Wind | 96.1 | NA | NA | NA | 40.0546 | 45.4324 | 41.7832
Colorado Highlands Wind Project | -83556 | Operating | 96.1 | Wind Turbine | 2012 | EFS CHW |  | WECC | RMPA | Logan | CO | Wind | 96.1 | NA | NA | NA | 40.0546 | 45.4324 | 41.7832
Colorado Mountain College Battery Project | -674554 | Operating | 5.8 | Battery | 2023 | Ameresco, Inc. |  | WECC | RMPA | Garfield | CO | Energy Storage | 5.8 | NA | NA | NA | NA | NA | NA
Colorado Mountain College Solar Project | -674553 | Operating | 4.5 | Solar | 2023 | Ameresco, Inc. |  | WECC | RMPA | Garfield | CO | Solar | 4.5 | NA | NA | NA | 6.7681 | NA | NA
Colorado PV Solar Project | -173402 | Operating | 1.2 | Solar | 2012 | Apex Clean Energy, Inc. |  | WECC | RMPA | Jefferson | CO | Solar | 1.2 | NA | NA | NA | NA | NA | NA
Comanche | -523621 | Operating | 1252.8 | Steam Turbine | 1973 | CORE Electric Cooperative |  | WECC | RMPA | Pueblo | CO | Coal | 1101 | 9920 | NA | NA | 70.1721 | NA | NA
Comanche | -523620 | Operating | 1252.8 | Steam Turbine | 1973 | Holy Cross Energy |  | WECC | RMPA | Pueblo | CO | Coal | 1101 | 9920 | NA | NA | 70.1721 | NA | NA
Comanche | -523619 | Operating | 1252.8 | Steam Turbine | 1973 | Public Service Company of Colorado |  | WECC | RMPA | Pueblo | CO | Coal | 1101 | 9920 | NA | NA | 70.1721 | NA | NA
Comanche Solar Project | -383303 | Operating | 120 | Solar | 2016 | Onward Energy |  | WECC | RMPA | Pueblo | CO | Solar | 120 | NA | NA | NA | 24.4702 | 22.0328 | 23.6708
Conejos 1 Community Solar Array | -133432 | Operating | 1.5 | Solar | 2017 | Clean Focus Renewables, Inc. |  | WECC | RMPA | Conejos | CO | Solar | 1.5 | NA | NA | NA | 31.8341 | 30.7306 | 31.9178
Cortez Solar 1 Project | -612558 | Operating | 2.2 | Solar | 2022 | Greenbacker Renewable Energy Corporation |  | WECC | RMPA | Montezuma | CO | Solar | 2.2 | NA | NA | NA | 27.9732 | NA | NA
Cortez Solar 2 Project | -670086 | Operating | 5 | Solar | 2023 | Greenbacker Renewable Energy Corporation |  | WECC | RMPA | Montezuma | CO | Solar | 5 | NA | NA | NA | 12.0822 | NA | NA
Cortez Solar 3 Project | -638642 | Operating | 2 | Solar | 2023 | Greenbacker Renewable Energy Corporation |  | WECC | RMPA | Montezuma | CO | Solar | 2 | NA | NA | NA | 22.1632 | NA | NA
Coyote Ridge Community Solar Farm | -173475 | Operating | 1.5 | Solar | 2017 | Poudre Valley R E A Inc |  | WECC | RMPA | Larimer | CO | Solar | 1.5 | NA | NA | NA | 23.4551 | 23.4551 | 24.414
Craig (Yampa) | -141049 | Operating | 1427.6 | Steam Turbine | 1979 | PacifiCorp |  | WECC | RMPA | Moffat | CO | Coal | 1285 | 11197 | 10410 | 10425 | 41.8468 | 66.6969 | 64.7073
Craig (Yampa) | -141048 | Operating | 1427.6 | Steam Turbine | 1979 | PacifiCorp |  | WECC | RMPA | Moffat | CO | Coal | 1285 | 11197 | 10410 | 10425 | 41.8468 | 66.6969 | 64.7073
Craig (Yampa) | -2729 | Operating | 1427.6 | Steam Turbine | 1979 | Tri-State Generation and Transmission Association, Inc. |  | WECC | RMPA | Moffat | CO | Coal | 1285 | 11197 | 10410 | 10425 | 41.8468 | 66.6969 | 64.7073
Craig (Yampa) | -2727 | Operating | 1427.6 | Steam Turbine | 1979 | Platte River Power Authority |  | WECC | RMPA | Moffat | CO | Coal | 1285 | 11197 | 10410 | 10425 | 41.8468 | 66.6969 | 64.7073
Craig (Yampa) | -2726 | Operating | 1427.6 | Steam Turbine | 1979 | Public Service Company of Colorado |  | WECC | RMPA | Moffat | CO | Coal | 1285 | 11197 | 10410 | 10425 | 41.8468 | 66.6969 | 64.7073
Craig (Yampa) | -2725 | Operating | 1427.6 | Steam Turbine | 1979 | Salt River Project Agricultural Improvement and Power District, Arizona |  | WECC | RMPA | Moffat | CO | Coal | 1285 | 11197 | 10410 | 10425 | 41.8468 | 66.6969 | 64.7073
Crossing Trails Wind Farm | -346629 | Operating | 104 | Wind Turbine | 2021 | EDP Renewables North America LLC |  | WECC | RMPA | Kit Carson | CO | Wind | 104 | NA | NA | NA | 43.8328 | 46.005 | 39.6484
Crossing Trails Wind Farm | -346628 | Operating | 104 | Wind Turbine | 2021 | EDP Renewables North America LLC |  | WECC | RMPA | Kit Carson | CO | Wind | 104 | NA | NA | NA | 43.8328 | 46.005 | 39.6484
Crystal | -511484 | Operating | 28 | Hydraulic Turbine | 1978 | U.S. Bureau Of Reclamation |  | WECC | RMPA | Montrose | CO | Water | 35 | NA | NA | NA | 40.0274 | 36.274 | 43.6416
CS Wind America Solar Project | -774028 | Operating | 12.3 | Solar | 2023 | Cs Wind America, Inc. |  | WECC | RMPA | Pueblo | CO | Solar | 12.3 | NA | NA | NA | 5.4804 | NA | NA
CSU Pueblo Solar | -167540 | Operating | 1 | Solar | 2008 | BP Solar USA |  | WECC | RMPA | Pueblo | CO | Solar | 1 | NA | NA | NA | 12.7968 | 17.1804 | 24.0411
DADS Gas Recovery | -167466 | Operating | 3.2 | Internal Combustion | 2008 | WM Renewable Energy, LLC |  | WECC | RMPA | Arapahoe | CO | Biomass | 3.2 | 12782 | 12705 | 12082 | 73.3555 | 73.7407 | 74.7003
Davis Battery Storage Project | -776532 | Operating | 11.8 | Battery | 2024 | United Power, Inc. |  | WECC | RMPA | Weld | CO | Energy Storage | 11.8 | NA | NA | NA | NA | NA | NA
Denver International Airport I - Solar | -27563 | Operating | 1.9 | Solar | 2008 | Fotowatio Renewable Ventures, Inc. |  | WECC | RMPA | Denver | CO | Solar | 1.9 | NA | NA | NA | 9.583 | 1.6522 | 8.7779
Denver International Airport I - Solar | -27135 | Operating | 1.9 | Solar | 2008 | MMA DAS Power, LLC |  | WECC | RMPA | Denver | CO | Solar | 1.9 | NA | NA | NA | 9.583 | 1.6522 | 8.7779
Denver International Airport II- Solar | -168986 | Operating | 1.6 | Solar | 2010 | Intermountain Electric, Inc. |  | WECC | RMPA | Denver | CO | Solar | 1.6 | NA | NA | NA | NA | NA | NA
Denver International Airport III - Solar | -396507 | Operating | 3.4 | Solar | 2011 | Constellation NewEnergy, Inc. |  | WECC | RMPA | Denver | CO | Solar | 3.4 | NA | NA | NA | 15.8172 | 14.2258 | NA
Denver International Airport IV - Solar | -171472 | Operating | 1.5 | Solar | 2014 | Denver Solar Iv Llc |  | WECC | RMPA | Denver | CO | Solar | 1.5 | NA | NA | NA | 23.5921 | 22.8463 | 22.8311
Denver Metro Solar Project | -173789 | Operating | 1.6 | Solar | 2017 | Denver Housing Authority |  | WECC | RMPA | Adams | CO | Solar | 1.6 | NA | NA | NA | NA | 25.5779 | NA
DIA 7 Solar Project | -408969 | Operating | 9 | Solar | 2021 | Greenbacker Renewable Energy Company LLC |  | WECC | RMPA | Denver | CO | Solar | 9 | NA | NA | NA | 17.6281 | 12.2577 | NA
DIA 8 Solar Project | -510553 | Operating | 4.5 | Solar | 2022 | Greenbacker Renewable Energy Company LLC |  | WECC | RMPA | Denver | CO | Solar | 4.5 | NA | NA | NA | 13.45 | NA | NA
DIA 9 Solar Project | -781755 | Operating | 9.8 | Solar | 2024 | Greenbacker Renewable Energy Company LLC |  | WECC | RMPA | Denver | CO | Solar | 9.8 | NA | NA | NA | NA | NA | NA
Dillon | -2942 | Operating | 1.8 | Hydraulic Turbine | 1987 | City and County of Denver |  | WECC | RMPA | Summit | CO | Water | 1.8 | NA | NA | NA | 81.8176 | 57.1157 | 68.0175
DOE Golden NREL Main Campus Solar | -757236 | Operating | 3.3 | Solar | 2008 | U.S. Department of Energy's National Renewable Energy Laboratory |  | WECC | RMPA | Jefferson | CO | Solar | 3.3 | NA | NA | NA | NA | NA | NA
DOE Golden NWTC Load Side Solar | -170081 | Operating | 1.1 | Solar | 2009 | Sun Edison LLC |  | WECC | RMPA | Jefferson | CO | Solar | 1.1 | NA | NA | NA | NA | NA | NA
DOE Golden NWTC Research Side Battery | -638992 | Operating | 0.3 | Battery | 2019 | U.S. Department of Energy's National Renewable Energy Laboratory |  | WECC | RMPA | Jefferson | CO | Energy Storage | 0.3 | NA | NA | NA | NA | NA | NA
DOE Golden NWTC Research Side Solar Project | -757262 | Operating | 0.7 | Solar | 2019 | U.S. Department of Energy's National Renewable Energy Laboratory |  | WECC | RMPA | Jefferson | CO | Solar | 0.7 | NA | NA | NA | NA | NA | NA
Dove Solar CSG Project | -795199 | Operating | NA | Solar | 2025 | SunShare Management LLC |  | WECC | RMPA | Weld | CO | Solar | 5 | NA | NA | NA | NA | NA | NA
Dragon Trail Gas Processing | -176939 | Operating | 0.8 | Internal Combustion | 1971 | SWEVCO-SABW LLC |  | WECC | RMPA | Rio Blanco | CO | Gas | 0.79 | NA | NA | NA | NA | NA | NA
Eagle Springs Solar Project | -172111 | Operating | 1 | Solar | 2013 | Eagle Springs Solar Llc |  | WECC | RMPA | Garfield | CO | Solar | 1 | NA | NA | NA | 20.4566 | 18.847 | 19.6119
East Victory Way Solar Project | -746653 | Operating | 4 | Solar | 2023 | East Victory Way Solar LLC |  | WECC | RMPA | Moffat | CO | Solar | 4 | NA | NA | NA | 4.3522 | NA | NA
Estes | -511489 | Operating | 45 | Hydraulic Turbine | 1950 | U.S. Bureau Of Reclamation |  | WECC | RMPA | Larimer | CO | Water | 51.6 | NA | NA | NA | 23.4801 | 17.152 | 25.5323
Flatiron | -511491 | Operating | 86 | Hydraulic Turbine | 1954 | U.S. Bureau Of Reclamation |  | WECC | RMPA | Larimer | CO | Water | 86 | NA | NA | NA | 32.2283 | 24.4138 | 33.1806
Flatiron PS | -511568 | Operating | 8.5 | Pumped Storage | 1954 | U.S. Bureau Of Reclamation |  | WECC | RMPA | Larimer | CO | Water | 8.5 | NA | NA | NA | 0.2404 | 1.2382 | 0
Foothills Hydroelectric | -3347 | Operating | 3.1 | Hydraulic Turbine | 1985 | City and County of Denver |  | WECC | RMPA | Douglas | CO | Water | 3.1 | NA | NA | NA | 17.2301 | 23.4644 | 19.1781
Fort Carson Battery Storage System | -249347 | Operating | 4.2 | Battery | 2018 | Department of the Army, Fort Carson |  | WECC | RMPA | El Paso | CO | Energy Storage | 4.2 | NA | NM | NM | 1.1089 | 0.69309 | 0.005436
Fort Carson Solar Array | -167248 | Operating | 2 | Solar | 2007 | Morgan Stanley Renewables Inc. |  | WECC | RMPA | El Paso | CO | Solar | 1.5 | NA | NA | NA | 22.9224 | 22.5342 | 25.3044
Don Henry | -2972 | Operating | 22 | Gas Turbine | 1972 | City of Hastings, Nebraska | SPP | MRO | MRO-US | Adams | NE | Gas | 18 | 23913 | 19523 | 22243 | 0.71918 | 1.4523 | 0.95193
Doswell Combined Cycle Facility | -29296 | Operating | 752 | Combined Cycle | 1991 | LS Power Development, LLC | PJM | SERC | VACAR | Hanover | VA | Gas | 752 | 8357 | 8402 | 8614 | 66.1765 | 55.3733 | 56.2266
Doswell Peaking Unit | -163998 | Operating | 561 | Gas Turbine | 2001 | LS Power Development, LLC | PJM | SERC | VACAR | Hanover | VA | Gas | 564 | 11641 | 11645 | 11562 | 18.9928 | 18.9386 | 17.7937
Double C | -645762 | Operating | 49.8 | Gas Turbine | 1989 | ContourGlobal Limited | CAISO | WECC | CAMX | Kern | CA | Gas | 48 | 10594 | 10484 | NA | 5.4526 | 9.9401 | NA
Double C | -101330 | Operating | 49.8 | Gas Turbine | 1989 | GE Capital US Holdings, Inc. | CAISO | WECC | CAMX | Kern | CA | Gas | 48 | 10594 | 10484 | 10866 | 5.4526 | 9.9401 | 4.3693
Frederick Battery Storage | -781253 | Operating | 7.8 | Battery | 2024 | Ameresco, Inc. |  | WECC | RMPA | Weld | CO | Energy Storage | 7.8 | NA | NA | NA | NA | NA | NA
Fremont 1 Solar Plant | -256816 | Operating | 1.8 | Solar | 2020 | Fremont CO 1, LLC |  | WECC | RMPA | Fremont | CO | Solar | 1.8 | NA | NA | NA | 24.4356 | 24.8795 | 24.9176
Front Range Landfill | -764052 | Operating | 3.2 | Internal Combustion | 2011 | Aria Energy Corp. |  | WECC | RMPA | Weld | CO | Biomass | 3.1 | 11826 | 12540 | 12325 | 40.0427 | 49.4108 | 63.7318
Front Range Landfill | -85445 | Operating | 3.2 | Internal Combustion | 2011 | Ares EIF Management, LLC |  | WECC | RMPA | Weld | CO | Biomass | 3.1 | 11826 | 12540 | 12325 | 40.0427 | 49.4108 | 63.7318
Dover CT | -2987 | Operating | 19.5 | Gas Turbine | 1992 | Dover City of OH | PJM | RFC | R-PJM | Tuscarawas | OH | Gas | 15.3 | NA | 37360 | 16775 | NA | 0.21786 | 0.69165
Dover CT Energy Center | -477445 | Operating | 50 | Gas Turbine | 2001 | Basalt Infrastructure Partners LLP | PJM | RFC | R-PJM | Kent | DE | Gas | 50 | 10679 | 11078 | NA | 5.7333 | 8.0975 | NA
Gaylord Rockies CHP Plant | -611354 | Operating | 4 | Internal Combustion | 2022 | Unison Energy, LLC. |  | WECC | RMPA | Adams | CO | Gas | 4 | 7893 | 9013 | NA | 64.3436 | 35.5166 | NA
Georgetown Hydro | -3542 | Operating | 1.2 | Hydraulic Turbine | 1906 | Public Service Company of Colorado |  | WECC | RMPA | Clear Creek | CO | Water | 1.6 | NA | NA | NA | 0 | 1.7908 | 24.4078
Gilcrest Solar Garden | -493848 | Operating | 1.5 | Solar | 2018 | Undisclosed buyer |  | WECC | RMPA | Weld | CO | Solar | 1.5 | NA | NA | NA | 25.5023 | 46.1948 | 50.175
Gilcrest Sun Community Solar Garden | -508855 | Operating | 1.8 | Solar | 2021 | MTenant SunNet 2021 LLC |  | WECC | RMPA | Weld | CO | Solar | 1.8 | NA | NA | NA | 27.5558 | 27.8285 | NA
Gilcrest V Community Solar Garden | -348293 | Operating | 4.8 | Solar | 2021 | Sunshare, LLC |  | WECC | RMPA | Weld | CO | Solar | 4.8 | NA | NA | NA | 22.8096 | 24.786 | 22.5124
Golden West Wind Farm | -787389 | Operating | 250 | Wind Turbine | 2015 | XPLR Infrastructure, LP |  | WECC | RMPA | El Paso | CO | Wind | 250 | NA | NA | NA | 31.9565 | 38.5624 | 37.2419
Granby Hydropower Project | -172758 | Operating | 1.2 | Hydraulic Turbine | 2016 | Northern Colorado Water Conservancy District |  | WECC | RMPA | Grand | CO | Water | 1.2 | NA | NA | NA | 43.6073 | 50.4091 | 44.6442
Grazing Yak Project | -214181 | Operating | 35 | Solar | 2019 | NextEra Energy Resources, LLC |  | WECC | RMPA | El Paso | CO | Solar | 35 | NA | NA | NA | 26.1823 | 28.0691 | 28.7374
Greater Sandhill - Alamosa | -52059 | Operating | 19 | Solar | 2010 | SunPower Corporation, Systems |  | WECC | RMPA | Alamosa | CO | Solar | 19 | NA | NA | NA | 26.0454 | 25.9036 | 27.6574
Greater Sandhill - Alamosa | -52058 | Operating | 19 | Solar | 2010 | SunPower Corporation, Systems |  | WECC | RMPA | Alamosa | CO | Solar | 19 | NA | NA | NA | 26.0454 | 25.9036 | 27.6574
Green Mountain | -511500 | Operating | 26 | Hydraulic Turbine | 1943 | U.S. Bureau Of Reclamation |  | WECC | RMPA | Summit | CO | Water | 26 | NA | NA | NA | 20.6661 | 10.5475 | 11.3611
Gross | -164801 | Operating | 8 | Hydraulic Turbine | 2007 | City and County of Denver |  | WECC | RMPA | Boulder | CO | Water | 8 | NA | NA | NA | 15.458 | 18.2377 | 11.3246
Gunnison Tunnel (South Canal) Project | -168229 | Operating | 4 | Hydraulic Turbine | 2013 | Uncompahgre Valley Water Users Association |  | WECC | RMPA | Montrose | CO | Water | 3.8 | NA | NA | NA | 46.8307 | 48.0293 | 53.0341
Gunnison Tunnel (South Canal) Project | -168228 | Operating | 4 | Hydraulic Turbine | 2013 | Delta Montrose Electric Assn |  | WECC | RMPA | Montrose | CO | Water | 3.8 | NA | NA | NA | 46.8307 | 48.0293 | 53.0341
Hayden | -673589 | Operating & Planned | 465.4 | Steam Turbine | 1965 | Public Service Company of Colorado |  | WECC | RMPA | Routt | CO | Coal | 441 | 10795 | 10680 | 10755 | 63.1892 | 76.235 | 64.0625
Hayden | -140786 | Operating & Planned | 465.4 | Steam Turbine | 1965 | PacifiCorp |  | WECC | RMPA | Routt | CO | Coal | 441 | 10795 | 10680 | 10755 | 63.1892 | 76.235 | 64.0625
Hayden | -140785 | Operating & Planned | 465.4 | Steam Turbine | 1965 | PacifiCorp |  | WECC | RMPA | Routt | CO | Coal | 441 | 10795 | 10680 | 10755 | 63.1892 | 76.235 | 64.0625
Hayden | -3853 | Operating & Planned | 465.4 | Steam Turbine | 1965 | Salt River Project Agricultural Improvement and Power District, Arizona |  | WECC | RMPA | Routt | CO | Coal | 441 | 10795 | 10680 | 10755 | 63.1892 | 76.235 | 64.0625
High Mesa Battery Storage Project | -805083 | Operating | NA | Battery | 2025 | PIP5 LUMOS LLC |  | WECC | RMPA | Garfield | CO | Energy Storage | 10 | NA | NA | NA | NA | NA | NA
High Mesa Battery Storage Project | -805082 | Operating | NA | Battery | 2025 | Aes Clean Energy Development Holdings, Llc |  | WECC | RMPA | Garfield | CO | Energy Storage | 10 | NA | NA | NA | NA | NA | NA
High Mesa Solar Facility Project | -805081 | Operating | NA | Solar | 2025 | PIP5 LUMOS LLC |  | WECC | RMPA | Garfield | CO | Solar | 10 | NA | NA | NA | NA | NA | NA
High Mesa Solar Facility Project | -805080 | Operating | NA | Solar | 2025 | Aes Clean Energy Development Holdings, Llc |  | WECC | RMPA | Garfield | CO | Solar | 10 | NA | NA | NA | NA | NA | NA
Hillcrest | -3932 | Operating | 2 | Hydraulic Turbine | 1993 | City and County of Denver |  | WECC | RMPA | Denver | CO | Water | 2 | NA | NA | NA | 27.1804 | 32.0662 | 35.8162
Holly | -164864 | Operating | 2.9 | Internal Combustion | 1950 | Holly Town of |  | WECC | RMPA | Prowers | CO | Oil | 2.9 | 11105 | 11143 | 10800 | 0.074791 | 0.027555 | 0.11809
Hooper Solar Project (San Luis Valley) | -138549 | Operating | 52 | Solar | 2015 | 8point3 Energy Partners LP |  | WECC | RMPA | Alamosa | CO | Solar | 52 | NA | NA | NA | 25.9648 | 22.9149 | 23.348
Huerfano River Wind Project | -171034 | Operating | 8 | Wind Turbine | 2013 | Huerfano River Wind Llc |  | WECC | RMPA | Huerfano | CO | Wind | 8 | NA | NA | NA | 17.7169 | 17.4971 | 17.7397
Hunter Solar Project | -798029 | Operating | 75 | Solar | 2023 | D. E. Shaw Renewable Investments, L.L.C. |  | WECC | RMPA | Arapahoe | CO | Solar | 75 | NA | NA | NA | NA | NA | NA
Hunter Solar Project | -798028 | Operating | 75 | Solar | 2023 | Macquarie Asset Management Pty Limited |  | WECC | RMPA | Arapahoe | CO | Solar | 75 | NA | NA | NA | NA | NA | NA
Hunter Solar Project | -752591 | Operating | 75 | Solar | 2023 | Torch Clean Energy, LLC |  | WECC | RMPA | Arapahoe | CO | Solar | 75 | NA | NA | NA | 1.4152 | NA | NA
I25 Battery Storage (Firestone) | -163911 | Operating | 4 | Battery | 2018 | United Power, Inc. |  | WECC | RMPA | Weld | CO | Energy Storage | 4 | NA | NM | NM | 0.93037 | 2.2831 | 2.1804
IBM Solar Project | -250581 | Operating | 8.1 | Solar | 2019 | ESI Energy, LLC |  | WECC | RMPA | Boulder | CO | Solar | 8.1 | NA | NA | NA | 19.4459 | 21.4654 | 21.6529
Ignacio Gasoline | -144666 | Operating | 6.1 | Steam Turbine | 1984 | Harvest Midstream Company |  | WECC | RMPA | La Plata | CO | Other | 6.1 | 3412 | 3412 | 8843 | 84.1624 | 87.0649 | 89.5314
Imboden Solar Garden | -776639 | Operating | 3 | Solar | 2018 | OnSite Partners, LLC |  | WECC | RMPA | Adams | CO | Solar | 3 | NA | NA | NA | NA | NA | NA
Imboden Solar Garden | -776638 | Operating | 3 | Solar | 2018 | OnSite Partners, LLC |  | WECC | RMPA | Adams | CO | Solar | 3 | NA | NA | NA | NA | NA | NA
Jack's Solar Garden | -311821 | Operating | 1 | Solar | 2020 | Jack's Solar Garden LLC |  | WECC | RMPA | Boulder | CO | Solar | 1 | NA | NA | NA | 23.7215 | 24.5434 | 22.363
James W. Broderick Hydro Plant (Pueblo Dam) | -641130 | Operating | 7.5 | Hydraulic Turbine | 2019 | Board Of Waterworks Of Pueblo, Colorado |  | WECC | RMPA | Pueblo | CO | Water | 7.1 | NA | NA | NA | 33.3623 | 24.7267 | 27.96
James W. Broderick Hydro Plant (Pueblo Dam) | -176946 | Operating | 7.5 | Hydraulic Turbine | 2019 | Southeastern Colorado Water Conservancy District |  | WECC | RMPA | Pueblo | CO | Water | 7.1 | NA | NA | NA | 33.3623 | 24.7267 | 27.96
James W. Broderick Hydro Plant (Pueblo Dam) | -176944 | Operating | 7.5 | Hydraulic Turbine | 2019 | Colorado Springs Utilities |  | WECC | RMPA | Pueblo | CO | Water | 7.1 | NA | NA | NA | 33.3623 | 24.7267 | 27.96
Jeffco Community Solar Garden | -172940 | Operating | 1.2 | Solar | 2016 | Global Sun Holdings, Inc |  | WECC | RMPA | Jefferson | CO | Solar | 1.2 | NA | NA | NA | 24.2485 | 25.0381 | 19.9201
Dover CT Energy Center | -477444 | Operating | 50 | Gas Turbine | 2001 | Basalt Infrastructure Partners LLP | PJM | RFC | R-PJM | Kent | DE | Gas | 50 | 10679 | 11078 | NA | 5.7333 | 8.0975 | NA
Julesburg | -4308 | Operating | 2.8 | Internal Combustion | 1945 | Julesburg City of |  | WECC | RMPA | Sedgwick | CO | Oil | 2.2 | NA | NA | NA | 0 | 0 | 0
Keenesburg Battery Storage Plant | -766643 | Operating | 11.7 | Battery | 2024 | Ameresco, Inc. |  | WECC | RMPA | Weld | CO | Energy Storage | 11.7 | NA | NA | NA | NA | NA | NA
Kit Carson Windpower Project | -695637 | Operating | 51 | Wind Turbine | 2010 | Brookfield Renewable Partners L.P. |  | WECC | RMPA | Kit Carson | CO | Wind | 51 | NA | NA | NA | 35.1305 | NA | NA
Kit Carson Windpower Project | -193226 | Operating | 51 | Wind Turbine | 2010 | John Hancock Life Insurance Company (U.S.A) |  | WECC | RMPA | Kit Carson | CO | Wind | 51 | NA | NA | NA | 35.1305 | 39.799 | 38.6008
Lafayette Horizon Solar | -674215 | Operating | 1.6 | Solar | 2019 | PIP5 LUMOS LLC |  | WECC | RMPA | Boulder | CO | Solar | 1.6 | NA | NA | NA | 22.0605 | 25.5066 | 25.3425
Lafayette Horizon Solar | -674214 | Operating | 1.6 | Solar | 2019 | Aes Clean Energy Development Holdings, Llc |  | WECC | RMPA | Boulder | CO | Solar | 1.6 | NA | NA | NA | 22.0605 | 25.5066 | 25.3425
Lakewood Hydroelectric | -165020 | Operating | 3.5 | Hydraulic Turbine | 2004 | City of Boulder, Colorado |  | WECC | RMPA | Boulder | CO | Water | 3.5 | NA | NA | NA | 28.3692 | 26.5492 | 21.2264
Lamar IC | -23559 | Out of Service | 2 | Internal Combustion | 1946 | Arkansas River Power Authority |  | WECC | RMPA | Prowers | CO | Oil | NA | NA | NA | NA | NA | NA | NA
Lamar IC | -4574 | Out of Service | 2 | Internal Combustion | 1946 | Lamar City of CO |  | WECC | RMPA | Prowers | CO | Oil | NA | NA | NA | NA | NA | NA | NA
Lamar Wind (Baca County) | -168718 | Operating | 1.5 | Wind Turbine | 2004 | Arkansas River Power Authority |  | WECC | RMPA | Baca | CO | Wind | 1.5 | NA | NA | NA | 38.3105 | NA | NA
Lamar Wind (Prowers County) | -166223 | Operating | 6 | Wind Turbine | 2004 | Lamar City of CO |  | WECC | RMPA | Prowers | CO | Wind | 5.5 | NA | NA | NA | 24.0473 | 26.0648 | 26.4529
Lamar Wind (Prowers County) | -166222 | Operating | 6 | Wind Turbine | 2004 | Arkansas River Power Authority |  | WECC | RMPA | Prowers | CO | Wind | 5.5 | NA | NA | NA | 24.0473 | 26.0648 | 26.4529
Lark Bunting Community Solar Project | -796779 | Operating | NA | Solar | 2025 | SunNet 2024 HoldCo, LLC |  | WECC | RMPA | Weld | CO | Solar | 5 | NA | NA | NA | NA | NA | NA
Las Animas | -4602 | Operating | 5.6 | Internal Combustion | 1941 | Las Animas City of |  | WECC | RMPA | Bent | CO | Oil | 5.1 | NA | NA | NA | 0 | 0 | 0
Dover CT Energy Center | -221239 | Operating | 50 | Gas Turbine | 2001 | DCO Energy LLC | PJM | RFC | R-PJM | Kent | DE | Gas | 50 | 10679 | 11078 | 10422 | 5.7333 | 8.0975 | 7.5886
Limon I Wind Farm | -169485 | Operating | 200 | Wind Turbine | 2012 | NextEra Energy Resources, LLC |  | WECC | RMPA | Lincoln | CO | Wind | 200 | NA | NA | NA | 30.2643 | 39.3989 | 40.3385
Limon II Wind Farm | -170358 | Operating | 200 | Wind Turbine | 2012 | NextEra Energy Resources, LLC |  | WECC | RMPA | Lincoln | CO | Wind | 200 | NA | NA | NA | 26.0748 | 34.2873 | 34.0282
Limon III Wind Farm | -171441 | Operating | 200.6 | Wind Turbine | 2014 | ESI Energy, LLC |  | WECC | RMPA | Lincoln | CO | Wind | 200.6 | NA | NA | NA | 43.6042 | 45.6964 | 46.4018
Logan 1 Community Solar Array | -133431 | Operating | 1.5 | Solar | 2017 | Clean Focus Renewables, Inc. |  | WECC | RMPA | Logan | CO | Solar | 1.5 | NA | NA | NA | 25.9817 | 26.8569 | 26.1568
Logan Wind Energy Center (Peetz Table II) | -166855 | Operating | 201 | Wind Turbine | 2007 | NextEra Energy Resources, LLC |  | WECC | RMPA | Logan | CO | Wind | 201 | NA | NA | NA | 28.1753 | 26.1596 | 22.0439
Longmont | -4723 | Operating | 0.6 | Hydraulic Turbine | 1911 | City of Longmont, Colorado |  | WECC | RMPA | Boulder | CO | Water | 0.6 | NA | NA | NA | NA | NA | NA
Lower Molina | -511516 | Operating | 5.6 | Hydraulic Turbine | 1962 | U.S. Bureau Of Reclamation |  | WECC | RMPA | Mesa | CO | Water | 5.6 | NA | NA | NA | 37.9403 | 24.786 | 8.7084
Dover Energy Center - Repower CC | -477449 | Operating | 68 | Combined Cycle | 2013 | Basalt Infrastructure Partners LLP | PJM | RFC | R-PJM | Kent | DE | Gas | 65 | 9528 | 9009 | NA | 11.3637 | 12.9556 | NA
Manitou | -165099 | Operating | 5.6 | Hydraulic Turbine | 1927 | Colorado Springs Utilities |  | WECC | RMPA | El Paso | CO | Water | 5.5 | NA | NA | NA | 30.3902 | 37.5737 | 29.8319
Dover Energy Center - Repower CC | -477448 | Operating | 68 | Combined Cycle | 2013 | Basalt Infrastructure Partners LLP | PJM | RFC | R-PJM | Kent | DE | Gas | 65 | 9528 | 9009 | NA | 11.3637 | 12.9556 | NA
Marys Lake | -511517 | Operating | 8.1 | Hydraulic Turbine | 1951 | U.S. Bureau Of Reclamation |  | WECC | RMPA | Larimer | CO | Water | 9.3 | NA | NA | NA | 0 | 27.8539 | 51.6595
McPhee | -511519 | Operating | 1.2 | Hydraulic Turbine | 1992 | U.S. Bureau Of Reclamation |  | WECC | RMPA | Montezuma | CO | Water | 1.2 | NA | NA | NA | 51.0084 | 8.1526 | 1.503
Mead Battery Storage Project | -766642 | Operating | 7.8 | Battery | 2024 | Ameresco, Inc. |  | WECC | RMPA | Weld | CO | Energy Storage | 7.8 | NA | NA | NA | NA | NA | NA
Mesa CSG 1 Murdock (Grand Junction Community Solar Garden) | -465388 | Operating | 1.5 | Solar | 2019 | Fonds de solidarité FTQ |  | WECC | RMPA | Mesa | CO | Solar | 1.5 | NA | NA | NA | 27.032 | 27.6636 | 29.3075
Mesa CSG 1 Murdock (Grand Junction Community Solar Garden) | -465387 | Operating | 1.5 | Solar | 2019 | Caisse de dépôt et placement du Québec |  | WECC | RMPA | Mesa | CO | Solar | 1.5 | NA | NA | NA | 27.032 | 27.6636 | 29.3075
Mesa CSG 2 Massicotte (Palisade Community Solar Garden) | -465386 | Operating | 1.5 | Solar | 2019 | Fonds de solidarité FTQ |  | WECC | RMPA | Mesa | CO | Solar | 1.5 | NA | NA | NA | 22.4734 | 15.0304 | 24.0107
Mesa CSG 2 Massicotte (Palisade Community Solar Garden) | -465385 | Operating | 1.5 | Solar | 2019 | Caisse de dépôt et placement du Québec |  | WECC | RMPA | Mesa | CO | Solar | 1.5 | NA | NA | NA | 22.4734 | 15.0304 | 24.0107
Mesa CSG Solar Farm (Grand Junction) | -130254 | Operating | 1.6 | Solar | 2014 | Greenbacker Renewable Energy Company LLC |  | WECC | RMPA | Mesa | CO | Solar | 1.6 | NA | NA | NA | 23.2734 | 24.3293 | 24.4221
Dover Energy Center - Repower CC | -221248 | Operating | 68 | Combined Cycle | 2013 | DCO Energy LLC | PJM | RFC | R-PJM | Kent | DE | Gas | 65 | 9528 | 9009 | 9231 | 11.3637 | 12.9556 | 15.3572
Metro Wastewater Reclamation District | -5037 | Operating | 8 | Internal Combustion | 1985 | Metro Water Recovery |  | WECC | RMPA | Adams | CO | Biomass | 2.4 | 13829 | 15129 | 15109 | 2.402 | 1.8479 | 2.5209
Monte Vista 2 Solar Facility | -317922 | Operating | 1.6 | Solar | 2020 | Greenbacker Renewable Energy Corporation |  | WECC | RMPA | Rio Grande | CO | Solar | 1.6 | NA | NA | NA | 27.2332 | 29.3094 | 30.9218
Morrow Point | -511521 | Operating | 173.2 | Hydraulic Turbine | 1970 | U.S. Bureau Of Reclamation |  | WECC | RMPA | Montrose | CO | Water | 173.2 | NA | NA | NA | 18.0522 | 13.6707 | 16.0673
Mount Elbert | -511523 | Operating | 200 | Pumped Storage | 1981 | U.S. Bureau Of Reclamation |  | WECC | RMPA | Lake | CO | Water | 230 | NA | NA | NA | 7.2195 | 13.1254 | 8.6573
Mountain Breeze Wind Farm | -466578 | Operating | 171.7 | Wind Turbine | 2020 | Leeward Renewable Energy, LLC |  | WECC | RMPA | Weld | CO | Wind | 171.7 | NA | NA | NA | 36.2665 | 43.1993 | 39.062
Mtn Solar 1 Project | -220072 | Operating | 1.5 | Solar | 2019 | Fonds de solidarité FTQ |  | WECC | RMPA | Adams | CO | Solar | 1.5 | NA | NA | NA | 25.9513 | 21.7884 | 26.309
Mtn Solar 1 Project | -220071 | Operating | 1.5 | Solar | 2019 | Régime de retraite de l'Université du Québec |  | WECC | RMPA | Adams | CO | Solar | 1.5 | NA | NA | NA | 25.9513 | 21.7884 | 26.309
Mtn Solar 1 Project | -220070 | Operating | 1.5 | Solar | 2019 | Energir Development, Inc. |  | WECC | RMPA | Adams | CO | Solar | 1.5 | NA | NA | NA | 25.9513 | 21.7884 | 26.309
Mtn Solar 1 Project | -220069 | Operating | 1.5 | Solar | 2019 | British Columbia Investment Management Corporation |  | WECC | RMPA | Adams | CO | Solar | 1.5 | NA | NA | NA | 25.9513 | 21.7884 | 26.309
Mtn Solar 1 Project | -220068 | Operating | 1.5 | Solar | 2019 | Enbridge Inc. |  | WECC | RMPA | Adams | CO | Solar | 1.5 | NA | NA | NA | 25.9513 | 21.7884 | 26.309
Mtn Solar 1 Project | -220067 | Operating | 1.5 | Solar | 2019 | Caisse de dépôt et placement du Québec |  | WECC | RMPA | Adams | CO | Solar | 1.5 | NA | NA | NA | 25.9513 | 21.7884 | 26.309
Mtn Solar 2 Project | -465420 | Operating | 1.5 | Solar | 2019 | Fonds de solidarité FTQ |  | WECC | RMPA | Adams | CO | Solar | 1.5 | NA | NA | NA | 26.6971 | 25.0381 | 26.9102
Mtn Solar 2 Project | -465419 | Operating | 1.5 | Solar | 2019 | Caisse de dépôt et placement du Québec |  | WECC | RMPA | Adams | CO | Solar | 1.5 | NA | NA | NA | 26.6971 | 25.0381 | 26.9102
Mtn Solar 3 Project | -465422 | Operating | 1.5 | Solar | 2020 | Fonds de solidarité FTQ |  | WECC | RMPA | Morgan | CO | Solar | 1.5 | NA | NA | NA | 22.4658 | 19.1248 | 26.5449
Mtn Solar 3 Project | -465421 | Operating | 1.5 | Solar | 2020 | Caisse de dépôt et placement du Québec |  | WECC | RMPA | Morgan | CO | Solar | 1.5 | NA | NA | NA | 22.4658 | 19.1248 | 26.5449
Mtn Solar 4 (CSG) Solar Project | -394304 | Operating | 1.85 | Solar | 2021 | Fonds de solidarité FTQ |  | WECC | RMPA | Jefferson | CO | Solar | 1.85 | NA | NA | NA | 20.6528 | 20.2271 | 0.98112
Mtn Solar 4 (CSG) Solar Project | -394303 | Operating | 1.85 | Solar | 2021 | Caisse de dépôt et placement du Québec |  | WECC | RMPA | Jefferson | CO | Solar | 1.85 | NA | NA | NA | 20.6528 | 20.2271 | 0.98112
Mtn Solar 6 (CSG) Solar Plant | -613186 | Operating | 2 | Solar | 2022 | Nautilus Solar Solutions, LLC |  | WECC | RMPA | Logan | CO | Solar | 2 | NA | NA | NA | 19.7546 | 19.1895 | NA
Mtn Solar 6 (CSG) Solar Plant | -613185 | Operating | 2 | Solar | 2022 | Pansolo Holding Inc. |  | WECC | RMPA | Logan | CO | Solar | 2 | NA | NA | NA | 19.7546 | 19.1895 | NA
Mtn Solar 6 (CSG) Solar Plant | -436719 | Operating | 2 | Solar | 2022 | Nautilus Solar Solutions, LLC |  | WECC | RMPA | Logan | CO | Solar | 2 | NA | NA | NA | 19.7546 | 19.1895 | NA
Neptune Battery Storage Project | -669895 | Operating | 125 | Battery | 2023 | NextEra Energy Resources, LLC |  | WECC | RMPA | Pueblo | CO | Energy Storage | 125 | NA | NA | NA | 6.4022 | NA | NA
Neptune Solar Power Plant | -669782 | Operating | 325 | Solar | 2023 | NextEra Energy Resources, LLC |  | WECC | RMPA | Pueblo | CO | Solar | 325 | NA | NA | NA | 14.8555 | NA | NA
Niyol Wind Energy Center | -389561 | Operating | 205.6 | Wind Turbine | 2021 | NextEra Energy Resources, LLC |  | WECC | RMPA | Logan | CO | Wind | 205 | NA | NA | NA | 39.961 | 48.708 | 11.6241
North Fork Hydro Plant | -5471 | Operating | 5.5 | Hydraulic Turbine | 1988 | City and County of Denver |  | WECC | RMPA | Park | CO | Water | 5.5 | NA | NA | NA | 26.2619 | 6.2951 | 0.035284
Northern Colorado Wind (NCW) | -787356 | Operating | 174.3 | Wind Turbine | 2009 | XPLR Infrastructure, LP |  | WECC | RMPA | Logan | CO | Wind | 174.3 | NA | NA | NA | 33.8793 | 37.5924 | 29.6047
Northern Colorado Wind (NCW) | -118996 | Operating | 174.3 | Wind Turbine | 2009 | NextEra Energy Equity Partners, LP |  | WECC | RMPA | Logan | CO | Wind | 174.3 | NA | NA | NA | 33.8793 | 37.5924 | 29.6047
NREL Superior | -757223 | Operating | 5.8 | Wind Turbine | 2009 | U.S. Department of Energy's National Renewable Energy Laboratory |  | WECC | RMPA | Jefferson | CO | Wind | 5.8 | NA | NA | NA | NA | NA | NA
NREL Superior Battery Storage Project | -757295 | Operating | 1 | Battery | 2019 | U.S. Department of Energy's National Renewable Energy Laboratory |  | WECC | RMPA | Jefferson | CO | Energy Storage | 1 | NA | NA | NA | NA | NA | NA
NSE Camber BH CSG 2 Solar Plant | -613167 | Operating | 2 | Solar | 2021 | Pansolo Holding Inc. |  | WECC | RMPA | Crowley | CO | Solar | 2 | NA | NA | NA | 21.3185 | 22.9281 | 0.39954
NSE Camber BH CSG 2 Solar Plant | -393947 | Operating | 2 | Solar | 2021 | Nautilus Solar Solutions, LLC |  | WECC | RMPA | Crowley | CO | Solar | 2 | NA | NA | NA | 21.3185 | 22.9281 | 0.39954
NSE Camber BH CSG 2 Solar Plant | -393945 | Operating | 2 | Solar | 2021 | Nautilus Solar Solutions, LLC |  | WECC | RMPA | Crowley | CO | Solar | 2 | NA | NA | NA | 21.3185 | 22.9281 | 0.39954
NSE Camber Solar PS11 Project | -613190 | Operating | 2 | Solar | 2022 | Nautilus Solar Solutions, LLC |  | WECC | RMPA | Logan | CO | Solar | 2 | NA | NA | NA | 19.2808 | 18.9441 | NA
NSE Camber Solar PS11 Project | -613189 | Operating | 2 | Solar | 2022 | Pansolo Holding Inc. |  | WECC | RMPA | Logan | CO | Solar | 2 | NA | NA | NA | 19.2808 | 18.9441 | NA
NSE Camber Solar PS11 Project | -436959 | Operating | 2 | Solar | 2022 | Nautilus Solar Solutions, LLC |  | WECC | RMPA | Logan | CO | Solar | 2 | NA | NA | NA | 19.2808 | 18.9441 | NA
NSE Camber Solar PS13 Project | -613161 | Operating | 2 | Solar | 2022 | Nautilus Solar Solutions, LLC |  | WECC | RMPA | Logan | CO | Solar | 2 | NA | NA | NA | 19.8231 | 21.4269 | NA
NSE Camber Solar PS13 Project | -613160 | Operating | 2 | Solar | 2022 | Pansolo Holding Inc. |  | WECC | RMPA | Logan | CO | Solar | 2 | NA | NA | NA | 19.8231 | 21.4269 | NA
NSE Camber Solar PS13 Project | -426291 | Operating | 2 | Solar | 2022 | Nautilus Solar Solutions, LLC |  | WECC | RMPA | Logan | CO | Solar | 2 | NA | NA | NA | 19.8231 | 21.4269 | NA
NSE Camber Solar PS5 Plant | -613178 | Operating | 2 | Solar | 2022 | Pansolo Holding Inc. |  | WECC | RMPA | Weld | CO | Solar | 2 | NA | NA | NA | 20.9018 | 20.5422 | NA
NSE Camber Solar PS5 Plant | -426602 | Operating | 2 | Solar | 2022 | Nautilus Solar Solutions, LLC |  | WECC | RMPA | Weld | CO | Solar | 2 | NA | NA | NA | 20.9018 | 20.5422 | NA
NSE Camber Solar PS5 Plant | -426600 | Operating | 2 | Solar | 2022 | Nautilus Solar Solutions, LLC |  | WECC | RMPA | Weld | CO | Solar | 2 | NA | NA | NA | 20.9018 | 20.5422 | NA
NSE Camber Solar PS6 Solar Project | -613182 | Operating | 2 | Solar | 2022 | Nautilus Solar Solutions, LLC |  | WECC | RMPA | Weld | CO | Solar | 2 | NA | NA | NA | 13.0537 | 20.7078 | NA
NSE Camber Solar PS6 Solar Project | -613181 | Operating | 2 | Solar | 2022 | Pansolo Holding Inc. |  | WECC | RMPA | Weld | CO | Solar | 2 | NA | NA | NA | 13.0537 | 20.7078 | NA
NSE Camber Solar PS6 Solar Project | -426896 | Operating | 2 | Solar | 2022 | Nautilus Solar Solutions, LLC |  | WECC | RMPA | Weld | CO | Solar | 2 | NA | NA | NA | 13.0537 | 20.7078 | NA
Oak Leaf Energy Partners Portfolio - OL 37 Solar Project | -679416 | Operating | 1.5 | Solar | 2020 | Distributed Solar Development, LLC |  | WECC | RMPA | Adams | CO | Solar | 1.5 | NA | NA | NA | 25.4262 | NA | NA
Oak Leaf Solar XLIV Project | -678939 | Operating | 1.5 | Solar | 2020 | Distributed Solar Development, LLC |  | WECC | RMPA | Adams | CO | Solar | 1.5 | NA | NA | NA | 25.6621 | NA | NA
Oak Leaf Solar XXI Project | -163918 | Operating | 1.5 | Solar | 2018 | Greenbacker Renewable Energy Company LLC |  | WECC | RMPA | Arapahoe | CO | Solar | 1.5 | NA | NA | NA | 26.7428 | 26.172 | 26.6058
Oak Leaf Solar XXII Project | -163929 | Operating | 1.5 | Solar | 2019 | Greenbacker Renewable Energy Corporation |  | WECC | RMPA | Denver | CO | Solar | 1.5 | NA | NA | NA | 27.1309 | 28.4323 | 27.1461
Oak Leaf Solar XXIII Project | -436722 | Operating | 1.5 | Solar | 2019 | Distributed Solar Development, LLC |  | WECC | RMPA | Adams | CO | Solar | 1.5 | NA | NA | NA | 26.2633 | 25.2435 | 28.4247
Oak Leaf Solar XXIV Project | -411517 | Operating | 1.5 | Solar | 2019 | Distributed Solar Development, LLC |  | WECC | RMPA | Arapahoe | CO | Solar | 1.5 | NA | NA | NA | 23.3181 | 24.6043 | 27.793
Oak Leaf Solar XXV Project | -163919 | Operating | 1.5 | Solar | 2018 | Greenbacker Renewable Energy Company LLC |  | WECC | RMPA | Arapahoe | CO | Solar | 1.5 | NA | NA | NA | 22.8615 | 23.5008 | 27.8463
Oak Leaf Solar XXVI Project | -163927 | Operating | 1.5 | Solar | 2019 | Greenbacker Renewable Energy Company LLC |  | WECC | RMPA | Denver | CO | Solar | 1.5 | NA | NA | NA | 24.0183 | 24.0335 | 27.4962
Oak Leaf Solar XXVII | -163915 | Operating | 1.5 | Solar | 2018 | Greenbacker Renewable Energy Company LLC |  | WECC | RMPA | Weld | CO | Solar | 1.5 | NA | NA | NA | 25.9741 | 23.8432 | 26.7656
Oak Leaf Solar XXVIII | -191967 | Operating | 1.5 | Solar | 2019 | Greenbacker Renewable Energy Corporation |  | WECC | RMPA | Weld | CO | Solar | 1.5 | NA | NA | NA | 22.8311 | 25.3272 | 26.7123
Oak Leaf Solar XXX Project | -174101 | Operating | 1.5 | Solar | 2018 | Greenbacker Renewable Energy Company LLC |  | WECC | RMPA | Alamosa | CO | Solar | 1.5 | NA | NA | NA | 30.1294 | 28.0746 | 31.9178
Oak Leaf Solar XXXI Project | -163928 | Operating | 1.5 | Solar | 2018 | Greenbacker Renewable Energy Company LLC |  | WECC | RMPA | Mesa | CO | Solar | 1.5 | NA | NA | NA | 24.8858 | 24.1629 | 28.242
Oak Leaf Solar XXXII Project | -176171 | Operating | 1.5 | Solar | 2019 | Greenbacker Renewable Energy Company LLC |  | WECC | RMPA | Garfield | CO | Solar | 1.5 | NA | NA | NA | 23.7519 | 26.1035 | 27.1461
Oak Leaf Solar XXXIII LLC (Lantz) | -250389 | Operating | 3 | Solar | 2020 | Greenbacker Renewable Energy Corporation |  | WECC | RMPA | Chaffee | CO | Solar | 3 | NA | NA | NA | 14.7831 | 14.7032 | 15.0685
Oak Leaf Solar XXXIX Project | -678686 | Operating | 1.5 | Solar | 2021 | Distributed Solar Development, LLC |  | WECC | RMPA | Arapahoe | CO | Solar | 1.5 | NA | NA | NA | 26.4155 | NA | NA
Oak Leaf Solar XXXVI Project | -678676 | Operating | 1.5 | Solar | 2021 | Distributed Solar Development, LLC |  | WECC | RMPA | Arapahoe | CO | Solar | 1.5 | NA | NA | NA | 19.6956 | NA | NA
Oak Leaf Solar XXXVIII Project | -678684 | Operating | 1.5 | Solar | 2021 | Distributed Solar Development, LLC |  | WECC | RMPA | Adams | CO | Solar | 1.5 | NA | NA | NA | 25.4947 | NA | NA
OREG 4 Peetz Geothermal | -167942 | Operating | 4.5 | Other | 2009 | Ormat Nevada, Inc. |  | WECC | RMPA | Logan | CO | Other | 4.5 | 3411 | 3412 | 8843 | 4.5485 | 5.7839 | 18.6225
Overland Solar Project | -793564 | Operating | NA | Solar | 2024 | Dolomite Holding Company, LLC |  | WECC | RMPA | Weld | CO | Solar | 11 | NA | NA | NA | NA | NA | NA
Overland Solar Project | -793563 | Operating | NA | Solar | 2024 | Dolomite Holding Company, LLC |  | WECC | RMPA | Weld | CO | Solar | 11 | NA | NA | NA | NA | NA | NA
Palmer Solar Park | -695771 | Operating | 60 | Solar | 2020 | Brookfield Renewable Partners L.P. |  | WECC | RMPA | El Paso | CO | Solar | 60 | NA | NA | NA | 27.8657 | NA | NA
Panasonic Carport Battery Storage Project | -591510 | Operating | 1 | Battery | 2017 | Public Service Company of Colorado |  | WECC | RMPA | Denver | CO | Energy Storage | 1 | NA | NA | NA | 0 | 0 | NA
Panasonic Carport Solar | -163819 | Operating | 1.3 | Solar | 2017 | Public Service Company of Colorado |  | WECC | RMPA | Denver | CO | Solar | 1.3 | NA | NA | NA | 19.4591 | 15.8851 | NA
Panorama Wind Farm | -466601 | Operating | 145 | Wind Turbine | 2022 | Leeward Renewable Energy, LLC |  | WECC | RMPA | Weld | CO | Wind | 145 | NA | NA | NA | 41.6534 | 23.1505 | NA
Parkway Battery Storage Plant | -766644 | Operating | 7.8 | Battery | 2024 | Ameresco, Inc. |  | WECC | RMPA | Broomfield | CO | Energy Storage | 7.8 | NA | NA | NA | NA | NA | NA
Pawnee | -5776 | Operating | 552.3 | Steam Turbine | 1981 | Public Service Company of Colorado |  | WECC | RMPA | Morgan | CO | Coal | 505 | 12123 | 11255 | 11147 | 61.3002 | 56.5917 | 64.9108
Peak View Wind Project | -756857 | Operating | 60.8 | Wind Turbine | 2016 | Black Hills Energy Ventures Inc. |  | WECC | RMPA | Huerfano | CO | Wind | 60.8 | NA | NA | NA | 34.4364 | 36.5531 | 38.2812
Peetz Table Wind Energy Center | -166793 | Operating | 199.5 | Wind Turbine | 2007 | NextEra Energy Resources, LLC |  | WECC | RMPA | Logan | CO | Wind | 199.5 | NA | NA | NA | 37.3755 | 43.0935 | 35.6858
Penitente Solar Project | -776617 | Operating | 2.7 | Solar | 2017 | OnSite Partners, LLC |  | WECC | RMPA | Saguache | CO | Solar | 2.7 | NA | NA | NA | NA | NA | NA
Penitente Solar Project | -776616 | Operating | 2.7 | Solar | 2017 | OnSite Partners, LLC |  | WECC | RMPA | Saguache | CO | Solar | 2.7 | NA | NA | NA | NA | NA | NA
Piceance Creek Solar Farm (Bar D Solar) | -405309 | Operating | 4 | Solar | 2019 | Cypress Creek Renewables, LLC |  | WECC | RMPA | Rio Blanco | CO | Solar | 4 | NA | NA | NA | 21.2186 | 25.7363 | 26.23
Pike Solar Project | -742229 | Operating | 175 | Solar | 2023 | Brookfield Renewable Partners L.P. |  | WECC | RMPA | El Paso | CO | Solar | 175 | NA | NA | NA | 0.43405 | NA | NA
Pikes Peak Solar Garden | -663160 | Operating | 2 | Solar | 2015 | Clearway Energy, Inc. |  | WECC | RMPA | El Paso | CO | Solar | 2 | NA | NA | NA | 57.0548 | NA | NA
Pikes Peak Solar Garden | -663159 | Operating | 2 | Solar | 2015 | Clearway Energy, Inc. |  | WECC | RMPA | El Paso | CO | Solar | 2 | NA | NA | NA | 57.0548 | NA | NA
Pioneer Greenfield Solar Project | -364987 | Operating | 80 | Solar | 2021 | Idemitsu Renewables America, Inc. |  | WECC | RMPA | Adams | CO | Solar | 80 | NA | NA | NA | 25.6811 | 29.1594 | 20.9729
Pitkin County Solar Project | -393887 | Operating | 5 | Solar | 2021 | Primergy Solar, LLC |  | WECC | RMPA | Pitkin | CO | Solar | 5 | NA | NA | NA | 26.9224 | 26.8402 | 2.2831
Pivot Solar 1 Farm | -613090 | Operating | 1 | Solar | 2022 | Nautilus Solar Energy, LLC |  | WECC | RMPA | Garfield | CO | Solar | 1 | NA | NA | NA | 22.1233 | 8.8014 | NA
Pivot Solar 1 Farm | -613089 | Operating | 1 | Solar | 2022 | Pansolo Holding Inc. |  | WECC | RMPA | Garfield | CO | Solar | 1 | NA | NA | NA | 22.1233 | 8.8014 | NA
Pivot Solar 1 Farm | -470545 | Operating | 1 | Solar | 2022 | Nautilus Solar Energy, LLC |  | WECC | RMPA | Garfield | CO | Solar | 1 | NA | NA | NA | 22.1233 | 8.8014 | NA
Pivot Solar 10 Project | -765646 | Operating | 1 | Solar | 2024 | Nautilus Solar Energy, LLC | MISO | MRO | MRO-US | Arapahoe | CO | Solar | 1 | NA | NA | NA | NA | NA | NA
Pivot Solar 10 Project | -765645 | Operating | 1 | Solar | 2024 | Nautilus Solar Energy, LLC | MISO | MRO | MRO-US | Arapahoe | CO | Solar | 1 | NA | NA | NA | NA | NA | NA
Pivot Solar 10 Project | -765644 | Operating | 1 | Solar | 2024 | Pansolo Holding Inc. | MISO | MRO | MRO-US | Arapahoe | CO | Solar | 1 | NA | NA | NA | NA | NA | NA
Pivot Solar 12 Project | -613171 | Operating | 1 | Solar | 2022 | Nautilus Solar Solutions, LLC |  | WECC | RMPA | Logan | CO | Solar | 1 | NA | NA | NA | 19.7603 | 18.4018 | NA
Pivot Solar 12 Project | -613170 | Operating | 1 | Solar | 2022 | Pansolo Holding Inc. |  | WECC | RMPA | Logan | CO | Solar | 1 | NA | NA | NA | 19.7603 | 18.4018 | NA
Pivot Solar 12 Project | -436564 | Operating | 1 | Solar | 2022 | Nautilus Solar Solutions, LLC |  | WECC | RMPA | Logan | CO | Solar | 1 | NA | NA | NA | 19.7603 | 18.4018 | NA
Pivot Solar 14 Project | -613098 | Operating | 2 | Solar | 2022 | Nautilus Solar Energy, LLC |  | WECC | RMPA | Morgan | CO | Solar | 2 | NA | NA | NA | 21.5525 | 0.45091 | NA
Pivot Solar 14 Project | -613097 | Operating | 2 | Solar | 2022 | Pansolo Holding Inc. |  | WECC | RMPA | Morgan | CO | Solar | 2 | NA | NA | NA | 21.5525 | 0.45091 | NA
Pivot Solar 14 Project | -510550 | Operating | 2 | Solar | 2022 | Nautilus Solar Energy, LLC |  | WECC | RMPA | Morgan | CO | Solar | 2 | NA | NA | NA | 21.5525 | 0.45091 | NA
Pivot Solar 15 Project | -613114 | Operating | 1 | Solar | 2022 | Nautilus Solar Solutions, LLC |  | WECC | RMPA | Morgan | CO | Solar | 1 | NA | NA | NA | 22.5342 | 0.34247 | NA
Pivot Solar 15 Project | -613113 | Operating | 1 | Solar | 2022 | Pansolo Holding Inc. |  | WECC | RMPA | Morgan | CO | Solar | 1 | NA | NA | NA | 22.5342 | 0.34247 | NA
Pivot Solar 15 Project | -510552 | Operating | 1 | Solar | 2022 | Nautilus Solar Solutions, LLC |  | WECC | RMPA | Morgan | CO | Solar | 1 | NA | NA | NA | 22.5342 | 0.34247 | NA
Pivot Solar 2 Farm | -613102 | Operating | 2 | Solar | 2022 | Nautilus Solar Energy, LLC |  | WECC | RMPA | Morgan | CO | Solar | 2 | NA | NA | NA | 21.661 | 0.56507 | NA
Pivot Solar 2 Farm | -613101 | Operating | 2 | Solar | 2022 | Pansolo Holding Inc. |  | WECC | RMPA | Morgan | CO | Solar | 2 | NA | NA | NA | 21.661 | 0.56507 | NA
Pivot Solar 2 Farm | -510551 | Operating | 2 | Solar | 2022 | Nautilus Solar Energy, LLC |  | WECC | RMPA | Morgan | CO | Solar | 2 | NA | NA | NA | 21.661 | 0.56507 | NA
Pivot Solar 3 Project | -613122 | Operating | 2 | Solar | 2022 | Nautilus Solar Energy, LLC |  | WECC | RMPA | Garfield | CO | Solar | 2 | NA | NA | NA | 21.7466 | 8.8128 | NA
Pivot Solar 3 Project | -613121 | Operating | 2 | Solar | 2022 | Pansolo Holding Inc. |  | WECC | RMPA | Garfield | CO | Solar | 2 | NA | NA | NA | 21.7466 | 8.8128 | NA
Pivot Solar 3 Project | -470548 | Operating | 2 | Solar | 2022 | Nautilus Solar Energy, LLC |  | WECC | RMPA | Garfield | CO | Solar | 2 | NA | NA | NA | 21.7466 | 8.8128 | NA
Pivot Solar 4 Project | -613106 | Operating | 2 | Solar | 2022 | Nautilus Solar Energy, LLC |  | WECC | RMPA | Weld | CO | Solar | 2 | NA | NA | NA | 21.1701 | 9.5091 | NA
Pivot Solar 4 Project | -613105 | Operating | 2 | Solar | 2022 | Pansolo Holding Inc. |  | WECC | RMPA | Weld | CO | Solar | 2 | NA | NA | NA | 21.1701 | 9.5091 | NA
Pivot Solar 4 Project | -470546 | Operating | 2 | Solar | 2022 | Nautilus Solar Energy, LLC |  | WECC | RMPA | Weld | CO | Solar | 2 | NA | NA | NA | 21.1701 | 9.5091 | NA
Pivot Solar 7 Farm | -613078 | Operating | 2 | Solar | 2022 | Nautilus Solar Energy, LLC |  | WECC | RMPA | Garfield | CO | Solar | 2 | NA | NA | NA | 20.1941 | 8.1507 | NA
Pivot Solar 7 Farm | -613077 | Operating | 2 | Solar | 2022 | Pansolo Holding Inc. |  | WECC | RMPA | Garfield | CO | Solar | 2 | NA | NA | NA | 20.1941 | 8.1507 | NA
Pivot Solar 7 Farm | -470544 | Operating | 2 | Solar | 2022 | Nautilus Solar Energy, LLC |  | WECC | RMPA | Garfield | CO | Solar | 2 | NA | NA | NA | 20.1941 | 8.1507 | NA
Pivot Solar 8 Farm | -613110 | Operating | 2 | Solar | 2022 | Nautilus Solar Solutions, LLC |  | WECC | RMPA | Weld | CO | Solar | 2 | NA | NA | NA | 21.4441 | 9.4292 | NA
Pivot Solar 8 Farm | -613109 | Operating | 2 | Solar | 2022 | Pansolo Holding Inc. |  | WECC | RMPA | Weld | CO | Solar | 2 | NA | NA | NA | 21.4441 | 9.4292 | NA
Pivot Solar 8 Farm | -470547 | Operating | 2 | Solar | 2022 | Nautilus Solar Solutions, LLC |  | WECC | RMPA | Weld | CO | Solar | 2 | NA | NA | NA | 21.4441 | 9.4292 | NA
Pivot Solar 9 Project | -765708 | Operating | 1.7 | Solar | 2024 | Nautilus Solar Solutions, LLC |  | WECC | RMPA | Arapahoe | CO | Solar | 1.7 | NA | NA | NA | NA | NA | NA
Pivot Solar 9 Project | -765707 | Operating | 1.7 | Solar | 2024 | Nautilus Solar Solutions, LLC |  | WECC | RMPA | Arapahoe | CO | Solar | 1.7 | NA | NA | NA | NA | NA | NA
Pivot Solar 9 Project | -765706 | Operating | 1.7 | Solar | 2024 | Pansolo Holding Inc. |  | WECC | RMPA | Arapahoe | CO | Solar | 1.7 | NA | NA | NA | NA | NA | NA
Plains End | -63472 | Operating | 114 | Internal Combustion | 2002 | The Prudential Insurance Company of America |  | WECC | RMPA | Jefferson | CO | Gas | 114 | 10344 | 10600 | 10152 | 0.53082 | 1.1785 | 0.89542
Plains End | -63471 | Operating | 114 | Internal Combustion | 2002 | Tyr Energy, Inc. |  | WECC | RMPA | Jefferson | CO | Gas | 114 | 10344 | 10600 | 10152 | 0.53082 | 1.1785 | 0.89542
Plains End | -63470 | Operating | 114 | Internal Combustion | 2002 | Manulife Financial Corporation |  | WECC | RMPA | Jefferson | CO | Gas | 114 | 10344 | 10600 | 10152 | 0.53082 | 1.1785 | 0.89542
Plains End Expansion Facility | -57706 | Operating | 117.6 | Internal Combustion | 2008 | Tyr Energy, Inc. |  | WECC | RMPA | Jefferson | CO | Gas | 116.2 | 9579 | 9460 | 9350 | 1.9564 | 2.8429 | 1.2612
Plains End Expansion Facility | -57705 | Operating | 117.6 | Internal Combustion | 2008 | Manulife Financial Corporation |  | WECC | RMPA | Jefferson | CO | Gas | 116.2 | 9579 | 9460 | 9350 | 1.9564 | 2.8429 | 1.2612
Plains End Expansion Facility | -57704 | Operating | 117.6 | Internal Combustion | 2008 | The Prudential Insurance Company of America |  | WECC | RMPA | Jefferson | CO | Gas | 116.2 | 9579 | 9460 | 9350 | 1.9564 | 2.8429 | 1.2612
Platte Valley Battery Energy Storage System | -773536 | Operating | 7.8 | Battery | 2024 | United Power, Inc. |  | WECC | RMPA | Adams | CO | Energy Storage | 7.8 | NA | NA | NA | NA | NA | NA
Platteville Solar CSG Project | -250568 | Operating | 1.3 | Solar | 2020 | Greenbacker Renewable Energy Corporation |  | WECC | RMPA | Weld | CO | Solar | 1.3 | NA | NA | NA | 25.6762 | 26.9055 | 25.7552
Pole Hill | -511537 | Operating | 38.2 | Hydraulic Turbine | 1954 | U.S. Bureau Of Reclamation |  | WECC | RMPA | Larimer | CO | Water | 38.2 | NA | NA | NA | 55.7108 | 44.0726 | 61.6776
Prairie Center Energy Storage Project | -789515 | Operating | 34 | Battery | 2024 | Whetstone Power LLC |  | WECC | RMPA | Adams | CO | Energy Storage | 34 | NA | NA | NA | NA | NA | NA
PSEG Larimer Solar Energy Center (Rawhide Flats Solar Center) | -356469 | Operating | 30 | Solar | 2016 | Quattro Solar, LLC |  | WECC | RMPA | Larimer | CO | Solar | 30 | NA | NA | NA | 23.731 | 25.1419 | 23.6499
PSEG San Isabel Solar Energy Center | -356474 | Operating | 30 | Solar | 2016 | Quattro Solar, LLC |  | WECC | RMPA | Las Animas | CO | Solar | 30 | NA | NA | NA | 28.0297 | 28.777 | 28.8425
Dow Chemical Texas Operations | -785281 | Operating | 538.3 | Combined Cycle | 1952 | The Dow Chemical Company | ERCOT | TRE | TRE | Brazoria | TX | Gas | 357.8 | 9234 | NA | NA | 49.0733 | NA | NA
Pueblo IC | -756805 | Operating | 8 | Internal Combustion | 1964 | Black Hills Energy Ventures Inc. |  | WECC | RMPA | Pueblo | CO | Oil | 8 | NA | NA | NA | -0.27255 | -0.2597 | -0.19977
Quincy II Solar Garden | -776641 | Operating | 1.5 | Solar | 2018 | OnSite Partners, LLC |  | WECC | RMPA | Arapahoe | CO | Solar | 1.5 | NA | NA | NA | NA | NA | NA
Quincy II Solar Garden | -776640 | Operating | 1.5 | Solar | 2018 | OnSite Partners, LLC |  | WECC | RMPA | Arapahoe | CO | Solar | 1.5 | NA | NA | NA | NA | NA | NA
Quincy Solar Garden Project | -493847 | Operating | 1.5 | Solar | 2018 | Undisclosed buyer |  | WECC | RMPA | Arapahoe | CO | Solar | 1.5 | NA | NA | NA | 26.7504 | 26.3242 | 26.9787
Rattlesnake Ridge Battery Storage Project | -766712 | Operating | 11.8 | Battery | 2024 | United Power, Inc. |  | WECC | RMPA | Weld | CO | Energy Storage | 11.8 | NA | NA | NA | NA | NA | NA
Rawhide | -6161 | Operating | 293.6 | Steam Turbine | 1984 | Platte River Power Authority |  | WECC | RMPA | Larimer | CO | Coal | 280 | 10441 | 10051 | 10236 | 53.4701 | 80.6614 | 68.2345
Dow Hydrocarbon | -227306 | Operating | 310 | Combined Cycle | 1999 | Dow Chemical Canada ULC | Alberta | WECC | WECCCN |  |  | Gas | 310 | NA | NA | NA | NA | NA | NA
Rawhide Prairie Battery Storage Project | -591483 | Operating | 1.3 | Battery | 2021 | Greenbacker Renewable Energy Corporation |  | WECC | RMPA | Larimer | CO | Energy Storage | 1.3 | NA | NM | NM | 5.3653 | 5.6112 | 3.9691
Rawhide Prairie Solar Project | -324692 | Operating | 22 | Solar | 2021 | Greenbacker Renewable Energy Corporation |  | WECC | RMPA | Larimer | CO | Solar | 22 | NA | NA | NA | 24.6202 | 25.7493 | 18.6846
Ray D Nixon | -6164 | Operating | 207 | Steam Turbine | 1980 | Colorado Springs Utilities |  | WECC | RMPA | El Paso | CO | Coal | 208 | 10635 | 10645 | 10668 | 53.117 | 64.5952 | 63.6006
Doyle Energy Facility (Doyle Generating) | -95527 | Operating | 409 | Gas Turbine | 2000 | Oglethorpe Power Corporation |  | SERC | SOU | Walton | GA | Gas | 353 | 11677 | 12886 | 12461 | 1.7503 | 4.2706 | 1.8631
Redlands Water and Power Company | -6183 | Operating | 1.4 | Hydraulic Turbine | 1931 | Redlands Water & Power Company |  | WECC | RMPA | Mesa | CO | Water | 1.4 | NA | NA | NA | NA | 53.6611 | 51.7205
Ridge Crest Wind Partners (Peetz Table) | -547201 | Operating | 29.7 | Wind Turbine | 2001 | Terra-Gen, LLC |  | WECC | RMPA | Logan | CO | Wind | 29.7 | NA | NA | NA | 19.7569 | 23.3184 | 23.3922
Ridge Crest Wind Partners (Peetz Table) | -356837 | Operating | 29.7 | Wind Turbine | 2001 | Terra-Gen, LLC |  | WECC | RMPA | Logan | CO | Wind | 29.7 | NA | NA | NA | 19.7569 | 23.3184 | 23.3922
Ridgway Reservoir Micro-Hydro (Tri-County Water) | -641104 | Operating | 8 | Hydraulic Turbine | 2014 | Tri-County Water Conservancy District Colorado |  | WECC | RMPA | Ouray | CO | Water | 8 | NA | NA | NA | 37.4072 | 19.9101 | 17.2845
Riverview Solar Plant | -218802 | Operating | 1.5 | Solar | 2019 | Highline Electric Association |  | WECC | RMPA | Logan | CO | Solar | 1.5 | NA | NA | NA | 26.309 | 27.5875 | 26.3775
Robert V. Trout Hydropower Plant | -169340 | Operating | 2.6 | Hydraulic Turbine | 2012 | Northern Colorado Water Conservancy District |  | WECC | RMPA | Larimer | CO | Water | 2.6 | NA | NA | NA | 39.3923 | 44.5864 | 40.8325
Rock Creek 2 CSG | -317908 | Operating | 1.6 | Solar | 2020 | Greenbacker Renewable Energy Corporation |  | WECC | RMPA | Alamosa | CO | Solar | 1.6 | NA | NA | NA | 26.2557 | 28.5245 | 28.2962
Rocky Ford IC | -756809 | Operating | 10 | Internal Combustion | 1964 | Black Hills Energy Ventures Inc. |  | WECC | RMPA | Otero | CO | Oil | 10 | NA | NA | 14829 | -0.33447 | -0.36758 | 1.242
Dresden Energy Facility | -162781 | Operating | 678.3 | Combined Cycle | 2012 | Appalachian Power Company | PJM | RFC | R-PJM | Muskingum | OH | Gas | 625 | 7148 | 6898 | 6827 | 71.4223 | 81.5842 | 74.8492
Ruedi | -6388 | Operating | 5 | Hydraulic Turbine | 1985 | City of Aspen, Colorado |  | WECC | RMPA | Pitkin | CO | Water | 4.5 | NA | NA | NA | 41.4231 | 31.446 | 30.7864
Rush Creek Wind Farm | -172866 | Operating | 600 | Wind Turbine | 2018 | Public Service Company of Colorado |  | WECC | RMPA | Lincoln | CO | Wind | 582.3 | NA | NA | NA | 41.3717 | 44.1378 | 41.7243
Ruxton | -6403 | Operating | 1 | Hydraulic Turbine | 1925 | Colorado Springs Utilities |  | WECC | RMPA | El Paso | CO | Water | 1 | NA | NA | NA | 17.226 | 15.8562 | 9.0411
RV CSU Power (Fotowatio) | -27495 | Operating | 1.9 | Solar | 2009 | Fotowatio Renewable Ventures, Inc. |  | WECC | RMPA | Larimer | CO | Solar | 1.9 | NA | NA | NA | 15.1045 | 13.7527 | 18.0906
RV CSU Power II | -32081 | Operating | 3 | Solar | 2010 | Fotowatio Renewable Ventures, Inc. |  | WECC | RMPA | Larimer | CO | Solar | 3 | NA | NA | NA | 10.4148 | 11.777 | 14.5776
Salida | -192072 | Operating | 0.6 | Hydraulic Turbine | 1908 | Public Service Company of Colorado |  | WECC | RMPA | Chaffee | CO | Water | 0.6 | NA | NA | NA | 21.4231 | 30.0419 | 30.4033
San Luis Solar Garden | -674210 | Operating | 1.2 | Solar | 2017 | PIP5 LUMOS LLC |  | WECC | RMPA | Conejos | CO | Solar | 1.2 | NA | NA | NA | 30.9266 | 29.6994 | 31.5164
San Luis Solar Garden | -674209 | Operating | 1.2 | Solar | 2017 | Aes Clean Energy Development Holdings, Llc |  | WECC | RMPA | Conejos | CO | Solar | 1.2 | NA | NA | NA | 30.9266 | 29.6994 | 31.5164
San Luis Valley Medical Center | -168393 | Operating | 1.43 | Solar | 2009 | SunEdison Origination1 LLC |  | WECC | RMPA | Alamosa | CO | Solar | 1.43 | NA | NA | NA | NA | NA | NA
San Luis Valley Solar Ranch Project | -785808 | Operating | 35 | Solar | 2012 | Avangrid Renewables, LLC |  | WECC | RMPA | Alamosa | CO | Solar | 35 | NA | NA | NA | NA | NA | NA
Shavano Falls Hydro | -173584 | Operating | 2.8 | Hydraulic Turbine | 2015 | Uncompahgre Valley Water Users Association |  | WECC | RMPA | Montrose | CO | Water | 2.8 | NA | NA | NA | 41.3079 | 44.9486 | 46.453
Shoshone | -6697 | Operating | 14.4 | Hydraulic Turbine | 1909 | Public Service Company of Colorado |  | WECC | RMPA | Garfield | CO | Water | 15 | NA | NA | NA | 18.5221 | 49.4833 | 37.0053
Silt Community Solar Garden Project | -465384 | Operating | 1 | Solar | 2021 | Fonds de solidarité FTQ |  | WECC | RMPA | Garfield | CO | Solar | 1 | NA | NA | NA | NA | NA | NA
Silt Community Solar Garden Project | -465383 | Operating | 1 | Solar | 2021 | Caisse de dépôt et placement du Québec |  | WECC | RMPA | Garfield | CO | Solar | 1 | NA | NA | NA | NA | NA | NA
Skylark Solar Project (Silicon Ranch) | -135092 | Operating | 4 | Solar | 2016 | Shell New Energies US LLC |  | WECC | RMPA | Weld | CO | Solar | 4 | NA | NA | NA | 25.2197 | 26.3927 | 26.484
Skylark Solar Project (Silicon Ranch) | -135048 | Operating | 4 | Solar | 2016 | Silicon Ranch Corporation |  | WECC | RMPA | Weld | CO | Solar | 4 | NA | NA | NA | 25.2197 | 26.3927 | 26.484
SMPA Community Solar Project (Paradox Valley Solar Array) | -169869 | Operating | 1 | Solar | 2012 | Clean Energy Collective, LLC |  | WECC | RMPA | Montrose | CO | Solar | 1 | NA | NA | NA | 20.6507 | 22.5 | 16.1872
SMPA Community Solar Project (Paradox Valley Solar Array) | -169868 | Operating | 1 | Solar | 2012 | First Solar, Inc. |  | WECC | RMPA | Montrose | CO | Solar | 1 | NA | NA | NA | 20.6507 | 22.5 | 16.1872
South Canal Drop 4 Hydropower Project | -172663 | Operating | 4.8 | Hydraulic Turbine | 2015 | Uncompahgre Valley Water Users Association |  | WECC | RMPA | Montrose | CO | Water | 4.5 | NA | NA | NA | 48.6555 | 49.1958 | 54.4571
South Canal Drop 5 Hydropower Project | -172662 | Operating | 2.4 | Hydraulic Turbine | 2016 | Uncompahgre Valley Water Users Association |  | WECC | RMPA | Montrose | CO | Water | 2.4 | NA | NA | NA | 39.9448 | 37.3478 | 41.1339
South Canal Hydro-3 Plant | -172123 | Operating | 3.5 | Hydraulic Turbine | 2013 | Uncompahgre Valley Water Users Association |  | WECC | RMPA | Montrose | CO | Water | 3.3 | NA | NA | NA | 39.9059 | 41.5421 | 46.3159
South Canal Hydro-3 Plant | -172122 | Operating | 3.5 | Hydraulic Turbine | 2013 | Delta Montrose Electric Assn |  | WECC | RMPA | Montrose | CO | Water | 3.3 | NA | NA | NA | 39.9059 | 41.5421 | 46.3159
Spanish Peaks Solar Project | -796820 | Operating | NA | Solar | 2024 | Deriva Energy, LLC |  | WECC | RMPA | Las Animas | CO | Solar | 140 | NA | NA | NA | NA | NA | NA
Drews Generating Facility | -752454 | Operating | 44.8 | Gas Turbine | 2001 | Middle River Power, LLC | CAISO | WECC | CAMX | San Bernardino | CA | Gas | 44 | 24543 | NA | NA | 0.15722 | NA | NA
DTE Dearborn CHP Plant | -216081 | Operating | 35 | Combined Cycle | 2019 | DTE Electric Company | MISO | RFC | R-MISO | Wayne | MI | Gas | 33.7 | 10388 | 10996 | 11175 | 85.3129 | 78.8972 | 77.0172
Durham College | -167252 | Operating | 2.4 | Gas Turbine | 2008 | Oshawa PUC Energy Services Inc. | Ontario | NPCC | ONT |  |  | Gas | 2.4 | NA | NA | NA | NA | NA | NA
Spring Canyon I Energy Center | -165994 | Operating | 60 | Wind Turbine | 2006 | Invenergy Renewables LLC |  | WECC | RMPA | Logan | CO | Wind | 60 | NA | NA | NA | 26.5263 | 3.6963 | 24.0729
Spring Canyon II & III Energy Center | -663154 | Operating | 62.6 | Wind Turbine | 2014 | Clearway Energy, Inc. |  | WECC | RMPA | Logan | CO | Wind | 62.6 | NA | NA | NA | 34.4928 | NA | NA
Spring Canyon II & III Energy Center | -663153 | Operating | 62.6 | Wind Turbine | 2014 | Clearway Energy, Inc. |  | WECC | RMPA | Logan | CO | Wind | 62.6 | NA | NA | NA | 34.4928 | NA | NA
Spring Canyon II & III Energy Center | -90615 | Operating | 62.6 | Wind Turbine | 2014 | Invenergy Renewables LLC |  | WECC | RMPA | Logan | CO | Wind | 62.6 | NA | NA | NA | 34.4928 | 42.2985 | 38.8345
Springfield (CO) | -6892 | Operating | 2.7 | Internal Combustion | 1950 | Springfield City of CO |  | WECC | RMPA | Baca | CO | Oil | 2.7 | NA | NA | NA | 0 | 0 | 0
SR Clinch Carey Solar Project (Silicon Ranch) | -135104 | Operating | 4 | Solar | 2016 | Shell New Energies US LLC |  | WECC | RMPA | Weld | CO | Solar | 4 | NA | NA | NA | NA | NA | NA
SR Clinch Carey Solar Project (Silicon Ranch) | -135050 | Operating | 4 | Solar | 2016 | Silicon Ranch Corporation |  | WECC | RMPA | Weld | CO | Solar | 4 | NA | NA | NA | NA | NA | NA
SR Jenkins Ft Lupton Project | -135080 | Operating | 13 | Solar | 2016 | Shell New Energies US LLC |  | WECC | RMPA | Weld | CO | Solar | 13 | NA | NA | NA | 25.4909 | 27.8829 | 28.4405
SR Jenkins Ft Lupton Project | -135020 | Operating | 13 | Solar | 2016 | Silicon Ranch Corporation |  | WECC | RMPA | Weld | CO | Solar | 13 | NA | NA | NA | 25.4909 | 27.8829 | 28.4405
SR Kersey II Solar Project | -249818 | Operating | 1 | Solar | 2019 | SR Kersey II, LLC |  | WECC | RMPA | Weld | CO | Solar | 1 | NA | NA | NA | 22.6027 | 26.0845 | 23.2192
SR Kersey Solar Project (Platte Valley) | -135070 | Operating | 3.5 | Solar | 2017 | Shell New Energies US LLC |  | WECC | RMPA | Weld | CO | Solar | 3.5 | NA | NA | NA | 23.167 | 27.4723 | 26.0339
SR Kersey Solar Project (Platte Valley) | -135018 | Operating | 3.5 | Solar | 2017 | Silicon Ranch Corporation |  | WECC | RMPA | Weld | CO | Solar | 3.5 | NA | NA | NA | 23.167 | 27.4723 | 26.0339
SR Mavericks Solar Project | -135078 | Operating | 6.5 | Solar | 2016 | Shell New Energies US LLC |  | WECC | RMPA | Weld | CO | Solar | 7.8 | NA | NA | NA | 21.6134 | 19.2103 | 21.8695
SR Mavericks Solar Project | -135030 | Operating | 6.5 | Solar | 2016 | Silicon Ranch Corporation |  | WECC | RMPA | Weld | CO | Solar | 7.8 | NA | NA | NA | 21.6134 | 19.2103 | 21.8695
SR Platte Solar Project (Platteville) | -135066 | Operating | 16 | Solar | 2017 | Shell New Energies US LLC |  | WECC | RMPA | Weld | CO | Solar | 16 | NA | NA | NA | 24.0946 | 26.6053 | 26.1836
SR Platte Solar Project (Platteville) | -135002 | Operating | 16 | Solar | 2017 | Silicon Ranch Corporation |  | WECC | RMPA | Weld | CO | Solar | 16 | NA | NA | NA | 24.0946 | 26.6053 | 26.1836
SR Rattlesnake Solar Plant | -317897 | Operating | 6 | Solar | 2020 | Shell New Energies US LLC |  | WECC | RMPA | Weld | CO | Solar | 6 | NA | NA | NA | 29.5967 | 30.7801 | 30.5004
SR Rattlesnake Solar Plant | -317896 | Operating | 6 | Solar | 2020 | Silicon Ranch Corporation |  | WECC | RMPA | Weld | CO | Solar | 6 | NA | NA | NA | 29.5967 | 30.7801 | 30.5004
SR Skylark B Solar Project | -135106 | Operating | 2 | Solar | 2016 | Shell New Energies US LLC |  | WECC | RMPA | Weld | CO | Solar | 2 | NA | NA | NA | 22.2032 | 25.8733 | 25.097
SR Skylark B Solar Project | -135056 | Operating | 2 | Solar | 2016 | Silicon Ranch Corporation |  | WECC | RMPA | Weld | CO | Solar | 2 | NA | NA | NA | 22.2032 | 25.8733 | 25.097
SR Skylark C Solar Project | -759873 | Operating | 1.1 | Solar | 2019 | Shell New Energies US LLC |  | WECC | RMPA | Weld | CO | Solar | 1.1 | NA | NA | NA | 25.5915 | 26.484 | 23.9103
SR Skylark C Solar Project | -249839 | Operating | 1.1 | Solar | 2019 | Silicon Ranch Corporation |  | WECC | RMPA | Weld | CO | Solar | 1.1 | NA | NA | NA | 25.5915 | 26.484 | 23.9103
Sterling CSG Solar Farm | -130246 | Operating | 1.6 | Solar | 2014 | Greenbacker Renewable Energy Company LLC |  | WECC | RMPA | Logan | CO | Solar | 1.6 | NA | NA | NA | 23.466 | 26.8622 | 26.0916
Strontia Springs | -7032 | Operating | 1 | Hydraulic Turbine | 1986 | City and County of Denver |  | WECC | RMPA | Douglas | CO | Water | 1 | NA | NA | NA | 82.6598 | 86.9749 | 86.9977
Sugarloaf | -193001 | Operating | 2.5 | Hydraulic Turbine | 1985 | STS Hydropower, LLC |  | WECC | RMPA | Lake | CO | Water | 2.5 | NA | NA | NA | 18 | 0 | 0
Sun Mountain Solar Project | -548596 | Operating | 200 | Solar | 2022 | Lightsource bp Renewable Energy Investments Limited |  | WECC | RMPA | Pueblo | CO | Solar | 200 | NA | NA | NA | 25.9223 | 1.2984 | NA
SunE U6 Rifle Solar | -18102 | Operating | 1.5 | Solar | 2009 | SunE U6 Holdings, LLC |  | WECC | RMPA | Garfield | CO | Solar | 1.3 | NA | NA | NA | 8.7987 | 18.3175 | 17.4921
Sunnyside Ranch Community Solar Array | -172244 | Operating | 1.5 | Solar | 2015 | Clean Energy Collective, LLC |  | WECC | RMPA | Garfield | CO | Solar | 1.5 | NA | NA | NA | 20.175 | 24.4292 | 22.2755
Sunnyside Ranch Community Solar Array | -172243 | Operating | 1.5 | Solar | 2015 | First Solar, Inc. |  | WECC | RMPA | Garfield | CO | Solar | 1.5 | NA | NA | NA | 20.175 | 24.4292 | 22.2755
Tacoma | -165648 | Operating | 4.6 | Hydraulic Turbine | 1905 | Public Service Company of Colorado |  | WECC | RMPA | La Plata | CO | Water | 4.6 | NA | NA | NA | 2.3749 | -0.44669 | -0.38217
Taylor Draw | -758318 | Operating | 2.3 | Hydraulic Turbine | 1993 | Rio Blanco Water Conservancy District Colorado |  | WECC | NWPP | Rio Blanco | CO | Water | 2 | NA | NA | NA | 0.19406 | 26.8265 | 20.4509
Tesla | -7162 | Operating | 26.6 | Hydraulic Turbine | 1997 | Colorado Springs Utilities |  | WECC | RMPA | El Paso | CO | Water | 28 | NA | NA | NA | 22.9864 | 27.0091 | 28.1715
E B Harris Electric Generating Plant | -164086 | Operating | 1304 | Combined Cycle | 2003 | Southern Power Company |  | SERC | SOU | Autauga | AL | Gas | 1367.8 | 7003 | 7059 | 7080 | 53.9185 | 56.436 | 39.2305
Thunder Wolf Battery Storage Project | -646075 | Operating | 100 | Battery | 2023 | NextEra Energy Resources, LLC |  | WECC | RMPA | Pueblo | CO | Energy Storage | 100 | NA | NA | NA | 6.3486 | NA | NA
Thunder Wolf Solar Project | -646053 | Operating | 248 | Solar | 2023 | NextEra Energy Resources, LLC |  | WECC | RMPA | Pueblo | CO | Solar | 248 | NA | NA | NA | 15.4006 | NA | NA
Titan Solar Energy Center | -163834 | Operating | 50 | Solar | 2018 | NextEra Energy Resources, LLC |  | WECC | RMPA | Arapahoe | CO | Solar | 50 | NA | NA | NA | 23.3078 | 25.0979 | 23.8731
Tom Sifers Solar Project | -210917 | Operating | 1 | Solar | 2019 | Mountain Parks Electric, Inc. |  | WECC | RMPA | Grand | CO | Solar | 1 | NA | NA | NA | 25.605 | 25.9361 | 25.5365
Towaoc | -511548 | Operating | 11.4 | Hydraulic Turbine | 1993 | U.S. Bureau Of Reclamation |  | WECC | RMPA | Montezuma | CO | Water | 11.4 | NA | NA | NA | 15.8095 | 7.5623 | 7.33
Trinidad (CO) IC | -7282 | Operating | 9.2 | Internal Combustion | 1966 | City of Trinidad |  | WECC | RMPA | Las Animas | CO | Oil | 9.2 | 10038 | 10125 | 8750 | 0.032261 | 0.019853 | 0.024816
Trout Creek Solar Project | -776661 | Operating | 2 | Solar | 2019 | OnSite Partners, LLC |  | WECC | RMPA | Chaffee | CO | Solar | 2 | NA | NA | NA | NA | NA | NA
Trout Creek Solar Project | -776660 | Operating | 2 | Solar | 2019 | OnSite Partners, LLC |  | WECC | RMPA | Chaffee | CO | Solar | 2 | NA | NA | NA | NA | NA | NA
TruStile Doors - Denver | -493243 | Operating | 1.2 | Solar | 2021 | Undisclosed buyer |  | WECC | RMPA | Adams | CO | Solar | 1.2 | NA | NA | NA | 18.2934 | 11.1682 | 5.6982
TruStile Doors - Denver | -344823 | Operating | 1.2 | Solar | 2021 | Duke Energy Renewables Commercial, LLC |  | WECC | RMPA | Adams | CO | Solar | 1.2 | NA | NA | NA | 18.2934 | 11.1682 | 5.6982
Twin Buttes | -785761 | Operating | 75 | Wind Turbine | 2007 | Avangrid Renewables, LLC |  | WECC | RMPA | Bent | CO | Wind | 75 | NA | NA | NA | NA | NA | NA
Twin Buttes II Wind Project | -785822 | Operating | 75 | Wind Turbine | 2017 | Avangrid Renewables, LLC |  | WECC | RMPA | Bent | CO | Wind | 75 | NA | NA | NA | NA | NA | NA
E.C. Gaston CT | -54256 | Operating | 21.2 | Gas Turbine | 1970 | Georgia Power Company |  | SERC | SOU | Shelby | AL | Oil | 20 | 31259 | 19711 | 25008 | 0.061644 | 0.15811 | 0.072489
Upper Molina | -511551 | Operating | 9.9 | Hydraulic Turbine | 1962 | U.S. Bureau Of Reclamation |  | WECC | RMPA | Mesa | CO | Water | 9.9 | NA | NA | NA | 36.8998 | 24.0487 | 8.5916
USS Cogburn Solar Project | -789488 | Operating | 2.4 | Solar | 2024 | US Solar DG Development LLC |  | WECC | RMPA | Weld | CO | Solar | 2.4 | NA | NA | NA | NA | NA | NA
USS Fruita Solar Project | -766195 | Operating | 2.35 | Solar | 2024 | USS VIII Owner LLC |  | WECC | RMPA | Mesa | CO | Solar | 2.35 | NA | NA | NA | NA | NA | NA
USS Giveback Solar | -747914 | Operating | 2 | Solar | 2023 | US Solar DG Development LLC |  | WECC | RMPA | Pueblo | CO | Solar | 2 | NA | NA | NA | 0.34247 | NA | NA
USS Picadilly Solar Plant | -746524 | Operating | 5 | Solar | 2023 | United States Solar Corporation |  | WECC | RMPA | Weld | CO | Solar | 5 | NA | NA | NA | NA | NA | NA
Vallecito | -7417 | Operating | 5.8 | Hydraulic Turbine | 1989 | Ptarmigan Resources and Energy Inc |  | WECC | RMPA | La Plata | CO | Water | 5.8 | NA | NA | NA | 46.719 | 28.1826 | 21.6482
Valley View Solar Project (Silicon Ranch) | -135086 | Operating | 4 | Solar | 2016 | Shell New Energies US LLC |  | WECC | RMPA | Weld | CO | Solar | 4 | NA | NA | NA | 27.5856 | 28.1564 | 27.8967
Valley View Solar Project (Silicon Ranch) | -135040 | Operating | 4 | Solar | 2016 | Silicon Ranch Corporation |  | WECC | RMPA | Weld | CO | Solar | 4 | NA | NA | NA | 27.5856 | 28.1564 | 27.8967
E.C. Gaston CT | -54255 | Operating | 21.2 | Gas Turbine | 1970 | Alabama Power Company |  | SERC | SOU | Shelby | AL | Oil | 20 | 31259 | 19711 | 25008 | 0.061644 | 0.15811 | 0.072489
E.F. Barrett Jet | -164332 | Operating | 293.2 | Gas Turbine | 1970 | National Grid Generation LLC | New York | NPCC | NY | Nassau | NY | Gas | 335.2 | 16152 | 16338 | 15937 | 4.4008 | 5.8057 | 4.973
Vasquez V Community Solar Garden | -508849 | Operating | 4 | Solar | 2021 | MTenant SunNet 2021 LLC |  | WECC | RMPA | Weld | CO | Solar | 4 | NA | NA | NA | 23.4475 | 26.9178 | 1.2215
Venture 1 Solar Facility | -798581 | Operating | 1.5 | Solar | 2021 | Unico Solar Investors LLC |  | WECC | RMPA | Adams | CO | Solar | 1.5 | NA | NA | NA | NA | NA | NA
Venture 2 - 1B Solar Farm | -798583 | Operating | 1.5 | Solar | 2021 | Unico Solar Investors LLC |  | WECC | RMPA | Adams | CO | Solar | 1.5 | NA | NA | NA | NA | NA | NA
Venture 2 - 1B Solar Farm | -434141 | Operating | 1.5 | Solar | 2021 | Excelsior Energy Capital LP |  | WECC | RMPA | Adams | CO | Solar | 1.5 | NA | NA | NA | 29.1324 | 28.3866 | NA
Venture 2 - 1B Solar Farm | -434140 | Operating | 1.5 | Solar | 2021 | Excelsior Energy Capital LP |  | WECC | RMPA | Adams | CO | Solar | 1.5 | NA | NA | NA | 29.1324 | 28.3866 | NA
Venture 3 - 1C Solar Project | -798582 | Operating | 1.5 | Solar | 2021 | Unico Solar Investors LLC |  | WECC | RMPA | Adams | CO | Solar | 1.5 | NA | NA | NA | NA | NA | NA
Venture 3 - 1C Solar Project | -434139 | Operating | 1.5 | Solar | 2021 | Excelsior Energy Capital LP |  | WECC | RMPA | Adams | CO | Solar | 1.5 | NA | NA | NA | 29.1324 | 27.5875 | NA
Venture 3 - 1C Solar Project | -434138 | Operating | 1.5 | Solar | 2021 | Excelsior Energy Capital LP |  | WECC | RMPA | Adams | CO | Solar | 1.5 | NA | NA | NA | 29.1324 | 27.5875 | NA
Venture 4 - 1D Solar Project | -798584 | Operating | 1.5 | Solar | 2021 | Unico Solar Investors LLC |  | WECC | RMPA | Adams | CO | Solar | 1.5 | NA | NA | NA | NA | NA | NA
Venture 4 - 1D Solar Project | -434143 | Operating | 1.5 | Solar | 2021 | Excelsior Energy Capital LP |  | WECC | RMPA | Adams | CO | Solar | 1.5 | NA | NA | NA | 28.1279 | 28.4932 | NA
Venture 4 - 1D Solar Project | -434142 | Operating | 1.5 | Solar | 2021 | Excelsior Energy Capital LP |  | WECC | RMPA | Adams | CO | Solar | 1.5 | NA | NA | NA | 28.1279 | 28.4932 | NA
Vestas Towers America | -772385 | Operating | 1.8 | Wind Turbine | 2010 | Vestas Towers America, Inc. |  | WECC | RMPA | Pueblo | CO | Wind | 1.8 | NA | NA | NA | 13.3752 | 11.4346 | 17.7004
Victory Solar Project | -695743 | Operating | 12.8 | Solar | 2016 | Brookfield Renewable Partners L.P. |  | WECC | RMPA | Adams | CO | Solar | 12.8 | NA | NA | NA | 24.3026 | NA | NA
Victory Solar Project | -193342 | Operating | 12.8 | Solar | 2016 | John Hancock Life Insurance Company (U.S.A) |  | WECC | RMPA | Adams | CO | Solar | 12.8 | NA | NA | NA | 24.3026 | 20.8699 | 25.8865
Vilas Solar Array Plant | -776631 | Operating | 4.45 | Solar | 2017 | OnSite Partners, LLC |  | WECC | RMPA | Baca | CO | Solar | 4 | NA | NA | NA | NA | NA | NA
Vilas Solar Array Plant | -776630 | Operating | 4.45 | Solar | 2017 | OnSite Partners, LLC |  | WECC | RMPA | Baca | CO | Solar | 4 | NA | NA | NA | NA | NA | NA
Vinelands Hydroelectric Power Plant | -610198 | Operating | 4.5 | Hydraulic Turbine | 2022 | Orchard Mesa Irrigation District |  | WECC | RMPA | Mesa | CO | Water | 4.5 | NA | NA | NA | NA | NA | NA
Vinelands Hydroelectric Power Plant | -610197 | Operating | 4.5 | Hydraulic Turbine | 2022 | Grand Valley Water Users Association |  | WECC | RMPA | Mesa | CO | Water | 4.5 | NA | NA | NA | NA | NA | NA
Weld 1 Community Solar Array | -133433 | Operating | 1.76 | Solar | 2017 | Clean Focus Renewables, Inc. |  | WECC | RMPA | Weld | CO | Solar | 1.5 | NA | NA | NA | 26.2253 | 27.2146 | 25.7686
Weld County Landfill Facility | -764049 | Operating | 3 | Internal Combustion | 2009 | Aria Energy Corp. |  | WECC | RMPA | Weld | CO | Biomass | 3 | NA | NA | NA | NA | NA | NA
Weld County Landfill Facility | -85431 | Operating | 3 | Internal Combustion | 2009 | Ares EIF Management, LLC |  | WECC | RMPA | Weld | CO | Biomass | 3 | NA | NA | NA | NA | NA | NA
Western Sugar Coop- Ft Morgan Cogen | -758401 | Operating | 3 | Steam Turbine | 1947 | Western Sugar Cooperative, Inc. |  | WECC | RMPA | Morgan | CO | Gas | 3 | NA | NM | NA | 25.742 | 34.14 | 42.9148
Wheeler Gulch Solar Project | -787230 | Operating | 12.18 | Solar | 2024 | Standard Solar, Inc. |  | WECC | RMPA | Garfield | CO | Solar | 12.18 | NA | NA | NA | NA | NA | NA
Whiskey Hill Solar | -217542 | Operating | 1 | Solar | 2019 | Mountain Parks Electric, Inc. |  | WECC | RMPA | Jackson | CO | Solar | 1 | NA | NA | NA | 27.0548 | 27.2146 | 25.5708
Williams Fork | -165827 | Operating | 3.5 | Hydraulic Turbine | 1959 | City and County of Denver |  | WECC | RMPA | Grand | CO | Water | 3.5 | NA | NA | NA | 28.3855 | 40.0033 | 28.8682
Windsor Solar | -763948 | Operating | 4 | Solar | 2016 | Shell New Energies US LLC |  | WECC | RMPA | Weld | CO | Solar | 4 | NA | NA | NA | NA | NA | NA
Windsor Solar | -763947 | Operating | 4 | Solar | 2016 | Silicon Ranch Corporation |  | WECC | RMPA | Weld | CO | Solar | 4 | NA | NA | NA | NA | NA | NA
Xcel Adams 1 Community Solar Array (Orthodox Church Solar Facility) | -133434 | Operating | 1.8 | Solar | 2017 | Clean Focus Renewables, Inc. |  | WECC | RMPA | Adams | CO | Solar | 1.8 | NA | NA | NA | 22.4188 | 22.8247 | 22.8818
Yampa Valley Regional Solar Garden (Craig Solar Project) | -785522 | Operating | 4 | Solar | 2023 | Ameresco, Inc. |  | WECC | RMPA | Moffat | CO | Solar | 4 | NA | NA | NA | NA | NA | NA
Yampa Valley Regional Solar Garden (Craig Solar Project) | -785521 | Operating | 4 | Solar | 2023 | Tri-State Generation and Transmission Association, Inc. |  | WECC | RMPA | Moffat | CO | Solar | 4 | NA | NA | NA | NA | NA | NA
E.W. Brown CT | -22339 | Operating | 980.6 | Gas Turbine | 1994 | Louisville Gas and Electric Company |  | SERC | CENTRL | Mercer | KY | Gas | 1004 | 15259 | 11928 | 12655 | 0.62839 | 4.3016 | 1.8671
Adams Solar Project (Allco) | -174051 | Operating | 1 | Solar | 2018 | ALLCO Renewable Energy Limited | New England | NPCC | NE | Southeastern Connecticut Planning Region | CT | Solar | 1 | NA | NA | NA | 17.0091 | 18.0708 | 15.8562
Advance Stores Solar Project | -115579 | Operating | 1 | Solar | 2014 | Tesla Energy Operations, Inc. | New England | NPCC | NE | Capitol Planning Region | CT | Solar | 1 | NA | NA | NA | 13.6187 | 15.6393 | 12.9566
ALDI DC 2 Solar Project | -807152 | Operating | 1.2 | Solar | 2018 | EDF power solutions North America | New England | NPCC | NE | Capitol Planning Region | CT | Solar | 1.2 | NA | NA | NA | NA | NA | NA
E.W. Brown CT | -20978 | Operating | 980.6 | Gas Turbine | 1994 | Kentucky Utilities Company |  | SERC | CENTRL | Mercer | KY | Gas | 1004 | 15259 | 11928 | 12655 | 0.62839 | 4.3016 | 1.8671
Amazon BDL4 Solar Project | -793566 | Operating | NA | Solar | 2025 | Telyon | New England | NPCC | NE | Hartford | CT | Solar | 3.9 | NA | NA | NA | NA | NA | NA
Amazon_BLD3 Solar Project | -249790 | Operating | 1 | Solar | 2019 | Solar Star Prime 1 LLC | New England | NPCC | NE | South Central Connecticut Planning Region | CT | Solar | 1 | NA | NA | NA | 12.7511 | 12.1804 | 0
American Ref Fuel Company of SE Connecticut | -383246 | Operating | 16.9 | Steam Turbine | 1991 | American Ref Fuel Company of Essex | New England | NPCC | NE | Southeastern Connecticut Planning Region | CT | Biomass | 16.9 | 21877 | 19939 | 19415 | 77.1669 | 79.1846 | 82.6937
Antares Solar Farm | -130487 | Operating | 4 | Solar | 2014 | Greenskies Clean Energy, LLC | New England | NPCC | NE | Southeastern Connecticut Planning Region | CT | Solar | 4 | NA | NA | NA | 9.9515 | 11.5011 | 17.286
Backus Microgrid Project | -172139 | Operating | 10.4 | Internal Combustion | 2014 | Norwich Public Utilities | New England | NPCC | NE | Southeastern Connecticut Planning Region | CT | Oil | 10 | 9976 | 9987 | 10075 | 1.1655 | 0.90868 | 1.0868
Backus Microgrid Project | -172138 | Operating | 10.4 | Internal Combustion | 2014 | Connecticut Municipal Electric Energy Cooperative | New England | NPCC | NE | Southeastern Connecticut Planning Region | CT | Oil | 10 | 9976 | 9987 | 10075 | 1.1655 | 0.90868 | 1.0868
Bantam | -130332 | Operating | 0.3 | Hydraulic Turbine | 1905 | FirstLight Power Resources, Inc. | New England | NPCC | NE | Northwest Hills Planning Region | CT | Water | 0.3 | NA | NA | NA | NA | NA | NA
Barrette Farm Solar Phase I | -763158 | Operating | 1.7 | Solar | 2017 | Onyx Renewable Partners L.P. | New England | NPCC | NE | Northeastern Connecticut Planning Region | CT | Solar | 1.2 | NA | NA | NA | 27.3116 | 27.578 | 12.5618
Barrette Farm Solar Phase I | -323423 | Operating | 1.7 | Solar | 2017 | Onyx Renewable Partners L.P. | New England | NPCC | NE | Northeastern Connecticut Planning Region | CT | Solar | 1.2 | NA | NA | NA | 27.3116 | 27.578 | 12.5618
Barrow Solar Project | -366896 | Operating | 2 | Solar | 2021 | ALLCO Renewable Energy Limited | New England | NPCC | NE | Capitol Planning Region | CT | Solar | 2 | NA | NA | NA | 18.7557 | 20.8162 | 9.1895
Becton Dickinson Solar Farm | -220121 | Operating | 2.5 | Solar | 2018 | NextEra Energy Resources, LLC | New England | NPCC | NE | Northwest Hills Planning Region | CT | Solar | 2.5 | NA | NA | NA | 15.0183 | 15.9452 | 13.0822
Benz 2 Solar Project | -808257 | Operating | NA | Solar | 2025 | ALLCO Renewable Energy Limited | New England | NPCC | NE | Naugatuck Valley Planning Region | CT | Solar | 1 | NA | NA | NA | NA | NA | NA
Benz Solar Project | -808188 | Operating | NA | Solar | 2025 | ALLCO Renewable Energy Limited | New England | NPCC | NE | Naugatuck Valley Planning Region | CT | Solar | 1.99 | NA | NA | NA | NA | NA | NA
Bethlehem Solar 1&2 Project | -521510 | Operating | 1.99 | Solar | 2022 | Tritec Americas, LLC | New England | NPCC | NE | Naugatuck Valley Planning Region | CT | Solar | 1.99 | NA | NA | NA | NA | NA | NA
Bilton Solar Project | -220889 | Operating | 2 | Solar | 2019 | ALLCO Renewable Energy Limited | New England | NPCC | NE | Capitol Planning Region | CT | Solar | 2 | NA | NA | NA | NA | NA | NA
Blair Solar Project (CT) | -251644 | Operating | 1 | Solar | 2020 | ALLCO Renewable Energy Limited | New England | NPCC | NE | Capitol Planning Region | CT | Solar | 1 | NA | NA | NA | 18.2534 | 19.1096 | 15.5708
Bradley Energy Center | -493157 | Operating | 5.8 | Internal Combustion | 2002 | Undisclosed buyer | New England | NPCC | NE | Capitol Planning Region | CT | Gas | 5.8 | 18177 | 17801 | 15575 | 25.2992 | 27.1414 | 27.3067
Eagle Point Power Generation | -164644 | Operating | 251.8 | Combined Cycle | 1990 | Rockland Power Partners, L.P. | PJM | RFC | R-PJM | Gloucester | NJ | Gas | 254 | 9192 | 9366 | 9382 | 10.7189 | 10.9612 | 8.4479
Brass Mill Center Solar Project | -253479 | Operating | 4.19 | Solar | 2015 | Brookfield Property REIT Inc. | New England | NPCC | NE | Naugatuck Valley Planning Region | CT | Solar | 4.2 | NA | NA | NA | NA | NA | 8.1539
Bridge Street 1 & 2 | -170060 | Operating | 5.2 | Internal Combustion | 2010 | Connecticut Municipal Electric Energy Cooperative | New England | NPCC | NE | Southeastern Connecticut Planning Region | CT | Oil | 5 | 9604 | 9949 | 10457 | 1.2854 | 1.0388 | 1.1438
Eagle Valley CC | -546890 | Operating | 644 | Combined Cycle | 2018 | AES Indiana | MISO | RFC | R-MISO | Morgan | IN | Gas | 723 | 6867 | 7151 | 7207 | 83.3988 | 76.1595 | 25.6139
Eagle Valley CC | -170518 | Operating | 644 | Combined Cycle | 2018 | Caisse de dépôt et placement du Québec | MISO | RFC | R-MISO | Morgan | IN | Gas | 723 | 6867 | 7151 | 7207 | 83.3988 | 76.1595 | 25.6139
Bridgeport Resco | -154301 | Operating | 67 | Steam Turbine | 1988 | Wheelabrator Technologies Holdings Inc. | New England | NPCC | NE | Greater Bridgeport Planning Region | CT | Biomass | 59 | 16873 | 16159 | 16416 | 89.5511 | 90.8465 | 90.3856
Bristol Solar One Project | -382381 | Operating | 3 | Solar | 2021 | NextEra Energy Resources, LLC | New England | NPCC | NE | Naugatuck Valley Planning Region | CT | Solar | 3 | NA | NA | NA | 11.0616 | 21.0274 | 10.5251
Bulls Bridge | -130393 | Operating | 7.2 | Hydraulic Turbine | 1903 | FirstLight Power Resources, Inc. | New England | NPCC | NE | Western Connecticut Planning Region | CT | Water | 8.4 | NA | NA | NA | 56.7542 | 45.5955 | 53.1243
Bunce Solar Project | -777634 | Operating | 2 | Solar | 2022 | LSE Indus LLC | New England | NPCC | NE | Northwest Hills Planning Region | CT | Solar | 2 | NA | NA | NA | NA | NA | NA
Burlington Solar One | -611305 | Operating | 3.5 | Solar | 2022 | Burlington Solar One LLC | New England | NPCC | NE | Northwest Hills Planning Region | CT | Solar | 3.5 | NA | NA | NA | 16.4905 | 10.5577 | NA
Canis Major Solar Farm | -173596 | Operating | 2 | Solar | 2016 | Lodestar Energy, Inc. | New England | NPCC | NE | Capitol Planning Region | CT | Solar | 2 | NA | NA | NA | 20.0799 | 21.4498 | 18.8299
Canis Minor Solar Farm | -173669 | Operating | 1 | Solar | 2016 | Lodestar Energy, Inc. | New England | NPCC | NE | Northwest Hills Planning Region | CT | Solar | 1 | NA | NA | NA | 19.4064 | 20.9932 | 19.0982
Canton Hydroelectric Project (Upper & Lower Collinsville) | -770404 | Operating | 1 | Hydraulic Turbine | 2023 | Canton, Connecticut | New England | NPCC | NE | Capitol Planning Region | CT | Water | 1 | NA | NA | NA | NA | NA | NA
CCSU Co-Gen-STBY Gen | -170933 | Operating | 3.6 | Internal Combustion | 1993 | Central Connecticut State University | New England | NPCC | NE | Capitol Planning Region | CT | Gas | 3.6 | 12159 | 15000 | 12055 | 0.27905 | 0.044394 | 4.2935
CCSU Fuel Cell Project Cogen | -191771 | Operating | 1.4 | Fuel Cell | 2012 | FuelCell Energy Finance LLC | New England | NPCC | NE | Capitol Planning Region | CT | Gas | 1.4 | 8100 | 7765 | 8893 | 83.2681 | 70.0832 | 75.4892
Cellu Tissue | -170815 | Operating | 3 | Internal Combustion | 2009 | Cellu Tissue Holdings, Inc. | New England | NPCC | NE | Capitol Planning Region | CT | Gas | 2.5 | 10776 | 10900 | 10802 | 59.9954 | 51.5845 | 49.2146
Clinton Solar Project (Allco Renewable) | -388253 | Operating | 1 | Solar | 2021 | Ecos Energy, LLC | New England | NPCC | NE | Southeastern Connecticut Planning Region | CT | Solar | 1 | NA | NA | NA | 18.7443 | 20.0342 | 11.1187
Clinton Solar Project (Allco Renewable) | -388252 | Operating | 1 | Solar | 2021 | Ecos Energy, LLC | New England | NPCC | NE | Southeastern Connecticut Planning Region | CT | Solar | 1 | NA | NA | NA | 18.7443 | 20.0342 | 11.1187
CMEEC - Navy NE Trident Solar | -173302 | Operating | 1 | Solar | 2017 | Tesla Energy Operations, Inc. | New England | NPCC | NE | Southeastern Connecticut Planning Region | CT | Solar | 1 | NA | NA | NA | 15.5251 | 16.895 | 15.5708
CMEEC - Norwich Stott St Battery Storage Project | -591491 | Operating | 0.8 | Battery | 2016 | Tesla Energy Operations, Inc. | New England | NPCC | NE | Southeastern Connecticut Planning Region | CT | Energy Storage | 0.8 | NA | NM | NM | 0.91324 | 0.47089 | 1.4983
CMEEC - Norwich Stott St Solar Project (Rogers Road Landfill) | -173167 | Operating | 3.5 | Solar | 2016 | Tesla Energy Operations, Inc. | New England | NPCC | NE | Southeastern Connecticut Planning Region | CT | Solar | 3.5 | NA | NA | NA | 7.7169 | 18.9302 | 24.302
CMEEC - Polaris Park Battery Storage Project | -591495 | Operating | 0.8 | Battery | 2017 | Tesla Energy Operations, Inc. | New England | NPCC | NE | Southeastern Connecticut Planning Region | CT | Energy Storage | 0.8 | NA | NM | NM | 1.0274 | 1.0559 | 0.91324
CMEEC - Polaris Park Solar | -173265 | Operating | 3.5 | Solar | 2017 | Tesla Energy Operations, Inc. | New England | NPCC | NE | Southeastern Connecticut Planning Region | CT | Solar | 3.5 | NA | NA | NA | 16.2818 | 16.6243 | 13.3138
CMEEC - Rogers Road Solar Project | -173262 | Operating | 1.3 | Solar | 2017 | Tesla Energy Operations, Inc. | New England | NPCC | NE | Southeastern Connecticut Planning Region | CT | Solar | 1.3 | NA | NA | NA | 14.3133 | 13.8661 | 13.6758
Colebrook South Wind Farm (Flagg Hill Road) | -168550 | Operating | 5 | Wind Turbine | 2015 | Bne Energy Inc | New England | NPCC | NE | Northwest Hills Planning Region | CT | Wind | 5 | NA | NA | NA | 20.2968 | 25.9155 | 29.1279
Connecticut College Fuel Cell Project | -673580 | Operating | 1.2 | Fuel Cell | 2019 | Bloom Energy Corporation | New England | NPCC | NE | Southeastern Connecticut Planning Region | CT | Gas | 1.2 | 6902 | 7134 | NA | 77.0548 | 89.1743 | NA
Connecticut Municipal Electric Energy Cooperative (Bozrah) Solar Project | -172876 | Operating | 2.5 | Solar | 2016 | Tesla Energy Operations, Inc. | New England | NPCC | NE | Southeastern Connecticut Planning Region | CT | Solar | 2.5 | NA | NA | NA | 14.2192 | 14.5205 | 15.137
Corbin Russwin Phase 3 Berlin Solar Project | -250396 | Operating | 1 | Solar | 2018 | Corbin Russwin Architectural Hardware | New England | NPCC | NE | Capitol Planning Region | CT | Solar | 1 | NA | NA | NA | 19.4749 | 20.4566 | 19.4064
Earl F Wisdom CT | -165887 | Operating | 81.6 | Gas Turbine | 2004 | Corn Belt Power Cooperative | SPP | MRO | MRO-US | Clay | IA | Gas | 80 | 13468 | 13620 | 13832 | 0.45191 | 0.22289 | 1.5903
Earl F Wisdom CT | -165886 | Operating | 81.6 | Gas Turbine | 2004 | Basin Electric Power Cooperative | SPP | MRO | MRO-US | Clay | IA | Gas | 80 | 13468 | 13620 | 13832 | 0.45191 | 0.22289 | 1.5903
Covanta Bristol Energy | -383249 | Operating | 16.3 | Steam Turbine | 1987 | Covanta Energy, LLC | New England | NPCC | NE | Naugatuck Valley Planning Region | CT | Biomass | 13.2 | 19178 | 18742 | 18735 | 89.7131 | 87.1523 | 89.2616
CP Middletown Solar I Project | -648700 | Operating | 1 | Solar | 2019 | Green Street Power Partners, LLC | New England | NPCC | NE | Lower Connecticut River Valley Planning Region | CT | Solar | 1 | NA | NA | NA | 19.1553 | NA | NA
CP Middletown Solar I Project | -639295 | Operating | 1 | Solar | 2019 | Green Street Power Partners, LLC | New England | NPCC | NE | Lower Connecticut River Valley Planning Region | CT | Solar | 1 | NA | NA | NA | 19.1553 | NA | NA
CP Middletown Solar II Farm | -648701 | Operating | 1 | Solar | 2019 | Green Street Power Partners, LLC | New England | NPCC | NE | Lower Connecticut River Valley Planning Region | CT | Solar | 1 | NA | NA | NA | 19.121 | NA | NA
CP Middletown Solar II Farm | -639297 | Operating | 1 | Solar | 2019 | Green Street Power Partners, LLC | New England | NPCC | NE | Lower Connecticut River Valley Planning Region | CT | Solar | 1 | NA | NA | NA | 19.121 | NA | NA
CT RFP-1 Fuel Cell (Hartford Fuel Cell) | -783385 | Operating | 7.4 | Fuel Cell | 2022 | FuelCell Energy, Inc. | New England | NPCC | NE | Capitol Planning Region | CT | Gas | 7.4 | NA | NA | NA | NA | NA | NA
East Campus Plant | -168242 | Operating | 7 | Gas Turbine | 2011 | The Pennsylvania State University | PJM | RFC | R-PJM | Centre | PA | Gas | 8.9 | 11924 | 12024 | 11614 | 60.0752 | 64.272 | 68.2469
Derby Dam Hydroelectric Project | -4942 | Operating | 8.6 | Hydraulic Turbine | 1989 | Mccallum Enterprises I Lp | New England | NPCC | NE | Naugatuck Valley Planning Region | CT | Water | 8.6 | NA | NA | NA | 12.3951 | 29.0074 | 41.8737
Derby Fuel Cell (Fuel Cell Energy) | -694555 | Operating | 14 | Fuel Cell | 2023 | FuelCell Energy, Inc. | New England | NPCC | NE | Naugatuck Valley Planning Region | CT | Gas | 14 | 8697 | NA | NA | 6.6471 | NA | NA
East China | -98843 | Operating | 357.6 | Gas Turbine | 2002 | DTE Electric Company | MISO | RFC | R-MISO | Saint Clair | MI | Gas | 384 | 11698 | 11877 | 11941 | 17.5122 | 10.0042 | 9.3696
Dickinson Solar Project (CT) | -244973 | Operating | 2 | Solar | 2020 | Ecos Energy, LLC | New England | NPCC | NE | Northeastern Connecticut Planning Region | CT | Solar | 2 | NA | NA | NA | 17.1119 | 16.4954 | 15.4623
Dickinson Solar Project (CT) | -244972 | Operating | 2 | Solar | 2020 | Ecos Energy, LLC | New England | NPCC | NE | Northeastern Connecticut Planning Region | CT | Solar | 2 | NA | NA | NA | 17.1119 | 16.4954 | 15.4623
Digital Fairfield | -193743 | Operating | 2 | Fuel Cell | 2018 | Bloom Energy Corporation | New England | NPCC | NE | Greater Bridgeport Planning Region | CT | Gas | 2 | 7105 | 7646 | 7662 | 74.9315 | 59.9715 | 75.5422
Dominion Bridgeport Fuel Cell | -191918 | Operating | 16.6 | Fuel Cell | 2013 | FuelCell Energy, Inc. | New England | NPCC | NE | Greater Bridgeport Planning Region | CT | Gas | 14.9 | 9238 | 8816 | 8685 | 80.4902 | 85.477 | 70.6765
Dynamic Energy CT - STAG Solar Project | -777891 | Operating | 1.5 | Solar | 2023 | Distributed Solar Development, LLC | New England | NPCC | NE | South Central Connecticut Planning Region | CT | Solar | 1.5 | NA | NA | NA | NA | NA | NA
East Windsor Solar One | -648047 | Operating | 5 | Solar | 2021 | DG Connecticut Solar III, LLC | New England | NPCC | NE | Capitol Planning Region | CT | Solar | 5 | NA | NA | NA | 20.1918 | 15.2785 | NA
Ellington Solar Plant | -780501 | Operating | 2 | Solar | 2024 | Onyx Renewable Partners L.P. | New England | NPCC | NE | Capitol Planning Region | CT | Solar | 2 | NA | NA | NA | NA | NA | NA
Emerald Gardens PKI Solar Project | -674053 | Operating | 1.6 | Solar | 2021 | Emerald Gardens PKI, LLC | New England | NPCC | NE | Naugatuck Valley Planning Region | CT | Solar | 1.6 | NA | NA | NA | 15.5751 | 19.4421 | NA
Enfield Solar One Project | -761729 | Operating | 4 | Solar | 2024 | VCP, LLC | New England | NPCC | NE | Capitol Planning Region | CT | Solar | 4 | NA | NA | NA | NA | NA | NA
Fairfield Landfill Solar Project | -130494 | Operating | 1.3 | Solar | 2017 | Greenskies Clean Energy, LLC | New England | NPCC | NE | Greater Bridgeport Planning Region | CT | Solar | 1.3 | NA | NA | NA | NA | NA | NA
East Hampton | -10489 | Operating | 21.3 | Gas Turbine | 1970 | National Grid Generation LLC | New York | NPCC | NY | Suffolk | NY | Oil | 24 | 14417 | 13973 | 14027 | 4.8464 | 6.0188 | 4.9686
Falls Village | -130403 | Operating | 9 | Hydraulic Turbine | 1914 | FirstLight Power Resources, Inc. | New England | NPCC | NE | Northwest Hills Planning Region | CT | Water | 11.1 | NA | NA | NA | 53.5573 | 37.3792 | 53.7774
FedEx Fuel Cell Project | -378343 | Operating | 1 | Fuel Cell | 2018 | 2016 Esa Project Company, LLC | New England | NPCC | NE | Lower Connecticut River Valley Planning Region | CT | Gas | 1 | 7179 | 7053 | 7343 | 81.5068 | 76.6438 | 89.3037
FedEx Middletown Solar Project | -786578 | Operating | 1.5 | Solar | 2024 | VCP, LLC | New England | NPCC | NE | Lower Connecticut River Valley Planning Region | CT | Solar | 1.5 | NA | NA | NA | NA | NA | NA
Few Solar Project | -251639 | Operating | 1 | Solar | 2020 | ALLCO Renewable Energy Limited | New England | NPCC | NE | Capitol Planning Region | CT | Solar | 1 | NA | NA | NA | 18.4361 | 19.4292 | 15.5708
Fort Hill 1, 2, 3 & 4 | -169704 | Operating | 10.4 | Internal Combustion | 2010 | Connecticut Municipal Electric Energy Cooperative | New England | NPCC | NE | Southeastern Connecticut Planning Region | CT | Oil | 10 | 9923 | 9958 | 9965 | 1.0799 | 0.79224 | 0.85388
East River Repowering | -164000 | Operating | 360 | Gas Turbine | 2005 | Consolidated Edison Company of New York, Inc. | New York | NPCC | NY | New York | NY | Gas | 396.9 | 11331 | 11110 | 10927 | 58.1587 | 63.2801 | 71.331
East Windsor Cogeneration Centre (EWCC) | -200219 | Operating & Planned | 84 | Gas Turbine | 2009 | Capital Power Corporation | Ontario | NPCC | ONT |  |  | Gas | 106 | NA | NA | NA | NA | NA | NA
Franklin Solar Project (Allco) | -174049 | Operating | 1 | Solar | 2018 | ALLCO Renewable Energy Limited | New England | NPCC | NE | Southeastern Connecticut Planning Region | CT | Solar | 1 | NA | NA | NA | 17.6484 | 18.5959 | 16.1301
Eastern Maine Medical Center | -170832 | Operating | 3.8 | Gas Turbine | 2006 | Eastern Maine Medical Center | New England | NPCC | NE | Penobscot | ME | Gas | 5 | 12937 | 13309 | 13955 | 70.4817 | 71.9224 | 70.911
Fusion Solar Center | -797988 | Operating | 20 | Solar | 2018 | D. E. Shaw Renewable Investments, L.L.C. | New England | NPCC | NE | Southeastern Connecticut Planning Region | CT | Solar | 20 | NA | NA | NA | NA | NA | NA
Fusion Solar Center | -797987 | Operating | 20 | Solar | 2018 | Macquarie Asset Management Pty Limited | New England | NPCC | NE | Southeastern Connecticut Planning Region | CT | Solar | 20 | NA | NA | NA | NA | NA | NA
Gary Court 1 & 2 | -169701 | Operating | 5.2 | Internal Combustion | 2010 | Connecticut Municipal Electric Energy Cooperative | New England | NPCC | NE | Southeastern Connecticut Planning Region | CT | Oil | 5 | 10582 | 9942 | 9992 | 1.0662 | 1.0571 | 1.153
Eastern Michigan University Heating Plant | -172561 | Operating | 7.8 | Gas Turbine | 1987 | Eastern Michigan University | MISO | RFC | R-MISO | Washtenaw | MI | Gas | 6.8 | 15959 | 20914 | 17902 | 62.0753 | 44.9872 | 46.1993
Eastman Cogeneration Facility | -9523 | Operating | 467.7 | Combined Cycle | 2001 | Eastman Chemical Company | SPP | MRO | MRO-US | Harrison | TX | Gas | 456.6 | 9756 | 10177 | 10096 | 64.1169 | 55.5509 | 53.1468
Easton 2 CT | -787007 | Operating | 10.8 | Gas Turbine | 2004 | Easton Utilities Commission | PJM | RFC | R-PJM | Talbot | MD | Oil | 10.2 | NA | 14231 | 20756 | 0.022383 | 1.6608 | 0.27084
Ecoline Landfill Project | -167608 | Operating | 4.6 | Gas Turbine | 2009 | The University of New Hampshire, Durham | New England | NPCC | NE | Strafford | NH | Biomass | 4.6 | NA | NA | NA | NA | NA | NA
ECP Uptown Campus Cogeneration Facility | -663348 | Operating | 5.6 | Gas Turbine | 1997 | Clearway Energy, Inc. | PJM | RFC | R-PJM | Allegheny | PA | Gas | 5.6 | 16686 | NA | NA | 50.4118 | NA | NA
ECP Uptown Campus Cogeneration Facility | -663347 | Operating | 5.6 | Gas Turbine | 1997 | Clearway Energy, Inc. | PJM | RFC | R-PJM | Allegheny | PA | Gas | 5.6 | 16686 | NA | NA | 50.4118 | NA | NA
Generate Colchester Fuel Cells | -673574 | Operating | 10 | Fuel Cell | 2021 | Generate Colchester Fuel Cells, LLC | New England | NPCC | NE | Southeastern Connecticut Planning Region | CT | Gas | 10 | 7804 | 6786 | NA | 93.9178 | 95.6872 | NA
Goodwin Hydroelectric | -3610 | Operating | 3.2 | Hydraulic Turbine | 1986 | The Metropolitan District, Hartford, Connecticut | New England | NPCC | NE | Northwest Hills Planning Region | CT | Water | 3 | NA | NA | NA | 48.8965 | 34.8973 | 56.168
Gravel Pit Solar Project | -796749 | Operating | NA | Solar | 2025 | D. E. Shaw Renewable Investments, L.L.C. | New England | NPCC | NE | Capitol Planning Region | CT | Solar | 120 | NA | NA | NA | NA | NA | NA
Gravel Pit Solar Project | -796748 | Operating | NA | Solar | 2025 | Macquarie Asset Management Pty Limited | New England | NPCC | NE | Capitol Planning Region | CT | Solar | 120 | NA | NA | NA | NA | NA | NA
GRE Gacrux Solar Project (Waterford) | -633110 | Operating | 16.78 | Solar | 2023 | Greenskies Clean Energy, LLC | New England | NPCC | NE | Southeastern Connecticut Planning Region | CT | Solar | 16.78 | NA | NA | NA | NA | NA | NA
Green Energy Park Fuel Cell Project (Seaside Project) | -785818 | Operating | 2.8 | Fuel Cell | 2015 | The United Illuminating Company | New England | NPCC | NE | Greater Bridgeport Planning Region | CT | Gas | 2.5 | NA | NA | NA | NA | NA | NA
Green Energy Park Solar Project (UI RCP Bridgeport Seaside) | -785817 | Operating | 2.2 | Solar | 2016 | The United Illuminating Company | New England | NPCC | NE | Greater Bridgeport Planning Region | CT | Solar | 2.2 | NA | NA | NA | NA | NA | NA
Hamilton Solar Project | -174048 | Operating | 1 | Solar | 2018 | ALLCO Renewable Energy Limited | New England | NPCC | NE | Southeastern Connecticut Planning Region | CT | Solar | 1 | NA | NA | NA | 17.4886 | 18.4361 | 15.2511
Ector County Energy Center (Goldsmith Peaking Facility) | -746356 | Operating | 358.8 | Gas Turbine | 2015 | Rockland Capital, LP | ERCOT | TRE | TRE | Ector | TX | Gas | 336 | 11110 | 9440 | NA | 14.4606 | 4.0355 | NA
Hartford Hospital Fuel Cell Cogeneration | -101288 | Operating | 1.4 | Fuel Cell | 2014 | DCO Energy LLC | New England | NPCC | NE | Capitol Planning Region | CT | Gas | 1.4 | 10373 | 10262 | 9463 | 79.7456 | 83.684 | 90.1337
Hartford Landfill Solar Project | -172962 | Operating | 1 | Solar | 2014 | Material Innovation And Recycling Authority | New England | NPCC | NE | Capitol Planning Region | CT | Solar | 1 | NA | NA | NA | 16.5411 | 17.4201 | 16.9863
Eddystone CT | -396388 | Operating | 79.6 | Gas Turbine | 1967 | Constellation Energy Corporation | PJM | RFC | R-PJM | Delaware | PA | Oil | 78.2 | 20338 | 20140 | NA | 0.01124 | 0.35809 | NA
IBM Southbury Project | -172601 | Operating | 1.1 | Fuel Cell | 2014 | Bloom Energy Corporation | New England | NPCC | NE | Naugatuck Valley Planning Region | CT | Gas | 1 | NA | 7758 | 7244 | 0 | 58.3447 | 84.4064
IKEA New Haven Fuel Cell | -766808 | Operating | 0.3 | Fuel Cell | 2016 | IKEA Property Inc | New England | NPCC | NE | South Central Connecticut Planning Region | CT | Gas | 0.3 | 5841 | 7540 | 7872 | 47.032 | 53.4247 | 65.9437
IKEA New Haven Solar | -766806 | Operating | 0.8 | Solar | 2012 | IKEA Property Inc | New England | NPCC | NE | South Central Connecticut Planning Region | CT | Solar | 0.8 | NA | NA | NA | 8.6473 | 34.0325 | 3.9669
Jackson Solar Project (Voluntown Solar) | -249309 | Operating | 1 | Solar | 2019 | ALLCO Renewable Energy Limited | New England | NPCC | NE | Southeastern Connecticut Planning Region | CT | Solar | 1 | NA | NA | NA | 17.9338 | 17.8995 | 15.4224
Jefferson Solar Project (Allco) | -174053 | Operating | 1 | Solar | 2018 | ALLCO Renewable Energy Limited | New England | NPCC | NE | Southeastern Connecticut Planning Region | CT | Solar | 1 | NA | NA | NA | 17.2831 | 18.2192 | 16.5183
Jewett City 1 | -169710 | Operating | 2.6 | Internal Combustion | 2010 | Connecticut Municipal Electric Energy Cooperative | New England | NPCC | NE | Southeastern Connecticut Planning Region | CT | Oil | 2.5 | 9879 | 9851 | 9894 | 0.90411 | 0.98174 | 1.1187
Edge Moor CT | -745116 | Operating | 12.5 | Gas Turbine | 1963 | Calpine Mid-Atlantic Generation LLC | PJM | RFC | R-PJM | New Castle | DE | Oil | 15 | NA | NA | 26863 | -3.6514 | 0 | 0.10578
Kinneytown | -241868 | Operating | 2.3 | Hydraulic Turbine | 1986 | Enel Green Power North America, Inc. | New England | NPCC | NE | Naugatuck Valley Planning Region | CT | Water | 2.2 | NA | NA | NA | 0 | 0 | 0
Edge Moor CT | -745115 | Operating | 12.5 | Gas Turbine | 1963 | Calpine Mid-Atlantic Generation LLC | PJM | RFC | R-PJM | New Castle | DE | Oil | 15 | NA | NA | 26863 | -3.6514 | 0 | 0.10578
Lebanon Pines 1 & 2 | -169703 | Operating | 5.2 | Internal Combustion | 2010 | Connecticut Municipal Electric Energy Cooperative | New England | NPCC | NE | Southeastern Connecticut Planning Region | CT | Oil | 5 | 9812 | 10529 | 10199 | 1.3151 | 1.0525 | 1.1256
Litchfield Solar Plant and Park Project (Connecticut Energy Parks) | -807624 | Operating | NA | Solar | 2025 | Shell New Energies US LLC | New England | NPCC | NE | Northwest Hills Planning Region | CT | Solar | 19.8 | NA | NA | NA | NA | NA | NA
Litchfield Solar Plant and Park Project (Connecticut Energy Parks) | -807623 | Operating | NA | Solar | 2025 | Silicon Ranch Corporation | New England | NPCC | NE | Northwest Hills Planning Region | CT | Solar | 19.8 | NA | NA | NA | NA | NA | NA
Madison Solar Project (CT) | -344825 | Operating | 1 | Solar | 2020 | ALLCO Renewable Energy Limited | New England | NPCC | NE | Capitol Planning Region | CT | Solar | 1 | NA | NA | NA | 18.5388 | 19.3493 | 14.726
Manchester Community College East | -763188 | Operating | 1 | Solar | 2018 | Onyx Asset Services Group LLC | New England | NPCC | NE | Capitol Planning Region | CT | Solar | 1 | NA | NA | NA | 15.9932 | 18.4018 | 16.3927
Manchester Community College East | -323456 | Operating | 1 | Solar | 2018 | Onyx Asset Services Group LLC | New England | NPCC | NE | Capitol Planning Region | CT | Solar | 1 | NA | NA | NA | 15.9932 | 18.4018 | 16.3927
Manchester Community College North Solar | -763191 | Operating | 1 | Solar | 2018 | Onyx Renewable Partners L.P. | New England | NPCC | NE | Capitol Planning Region | CT | Solar | 1 | NA | NA | NA | 17.1918 | 18.9498 | 18.242
Manchester Community College North Solar | -323458 | Operating | 1 | Solar | 2018 | Onyx Renewable Partners L.P. | New England | NPCC | NE | Capitol Planning Region | CT | Solar | 1 | NA | NA | NA | 17.1918 | 18.9498 | 18.242
Mchenry Solar Project | -378396 | Operating | 1 | Solar | 2021 | ALLCO Renewable Energy Limited | New England | NPCC | NE | Northeastern Connecticut Planning Region | CT | Solar | 1 | NA | NA | NA | 18.1621 | 19.7374 | 2.7397
Medtronic - New Haven 2 Fuel Cell Project | -503807 | Operating | 2.2 | Fuel Cell | 2020 | Bloom Energy Corporation | New England | NPCC | NE | South Central Connecticut Planning Region | CT | Gas | 2.2 | 6982 | 6889 | 6501 | 88.2939 | 99.5953 | 91.319
Medtronic - New Haven Fuel Cell Project | -503812 | Operating | 2.3 | Fuel Cell | 2020 | Bloom Energy Corporation | New England | NPCC | NE | South Central Connecticut Planning Region | CT | Gas | 2.3 | 7116 | 6976 | 6697 | 69.5652 | 85.5867 | 85.3385
Meriden Landfill Solar Project | -130496 | Operating | 1.1 | Solar | 2016 | Greenskies Clean Energy, LLC | New England | NPCC | NE | South Central Connecticut Planning Region | CT | Solar | 1.1 | NA | NA | NA | NA | NA | NA
Edgewood Electric Generating Facility | -790224 | Operating | 100 | Gas Turbine | 2002 | Hull Street Energy, LLC | New York | NPCC | NY | Suffolk | NY | Gas | 94 | NA | NA | NA | NA | NA | NA
Edward L. Addison Generating Plant (West Georgia) | -18779 | Operating | 701.2 | Gas Turbine | 2000 | Southern Power Company |  | SERC | SOU | Upson | GA | Gas | 692.7 | 10938 | 10892 | 11386 | 3.2985 | 6.1041 | 4.2995
EG178 Facility | -386049 | Operating | 153.9 | Combined Cycle | 2005 | Kinder Morgan Energy Partners, L.P. | ERCOT | TRE | TRE | Scurry | TX | Gas | 106 | 8214 | 7909 | 8026 | 73.9798 | 88.0471 | 82.5832
EG178 Facility | -107869 | Operating | 153.9 | Combined Cycle | 2005 | Kinder Morgan Energy Partners, L.P. | ERCOT | TRE | TRE | Scurry | TX | Gas | 106 | 8214 | 7909 | 8026 | 73.9798 | 88.0471 | 82.5832
Middletown Operations Inc. | -389357 | Operating | 767.9 | Steam Turbine | 1954 | ArcLight Capital Partners, LLC | New England | NPCC | NE | Lower Connecticut River Valley Planning Region | CT | Oil | 767 | 11735 | 13154 | 13096 | 2.5302 | 2.8004 | 2.3007
Eight Flags Energy Project (Cogen) | -171730 | Operating | 21 | Gas Turbine | 2016 | Eight Flags Energy, LLC |  | SERC | FP | Nassau | FL | Gas | 21 | 10247 | 11104 | 10492 | 93.678 | 79.9875 | 87.0211
El Cajon Energy Center Project | -168352 | Operating | 60.5 | Gas Turbine | 2010 | El Cajon Energy, LLC | CAISO | WECC | CAMX | San Diego | CA | Gas | 60.5 | 11627 | 10631 | 10875 | 1.4318 | 2.5752 | 1.2568
Millstone | -784952 | Operating | 2259.9 | Nuclear | 1975 | Dominion Generation, Inc. | New England | NPCC | NE | Southeastern Connecticut Planning Region | CT | Nuclear | 2121.1 | NA | NA | NA | 73.5675 | 88.625 | 93.406
Millstone | -219633 | Operating | 2259.9 | Nuclear | 1975 | Régime de retraite de l'Université du Québec | New England | NPCC | NE | Southeastern Connecticut Planning Region | CT | Nuclear | 2121.1 | NA | NA | NA | 73.5675 | 88.625 | 93.406
Millstone | -219632 | Operating | 2259.9 | Nuclear | 1975 | British Columbia Investment Management Corporation | New England | NPCC | NE | Southeastern Connecticut Planning Region | CT | Nuclear | 2121.1 | NA | NA | NA | 73.5675 | 88.625 | 93.406
Millstone | -219063 | Operating | 2259.9 | Nuclear | 1975 | Fonds de solidarité FTQ | New England | NPCC | NE | Southeastern Connecticut Planning Region | CT | Nuclear | 2121.1 | NA | NA | NA | 73.5675 | 88.625 | 93.406
Millstone | -219061 | Operating | 2259.9 | Nuclear | 1975 | Enbridge Inc. | New England | NPCC | NE | Southeastern Connecticut Planning Region | CT | Nuclear | 2121.1 | NA | NA | NA | 73.5675 | 88.625 | 93.406
Millstone | -219060 | Operating | 2259.9 | Nuclear | 1975 | Caisse de dépôt et placement du Québec | New England | NPCC | NE | Southeastern Connecticut Planning Region | CT | Nuclear | 2121.1 | NA | NA | NA | 73.5675 | 88.625 | 93.406
Millstone | -161722 | Operating | 2259.9 | Nuclear | 1975 | Massachusetts Municipal Wholesale Electric Company | New England | NPCC | NE | Southeastern Connecticut Planning Region | CT | Nuclear | 2121.1 | NA | NA | NA | 73.5675 | 88.625 | 93.406
Montville Station | -522350 | Operating | 489.9 | Steam Turbine | 1954 | Generation Bridge, LLC | New England | NPCC | NE | Southeastern Connecticut Planning Region | CT | Oil | 493 | 14490 | 16363 | 15250 | 0.83523 | 2.2521 | 0.62283
Montville Station IC | -157250 | Operating | 5.4 | Internal Combustion | 1967 | NRG Northeast Generating LLC | New England | NPCC | NE | Southeastern Connecticut Planning Region | CT | Oil | 5.4 | 12466 | 11456 | 14609 | 0.28116 | 0.33824 | 0.048622
Mountain Ash Solar Farm | -115576 | Operating | 1 | Solar | 2016 | Tesla Energy Operations, Inc. | New England | NPCC | NE | Southeastern Connecticut Planning Region | CT | Solar | 1 | NA | NA | NA | 14.4635 | 15.7763 | 14.7717
Naval Sub Base New London Fuel Cell (Submarine) | -619776 | Operating | 7.4 | Fuel Cell | 2022 | FuelCell Energy, Inc. | New England | NPCC | NE | Southeastern Connecticut Planning Region | CT | Gas | 7.4 | 7288 | 5348 | NA | 52.7012 | 3.5126 | NA
New Haven Harbor | -522351 | Operating | 460 | Steam Turbine | 1975 | Generation Bridge, LLC | New England | NPCC | NE | South Central Connecticut Planning Region | CT | Oil | 453.3 | 17581 | 10200 | NA | 0.44302 | 1.5309 | NA
El Centro | -164662 | Operating | 276.7 | Combined Cycle | 1952 | Imperial Irrigation District |  | WECC | AZNMSN | Imperial | CA | Gas | 250.5 | 8105 | 8191 | 8253 | 43.3136 | 43.326 | 38.7527
New Milford - IC | -744640 | Operating | 1.6 | Internal Combustion | 2008 | WM Renewable Energy, LLC | New England | NPCC | NE | Western Connecticut Planning Region | CT | Biomass | 1.6 | 12659 | 12605 | 11585 | 38.8485 | 40.7178 | 43.7215
Niagara Bottling Bloomfield Solar | -612548 | Operating | 2.8 | Solar | 2022 | Duke Energy Renewables Commercial, LLC | New England | NPCC | NE | Capitol Planning Region | CT | Solar | 2.8 | NA | NA | NA | 18.1303 | 0.20385 | NA
Norcap North Solar | -763849 | Operating | 2 | Solar | 2017 | LSE Canes Venatici LLC | New England | NPCC | NE | Capitol Planning Region | CT | Solar | 2 | NA | NA | NA | 19.2637 | NA | NA
Norcap South Solar | -763792 | Operating | 2 | Solar | 2017 | LSE Coma Berenices LLC | New England | NPCC | NE | Capitol Planning Region | CT | Solar | 2 | NA | NA | NA | 19.5719 | NA | NA
Norden 1-3 | -169707 | Out of Service | 6 | Internal Combustion | 2004 | Norwalk Third Taxing District | New England | NPCC | NE | Western Connecticut Planning Region | CT | Oil | NA | NA | 10350 | 9808 | 0 | 0.076104 | 0.098935
Norfolk Landfill Solar Project | -787547 | Operating | 4 | Solar | 2024 | NJR Clean Energy Ventures Corporation | New England | NPCC | NE | Northwest Hills Planning Region | CT | Solar | 4 | NA | NA | NA | NA | NA | NA
North Canaan Solar Project | -642671 | Operating | 1.99 | Solar | 2022 | Lodestar Energy, Inc. | New England | NPCC | NE | Northwest Hills Planning Region | CT | Solar | 1.99 | NA | NA | NA | NA | NA | NA
North Haven Middle School Project | -758806 | Operating | 1.6 | Solar | 2024 | Goldman Sachs Renewable Power Operating Company LLC | New England | NPCC | NE | South Central Connecticut Planning Region | CT | Solar | 1.6 | NA | NA | NA | NA | NA | NA
North Stonington Solar Center (Pawcatuck Solar Center) | -767167 | Operating | 15 | Solar | 2022 | Adapture Renewables, Inc. | New England | NPCC | NE | Southeastern Connecticut Planning Region | CT | Solar | 15 | NA | NA | NA | 23.5342 | 3.9505 | NA
North Stonington Solar Project (NS Solar Plant I) | -762806 | Operating | 8.35 | Solar | 2024 | Silicon Ranch Corporation | New England | NPCC | NE | Southeastern Connecticut Planning Region | CT | Solar | 8.35 | NA | NA | NA | NA | NA | NA
Norwich Waste Water Treatment Project | -169705 | Operating | 2 | Internal Combustion | 2006 | City of Norwich, Connecticut | New England | NPCC | NE | Southeastern Connecticut Planning Region | CT | Oil | 2 | NA | 11255 | 12074 | 0 | 0.26826 | 0.15411
Nutmeg Solar Energy Center (Enfield Solar Project) | -316823 | Operating | 19.6 | Solar | 2020 | NextEra Energy Resources, LLC | New England | NPCC | NE | Capitol Planning Region | CT | Solar | 19.6 | NA | NA | NA | 19.4378 | 22.3168 | 20.4571
Occum | -5570 | Operating | 0.8 | Hydraulic Turbine | 1936 | City of Norwich, Connecticut | New England | NPCC | NE | Southeastern Connecticut Planning Region | CT | Water | 0.8 | NA | NA | NA | NA | NA | NA
Park Solar Project | -741429 | Operating | 1 | Solar | 2023 | ALLCO Renewable Energy Limited | New England | NPCC | NE | South Central Connecticut Planning Region | CT | Solar | 1 | NA | NA | NA | 0.22831 | NA | NA
Pepperidge Farm Bloomfield | -757478 | Operating | 2.6 | Fuel Cell | 2008 | Nova Clean Energy, LLC | New England | NPCC | NE | Capitol Planning Region | CT | Gas | 2.1 | NA | NA | NA | NA | NA | NA
Pfizer Groton Fuel Cell Cogen Project | -172970 | Operating | 5.6 | Fuel Cell | 2016 | FuelCell Energy, Inc. | New England | NPCC | NE | Southeastern Connecticut Planning Region | CT | Gas | 5.6 | 8213 | 8024 | 12617 | 85.8203 | 79.1198 | 81.6964
Pfizer Groton Plant | -165361 | Operating | 27.5 | Steam Turbine | 1948 | Pfizer Inc. | New England | NPCC | NE | Southeastern Connecticut Planning Region | CT | Gas | 22.5 | NA | NM | NA | 8.3719 | 9.4678 | 9.7275
El Segundo Refinery | -164663 | Operating | 180.1 | Combined Cycle | 1975 | Chevron Corporation | CAISO | WECC | CAMX | Los Angeles | CA | Gas | 171.6 | 12335 | 12021 | 11946 | 76.8126 | 82.87 | 70.24
Plainfield Renewable Energy (Biomass Project) | -96753 | Operating | 43 | Steam Turbine | 2013 | Recycled Energy Development, LLC | New England | NPCC | NE | Northeastern Connecticut Planning Region | CT | Biomass | 37.5 | 12673 | 12783 | 11905 | 71.1845 | 32.2326 | 86.2654
Plainfield Renewable Energy (Biomass Project) | -96751 | Operating | 43 | Steam Turbine | 2013 | Denham Commodity Partners Fund IV, L.P. | New England | NPCC | NE | Northeastern Connecticut Planning Region | CT | Biomass | 37.5 | 12673 | 12783 | 11905 | 71.1845 | 32.2326 | 86.2654
Plainfield Renewable Energy (Biomass Project) | -96750 | Operating | 43 | Steam Turbine | 2013 | Denham Commodity Partners Fund V, L.P. | New England | NPCC | NE | Northeastern Connecticut Planning Region | CT | Biomass | 37.5 | 12673 | 12783 | 11905 | 71.1845 | 32.2326 | 86.2654
Plainfield Solar 2 Project | -241776 | Operating | 1 | Solar | 2020 | Ecos Energy, LLC | New England | NPCC | NE | Northeastern Connecticut Planning Region | CT | Solar | 1 | NA | NA | NA | 16.7808 | 17.363 | 15.5936
Plainfield Solar Project | -220887 | Operating | 1 | Solar | 2019 | ALLCO Renewable Energy Limited | New England | NPCC | NE | Northeastern Connecticut Planning Region | CT | Solar | 1 | NA | NA | NA | 16.2443 | 16.7123 | 14.2123
Platt Hill Solar Project | -777384 | Operating | 2 | Solar | 2022 | Lodestar Energy, Inc. | New England | NPCC | NE | Northwest Hills Planning Region | CT | Solar | 2 | NA | NA | NA | 21.3984 | NA | NA
Powder Hill Solar Project | -777585 | Operating | 2 | Solar | 2020 | LSE Delphinus LLC | New England | NPCC | NE | Capitol Planning Region | CT | Solar | 2 | NA | NA | NA | 19.0753 | NA | NA
El Segundo Repowering | -662982 | Operating | 537.4 | Combined Cycle | 2013 | Clearway Energy, Inc. | CAISO | WECC | CAMX | Los Angeles | CA | Gas | 510 | 9321 | NA | NA | 3.297 | NA | NA
Quinebaug Lower Project | -783501 | Operating | 2.5 | Hydraulic Turbine | 1990 | Quinebaug Associates, LLC | New England | NPCC | NE | Northeastern Connecticut Planning Region | CT | Water | 2.4 | NA | NA | NA | NA | NA | NA
Quinebaug Solar Project | -787415 | Operating | 49.4 | Solar | 2021 | XPLR Infrastructure, LP | New England | NPCC | NE | Northeastern Connecticut Planning Region | CT | Solar | 49.4 | NA | NA | NA | 17.6197 | 19.2747 | 0.19224
Quinebaug Solar Project | -426616 | Operating | 49.4 | Solar | 2021 | NextEra Energy Resources, LLC | New England | NPCC | NE | Northeastern Connecticut Planning Region | CT | Solar | 49.4 | NA | NA | NA | 17.6197 | 19.2747 | 0.19224
Raffia Road Solar Project | -793493 | Operating | NA | Solar | 2024 | NJR Clean Energy Ventures III Corporation | New England | NPCC | NE | Capitol Planning Region | CT | Solar | 4 | NA | NA | NA | NA | NA | NA
Rainbow Hydro | -6138 | Operating | 8 | Hydraulic Turbine | 1925 | Farmington River Power Company | New England | NPCC | NE | Capitol Planning Region | CT | Water | 8 | NA | NA | NA | 50.4366 | 35.9703 | 53.8699
El Segundo Repowering | -662981 | Operating | 537.4 | Combined Cycle | 2013 | Clearway Energy, Inc. | CAISO | WECC | CAMX | Los Angeles | CA | Gas | 510 | 9321 | NA | NA | 3.297 | NA | NA
Rocky River (CT) | -130381 | Operating | 31 | Pumped Storage | 1928 | FirstLight Power Resources, Inc. | New England | NPCC | NE | Western Connecticut Planning Region | CT | Water | 29.4 | NA | NA | NA | 8.5756 | 6.2696 | 7.1215
Sand Road Solar Project | -777625 | Operating | 2 | Solar | 2021 | LSE Phoenix LLC | New England | NPCC | NE | Northwest Hills Planning Region | CT | Solar | 2 | NA | NA | NA | NA | NA | NA
Scotland Dam | -130417 | Operating | 2 | Hydraulic Turbine | 1937 | FirstLight Power Resources, Inc. | New England | NPCC | NE | Southeastern Connecticut Planning Region | CT | Water | 2.2 | NA | NA | NA | 49.8547 | 30.2978 | 24.834
Second Street | -6606 | Operating | 0.8 | Hydraulic Turbine | 1927 | City of Norwich, Connecticut | New England | NPCC | NE | Southeastern Connecticut Planning Region | CT | Water | 0.54 | NA | NA | NA | NA | NA | NA
Shepaug | -130399 | Operating | 37.2 | Hydraulic Turbine | 1955 | FirstLight Power Resources, Inc. | New England | NPCC | NE | Naugatuck Valley Planning Region | CT | Water | 42.6 | NA | NA | NA | 43.7185 | 26.723 | 39.7376
Sherman Solar (Voluntown Solar) | -220885 | Operating | 1 | Solar | 2019 | ALLCO Renewable Energy Limited | New England | NPCC | NE | Southeastern Connecticut Planning Region | CT | Solar | 1 | NA | NA | NA | 18.0023 | 17.8995 | 15.0913
Electrifarm | -140667 | Operating | 264.1 | Gas Turbine | 1975 | MidAmerican Energy Company | MISO | MRO | MRO-US | Black Hawk | IA | Gas | 234 | NA | 15075 | 18248 | 0.56643 | 0.55058 | 0.43155
Sikorsky Aircraft CHP Solar Project | -174004 | Operating | 0.1 | Solar | 2010 | Soltage, LLC | New England | NPCC | NE | Greater Bridgeport Planning Region | CT | Solar | 0.1 | NA | NA | NA | 10.8447 | 12.3288 | 12.5571
Sikorsky Aircraft CHP Steam Project | -522835 | Operating | 0.6 | Steam Turbine | 2021 | Sikorsky Aircraft Corporation | New England | NPCC | NE | Greater Bridgeport Planning Region | CT | Gas | 0.6 | NA | NA | NA | NA | NA | NA
Somers Solar Center Facility | -392653 | Operating | 5 | Solar | 2013 | Onward Energy | New England | NPCC | NE | Capitol Planning Region | CT | Solar | 5 | NA | NA | NA | 18.0183 | 16.347 | 18.8128
South Windsor Fuel Cell | -232312 | Operating | 5 | Fuel Cell | 2020 | Centrica Business Solutions UK Limited | New England | NPCC | NE | Capitol Planning Region | CT | Gas | 5 | NA | 9293 | 9389 | 89.3973 | 92.3105 | 6.9475
Southington Solar One Project | -610839 | Operating | 4.7 | Solar | 2022 | Southington Solar One, LLC | New England | NPCC | NE | Capitol Planning Region | CT | Solar | 4.7 | NA | NA | NA | 21.2426 | 19.2995 | NA
Stafford Solar Project (Stafford Middle School) | -641140 | Operating | 2 | Solar | 2016 | Town of Stafford, Connecticut | New England | NPCC | NE | Capitol Planning Region | CT | Solar | 2 | NA | NA | NA | 17.9795 | 19.2009 | 17.4258
Stamford Health Power Project | -378140 | Operating | 8.4 | Internal Combustion | 1984 | Stamford Health, Inc. | New England | NPCC | NE | Western Connecticut Planning Region | CT | Oil | 8.5 | NA | 10048 | 9623 | 0 | 0.11147 | 0.10341
Stamford Health Fuel Cell Project | -793914 | Operating | NA | Fuel Cell | 2023 | Stamford Health, Inc. | New England | NPCC | NE | Western Connecticut Planning Region | CT | Gas | 2 | NA | NA | NA | NA | NA | NA
Stamford Hospital Fuel Cell Project | -619956 | Operating | 2 | Fuel Cell | 2023 | Bloom Energy Corporation | New England | NPCC | NE | Western Connecticut Planning Region | CT | Gas | 2 | NA | NA | NA | NA | NA | NA
Stevenson | -130383 | Operating | 30.5 | Hydraulic Turbine | 1919 | FirstLight Power Resources, Inc. | New England | NPCC | NE | Greater Bridgeport Planning Region | CT | Water | 28.9 | NA | NA | NA | 43.9359 | 24.3127 | 46.0385
Stonington Solar Project | -465814 | Operating | 6.09 | Solar | 2022 | Greenskies Clean Energy, LLC | New England | NPCC | NE | Southeastern Connecticut Planning Region | CT | Solar | 6.09 | NA | NA | NA | NA | NA | NA
Subase Microgrid Project FC | -545857 | Operating | 7.4 | Fuel Cell | 2022 | FuelCell Energy, Inc. | New England | NPCC | NE | Southeastern Connecticut Planning Region | CT | Gas | 7.4 | 7069 | 7887 | NA | 52.7767 | 29.5076 | NA
Sydney Solar Plant | -244977 | Operating | 2 | Solar | 2020 | Ecos Energy, LLC | New England | NPCC | NE | Northeastern Connecticut Planning Region | CT | Solar | 2 | NA | NA | NA | 17.5799 | 16.4954 | 14.3094
Sydney Solar Plant | -244976 | Operating | 2 | Solar | 2020 | Ecos Energy, LLC | New England | NPCC | NE | Northeastern Connecticut Planning Region | CT | Solar | 2 | NA | NA | NA | 17.5799 | 16.4954 | 14.3094
Taftville | -130401 | Operating | 1.6 | Hydraulic Turbine | 1906 | FirstLight Power Resources, Inc. | New England | NPCC | NE | Southeastern Connecticut Planning Region | CT | Water | 2 | NA | NA | NA | 26.8322 | 19.4635 | 23.7215
Tenth Street | -7157 | Operating | 1.4 | Hydraulic Turbine | 1967 | City of Norwich, Connecticut | New England | NPCC | NE | Southeastern Connecticut Planning Region | CT | Water | 1.2 | NA | NA | NA | 33.5046 | 34.3417 | 57.5628
The Tobacco Valley Solar Farm (Simsbury Solar Farm) (DWW Solar II) | -215179 | Operating | 36.9 | Solar | 2019 | Ørsted US Offshore Wind | New England | NPCC | NE | Capitol Planning Region | CT | Solar | 36.9 | NA | NA | NA | 12.7155 | 15.8493 | 14.7706
Ticket Network South Windsor Solar Project | -552434 | Operating | 1 | Solar | 2018 | EnterSolar LLC | New England | NPCC | NE | Capitol Planning Region | CT | Solar | 1 | NA | NA | NA | 17.9452 | 18.4703 | 17.1461
Torrington Solar One Project | -382380 | Operating | 2 | Solar | 2021 | NextEra Energy Resources, LLC | New England | NPCC | NE | Northwest Hills Planning Region | CT | Solar | 2 | NA | NA | NA | 19.1495 | 20.9589 | 13.7728
Electrifarm | -140666 | Operating | 264.1 | Gas Turbine | 1975 | MidAmerican Energy Company | MISO | MRO | MRO-US | Black Hawk | IA | Gas | 234 | NA | 15075 | 18248 | 0.56643 | 0.55058 | 0.43155
Elgin Energy Center | -743764 | Operating | 540 | Gas Turbine | 2002 | Middle River Power, LLC | PJM | RFC | R-PJM | Cook | IL | Gas | 500 | 11748 | NA | NA | 4.8412 | NA | NA
Elizabeth River CT | -9202 | Operating | 388.8 | Gas Turbine | 1992 | Virginia Electric and Power Company | PJM | SERC | VACAR | Chesapeake | VA | Gas | 375 | 12002 | 12592 | 11686 | 3.3234 | 1.9171 | 1.3733
Elk Hills Cogen | -464721 | Operating | 46.6 | Gas Turbine | 1994 | California Resources Corporation | CAISO | WECC | CAMX | Kern | CA | Gas | 48.2 | 10514 | 10382 | 11542 | 1.8871 | 1.3211 | 1.7642
Elk Hills Cogen | -12070 | Operating | 46.6 | Gas Turbine | 1994 | Chevron U.S.A. Inc. | CAISO | WECC | CAMX | Kern | CA | Gas | 48.2 | 10514 | 10382 | 11542 | 1.8871 | 1.3211 | 1.7642
Elk Hills Power | -464719 | Operating | 623 | Combined Cycle | 2003 | California Resources Corporation | CAISO | WECC | CAMX | Kern | CA | Gas | 549 | 7184 | 7116 | 7064 | 78.5042 | 76.6625 | 78.5599
Elk Hills Power | -133526 | Operating | 623 | Combined Cycle | 2003 | Ares Management Corporation | CAISO | WECC | CAMX | Kern | CA | Gas | 549 | 7184 | 7116 | 7064 | 78.5042 | 76.6625 | 78.5599
Elk Mound | -3150 | Operating | 71 | Gas Turbine | 2001 | Dairyland Power Cooperative | MISO | MRO | MRO-US | Chippewa | WI | Gas | 84.7 | 12870 | 12725 | 12567 | 4.6274 | 4.998 | 8.5162
Elk River Peaking | -166545 | Operating | 191.3 | Gas Turbine | 2009 | Great River Energy | MISO | MRO | MRO-US | Sherburne | MN | Gas | 200 | 11315 | 11616 | 11619 | 3.3236 | 2.1998 | 4.3254
Elkins | -166584 | Operating | 66 | Gas Turbine | 2010 | Arkansas Electric Cooperative Corporation | SPP | MRO | MRO-US | Washington | AR | Gas | 60 | 11913 | 11577 | 11381 | 4.7947 | 5.6208 | 0.49391
Town of Branford | -163964 | Operating | 1.1 | Solar | 2018 | Tesla, Inc. | New England | NPCC | NE | South Central Connecticut Planning Region | CT | Solar | 1.1 | NA | NA | NA | 15.6704 | 17.1129 | 16.2723
Town of Rocky Hill Solar Project | -173863 | Operating | 3 | Solar | 2018 | Tesla Energy Operations, Inc. | New England | NPCC | NE | Capitol Planning Region | CT | Solar | 3 | NA | NA | NA | 17.6598 | 19.4216 | 17.6598
Trinity College Fuel Cell Project | -776610 | Operating | 1.4 | Fuel Cell | 2018 | OnSite Partners, LLC | New England | NPCC | NE | Capitol Planning Region | CT | Gas | 1.4 | NA | NA | NA | NA | NA | NA
Trinity College Fuel Cell Project | -776609 | Operating | 1.4 | Fuel Cell | 2018 | OnSite Partners, LLC | New England | NPCC | NE | Capitol Planning Region | CT | Gas | 1.4 | NA | NA | NA | NA | NA | NA
TRS Fuel Cell Project | -163752 | Operating | 3.7 | Fuel Cell | 2019 | FuelCell Energy, Inc. | New England | NPCC | NE | Western Connecticut Planning Region | CT | Gas | 2.3 | NA | NA | NA | 0 | 0 | 0
Ellwood Generating Station | -791768 | Operating | 58 | Gas Turbine | 1974 | Rockland Capital Partners, LLC | CAISO | WECC | CAMX | Santa Barbara | CA | Gas | 54 | NA | NA | NA | NA | NA | NA
Tunnel Hydro | -130410 | Operating | 2 | Hydraulic Turbine | 1919 | FirstLight Power Resources, Inc. | New England | NPCC | NE | Southeastern Connecticut Planning Region | CT | Water | 2.2 | NA | NA | NA | 60.6009 | 37.0953 | 56.9583
Elwood Energy | -497312 | Operating | 1728 | Gas Turbine | 1999 | J-POWER USA Investment Co, Ltd. | PJM | RFC | R-PJM | Will | IL | Gas | 1728 | 11131 | 11928 | 11711 | 6.2481 | 1.0475 | 5.5266
UDR Glastonbury Fuel Cell | -785781 | Operating | 3.4 | Fuel Cell | 2016 | The United Illuminating Company | New England | NPCC | NE | Capitol Planning Region | CT | Gas | 3.1 | NA | NA | NA | NA | NA | NA
UI RCP New Haven Fuel Cell | -785819 | Operating | 2.8 | Fuel Cell | 2015 | The United Illuminating Company | New England | NPCC | NE | South Central Connecticut Planning Region | CT | Gas | 2.5 | NA | NA | NA | NA | NA | NA
UI RCP Woodbridge Fuel Cell Cogen Project | -785821 | Operating | 2.2 | Fuel Cell | 2016 | The United Illuminating Company | New England | NPCC | NE | South Central Connecticut Planning Region | CT | Gas | 2.2 | NA | NA | NA | NA | NA | NA
University Fuel Cell Project | -663182 | Operating | 1.4 | Fuel Cell | 2015 | Clearway Energy, Inc. | New England | NPCC | NE | Greater Bridgeport Planning Region | CT | Gas | 1.4 | 9680 | NA | NA | 85.3229 | NA | NA
University Fuel Cell Project | -663181 | Operating | 1.4 | Fuel Cell | 2015 | Clearway Energy, Inc. | New England | NPCC | NE | Greater Bridgeport Planning Region | CT | Gas | 1.4 | 9680 | NA | NA | 85.3229 | NA | NA
Emerald Energy from Waste | -74836 | Operating | 15.1 | Combined Cycle | 1992 | Emerald Energy from Waste Inc. | Ontario | NPCC | ONT |  |  | Biomass | 15.1 | NA | NA | NA | NA | NA | NA
Wallingford Landfill Solar Project | -381985 | Operating | 16.1 | Solar | 2021 | NextEra Energy Resources, LLC | New England | NPCC | NE | South Central Connecticut Planning Region | CT | Solar | 16.1 | NA | NA | NA | 15.4188 | 15.4117 | 8.5524
Water Treatment 1 & 2 | -169706 | Operating | 5.2 | Internal Combustion | 2010 | Connecticut Municipal Electric Energy Cooperative | New England | NPCC | NE | Southeastern Connecticut Planning Region | CT | Oil | 5 | 9720 | 9747 | 10189 | 1.1005 | 1.0183 | 0.91781
Waterbury Fuel Cell | -772272 | Operating | 2.4 | Fuel Cell | 2015 | EMCOR Energy Services Inc | New England | NPCC | NE | Naugatuck Valley Planning Region | CT | Gas | 2.4 | NA | NA | NA | NA | NA | NA
Emery Generating Station | -164142 | Operating | 602.8 | Combined Cycle | 2004 | Interstate Power and Light Company | MISO | MRO | MRO-US | Cerro Gordo | IA | Gas | 602.7 | 7952 | 8595 | 7313 | 54.8964 | 33.8929 | 36.2239
Waterbury Road Solar (Cheshire) | -172171 | Operating | 1 | Solar | 2018 | Tesla Energy Operations, Inc. | New England | NPCC | NE | Naugatuck Valley Planning Region | CT | Solar | 1 | NA | NA | NA | NA | NA | NA
Empire Energy Center | -790373 | Operating | 379 | Gas Turbine | 1978 | The Empire District Electric Company | SPP | MRO | MRO-US | Jasper | MO | Gas | 298 | 13320 | 13645 | 13760 | 9.1564 | 10.7475 | 8.7009
Watertown Solar One Facility | -382379 | Operating | 2 | Solar | 2021 | NextEra Energy Resources, LLC | New England | NPCC | NE | Naugatuck Valley Planning Region | CT | Solar | 2 | NA | NA | NA | 16.9007 | 19.3322 | 7.4604
Wesleyan University Cogen 1 Plant | -170835 | Operating | 2.4 | Internal Combustion | 2009 | Wesleyan University | New England | NPCC | NE | Lower Connecticut River Valley Planning Region | CT | Gas | 2.3 | 9778 | 9832 | 9910 | 51.9257 | 49.4094 | 53.0872
Wheelabrator Lisbon | -6238 | Operating | 14.6 | Steam Turbine | 1995 | Eastern Connecticut Resource Recovery Authority | New England | NPCC | NE | Southeastern Connecticut Planning Region | CT | Biomass | 13 | 19663 | 19778 | 20120 | 89.4661 | 87.4535 | 81.6544
Wilson Solar Project | -174052 | Operating | 1 | Solar | 2018 | ALLCO Renewable Energy Limited | New England | NPCC | NE | Southeastern Connecticut Planning Region | CT | Solar | 1 | NA | NA | NA | 17.5913 | 18.9269 | 16.484
Wisconsin Avenue - LNG 1 & 2 | -169700 | Operating | 5.2 | Internal Combustion | 2010 | Connecticut Municipal Electric Energy Cooperative | New England | NPCC | NE | Southeastern Connecticut Planning Region | CT | Oil | 5 | 9911 | 9953 | 10054 | 1.3059 | 1.0639 | 1.1804
Woods Hill Solar Project | -743691 | Operating | 20 | Solar | 2017 | Ormat Technologies, Inc. | New England | NPCC | NE | Northeastern Connecticut Planning Region | CT | Solar | 20 | NA | NA | NA | NA | NA | NA
Wyre Wynd Hydro Power | -783505 | Operating | 2.78 | Hydraulic Turbine | 1997 | Gravity Renewables, Inc. | New England | NPCC | NE | Southeastern Connecticut Planning Region | CT | Water | 2.78 | NA | NA | NA | NA | NA | NA
Yale-New Haven New London | -674086 | Operating | 1.8 | Fuel Cell | 2022 | Bloom Energy Corporation | New England | NPCC | NE | Southeastern Connecticut Planning Region | CT | Gas | 1.8 | 6323 | 6221 | NA | 92.3135 | 25.9006 | NA
Benning Road Solar Project | -395031 | Operating | 0.8 | Solar | 2021 | Azimuth 180 Solar Electric, LLC | PJM | RFC | R-PJM | Washington | DC | Solar | 0.8 | NA | NA | NA | NA | NA | NA
Empire Generating Project | -207676 | Operating | 653.7 | Combined Cycle | 2010 | Black Diamond Capital Holdings, L.L.C. | New York | NPCC | NY | Rensselaer | NY | Gas | 675.7 | 7474 | 7443 | 7433 | 51.2249 | 54.8664 | 58.5147
Catholic Charities Solar Project | -232476 | Operating | 1.5 | Solar | 2020 | IGS CC, LLC | PJM | RFC | R-PJM | Washington | DC | Solar | 1.5 | NA | NA | NA | 16.035 | 16.309 | 17.481
Children's National Rare Disease Institute | -366293 | Operating | 0.9 | Solar | 2019 | New Columbia Solar, Inc. | PJM | RFC | R-PJM | Washington | DC | Solar | 0.9 | NA | NA | NA | NA | NA | NA
CUA West Campus - North Solar Project | -769146 | Operating | 3 | Solar | 2024 | Standard Solar, Inc. | PJM | RFC | R-PJM | Washington | DC | Solar | 3 | NA | NA | NA | NA | NA | NA
CUA West Campus South Solar Project | -769249 | Operating | 2.8 | Solar | 2024 | Standard Solar, Inc. | PJM | RFC | R-PJM | Washington | DC | Solar | 2.8 | NA | NA | NA | NA | NA | NA
DC Catholic U Solar Project | -762362 | Operating | 6 | Solar | 2024 | Standard Solar, Inc. |  | WECC | NWPP | Washington | DC | Solar | 6 | NA | NA | NA | NA | NA | NA
Empire Generating Project | -207675 | Operating | 653.7 | Combined Cycle | 2010 | HSBC Bank plc | New York | NPCC | NY | Rensselaer | NY | Gas | 675.7 | 7474 | 7443 | 7433 | 51.2249 | 54.8664 | 58.5147
Gallaudet University Community Solar Project | -808179 | Operating | NA | Solar | 2025 | Scale Microgrid Solutions, LLC | PJM | RFC | R-PJM | Washington | DC | Solar | 2.6 | NA | NA | NA | NA | NA | NA
Empire Generating Project | -207674 | Operating | 653.7 | Combined Cycle | 2010 | MJX Asset Management LLC | New York | NPCC | NY | Rensselaer | NY | Gas | 675.7 | 7474 | 7443 | 7433 | 51.2249 | 54.8664 | 58.5147
JBAB - Washington DC Solar Project | -396564 | Operating | 5.9 | Solar | 2019 | Constellation Solar MC, LLC | PJM | RFC | R-PJM | Washington | DC | Solar | 5.9 | NA | NA | NA | 16.3919 | 16.9801 | NA
Marbury Point DC Water Solar Facility | -361671 | Operating | 3.5 | Solar | 2021 | Ameresco, Inc. | PJM | RFC | R-PJM | Washington | DC | Solar | 3.5 | NA | NA | NA | 17.88 | 17.3614 | 13.5877
Nationals Park Solar Project (WGL) | -493844 | Operating | 1 | Solar | 2019 | Undisclosed buyer | PJM | SERC | VACAR | Washington | DC | Solar | 1 | NA | NA | NA | 19.1667 | 20.3196 | 19.0068
Oxon Run CREF Solar Project | -678653 | Operating | 2 | Solar | 2021 | Dc Department Of Energy And Environment | PJM | RFC | R-PJM | Washington | DC | Solar | 2 | NA | NA | NA | 18.4132 | 1.6553 | NA
Ridgecrest Solar Project | -365266 | Operating | 1.7 | Solar | 2021 | Greenbacker Renewable Energy Corporation | PJM | RFC | R-PJM | Washington | DC | Solar | 1.7 | NA | NA | NA | 15.0752 | 16.6935 | 6.8829
Emporia Energy Center | -138871 | Operating | 730.2 | Gas Turbine | 2008 | Westar Energy (KPL) | SPP | MRO | MRO-US | Lyon | KS | Gas | 654 | 11091 | 12370 | 11694 | 21.1665 | 6.1281 | 5.4474
Empress Cogen Project | -524427 | Operating | 45 | Gas Turbine | 2022 | Pembina Pipeline Corporation | Alberta | WECC | WECCCN |  |  | Gas | 45 | NA | NA | NA | NA | NA | NA
WMATA - Anacostia | -761307 | Operating | 1.1 | Solar | 2023 | MN8 Energy, Inc. | PJM | RFC | R-PJM | Washington | DC | Solar | 1.1 | NA | NA | NA | 2.5114 | NA | NA
WW-DC Solar 1 Project (Worthington Woods) | -472326 | Operating | 1.2 | Solar | 2022 | Greenbacker Renewable Energy Corporation | PJM | RFC | R-PJM | Washington | DC | Solar | 1.2 | NA | NA | NA | 10.8543 | 13.3752 | NA
AGT001 Centerville Fuel Cell Project | -249989 | Operating | 1.3 | Fuel Cell | 2019 | 2016 Esa Project Company, LLC | PJM | RFC | R-PJM | New Castle | DE | Gas | 1.3 | 7279 | 7158 | 6323 | 81.7703 | 75.6586 | 89.7348
Ameresco (CSWMC) Landfill - Sandtown | -166490 | Operating | 5 | Internal Combustion | 2006 | Ameresco, Inc. | PJM | RFC | R-PJM | Kent | DE | Biomass | 5 | 11050 | 11114 | 10874 | 53.5525 | 69.5799 | 69.0434
Ameresco (SSWMC) Landfill | -166492 | Operating | 5 | Internal Combustion | 2006 | Ameresco, Inc. | PJM | RFC | R-PJM | Sussex | DE | Biomass | 5 | 10535 | 10789 | 10674 | 67.6393 | 63.6941 | 73.4247
AstraZeneca Newark Solar Project | -767842 | Operating | 3.2 | Solar | 2024 | AstraZeneca Pharmaceuticals LP | PJM | RFC | R-PJM | New Castle | DE | Solar | 3.2 | NA | NA | NA | NA | NA | NA
Blue Hen Solar Project | -752219 | Operating | 1.5 | Solar | 2022 | Madison Energy Holdings, LLC | PJM | RFC | R-PJM | Kent | DE | Solar | 1.5 | NA | NA | NA | 20.898 | 13.7291 | NA
Brookside | -169569 | Operating | 2.6 | Fuel Cell | 2012 | Bloom Energy Corporation | PJM | RFC | R-PJM | New Castle | DE | Gas | 2.6 | 6979 | 6971 | 6595 | 81.1907 | 86.4594 | 91.6184
Bruce A. Henry Solar Energy Farm | -218261 | Operating | 7 | Solar | 2013 | Delaware Electric Cooperative, Inc. | PJM | RFC | R-PJM | Sussex | DE | Solar | 6.9 | NA | NA | NA | 11.6107 | 11.174 | 9.8339
Enbridge Edmonton Power Generation Facility | -365398 | Operating | 20 | Gas Turbine | 2021 | Enbridge Inc. | Alberta | WECC | WECCCN |  |  | Gas | 20 | NA | NA | NA | NA | NA | NA
Encana Foster Creek | -138315 | Operating | 98 | Gas Turbine | 2003 | Cenovus FCCL Ltd. | Alberta | WECC | WECCCN |  |  | Gas | 98 | NA | NA | NA | NA | NA | NA
Croda Atlas Point CHP | -364976 | Operating | 4.2 | Internal Combustion | 2013 | Croda, Inc. | PJM | RFC | R-PJM | New Castle | DE | Biomass | 4.2 | 13646 | 11863 | 14044 | 35.9317 | 55.985 | 30.5691
DD Hay Road Solar 23 | -172254 | Operating | 1.2 | Solar | 2015 | Laurel Capital Partners | PJM | RFC | R-PJM | New Castle | DE | Solar | 1.2 | NA | NA | NA | 6.0217 | 11.6819 | 4.6233
Delaware City | -202598 | Operating | 140 | Steam Turbine | 1956 | PBF Energy Company LLC | PJM | RFC | R-PJM | New Castle | DE | Other | 135 | 34404 | 41272 | 44966 | 22.9959 | 20.8931 | 20.455
Encogen | -754678 | Operating | 176.4 | Combined Cycle | 1993 | Alberta Investment Management Corporation |  | WECC | NWPP | Whatcom | WA | Gas | 182.5 | 9141 | 9278 | NA | 56.4851 | 26.6946 | NA
Encogen | -754677 | Operating | 176.4 | Combined Cycle | 1993 | OMERS Administration Corporation |  | WECC | NWPP | Whatcom | WA | Gas | 182.5 | 9141 | 9278 | NA | 56.4851 | 26.6946 | NA
Encogen | -754676 | Operating | 176.4 | Combined Cycle | 1993 | British Columbia Investment Management Corporation |  | WECC | NWPP | Whatcom | WA | Gas | 182.5 | 9141 | 9278 | NA | 56.4851 | 26.6946 | NA
Encogen | -754675 | Operating | 176.4 | Combined Cycle | 1993 | PGGM Vermogensbeheer B.V. |  | WECC | NWPP | Whatcom | WA | Gas | 182.5 | 9141 | 9278 | NA | 56.4851 | 26.6946 | NA
Encogen | -754674 | Operating | 176.4 | Combined Cycle | 1993 | Ontario Teachers' Pension Plan Board |  | WECC | NWPP | Whatcom | WA | Gas | 182.5 | 9141 | 9278 | NA | 56.4851 | 26.6946 | NA
Encogen | -410032 | Operating | 176.4 | Combined Cycle | 1993 | Macquarie Infrastructure Partners Inc. |  | WECC | NWPP | Whatcom | WA | Gas | 182.5 | 9141 | 9278 | NA | 56.4851 | 26.6946 | NA
Ennis-Tractebel Power Project | -136037 | Operating | 418 | Combined Cycle | 2002 | TNA Merchant Projects, Inc | ERCOT | TRE | TRE | Ellis | TX | Gas | 392.9 | 7124 | 7110 | 7476 | 41.8438 | 41.0505 | 28.5907
Enterprise Products Co. | -220298 | Operating | 20.7 | Gas Turbine | 1984 | Enterprise Products Partners L.P. | ERCOT | TRE | TRE | Chambers | TX | Gas | 18 | 14364 | 14678 | 14192 | 93.308 | 77.7664 | 69.3125
Ergon Refining - Vicksburg | -756644 | Operating & Planned | 4.8 | Gas Turbine | 1995 | Ergon Refining, Inc. | MISO | SERC | DELTA | Warren | MS | Gas | 4.7 | 12971 | 12766 | 12884 | 92.2957 | 94.2121 | 92.8422
Dover SUN Park | -256343 | Operating | 10 | Solar | 2011 | Capital Dynamics, Inc. | PJM | RFC | R-PJM | Kent | DE | Solar | 10 | NA | NA | NA | 18.6872 | 18.9247 | 19.5457
Echo Solar – DE 1 | -798382 | Operating | NA | Solar | 2022 | True Green Capital Management LLC | PJM | RFC | R-PJM |  | DE | Solar | 5.9 | NA | NA | NA | NA | NA | NA
Edge Moor 3-4 | -745114 | Operating | 251.8 | Steam Turbine | 1954 | Calpine Mid-Atlantic Generation LLC | PJM | RFC | R-PJM | New Castle | DE | Gas | 258 | 12348 | 11832 | 11412 | 4.6563 | 5.6614 | 5.7404
Edge Moor 3-4 | -745113 | Operating | 251.8 | Steam Turbine | 1954 | Calpine Mid-Atlantic Generation LLC | PJM | RFC | R-PJM | New Castle | DE | Gas | 258 | 12348 | 11832 | 11412 | 4.6563 | 5.6614 | 5.7404
Edge Moor 5 | -745173 | Operating | 446 | Steam Turbine | 1973 | Calpine Mid-Atlantic Generation LLC | PJM | RFC | R-PJM | New Castle | DE | Gas | 438 | 12973 | 12691 | 12470 | 3.1759 | 5.3525 | 4.0988
Edge Moor 5 | -745172 | Operating | 446 | Steam Turbine | 1973 | Calpine Mid-Atlantic Generation LLC | PJM | RFC | R-PJM | New Castle | DE | Gas | 438 | 12973 | 12691 | 12470 | 3.1759 | 5.3525 | 4.0988
Erving Paper Mills CT Plant | -173099 | Operating | 5.6 | Gas Turbine | 2015 | Erving Paper Mills Inc | New England | NPCC | NE | Franklin | MA | Gas | 6 | 13936 | 14123 | 13345 | 76.1701 | 76.3128 | 72.9947
Escondido Energy Center | -164129 | Operating | 54 | Gas Turbine | 2001 | Wellhead Electric Company, Inc. | CAISO | WECC | CAMX | San Diego | CA | Gas | 54 | 10341 | 10497 | 10136 | 4.9345 | 2.5068 | 1.8339
ENGIE Solidago Solar Project (Amazon) (New Castle Solar) | -611314 | Operating | 50 | Solar | 2022 | ENGIE North America Inc. | PJM | RFC | R-PJM | New Castle | DE | Solar | 50 | NA | NA | NA | 21.2304 | 0.20639 | NA
Essex CT | -3217 | Operating | 121.2 | Gas Turbine | 1999 | Associated Electric Cooperative, Inc. |  | SERC | DELTA | Stoddard | MO | Gas | 122 | 12358 | 10284 | 11543 | 6.9516 | 7.2169 | 3.7163
Georgetown Solar Project (DEC Phase II) | -396621 | Operating | 3 | Solar | 2019 | Constellation Solar MC, LLC | PJM | RFC | R-PJM | Sussex | DE | Solar | 3 | NA | NA | NA | 21.9635 | 22.1804 | NA
Eugene W. Zeltmann Power Project | -511453 | Operating | 528 | Combined Cycle | 2005 | Power Authority of the State of New York | New York | NPCC | NY | Queens | NY | Gas | 540.4 | 7155 | 7370 | 7415 | 71.92 | 50.8156 | 54.0631
Exira Station Peaking | -165869 | Operating | 181.5 | Gas Turbine | 2004 | Missouri River Energy Services | SPP | MRO | MRO-US | Audubon | IA | Gas | 140.1 | 10663 | 10361 | 10566 | 18.7272 | 12.7855 | 10.056
Heimlich Solar Project (DEC Solar Project 1) (Diamond State) | -740096 | Operating | 4 | Solar | 2023 | Ecofin U.S. Renewables Infrastructure Trust PLC | PJM | RFC | R-PJM | Sussex | DE | Solar | 4 | NA | NA | NA | NA | NA | NA
ExTex LaPorte Generation Station | -752579 | Operating | 236 | Gas Turbine | 2001 | TotalEnergies SE | ERCOT | TRE | TRE | Harris | TX | Gas | 168 | NA | NA | NA | NA | NA | NA
Kent County Water Treatment Solar Project | -169033 | Operating | 1.2 | Solar | 2011 | Kent County Levy Court | PJM | RFC | R-PJM | Kent | DE | Solar | 1.1 | NA | NA | NA | 12.6505 | 7.6389 | 6.7637
Onyx - Allen Harim Solar Project | -763146 | Operating | 1.2 | Solar | 2017 | Onyx Renewable Partners L.P. | PJM | RFC | R-PJM | Sussex | DE | Solar | 1.2 | NA | NA | NA | 17.0852 | 18.8642 | 16.3432
Onyx - Allen Harim Solar Project | -323413 | Operating | 1.2 | Solar | 2017 | Onyx Renewable Partners L.P. | PJM | RFC | R-PJM | Sussex | DE | Solar | 1.2 | NA | NA | NA | 17.0852 | 18.8642 | 16.3432
Perdue Bridgeville Solar Project | -139612 | Operating | 1.3 | Solar | 2011 | WGL Energy Services, Inc. | PJM | RFC | R-PJM | Sussex | DE | Solar | 1.3 | NA | NA | NA | 15.7622 | 16.0959 | 0
PSEG Milford Solar Farm | -356459 | Operating | 11.8 | Solar | 2012 | Quattro Solar, LLC | PJM | RFC | R-PJM | Kent | DE | Solar | 11.8 | NA | NA | NA | 17.6573 | 19.3493 | 19.1075
Red Lion Energy Center | -169479 | Operating | 24.9 | Fuel Cell | 2012 | Bloom Energy Corporation | PJM | RFC | R-PJM | New Castle | DE | Gas | 24.9 | 6781 | 7042 | 6615 | 82.6539 | 86.1803 | 91.5274
Smyrna Business Park Solar Facility | -758418 | Operating | 1.2 | Solar | 2018 | Delaware Municipal Electric Corporation, Inc. | PJM | RFC | R-PJM | Kent | DE | Solar | 1.2 | NA | NA | NA | 18.0556 | 18.769 | 18.2744
South Campus Solar Project | -366644 | Operating | 1.8 | Solar | 2011 | JPMorgan Chase Bank, N.A. | PJM | RFC | R-PJM | New Castle | DE | Solar | 1.8 | NA | NA | NA | 16.7681 | 16.9521 | 10.0076
University of Delaware Wind Facility | -482622 | Operating | 2 | Wind Turbine | 2010 | Gamesa Energy USA, Inc. | PJM | RFC | R-PJM | Sussex | DE | Wind | 2 | NA | NA | NA | 23.7728 | 24.9829 | 27.6769
University of Delaware Wind Facility | -482621 | Operating | 2 | Wind Turbine | 2010 | Gamesa Energy USA, Inc. | PJM | RFC | R-PJM | Sussex | DE | Wind | 2 | NA | NA | NA | 23.7728 | 24.9829 | 27.6769
University of Delaware Wind Facility | -168271 | Operating | 2 | Wind Turbine | 2010 | Blue Hen Wind, Inc. | PJM | RFC | R-PJM | Sussex | DE | Wind | 2 | NA | NA | NA | 23.7728 | 24.9829 | 27.6769
Exxon Baytown CT | -164694 | Operating | 201.8 | Gas Turbine | 1970 | Exxon Mobil Corporation | ERCOT | TRE | TRE | Harris | TX | Gas | 166 | 13696 | 13832 | NA | 81.8483 | 82.6703 | 82.7443
Factory | -3242 | Operating | 26.6 | Gas Turbine | 1973 | City of Springfield, Illinois | MISO | SERC | GATEWY | Sangamon | IL | Oil | 24.6 | NA | NM | 22404 | 0.030163 | 0.10779 | 0.065489
Fairbanks | -3244 | Operating | 36.8 | Gas Turbine | 1971 | Golden Valley Electric Association Inc. |  | ASCC | ALASKA | Fairbanks North Star | AK | Oil | 35.4 | 20019 | 18743 | 19040 | 2.0603 | 2.7246 | 2.948
Fairfield University CHP | -167918 | Operating | 4.5 | Gas Turbine | 2007 | Fairfield University | New England | NPCC | NE | Greater Bridgeport Planning Region | CT | Gas | 4.5 | 9824 | 9786 | 9897 | 64.239 | 61.796 | 56.1796
WHA Southbridge Solar Park | -174020 | Operating | 1.4 | Solar | 2018 | Ecogy Energy | PJM | RFC | R-PJM | New Castle | DE | Solar | 1.4 | NA | NA | NA | 17.2619 | 12.3777 | 17.2293
Wilmington 1- Peninsula Solar | -170594 | Operating | 1 | Solar | 2013 | Greenwood Energy I, LLC | PJM | RFC | R-PJM | New Castle | DE | Solar | 1 | NA | NA | NA | NA | NA | NA
Wilmington 2- Peninsula Solar | -170595 | Operating | 1 | Solar | 2013 | Greenwood Energy I, LLC | PJM | RFC | R-PJM | New Castle | DE | Solar | 1 | NA | NA | NA | NA | NA | NA
6th St Solar Park | -169636 | Operating | 1.6 | Solar | 2011 | Sybac Solar LLC |  | SERC | FP | Alachua | FL | Solar | 1.6 | NA | NA | NA | 10.4737 | 11.865 | 14.512
Alafia Solar Project | -742157 | Operating | 60 | Solar | 2023 | Tampa Electric Company |  | SERC | FP | Polk | FL | Solar | 60 | NA | NA | NA | 1.0314 | NA | NA
Altamonte Mall Solar Project | -249953 | Operating | 1.5 | Solar | 2016 | Altamonte Mall |  | SERC | FP | Seminole | FL | Solar | 1.5 | NA | NA | NA | 7.3135 | 6.7199 | 8.2192
Anclote | -41841 | Operating | 1112.4 | Steam Turbine | 1974 | Duke Energy Florida, LLC |  | SERC | FP | Pasco | FL | Gas | 1035 | 12458 | 11408 | 11294 | 19.1614 | 24.8005 | 23.295
Anhinga Solar Energy Center | -547295 | Operating | 74.5 | Solar | 2023 | Florida Power & Light Company |  | SERC | FP | Clay | FL | Solar | 74.5 | NA | NA | NA | 19.9666 | NA | NA
Apalachee Solar Energy Center | -547293 | Operating | 74.5 | Solar | 2023 | Florida Power & Light Company |  | SERC | FP | Jackson | FL | Solar | 74.5 | NA | NA | NA | 22.7419 | NA | NA
Fairgrounds | -3253 | Operating | 68.3 | Gas Turbine | 1974 | Union Electric Company | MISO | SERC | GATEWY | Cole | MO | Oil | 68 | NA | 16611 | 12461 | 0 | 0.24527 | 0.53653
Fairless Works Energy Center | -150479 | Operating | 1338 | Combined Cycle | 2004 | Lotus Infrastructure Partners | PJM | RFC | R-PJM | Bucks | PA | Gas | 1355.4 | 7127 | 7201 | 7162 | 67.1687 | 64.796 | 62.8342
Arvah B. Hopkins RICE (Tallahassee IC Plant) | -236699 | Operating | 94 | Internal Combustion | 2019 | City of Tallahassee, Florida |  | SERC | FP | Leon | FL | Gas | 92.5 | 8619 | 8573 | 8546 | 23.2906 | 21.8731 | 25.7874
Babcock Ranch Battery Storage Project | -599027 | Operating | 10 | Battery | 2018 | Florida Power & Light Company |  | SERC | FP | Charlotte | FL | Energy Storage | 10 | NA | NM | NM | 3.4498 | 5.4623 | 5.9441
Babcock Ranch Solar Energy Center | -167973 | Operating | 74.5 | Solar | 2016 | Florida Power & Light Company |  | SERC | FP | Charlotte | FL | Solar | 74.5 | NA | NA | NA | 22.7753 | 23.7544 | 24.204
Balm Solar | -173858 | Operating | 74.4 | Solar | 2018 | Tampa Electric Company |  | SERC | FP | Hillsborough | FL | Solar | 74.4 | NA | NA | NA | 15.3708 | 19.4448 | 22.8808
Fairview Generating Station (Douglas) | -2984 | Operating | 26.1 | Gas Turbine | 1972 | Arizona Public Service Company |  | WECC | AZNMSN | Cochise | AZ | Oil | 19 | NA | 23625 | 20148 | 0.054674 | 0.028839 | 0.03665
Falls | -396391 | Operating | 63.6 | Gas Turbine | 1970 | Constellation Energy Corporation | PJM | RFC | R-PJM | Bucks | PA | Oil | 62.1 | 22729 | 16401 | NA | 0.010846 | 0.35084 | NA
Faribault Energy Park | -165960 | Operating | 334.5 | Combined Cycle | 2005 | Minnesota Municipal Power Agency | MISO | MRO | MRO-US | Rice | MN | Gas | 290 | 7293 | 7468 | 7411 | 41.5302 | 25.3474 | 28.8285
Bartow Solar Farm | -173847 | Operating | 7.3 | Solar | 2018 | Alchemy Renewable Energy, LLC |  | SERC | FP | Polk | FL | Solar | 7.3 | NA | NA | NA | 19.899 | 18.3602 | 20.3572
Bartow Solar Farm | -173846 | Operating | 7.3 | Solar | 2018 | Renew Petra Integrators, Llc |  | SERC | FP | Polk | FL | Solar | 7.3 | NA | NA | NA | 19.899 | 18.3602 | 20.3572
Bay Ranch Solar Power Plant | -638676 | Operating | 74.9 | Solar | 2023 | Duke Energy Florida, LLC |  | SERC | FP | Bay | FL | Solar | 74.9 | NA | NA | NA | 19.9464 | NA | NA
Bay Trail Solar Power Plant | -497950 | Operating | 74.9 | Solar | 2022 | Duke Energy Florida, LLC |  | SERC | FP | Citrus | FL | Solar | 74.9 | NA | NA | NA | 20.6941 | 2.8652 | NA
Fayette Energy Facility | -138204 | Operating | 714.9 | Combined Cycle | 2003 | Vistra Corp. | PJM | RFC | R-PJM | Fayette | PA | Gas | 716 | 7124 | 7055 | 7076 | 88.2881 | 79.9329 | 80.6585
Beautyberry Solar Energy Center | -755738 | Operating | 74.5 | Solar | 2024 | Florida Power & Light Company |  | SERC | FP | Hendry | FL | Solar | 74.5 | NA | NA | NA | NA | NA | NA
Bell Ridge Solar Project | -678417 | Operating | 74.5 | Solar | 2023 | NextEra Energy Resources, LLC |  | SERC | FP | Gilchrist | FL | Solar | 74.5 | NA | NA | NA | 9.2602 | NA | NA
Bella Vista Solar Project (Lakeland Bluebird) | -493813 | Operating | 6 | Solar | 2015 | Undisclosed buyer |  | SERC | FP | Polk | FL | Solar | 6 | NA | NA | NA | 15.3672 | 18.8718 | 17.1728
Big Bend | -631154 | Operating | 486 | Steam Turbine | 1970 | Tampa Electric Company |  | SERC | FP | Hillsborough | FL | Coal | 442 | 10165 | NA | NA | 13.0244 | NA | NA
Big Bend Agrivoltaics Solar Project | -489097 | Operating | 1 | Solar | 2022 | Tampa Electric Company |  | SERC | FP | Hillsborough | FL | Solar | 1 | NA | NA | NA | 17.363 | 11.29 | NA
Big Bend Battery Storage Project | -741408 | Operating | 12.6 | Other Energy Storage | 2017 | Tampa Electric Company |  | SERC | FP | Hillsborough | FL | Energy Storage | 12.6 | NM | NA | NA | 0.44937 | NA | NA
Feather River Energy Center | -745068 | Operating | 47 | Gas Turbine | 2002 | Calpine Corporation | CAISO | WECC | CAMX | Sutter | CA | Gas | 48 | 11491 | 11141 | 11461 | 10.7591 | 17.2963 | 20.6271
Feather River Energy Center | -745067 | Operating | 47 | Gas Turbine | 2002 | Calpine Corporation | CAISO | WECC | CAMX | Sutter | CA | Gas | 48 | 11491 | 11141 | 11461 | 10.7591 | 17.2963 | 20.6271
Big Bend Floating Solar Project (Apollo Beach) | -755797 | Operating | 1 | Solar | 2022 | Tampa Electric Company |  | SERC | FP | Hillsborough | FL | Solar | 1 | NA | NA | NA | NA | NA | NA
Big Bend II Solar Project | -413646 | Operating | 60.1 | Solar | 2022 | Tampa Electric Company |  | SERC | FP | Hillsborough | FL | Solar | 60.1 | NA | NA | NA | 14.4521 | 9.9309 | NA
Big Bend Solar (Apollo Solar) | -172457 | Operating | 19.8 | Solar | 2017 | Tampa Electric Company |  | SERC | FP | Hillsborough | FL | Solar | 19.8 | NA | NA | NA | 8.7992 | 16.6868 | 21.765
Big Bend Solar Project | -807242 | Operating | 1.3 | Solar | 2022 | EDF power solutions North America |  | SERC | FP | Hillsborough | FL | Solar | 1.3 | NA | NA | NA | NA | NA | NA
Big Juniper Creek Solar | -762875 | Operating | 74.5 | Solar | 2024 | Florida Power & Light Company |  | SERC | SOU | Santa Rosa | FL | Solar | 74.5 | NA | NA | NA | NA | NA | NA
Big Water Solar Energy Center | -795534 | Operating | NA | Solar | 2025 | Florida Power & Light Company |  | SERC | FP | Okeechobee | FL | Solar | 74.5 | NA | NA | NA | NA | NA | NA
Blackwater River Solar Energy Center | -547294 | Operating | 74.5 | Solar | 2023 | Florida Power & Light Company |  | SERC | FP | Santa Rosa | FL | Solar | 74.5 | NA | NA | NA | 17.4336 | NA | NA
Blair Road Solar Project | -350364 | Operating | 4 | Solar | 2018 | Repsol, S.A. |  | SERC | FP | Duval | FL | Solar | 4.2 | NA | NA | NA | 17.2592 | 17.8218 | 17.3951
Blair Road Solar Project | -350363 | Operating | 4 | Solar | 2018 | Hecate Energy LLC |  | SERC | FP | Duval | FL | Solar | 4.2 | NA | NA | NA | 17.2592 | 17.8218 | 17.3951
Blue Springs Solar Energy Center | -414220 | Operating | 74.5 | Solar | 2022 | Florida Power & Light Company |  | SERC | SOU | Jackson | FL | Solar | 74.5 | NA | NA | NA | 21.6175 | 23.0788 | NA
Bluefield Preserve Solar Energy Center | -752383 | Operating | 74.5 | Solar | 2023 | Florida Power & Light Company |  | SERC | FP | Saint Lucie | FL | Solar | 74.5 | NA | NA | NA | 22.6904 | NA | NA
Bonnie Mine Solar Project | -163832 | Operating | 37.5 | Solar | 2019 | Tampa Electric Company |  | SERC | FP | Polk | FL | Solar | 37.5 | NA | NA | NA | 16.3123 | 18.523 | 21.8186
Fermi CT | -3289 | Operating | 64 | Gas Turbine | 1966 | DTE Electric Company | MISO | RFC | R-MISO | Monroe | MI | Oil | 75 | NA | 33471 | NA | 0.0077626 | 0.070472 | -0.025875
Field Street | -12598 | Operating | 48 | Gas Turbine | 2001 | New Smyrna Beach Utilities Commission |  | SERC | FP | Volusia | FL | Oil | 24 | NA | NA | NA | -0.020691 | -0.020691 | -0.024258
Brevard Energy | -349444 | Operating | 6.4 | Internal Combustion | 2008 | Energy Power Investment Company, LLC |  | SERC | FP | Brevard | FL | Biomass | 6.4 | 9465 | 8661 | 8541 | 54.2077 | 50.8508 | 70.8244
Bullfrog Creek Solar Plant | -793488 | Operating | 74.5 | Solar | 2024 | Tampa Electric Company |  | SERC | FP | Hillsborough | FL | Solar | 74.5 | NA | NA | NA | NA | NA | NA
Butler Plaza | -172020 | Operating | 1.2 | Solar | 2010 | Clean Focus Corporation |  | SERC | FP | Alachua | FL | Solar | 1.2 | NA | NA | NA | 18.5978 | 18.2458 | 8.5046
Buttonwood Solar Project | -786339 | Operating | 74.5 | Solar | 2024 | Florida Power & Light Company |  | SERC | FP | Saint Lucie | FL | Solar | 74.5 | NA | NA | NA | NA | NA | NA
Fisk Street Jet | -107067 | Operating | 260 | Gas Turbine | 1968 | Midwest Generation LLC | PJM | RFC | R-PJM | Cook | IL | Oil | 229.7 | NA | NA | NA | -0.044156 | -0.01303 | -0.025541
Fitchburg | -3305 | Operating | 57.6 | Gas Turbine | 1973 | Madison Gas and Electric Company | MISO | MRO | MRO-US | Dane | WI | Gas | 49.4 | NA | NA | 22462 | 0.0036973 | -0.047351 | 0.20711
Fitzhugh CC | -164007 | Operating & Planned | 185 | Combined Cycle | 2003 | Arkansas Electric Cooperative Corporation | MISO, SPP | MRO | MRO-US | Franklin | AR | Gas | 172 | 8803 | 8706 | 8994 | 26.8485 | 31.6968 | 16.083
C.D. McIntosh Jr IC | -793807 | Operating | 65 | Internal Combustion | 1970 | Lakeland Electric, Inc. |  | SERC | FP | Polk | FL | Gas | 125 | NA | NA | NA | NA | NA | NA
Flint Hills Resources Pine Bend Combined Cycle Plant | -548797 | Operating | 73.4 | Combined Cycle | 2019 | Flint Hills Resources, LLC | MISO | MRO | MRO-US | Dakota | MN | Gas | 52.3 | 11933 | 10790 | NA | 56.3588 | 61.4238 | NA
Florida's Natural Growers | -346518 | Operating | 10.7 | Gas Turbine | 1989 | Florida's Natural Growers, Inc. |  | SERC | FP | Polk | FL | Gas | 9.4 | 13812 | 13110 | 12922 | 49.5786 | 71.3667 | 71.3373
Ford Utilities Center CT | -166535 | Operating | 13.7 | Gas Turbine | 2005 | University of New Mexico |  | WECC | AZNMSN | Bernalillo | NM | Gas | 13.3 | 12128 | 10817 | 11621 | 64.4831 | 66.0178 | 82.2699
Fore River | -745038 | Operating | 872.2 | Combined Cycle | 2003 | Calpine Corporation | New England | NPCC | NE | Norfolk | MA | Gas | 790 | 7441 | 7484 | 7475 | 31.8936 | 45.9895 | 47.5567
Canoe Solar | -752388 | Operating | 74.5 | Solar | 2024 | Florida Power & Light Company |  | SERC | SOU | Okaloosa | FL | Solar | 74.5 | NA | NA | NA | NA | NA | NA
Fore River | -745037 | Operating | 872.2 | Combined Cycle | 2003 | Calpine Corporation | New England | NPCC | NE | Norfolk | MA | Gas | 790 | 7441 | 7484 | 7475 | 31.8936 | 45.9895 | 47.5567
Cape San Blas Battery Storage | -411759 | Operating | 5.5 | Battery | 2022 | Duke Energy Florida, LLC |  | SERC | FP | Gulf | FL | Energy Storage | 5.5 | NA | NA | NA | NA | NA | NA
Central District Wastewater Treatment | -346617 | Operating | 4.8 | Internal Combustion | 1989 | Miami-Dade Water and Sewer Department |  | SERC | FP | Miami-Dade | FL | Biomass | 4.8 | NA | NA | NA | 0 | 0 | 0
Forked River | -120637 | Operating | 76.8 | Gas Turbine | 1989 | Forked River Power, LLC | PJM | RFC | R-PJM | Ocean | NJ | Gas | 85 | 25915 | 14329 | 14412 | 0.26551 | 0.9867 | 1.0927
Charlie Creek Solar Power Plant | -481006 | Operating | 74.9 | Solar | 2022 | Duke Energy Florida, LLC |  | SERC | FP | Hardee | FL | Solar | 74.9 | NA | NA | NA | 25.3975 | 8.388 | NA
Chautauqua Solar Energy Center | -609927 | Operating | 74.5 | Solar | 2023 | Florida Power & Light Company |  | SERC | FP | Walton | FL | Solar | 74.5 | NA | NA | NA | 21.2644 | NA | NA
Citrus Ridge Solar | -163825 | Operating | 52 | Solar | 2018 | Origis Energy USA Inc. |  | SERC | FP | Orange | FL | Solar | 52 | NA | NA | NA | 15.2189 | 18.6975 | 22.0006
Clewiston Sugar House | -164537 | Operating | 49 | Steam Turbine | 1945 | United States Sugar Corporation |  | SERC | FP | Hendry | FL | Biomass | 44.7 | NA | NM | NA | 68.937 | 68.2945 | 69.4457
Columbia Solar Plant | -232022 | Operating | 74.9 | Solar | 2020 | Duke Energy Florida, LLC |  | SERC | FP | Columbia | FL | Solar | 74.9 | NA | NA | NA | 21.8168 | 26.9652 | 24.7101
Cooperative Solar Project (Seminole) | -173466 | Operating | 2.2 | Solar | 2017 | Seminole Electric Cooperative, Inc. |  | SERC | FP | Hardee | FL | Solar | 2.2 | NA | NA | NA | NA | NA | NA
Cotton Creek Solar Energy Center | -420928 | Operating | 74.5 | Solar | 2021 | Florida Power & Light Company |  | SERC | SOU | Escambia | FL | Solar | 74.5 | NA | NA | NA | 22.1858 | 22.6604 | NA
County Line Renewable Energy Center Solar Project | -780486 | Operating | 74.9 | Solar | 2024 | Duke Energy Florida, LLC |  | SERC | FP | Gilchrist | FL | Solar | 74.9 | NA | NA | NA | NA | NA | NA
Crystal River | -164587 | Operating | 1478.4 | Steam Turbine | 1966 | Duke Energy Florida, LLC |  | SERC | FP | Citrus | FL | Coal | 1442 | 10977 | 11047 | 10748 | 30.3117 | 34.6316 | 39.9172
Formosa Plastics Corp CC | -19464 | Operating | 88.8 | Combined Cycle | 1990 | Formosa Plastics Corporation, U.S.A. | MISO | SERC | DELTA | East Baton Rouge | LA | Gas | 82 | 6609 | 10952 | 13621 | 4.8098 | 5.2918 | 42.9782
Formosa Utility Venture | -638237 | Operating | 933.4 | Combined Cycle | 1987 | Formosa Plastics Corporation, U.S.A. | ERCOT | TRE | TRE | Calhoun | TX | Gas | 954.2 | 8411 | NA | NA | 53.7156 | NA | NA
Forney Generating Facility | -116120 | Operating | 1894.2 | Combined Cycle | 2003 | La Frontera Holdings, LLC | ERCOT | TRE | TRE | Kaufman | TX | Gas | 1966 | 7290 | 7249 | 7245 | 60.5216 | 54.0984 | 52.4192
Fort Albany First Nation | -24676 | Operating | 2.6 | Gas Turbine | 1999 | Fort Albany Power Corp. | Ontario | NPCC | ONT |  |  | Oil | 2.6 | NA | NA | NA | NA | NA | NA
Cypress Pond Solar Energy Center | -646180 | Operating | 74.5 | Solar | 2023 | Florida Power & Light Company |  | SERC | FP | Washington | FL | Solar | 74.5 | NA | NA | NA | 15.7151 | NA | NA
Fort Hills Gas Cogen Project | -349260 | Operating | 170 | Gas Turbine | 2017 | Teck Resources Limited | Alberta | WECC | WECCCN |  |  | Gas | 170 | NA | NA | NA | NA | NA | NA
DeBary Solar Power Plant | -235395 | Operating | 74.5 | Solar | 2020 | Duke Energy Florida, LLC |  | SERC | FP | Volusia | FL | Solar | 74.5 | NA | NA | NA | 18.5586 | 21.5689 | 20.6851
Deerhaven | -2886 | Operating | 325.7 | Steam Turbine | 1972 | Gainesville Regional Utilities |  | SERC | FP | Alachua | FL | Gas | 308 | 12832 | 13132 | 12815 | 30.0819 | 21.9141 | 32.1245
Fort Hills Gas Cogen Project | -157328 | Operating | 170 | Gas Turbine | 2017 | Teck Resources Limited | Alberta | WECC | WECCCN |  |  | Gas | 170 | NA | NA | NA | NA | NA | NA
Discovery Solar Energy Center | -361667 | Operating | 74.5 | Solar | 2021 | Florida Power & Light Company |  | SERC | FP | Brevard | FL | Solar | 74.5 | NA | NA | NA | 22.7563 | 22.9572 | 14.6261
Dover Battery Storage Project | -783487 | Operating | 15 | Battery | 2024 | Tampa Electric Company |  | SERC | FP | Hillsborough | FL | Energy Storage | 15 | NA | NA | NA | NA | NA | NA
Dover Solar | -742316 | Operating | 25 | Solar | 2023 | Tampa Electric Company |  | SERC | FP | Hillsborough | FL | Solar | 25 | NA | NA | NA | 0.89406 | NA | NA
Duette Solar Power Plant | -380740 | Operating | 74.5 | Solar | 2021 | Duke Energy Florida, LLC |  | SERC | FP | Manatee | FL | Solar | 74.5 | NA | NA | NA | 21.8738 | 24.4824 | 3.9285
Durrance Solar Project | -309522 | Operating | 60 | Solar | 2021 | Tampa Electric Company |  | SERC | FP | Polk | FL | Solar | 60 | NA | NA | NA | 20.4532 | 18.8573 | 19.6988
Eglin Air Force Solar Project (Gulf Coast I) | -798006 | Operating | 30 | Solar | 2017 | Arevon Energy, Inc. |  | SERC | FP | Okaloosa | FL | Solar | 30 | NA | NA | NA | 20.5742 | 21.3763 | 22.1773
Fort Hills Gas Cogen Project | -146128 | Operating | 170 | Gas Turbine | 2017 | Suncor Energy Inc. | Alberta | WECC | WECCCN |  |  | Gas | 170 | NA | NA | NA | NA | NA | NA
Elder Branch Solar Energy Center | -396056 | Operating | 74.5 | Solar | 2022 | Florida Power & Light Company |  | SERC | FP | Manatee | FL | Solar | 74.5 | NA | NA | NA | 27.6731 | 28.0448 | NA
English Creek Solar Project | -793475 | Operating | 23 | Solar | 2024 | Tampa Electric Company |  | SERC | FP | Hillsborough | FL | Solar | 23 | NA | NA | NA | NA | NA | NA
Everglades Solar Energy Center | -547296 | Operating | 74.5 | Solar | 2023 | Florida Power & Light Company |  | SERC | FP | Miami-Dade | FL | Solar | 74.5 | NA | NA | NA | 20.4445 | NA | NA
Falmouth Renewable Energy Center Project | -770030 | Operating | 74.9 | Solar | 2024 | Duke Energy Florida, LLC |  | SERC | FP | Taylor | FL | Solar | 74.9 | NA | NA | NA | NA | NA | NA
Fawn Solar Energy Center | -795537 | Operating | NA | Solar | 2025 | Florida Power & Light Company |  | SERC | FP | Martin | FL | Solar | 74.5 | NA | NA | NA | NA | NA | NA
Fernandina Beach Biomass Facility | -164707 | Operating | 42 | Steam Turbine | 1939 | Rayonier Inc. |  | SERC | FP | Nassau | FL | Biomass | 42 | 31459 | 32751 | 32552 | 52.2752 | 60.1971 | 64.4042
Fort Hills Gas Cogen Project | -146127 | Operating | 170 | Gas Turbine | 2017 | Total E&P Canada Ltd. | Alberta | WECC | WECCCN |  |  | Gas | 170 | NA | NA | NA | NA | NA | NA
First City Solar Energy Center | -752385 | Operating | 74.5 | Solar | 2023 | Florida Power & Light Company |  | SERC | FP | Escambia | FL | Solar | 74.5 | NA | NA | NA | 16.9861 | NA | NA
Florida Gulf Coast Solar Plant | -168375 | Operating | 2 | Solar | 2009 | Florida Gulf Coast University |  | SERC | FP | Lee | FL | Solar | 2 | NA | NA | NA | NA | NA | NA
Florida International University Solar Plant | -172615 | Operating | 1.4 | Solar | 2016 | Florida Power & Light Company |  | SERC | FP | Miami-Dade | FL | Solar | 0.8 | NA | NA | NA | 9.2466 | 12.4572 | 9.589
Florida Municipal Solar Project 1 (Taylor Creek) | -787424 | Operating | 74.5 | Solar | 2020 | XPLR Infrastructure, LP |  | SERC | FP | Orange | FL | Solar | 74.5 | NA | NA | NA | 26.9652 | 27.7244 | 28.179
Florida Municipal Solar Project 1 (Taylor Creek) | -591586 | Operating | 74.5 | Solar | 2020 | Colleges of Applied Arts and Technology Pension Plan |  | SERC | FP | Orange | FL | Solar | 74.5 | NA | NA | NA | 26.9652 | 27.7244 | 28.179
Florida Municipal Solar Project 1 (Taylor Creek) | -591585 | Operating | 74.5 | Solar | 2020 | Healthcare of Ontario Pension Plan |  | SERC | FP | Orange | FL | Solar | 74.5 | NA | NA | NA | 26.9652 | 27.7244 | 28.179
Florida Municipal Solar Project 1 (Taylor Creek) | -591584 | Operating | 74.5 | Solar | 2020 | Keskinäinen työeläkevakuutusyhtiö Varma |  | SERC | FP | Orange | FL | Solar | 74.5 | NA | NA | NA | 26.9652 | 27.7244 | 28.179
Florida Municipal Solar Project 1 (Taylor Creek) | -591583 | Operating | 74.5 | Solar | 2020 | KKR & Co. Inc. |  | SERC | FP | Orange | FL | Solar | 74.5 | NA | NA | NA | 26.9652 | 27.7244 | 28.179
Florida Municipal Solar Project 1 (Taylor Creek) | -296473 | Operating | 74.5 | Solar | 2020 | NextEra Florida Renewables LLC |  | SERC | FP | Orange | FL | Solar | 74.5 | NA | NA | NA | 26.9652 | 27.7244 | 28.179
Florida Municipal Solar Project 2 (Harmony) | -787425 | Operating | 74.5 | Solar | 2020 | XPLR Infrastructure, LP |  | SERC | FP | Osceola | FL | Solar | 74.5 | NA | NA | NA | 27.0986 | 27.6797 | 28.2267
Florida Municipal Solar Project 2 (Harmony) | -591590 | Operating | 74.5 | Solar | 2020 | Colleges of Applied Arts and Technology Pension Plan |  | SERC | FP | Osceola | FL | Solar | 74.5 | NA | NA | NA | 27.0986 | 27.6797 | 28.2267
Florida Municipal Solar Project 2 (Harmony) | -591589 | Operating | 74.5 | Solar | 2020 | Healthcare of Ontario Pension Plan |  | SERC | FP | Osceola | FL | Solar | 74.5 | NA | NA | NA | 27.0986 | 27.6797 | 28.2267
Florida Municipal Solar Project 2 (Harmony) | -591588 | Operating | 74.5 | Solar | 2020 | Keskinäinen työeläkevakuutusyhtiö Varma |  | SERC | FP | Osceola | FL | Solar | 74.5 | NA | NA | NA | 27.0986 | 27.6797 | 28.2267
Florida Municipal Solar Project 2 (Harmony) | -591587 | Operating | 74.5 | Solar | 2020 | KKR & Co. Inc. |  | SERC | FP | Osceola | FL | Solar | 74.5 | NA | NA | NA | 27.0986 | 27.6797 | 28.2267
Florida Municipal Solar Project 2 (Harmony) | -296475 | Operating | 74.5 | Solar | 2020 | NextEra Florida Renewables LLC |  | SERC | FP | Osceola | FL | Solar | 74.5 | NA | NA | NA | 27.0986 | 27.6797 | 28.2267
Fort Lupton | -3367 | Operating | 100.8 | Gas Turbine | 1972 | Public Service Company of Colorado |  | WECC | RMPA | Weld | CO | Gas | 100 | 46699 | 15218 | 16628 | 0.25011 | 0.53756 | 0.53858
Fort Green Power Plant | -439169 | Operating | 74.9 | Solar | 2022 | Duke Energy Florida, LLC |  | SERC | FP | Hardee | FL | Solar | 74.9 | NA | NA | NA | 18.4738 | 12.0616 | NA
Fort Myers | -3446 | Operating | 1721.5 | Combined Cycle | 2000 | Florida Power & Light Company |  | SERC | FP | Lee | FL | Gas | 1857 | 7224 | 7159 | 7136 | 59.7965 | 64.7848 | 60.7646
Fox Trail Solar Energy Center | -795539 | Operating | NA | Solar | 2025 | Florida Power & Light Company |  | SERC | FP | Brevard | FL | Solar | 74.5 | NA | NA | NA | NA | NA | NA
FPL Babcock Preserve Solar Energy Center | -222417 | Operating | 74.5 | Solar | 2020 | Florida Power & Light Company |  | SERC | FP | Charlotte | FL | Solar | 74.5 | NA | NA | NA | 24.2737 | 25.4332 | 25.5199
FPL Barefoot Bay Solar Energy Center | -173222 | Operating | 74.5 | Solar | 2018 | Florida Power & Light Company |  | SERC | FP | Brevard | FL | Solar | 74.5 | NA | NA | NA | 23.9227 | 24.5589 | 25.2835
FPL Blue Cypress Solar Energy Center | -173223 | Operating | 74.5 | Solar | 2018 | Florida Power & Light Company |  | SERC | FP | Indian River | FL | Solar | 74.5 | NA | NA | NA | 22.8674 | 22.98 | 24.388
FPL Blue Heron Solar Energy Center | -222419 | Operating | 74.5 | Solar | 2020 | Florida Power & Light Company |  | SERC | FP | Hendry | FL | Solar | 74.5 | NA | NA | NA | 23.8404 | 24.9753 | 25.6488
FPL Caloosahatchee Solar Energy Center | -755740 | Operating | 74.5 | Solar | 2024 | Florida Power & Light Company |  | SERC | FP | Hendry | FL | Solar | 74.5 | NA | NA | NA | NA | NA | NA
FPL Cattle Ranch Solar Energy Center | -222420 | Operating | 74.5 | Solar | 2020 | Florida Power & Light Company |  | SERC | FP | DeSoto | FL | Solar | 74.5 | NA | NA | NA | 22.68 | 22.6216 | 24.6105
FPL Cavendish Solar Energy Center | -547301 | Operating | 74.5 | Solar | 2023 | Florida Power & Light Company |  | SERC | FP | Okeechobee | FL | Solar | 74.5 | NA | NA | NA | 19.5668 | NA | NA
FPL Cedar Trail Solar Energy Center | -786569 | Operating | 74.5 | Solar | 2024 | Florida Power & Light Company |  | SERC | FP | Baker | FL | Solar | 74.5 | NA | NA | NA | NA | NA | NA
FPL Chipola River Solar Energy Center | -547299 | Operating | 74.5 | Solar | 2023 | Florida Power & Light Company |  | SERC | FP | Calhoun | FL | Solar | 74.5 | NA | NA | NA | 19.4076 | NA | NA
FPL Citrus Battery Storage Project | -591421 | Operating | 4 | Battery | 2018 | Florida Power & Light Company |  | SERC | FP | DeSoto | FL | Energy Storage | 4 | NA | NM | NM | 3.5788 | 2.3316 | 5.0799
FPL Citrus Solar Energy Center | -171979 | Operating | 74.5 | Solar | 2016 | Florida Power & Light Company |  | SERC | FP | DeSoto | FL | Solar | 74.5 | NA | NA | NA | 22.8389 | 23.5246 | 24.4559
FPL Coral Farms Solar Energy Center (Putnam County Solar Project) | -173172 | Operating | 74.5 | Solar | 2018 | Florida Power & Light Company |  | SERC | FP | Putnam | FL | Solar | 74.5 | NA | NA | NA | 20.6307 | 22.343 | 21.1448
Fort Nelson CC | -163564 | Operating | 71.5 | Combined Cycle | 2012 | British Columbia Hydro and Power Authority |  | WECC | WECCCN |  |  | Gas | 71.5 | NA | NA | NA | NA | NA | NA
FPL DeSoto Next Generation Solar Energy Center | -167446 | Operating | 25 | Solar | 2009 | Florida Power & Light Company |  | SERC | FP | DeSoto | FL | Solar | 25 | NA | NA | NA | 15.2781 | 17.1333 | 19.9726
FPL Echo River Battery Storage Project | -583279 | Operating | 30 | Battery | 2021 | Florida Power & Light Company |  | SERC | FP | Suwannee | FL | Energy Storage | 30 | NA | NM | NA | 4.1408 | 0.0038052 | 0
FPL Echo River Solar Energy Center Project | -236702 | Operating | 74.5 | Solar | 2020 | Florida Power & Light Company |  | SERC | FP | Suwannee | FL | Solar | 74.5 | NA | NA | NA | 25.2337 | 26.9662 | 24.0632
FPL Egret Solar Energy Center | -313451 | Operating | 74.5 | Solar | 2021 | Florida Power & Light Company |  | SERC | FP | Baker | FL | Solar | 74.5 | NA | NA | NA | 21.5076 | 24.0719 | 22.8166
FPL Etonia Creek Solar Project | -646182 | Operating | 74.5 | Solar | 2023 | Florida Power & Light Company |  | SERC | FP | Putnam | FL | Solar | 74.5 | NA | NA | NA | 12.5698 | NA | NA
FPL Flowers Creek Solar Energy Center | -638438 | Operating | 74.5 | Solar | 2023 | Florida Power & Light Company |  | SERC | FP | Calhoun | FL | Solar | 74.5 | NA | NA | NA | 18.6375 | NA | NA
FPL Fort Drum Solar Energy Center | -365029 | Operating | 74.5 | Solar | 2021 | Florida Power & Light Company |  | SERC | FP | Okeechobee | FL | Solar | 74.5 | NA | NA | NA | 21.364 | 21.2085 | 12.3698
FPL Fourmile Creek Solar Energy Center | -762878 | Operating | 74.5 | Solar | 2024 | Florida Power & Light Company |  | SERC | FP | Calhoun | FL | Solar | 74.5 | NA | NA | NA | NA | NA | NA
FPL Hammock Solar Energy Center | -173224 | Operating | 74.5 | Solar | 2018 | Florida Power & Light Company |  | SERC | FP | Hendry | FL | Solar | 74.5 | NA | NA | NA | 23.1798 | 23.7852 | 24.4769
FPL Hawthorne Creek Solar Project | -762886 | Operating | 74.5 | Solar | 2024 | Florida Power & Light Company |  | SERC | FP | DeSoto | FL | Solar | 74.5 | NA | NA | NA | NA | NA | NA
FPL Hendry Isles Solar Energy Center | -786340 | Operating | 74.5 | Solar | 2024 | Florida Power & Light Company |  | SERC | FP | Hendry | FL | Solar | 74.5 | NA | NA | NA | NA | NA | NA
FPL Hibiscus Solar Energy Center (Westlake Solar Energy Center) | -236700 | Operating | 74.5 | Solar | 2020 | Florida Power & Light Company |  | SERC | FP | Palm Beach | FL | Solar | 74.5 | NA | NA | NA | 23.905 | 21.1428 | 24.6044
FPL Horizon Solar Energy Center (Alachua County Solar Project) | -172945 | Operating | 74.5 | Solar | 2018 | Florida Power & Light Company |  | SERC | FP | Alachua | FL | Solar | 74.5 | NA | NA | NA | 21.6251 | 22.7163 | 21.8351
FPL Ibis Solar Energy Center Project | -755739 | Operating | 74.5 | Solar | 2024 | Florida Power & Light Company |  | SERC | FP | Brevard | FL | Solar | 74.5 | NA | NA | NA | NA | NA | NA
FPL Indian River Solar Energy Center | -173226 | Operating | 74.5 | Solar | 2018 | Florida Power & Light Company |  | SERC | FP | Indian River | FL | Solar | 74.5 | NA | NA | NA | 23.4008 | 23.3143 | 24.5671
FPL Interstate Solar Energy Center | -173825 | Operating | 74.5 | Solar | 2019 | Florida Power & Light Company |  | SERC | FP | Saint Lucie | FL | Solar | 74.5 | NA | NA | NA | 22.5096 | 22.3488 | 23.7664
FPL Loggerhead Solar Energy Center | -173225 | Operating | 74.5 | Solar | 2018 | Florida Power & Light Company |  | SERC | FP | Saint Lucie | FL | Solar | 74.5 | NA | NA | NA | 22.2405 | 22.6101 | 24.1154
FPL Magnolia Springs Solar Center | -348273 | Operating | 74.5 | Solar | 2021 | Florida Power & Light Company |  | SERC | FP | Clay | FL | Solar | 74.5 | NA | NA | NA | 23.1861 | 24.232 | 18.1082
FPL Manatee (Parrish Facility) Battery Storage Project | -591471 | Operating | 409 | Battery | 2021 | Florida Power & Light Company |  | SERC | FP | Manatee | FL | Energy Storage | 409 | NA | NM | NA | 0.52562 | 1.1266 | 0
FPL Manatee Solar Energy Center (Parrish Facility) | -171978 | Operating | 74.5 | Solar | 2016 | Florida Power & Light Company |  | SERC | FP | Manatee | FL | Solar | 74.5 | NA | NA | NA | 15.6069 | 14.8379 | 24.6928
FPL Miami-Dade Solar Energy Center | -173319 | Operating | 74.5 | Solar | 2019 | Florida Power & Light Company |  | SERC | FP | Miami-Dade | FL | Solar | 74.5 | NA | NA | NA | 21.0462 | 22.0318 | 23.2561
FPL Northern Preserve Solar Energy Center | -222418 | Operating | 74.5 | Solar | 2020 | Florida Power & Light Company |  | SERC | FP | Baker | FL | Solar | 74.5 | NA | NA | NA | 19.301 | 20.5305 | 19.9356
FPL Okeechobee Solar Energy Center | -228612 | Operating | 74.5 | Solar | 2020 | Florida Power & Light Company |  | SERC | FP | Okeechobee | FL | Solar | 74.5 | NA | NA | NA | 24.0071 | 24.7273 | 26.4066
FPL Orange Blossom Solar Center | -361666 | Operating | 74.5 | Solar | 2021 | Florida Power & Light Company |  | SERC | FP | Indian River | FL | Solar | 74.5 | NA | NA | NA | 24.3215 | 23.8713 | 15.4528
FPL Osprey Solar Energy Center (Wildflower Solar) | -173173 | Operating | 74.5 | Solar | 2018 | Florida Power & Light Company |  | SERC | FP | DeSoto | FL | Solar | 74.5 | NA | NA | NA | 24.1652 | 22.7748 | 24.3946
FPL Pelican Solar Center | -348274 | Operating | 74.5 | Solar | 2021 | Florida Power & Light Company |  | SERC | FP | Saint Lucie | FL | Solar | 74.5 | NA | NA | NA | 24.2604 | 24.3647 | 20.9908
FPL Pioneer Trail Solar Energy Center | -173823 | Operating | 74.5 | Solar | 2019 | Florida Power & Light Company |  | SERC | FP | Volusia | FL | Solar | 74.5 | NA | NA | NA | 20.0496 | 20.6577 | 22.324
FPL Redlands Solar Project | -795542 | Operating | NA | Solar | 2025 | Florida Power & Light Company |  | SERC | FP | Miami-Dade | FL | Solar | 74.5 | NA | NA | NA | NA | NA | NA
FPL Saw Palmetto Solar Energy Center | -646181 | Operating | 74.5 | Solar | 2023 | Florida Power & Light Company |  | SERC | FP | Bay | FL | Solar | 74.5 | NA | NA | NA | 17.3303 | NA | NA
FPL Shirer Branch Solar Energy Center | -609926 | Operating | 74.5 | Solar | 2023 | Florida Power & Light Company |  | SERC | FP | Calhoun | FL | Solar | 74.5 | NA | NA | NA | 20.8425 | NA | NA
FPL Solar Circuit (Daytona Rising Project) | -172018 | Operating | 2.1 | Solar | 2016 | Florida Power & Light Company |  | SERC | FP | Volusia | FL | Solar | 0.8 | NA | NA | NA | 4.7374 | 19.8345 | 18.9498
FPL Southfork Solar Energy Center | -236703 | Operating | 74.5 | Solar | 2020 | Florida Power & Light Company |  | SERC | FP | Manatee | FL | Solar | 74.5 | NA | NA | NA | 27.6757 | 27.5798 | 27.4492
FPL Space Coast Next Generation | -167140 | Operating | 10 | Solar | 2010 | Florida Power & Light Company |  | SERC | FP | Brevard | FL | Solar | 10 | NA | NA | NA | 14.6279 | 16.984 | 18.7568
FPL Sunshine Gateway Battery Storage Project | -591527 | Operating | 30 | Battery | 2021 | Florida Power & Light Company |  | SERC | FP | Columbia | FL | Energy Storage | 30 | NA | NM | NA | 4.6667 | 3.2679 | 0
FPL Sunshine Gateway Solar Energy Center | -173822 | Operating | 74.5 | Solar | 2019 | Florida Power & Light Company |  | SERC | FP | Columbia | FL | Solar | 74.5 | NA | NA | NA | 21.5082 | 23.0612 | 22.0352
FPL Sweetbay Solar Energy Center | -222415 | Operating | 74.5 | Solar | 2020 | Florida Power & Light Company |  | SERC | FP | Martin | FL | Solar | 74.5 | NA | NA | NA | 19.369 | 20.8854 | 22.1677
FPL Terrill Creek Solar Energy Center | -755742 | Operating | 74.5 | Solar | 2024 | Florida Power & Light Company |  | SERC | FP | Clay | FL | Solar | 74.5 | NA | NA | NA | NA | NA | NA
FPL Twin Lakes Solar Energy Center | -222421 | Operating | 74.5 | Solar | 2020 | Florida Power & Light Company |  | SERC | FP | Putnam | FL | Solar | 74.5 | NA | NA | NA | 19.713 | 22.3433 | 22.083
FPL Willow Solar Energy Center | -361669 | Operating | 74.5 | Solar | 2021 | Florida Power & Light Company |  | SERC | FP | Manatee | FL | Solar | 74.5 | NA | NA | NA | 25.6555 | 25.4929 | 15.3599
FRP Columbia County Solar Project | -786577 | Operating | 74.5 | Solar | 2024 | Florida Renewable Partners |  | SERC | FP | Columbia | FL | Solar | 74.5 | NA | NA | NA | NA | NA | NA
FRP Gadsden County Solar Project | -786576 | Operating | 74.5 | Solar | 2024 | Florida Renewable Partners |  | SERC | FP | Gadsden | FL | Solar | 74.5 | NA | NA | NA | NA | NA | NA
FRP Gilchrist County Solar Project | -786574 | Operating | 74.5 | Solar | 2024 | Florida Renewable Partners |  | SERC | FP | Gilchrist | FL | Solar | 74.5 | NA | NA | NA | NA | NA | NA
Fort Severn First Nation | -99834 | Operating | 1.25 | Gas Turbine | 1999 | Hydro One Remote Communities Inc. | Ontario | NPCC | ONT |  |  | Oil | 1.25 | NA | NA | NA | NA | NA | NA
G2 Energy Marion (Baseline Landfill) | -785437 | Out of Service | 2.4 | Internal Combustion | 2009 | G2 Energy LLC |  | SERC | FP | Marion | FL | Biomass | NA | 11197 | 11282 | 11639 | 43.379 | 60.3137 | 44.2652
G2 Energy Marion (Baseline Landfill) | -785436 | Out of Service | 2.4 | Internal Combustion | 2009 | G2 Energy LLC |  | SERC | FP | Marion | FL | Biomass | NA | 11197 | 11282 | 11639 | 43.379 | 60.3137 | 44.2652
Gainesville Renewable Energy Center | -128323 | Operating | 116.1 | Steam Turbine | 2013 | Gainesville Regional Utilities |  | SERC | FP | Alachua | FL | Biomass | 102.5 | 12346 | 12029 | 13284 | 32.1701 | 67.9228 | 66.4673
Georges Lakes Solar Energy Center | -785922 | Operating | 74.5 | Solar | 2024 | Florida Power & Light Company |  | SERC | FP | Madison | FL | Solar | 74.5 | NA | NA | NA | NA | NA | NA
Ghost Orchid Solar Energy Center | -396052 | Operating | 74.5 | Solar | 2022 | Florida Power & Light Company |  | SERC | FP | Hendry | FL | Solar | 74.5 | NA | NA | NA | 22.3226 | 22.883 | NA
Grange Hall Solar Project | -173860 | Operating | 61.1 | Solar | 2019 | Tampa Electric Company |  | SERC | FP | Hillsborough | FL | Solar | 61.1 | NA | NA | NA | 17.856 | 20.9338 | 22.973
Green Pasture Solar Energy Center | -795541 | Operating | NA | Solar | 2025 | Florida Power & Light Company |  | SERC | FP | Charlotte | FL | Solar | 74.5 | NA | NA | NA | NA | NA | NA
Fort St Vrain | -3376 | Operating | 867.9 | Combined Cycle | 1996 | Public Service Company of Colorado |  | WECC | RMPA | Weld | CO | Gas | 745 | 7171 | 8140 | 7967 | 61.2315 | 42.1407 | 46.8443
Grove Solar Energy Project | -396051 | Operating | 74.5 | Solar | 2022 | Florida Power & Light Company |  | SERC | FP | Indian River | FL | Solar | 74.5 | NA | NA | NA | 23.974 | 24.2608 | NA
Gulf Clean Energy Center (Crist) | -420845 | Operating | 1135.1 | Steam Turbine | 1945 | Florida Power & Light Company |  | SERC | FP | Escambia | FL | Gas | 924 | 12579 | 12596 | NA | 22.9976 | 14.9048 | NA
Fort St Vrain CT | -167330 | Operating | 280.6 | Gas Turbine | 2009 | Public Service Company of Colorado |  | WECC | RMPA | Weld | CO | Gas | 318 | 12926 | 14106 | 12479 | 3.5611 | 2.6576 | 1.9391
Gulf Power Blue Indigo Energy | -420891 | Operating | 74.5 | Solar | 2020 | Florida Power & Light Company |  | SERC | SOU | Jackson | FL | Solar | 74.5 | NA | NA | NA | 21.4836 | 24.2247 | NA
Foster Wheeler Martinez Inc. | -763490 | Operating | 113.5 | Combined Cycle | 1987 | Amec Foster Wheeler North America Corp. | CAISO | WECC | CAMX | Contra Costa | CA | Gas | 107.5 | 10069 | 9361 | 9355 | 66.2871 | 50.9235 | 55.2123
Foster Wheeler Martinez Inc. | -101337 | Operating | 113.5 | Combined Cycle | 1987 | GE Capital US Holdings, Inc. | CAISO | WECC | CAMX | Contra Costa | CA | Gas | 107.5 | 10069 | 9361 | 9355 | 66.2871 | 50.9235 | 55.2123
Hamilton Solar Facility | -173489 | Operating | 74.9 | Solar | 2018 | Duke Energy Florida, LLC |  | SERC | FP | Hamilton | FL | Solar | 74.9 | NA | NA | NA | 24.6249 | 26.3167 | 22.5121
Fountain Valley | -383238 | Operating | 228 | Gas Turbine | 2001 | Onward Energy |  | WECC | RMPA | El Paso | CO | Gas | 252 | 11901 | 12427 | 12537 | 3.4753 | 4.3392 | 3.3885
Fox Energy Center | -92782 | Operating | 618.8 | Combined Cycle | 2005 | Wisconsin Public Service Corporation | MISO | MRO | MRO-US | Outagamie | WI | Gas | 644.8 | 6916 | 6904 | 6929 | 76.9577 | 75.3902 | 73.7462
Fox Lake - AB | -439005 | Operating | 2.96 | Gas Turbine | 1989 | ATCO Electric Ltd. | Alberta | WECC | WECCCN |  |  | Oil | 2.96 | NA | NA | NA | NA | NA | NA
Fox Lake - AB | -437983 | Operating | 2.96 | Gas Turbine | 1989 | ATCO Electric Ltd. | Alberta | WECC | WECCCN |  |  | Oil | 2.96 | NA | NA | NA | NA | NA | NA
Foxwoods Resort Casino Combined Power Plant | -757252 | Operating | 16.2 | Combined Cycle | 2016 | Mashantucket Pequot Tribal Nation | New England | NPCC | NE | Southeastern Connecticut Planning Region | CT | Gas | 17.1 | 10770 | 10868 | 10753 | 8.1353 | 7.9508 | 8.108
FPL Dania Beach Clean Energy Center | -503687 | Operating | 1447.7 | Combined Cycle | 2022 | Florida Power & Light Company |  | SERC | FP | Broward | FL | Gas | 1246 | 6433 | 6493 | NA | 55.6379 | 30.6026 | NA
Hardeetown Solar Power Plant | -642669 | Operating | 74.9 | Solar | 2023 | Duke Energy Florida, LLC |  | SERC | FP | Levy | FL | Solar | 74.9 | NA | NA | NA | 18.8192 | NA | NA
Harmony Florida Solar II | -789216 | Operating | 74.9 | Solar | 2024 | NextEra Florida Renewables LLC |  | SERC | FP | Osceola | FL | Solar | 74.9 | NA | NA | NA | NA | NA | NA
Hernando Landfill Plant | -764050 | Operating | 1.6 | Internal Combustion | 2008 | Aria Energy Corp. |  | SERC | FP | Hernando | FL | Biomass | 1.6 | 10152 | 11607 | 11836 | 68.907 | 89.1838 | 92.7654
Hernando Landfill Plant | -85437 | Operating | 1.6 | Internal Combustion | 2008 | Ares EIF Management, LLC |  | SERC | FP | Hernando | FL | Biomass | 1.6 | 10152 | 11607 | 11836 | 68.907 | 89.1838 | 92.7654
High Springs Solar Project | -627500 | Operating | 74.9 | Solar | 2023 | Duke Energy Florida, LLC |  | SERC | FP | Alachua | FL | Solar | 74.9 | NA | NA | NA | 15.5724 | NA | NA
Hildreth Solar Power Plant | -627499 | Operating | 74.9 | Solar | 2023 | Duke Energy Florida, LLC |  | SERC | FP | Suwannee | FL | Solar | 74.9 | NA | NA | NA | 21.1358 | NA | NA
Hilliardville Solar Project | -753812 | Operating | 2 | Solar | 2023 | Origis Energy USA Inc. |  | SERC | FP | Wakulla | FL | Solar | 2 | NA | NA | NA | NA | NA | NA
Hillsborough County Resource Recovery | -164856 | Operating | 47 | Steam Turbine | 1987 | Hillsborough County, Florida |  | SERC | FP | Hillsborough | FL | Biomass | 42 | 23802 | 22560 | 22825 | 58.3469 | 64.4651 | 65.0223
Framingham | -396393 | Operating | 42.6 | Gas Turbine | 1969 | Constellation Energy Corporation | New England | NPCC | NE | Middlesex | MA | Oil | 44.2 | 18426 | 19377 | NA | 0.20429 | 0.23632 | NA
Hines Energy Complex Floating Solar Project | -741355 | Operating | 1 | Solar | 2023 | Duke Energy Florida, LLC |  | SERC | FP | Polk | FL | Solar | 1 | NA | NA | NA | NA | NA | NA
Hinson Solar Project | -753813 | Operating | 4 | Solar | 2023 | Origis Energy USA Inc. |  | SERC | FP | Gadsden | FL | Solar | 4 | NA | NA | NA | NA | NA | NA
Hog Bay Solar Energy Center | -795540 | Operating | NA | Solar | 2025 | Florida Power & Light Company |  | SERC | FP | DeSoto | FL | Solar | 74.5 | NA | NA | NA | NA | NA | NA
Holley Naval Solar Project (Gulf Coast II) | -314294 | Operating | 40 | Solar | 2017 | Capital Dynamics, Inc. |  | SERC | SOU | Santa Rosa | FL | Solar | 40 | NA | NA | NA | 22.1473 | 18.6538 | 22.3878
Holopaw Solar Energy Center | -795538 | Operating | NA | Solar | 2025 | Florida Power & Light Company |  | SERC | FP | Palm Beach | FL | Solar | 74.5 | NA | NA | NA | NA | NA | NA
Honeybell Solar Energy Center | -786341 | Operating | 74.5 | Solar | 2024 | Florida Power & Light Company |  | SERC | FP | Okeechobee | FL | Solar | 74.5 | NA | NA | NA | NA | NA | NA
Howard F Curren | -4012 | Out of Service | 2.5 | Internal Combustion | 1986 | The City of Tampa Department Of Sanitary Sewers |  | SERC | FP | Hillsborough | FL | Biomass | NA | NA | NA | NA | NA | NA | NA
IKEA Jacksonville Rooftop PV System | -766804 | Operating | 1.4 | Solar | 2017 | IKEA Property Inc |  | SERC | FP | Duval | FL | Solar | 1.4 | NA | NA | NA | 17.7756 | 19.545 | 19.2433
IKEA Miami 327 | -173619 | Operating | 1 | Solar | 2015 | IKEA Energy US LLC |  | SERC | FP | Miami-Dade | FL | Solar | 1 | NA | NA | NA | 15.9018 | 14.1553 | 18.9269
IKEA Tampa 042 | -170048 | Operating | 1 | Solar | 2012 | IKEA Energy US LLC |  | SERC | FP | Hillsborough | FL | Solar | 1 | NA | NA | NA | 18.4018 | 18.0137 | 15.2283
IMC South Pierce Operations | -82621 | Operating | 45.5 | Steam Turbine | 1978 | Mosaic Fertilizer LLC |  | SERC | FP | Polk | FL | Other | 37 | 3412 | 3412 | 8843 | 48.055 | 30.8259 | 36.7938
Imeson Battery Storage Project | -761030 | Operating | 5 | Battery | 2019 | 174 Power Global Corporation |  | SERC | FP | Duval | FL | Energy Storage | 5 | NA | NM | NM | 0 | 1.7557 | 1.7557
Imeson Solar Farm | -760934 | Operating | 5 | Solar | 2019 | 174 Power Global Corporation |  | SERC | FP | Duval | FL | Solar | 5 | NA | NA | NA | 24.6598 | 28.1438 | 28.0023
Immokalee Solar Energy | -396054 | Operating | 74.5 | Solar | 2022 | Florida Power & Light Company |  | SERC | FP | Collier | FL | Solar | 74.5 | NA | NA | NA | 24.523 | 24.4635 | NA
Frank M Tait GT | -135356 | Operating | 669.8 | Gas Turbine | 1995 | Kimura Power, LLC | PJM | RFC | R-PJM | Montgomery | OH | Gas | 750.7 | 12531 | 12670 | 12094 | 19.7378 | 17.5469 | 15.2751
Frank R. Knutson | -109155 | Operating | 154.2 | Gas Turbine | 2002 | Tri-State Generation and Transmission Association, Inc. |  | WECC | RMPA | Adams | CO | Gas | 150 | NA | 13091 | 12898 | 18.7634 | 10.547 | 9.5927
Franklin Combined Cycle | -164025 | Operating | 1995.7 | Combined Cycle | 2002 | Southern Power Company |  | SERC | SOU | Lee | AL | Gas | 1976.8 | 6954 | 7136 | 7019 | 79.0111 | 67.224 | 65.5838
Indian River ST | -106233 | Out of Service | 609 | Steam Turbine | 1960 | NRG Energy, Inc. |  | SERC | FP | Brevard | FL | Gas | NA | NA | NA | NA | NA | NA | NA
Franklin Drive | -620585 | Operating | 21.8 | Gas Turbine | 1968 | Generation Bridge, LLC | New England | NPCC | NE | Northwest Hills Planning Region | CT | Oil | 21.2 | 15270 | 19006 | 19498 | 0.053847 | 0.17231 | 0.11146
International Paper Pensacola Project | -481562 | Operating | 82.8 | Steam Turbine | 1981 | International Paper Company |  | SERC | FP | Escambia | FL | Biomass | 76 | 42205 | 41403 | 41049 | 50.5 | 56.747 | 67.0963
Ivey | -164916 | Operating | 35.7 | Internal Combustion | 1954 | City of Homestead, Florida |  | SERC | FP | Miami-Dade | FL | Gas | 32.7 | NA | NA | NA | -1.3842 | -0.73799 | -0.23704
Franklin Fine Paper CT | -3412 | Operating | 46.4 | Gas Turbine | 1997 | International Paper Company | PJM | SERC | VACAR | Isle of Wight | VA | Gas | 59.5 | NA | NA | NA | 0 | 0 | 0
J.E.D. Solid Waste Management Facility | -493159 | Operating | 12 | Internal Combustion | 2015 | Undisclosed buyer |  | SERC | FP | Osceola | FL | Biomass | 12 | 12653 | 11925 | 12758 | 38.633 | 39.5396 | 47.07
J.E.D. Solid Waste Management Facility (Expansion) | -137218 | Operating | 9.6 | Internal Combustion | 2017 | McDermott International, Inc. |  | SERC | FP | Osceola | FL | Biomass | 8.4 | NA | NA | NA | NA | NA | NA
Frederickson | -754683 | Operating | 177.8 | Gas Turbine | 1981 | Alberta Investment Management Corporation |  | WECC | NWPP | Pierce | WA | Gas | 162.2 | NA | 12741 | NA | 11.2316 | 3.4954 | NA
Jamison Solar Project | -465452 | Operating | 74.5 | Solar | 2022 | Tampa Electric Company |  | SERC | FP | Polk | FL | Solar | 74.5 | NA | NA | NA | 18.795 | 12.6326 | NA
Jax LNG IC Plant | -638662 | Operating | 12.6 | Internal Combustion | 2018 | JAX LNG, LLC |  | SERC | FP | Duval | FL | Gas | 12.6 | 8232 | NA | NA | 27.6691 | NA | NA
JAX Solar Project | -769843 | Operating | 1.29 | Solar | 2018 | Greenleaf-TNX Management |  | SERC | FP | Duval | FL | Solar | 1.29 | NA | NA | NA | NA | NA | NA
Jefferson Smurfit Nassau County, FL | -145291 | Operating | 118.4 | Steam Turbine | 1963 | WestRock CP, LLC |  | SERC | FP | Nassau | FL | Biomass | 118.4 | 31316 | 31229 | 30636 | 53.7728 | 56.1745 | 61.3302
Jennings Battery Facility | -478572 | Operating | 5.5 | Battery | 2022 | Duke Energy Florida, LLC |  | SERC | FP | Hamilton | FL | Energy Storage | 5.5 | NA | NA | NA | NA | NA | NA
John Hopkins Middle School Microgrid (Pinellas Solar) | -704264 | Operating | 0.8 | Solar | 2023 | Duke Energy Florida, LLC |  | SERC | FP | Pinellas | FL | Solar | 0.8 | NA | NA | NA | 0.55651 | NA | NA
John Hopkins Middle School Microgrid (Pinellas) Battery Storage | -784910 | Operating | 2.5 | Battery | 2023 | Duke Energy Florida, LLC |  | SERC | FP | Pinellas | FL | Energy Storage | 2.5 | NA | NA | NA | NA | NA | NA
Frederickson | -754682 | Operating | 177.8 | Gas Turbine | 1981 | OMERS Administration Corporation |  | WECC | NWPP | Pierce | WA | Gas | 162.2 | NA | 12741 | NA | 11.2316 | 3.4954 | NA
Frederickson | -754681 | Operating | 177.8 | Gas Turbine | 1981 | British Columbia Investment Management Corporation |  | WECC | NWPP | Pierce | WA | Gas | 162.2 | NA | 12741 | NA | 11.2316 | 3.4954 | NA
Juniper Solar Project | -742259 | Operating | 70 | Solar | 2023 | Tampa Electric Company |  | SERC | FP | Pasco | FL | Solar | 70 | NA | NA | NA | 0.94749 | NA | NA
Kayak Solar Energy Center | -789316 | Operating | 74.5 | Solar | 2024 | Florida Power & Light Company |  | SERC | FP | Okaloosa | FL | Solar | 74.5 | NA | NA | NA | NA | NA | NA
Lake County Resource Recovery Facility | -383262 | Operating | 15.5 | Steam Turbine | 1990 | Covanta Energy, LLC |  | SERC | FP | Lake | FL | Biomass | 12.5 | 20550 | 20786 | 20806 | 75.2685 | 74.1881 | 76.0247
Lake Hancock Solar | -204451 | Operating | 49.5 | Solar | 2019 | Tampa Electric Company |  | SERC | FP | Polk | FL | Solar | 49.5 | NA | NA | NA | 20.7027 | 21.5179 | 21.8228
Lake Mabel Energy Storage Project | -798677 | Operating | NA | Battery | 2025 | Tampa Electric Company |  | SERC | FP | Polk | FL | Energy Storage | 40 | NA | NA | NA | NA | NA | NA
Lake Mabel Solar Project | -742315 | Operating | 74.5 | Solar | 2023 | Tampa Electric Company |  | SERC | FP | Polk | FL | Solar | 74.5 | NA | NA | NA | 0.77227 | NA | NA
Lake Placid Battery Energy Storage System | -631029 | Operating | 17.3 | Battery | 2023 | Duke Energy Florida, LLC |  | SERC | FP | Highlands | FL | Energy Storage | 17.3 | NA | NA | NA | 2.0192 | NA | NA
Lake Placid Solar Project | -217310 | Operating | 45 | Solar | 2019 | Duke Energy Florida, LLC |  | SERC | FP | Highlands | FL | Solar | 45 | NA | NA | NA | 16.0459 | 19.7418 | 14.5091
Lakeland Airport I | -169370 | Operating | 2.3 | Solar | 2011 | Sun Edison LLC |  | SERC | FP | Polk | FL | Solar | 2.3 | NA | NA | NA | 9.7925 | 10.1995 | 10.944
Lakeland Airport II | -172595 | Operating | 3.5 | Solar | 2012 | Sun Edison LLC |  | SERC | FP | Polk | FL | Solar | 3.5 | NA | NA | NA | NA | NA | 29.439
Lakeside Solar Center Project | -316867 | Operating | 74.5 | Solar | 2020 | Florida Power & Light Company |  | SERC | FP | Okeechobee | FL | Solar | 74.5 | NA | NA | NA | 22.8626 | 23.2763 | 24.2092
Frederickson | -754680 | Operating | 177.8 | Gas Turbine | 1981 | PGGM Vermogensbeheer B.V. |  | WECC | NWPP | Pierce | WA | Gas | 162.2 | NA | 12741 | NA | 11.2316 | 3.4954 | NA
Frederickson | -754679 | Operating | 177.8 | Gas Turbine | 1981 | Ontario Teachers' Pension Plan Board |  | WECC | NWPP | Pierce | WA | Gas | 162.2 | NA | 12741 | NA | 11.2316 | 3.4954 | NA
Frederickson | -410034 | Operating | 177.8 | Gas Turbine | 1981 | Macquarie Infrastructure Partners Inc. |  | WECC | NWPP | Pierce | WA | Gas | 162.2 | NA | 12741 | NA | 11.2316 | 3.4954 | NA
Frederickson Power | -754653 | Operating | 318.3 | Combined Cycle | 2002 | Alberta Investment Management Corporation |  | WECC | NWPP | Pierce | WA | Gas | 265 | 7173 | 7181 | NA | 78.5756 | 54.2362 | NA
Frederickson Power | -754652 | Operating | 318.3 | Combined Cycle | 2002 | OMERS Administration Corporation |  | WECC | NWPP | Pierce | WA | Gas | 265 | 7173 | 7181 | NA | 78.5756 | 54.2362 | NA
Laurel Oaks Solar Project | -611326 | Operating | 61.2 | Solar | 2022 | Tampa Electric Company |  | SERC | FP | Hillsborough | FL | Solar | 61.2 | NA | NA | NA | 22.7687 | 1.2068 | NA
Lee County Solid Waste Energy Recovery | -165047 | Operating | 59 | Steam Turbine | 1994 | Lee County Board Of Commissioners |  | SERC | FP | Lee | FL | Biomass | 55 | 19085 | 19663 | 17606 | 56.884 | 59.3153 | 67.9593
Legoland Florida Resort Solar Farm | -172950 | Operating | 1.4 | Solar | 2016 | Tampa Electric Company |  | SERC | FP | Polk | FL | Solar | 1.4 | NA | NA | NA | 20.3849 | 20.4827 | 18.4768
Lithia Solar Project | -173861 | Operating | 74.5 | Solar | 2019 | Tampa Electric Company |  | SERC | FP | Hillsborough | FL | Solar | 74.5 | NA | NA | NA | 19.3057 | 22.6794 | 23.3847
Little Manatee River Solar | -219436 | Operating | 74.5 | Solar | 2020 | Tampa Electric Company |  | SERC | FP | Hillsborough | FL | Solar | 74.5 | NA | NA | NA | 18.516 | 15.9514 | 20.0296
Lockheed Martin Solar System (Solar Carport) | -172437 | Operating | 1.9 | Solar | 2015 | Lockheed Martin Corporation |  | SERC | FP | Pinellas | FL | Solar | 1.9 | NA | NA | NA | 17.4357 | 17.628 | 18.2708
Long Creek Solar Energy | -795563 | Operating | NA | Solar | 2025 | Florida Power & Light Company |  | SERC | FP | Manatee | FL | Solar | 74.5 | NA | NA | NA | NA | NA | NA
Magnolia Solar Project | -408550 | Operating | 74.5 | Solar | 2021 | Tampa Electric Company |  | SERC | FP | Hillsborough | FL | Solar | 74.5 | NA | NA | NA | 20.7838 | 19.7132 | 0.7119
Manatee | -4846 | Operating | 1726.6 | Steam Turbine | 1976 | Florida Power & Light Company |  | SERC | FP | Manatee | FL | Gas | 1638 | NA | 29429 | 12212 | -0.16123 | 0.08425 | 14.6462
Frederickson Power | -754651 | Operating | 318.3 | Combined Cycle | 2002 | British Columbia Investment Management Corporation |  | WECC | NWPP | Pierce | WA | Gas | 265 | 7173 | 7181 | NA | 78.5756 | 54.2362 | NA
Manatee County LFGTE | -638148 | Out of Service | 1.6 | Internal Combustion | 2013 | Manatee County Utilities Department |  | SERC | FP | Manatee | FL | Biomass | NA | NA | NA | NA | 0 | 0 | 0
Marathon | -163021 | Operating | 11 | Internal Combustion | 1958 | Florida Keys Electric Cooperative Association Inc. |  | SERC | FP | Monroe | FL | Oil | 11 | NA | NA | NA | 0 | -0.1785 | -0.24907
Frederickson Power | -754650 | Operating | 318.3 | Combined Cycle | 2002 | PGGM Vermogensbeheer B.V. |  | WECC | NWPP | Pierce | WA | Gas | 265 | 7173 | 7181 | NA | 78.5756 | 54.2362 | NA
McKay Bay Facility | -4959 | Operating | 22.1 | Steam Turbine | 1985 | City of Tampa, Florida |  | SERC | FP | Hillsborough | FL | Biomass | 18 | 21509 | 21286 | 21886 | 86.7783 | 86.6629 | 82.6287
Medulla Road Solar Project (Goldfinch) | -172161 | Operating | 3 | Solar | 2016 | NRG Energy, Inc. |  | SERC | FP | Polk | FL | Solar | 3 | NA | NA | NA | 8.4589 | 9.3912 | 21.6438
Micanopy Battery Storage Project | -478606 | Operating | 8.3 | Battery | 2022 | Duke Energy Florida, LLC |  | SERC | FP | Alachua | FL | Energy Storage | 8.3 | NA | NA | NA | NA | NA | NA
Frederickson Power | -754649 | Operating | 318.3 | Combined Cycle | 2002 | Ontario Teachers' Pension Plan Board |  | WECC | NWPP | Pierce | WA | Gas | 265 | 7173 | 7181 | NA | 78.5756 | 54.2362 | NA
Frederickson Power | -743066 | Operating | 318.3 | Combined Cycle | 2002 | Capital Power Corporation |  | WECC | NWPP | Pierce | WA | Gas | 265 | 7173 | NA | NA | 78.5756 | NA | NA
Mitchell Creek Solar Project | -786863 | Operating | 74.5 | Solar | 2024 | Florida Power & Light Company |  | SERC | FP | Escambia | FL | Solar | 74.5 | NA | NA | NA | NA | NA | NA
MLH Phase 2 Solar Plant | -114493 | Operating | 1 | Solar | 2012 | Greenbacker Renewable Energy Company LLC |  | SERC | FP | Alachua | FL | Solar | 1 | NA | NA | NA | NA | NA | NA
Monarch Solar Project (FPL) | -755745 | Operating | 74.5 | Solar | 2024 | Florida Power & Light Company |  | SERC | FP | Martin | FL | Solar | 74.5 | NA | NA | NA | NA | NA | NA
Mosaic Martlow Facility | -2265 | Operating | 81.9 | Steam Turbine | 1985 | The Mosaic Company |  | SERC | FP | Polk | FL | Other | 80 | 3412 | 3412 | 8843 | 17.8731 | 28.7998 | 40.0342
Mosaic Tampa Facility (Riverview) | -82626 | Operating | 72.4 | Steam Turbine | 1988 | Mosaic Fertilizer LLC |  | SERC | FP | Hillsborough | FL | Other | 68 | 3412 | 3412 | 8843 | 30.8815 | 24.6253 | 33.0345
Mount Dora Solar Farm W Solar Project | -777630 | Operating | 1.9 | Solar | 2023 | Mount Dora Solar Farm I, LLC |  | SERC | FP | Lake | FL | Solar | 1.9 | NA | NA | NA | NA | NA | NA
Mount Dora Solar I Project | -777628 | Operating | 2.1 | Solar | 2023 | Mount Dora Solar Farm I, LLC |  | SERC | FP | Lake | FL | Solar | 2.1 | NA | NA | NA | NA | NA | NA
Mountain View Solar (Tampa Electric) | -465375 | Operating | 54.6 | Solar | 2022 | Tampa Electric Company |  | SERC | FP | Pasco | FL | Solar | 54.6 | NA | NA | NA | 18.8553 | 15.1285 | NA
Frederickson Power | -410022 | Operating | 318.3 | Combined Cycle | 2002 | Macquarie Infrastructure Partners Inc. |  | WECC | NWPP | Pierce | WA | Gas | 265 | 7173 | 7181 | NA | 78.5756 | 54.2362 | NA
Mule Creek Renewable Energy Center | -762900 | Operating | 74.9 | Solar | 2024 | Duke Energy Florida, LLC |  | SERC | SOU | Bay | FL | Solar | 74.9 | NA | NA | NA | NA | NA | NA
Naples Landfill Project | -169403 | Operating | 4 | Internal Combustion | 2011 | WM Renewable Energy, LLC |  | SERC | FP | Collier | FL | Biomass | 4 | 12795 | 13114 | 13022 | 69.8687 | 70.7049 | 68.9926
Nassau Solar Center | -316865 | Operating | 74.5 | Solar | 2020 | Florida Power & Light Company |  | SERC | FP | Nassau | FL | Solar | 74.5 | NA | NA | NA | 21.71 | 23.5498 | 21.8544
Nature Trail Solar Project | -762877 | Operating | 74.5 | Solar | 2024 | Florida Power & Light Company |  | SERC | FP | Baker | FL | Solar | 74.5 | NA | NA | NA | NA | NA | NA
New Wales Operations | -165243 | Operating | 135.5 | Steam Turbine | 1981 | The Mosaic Company |  | SERC | FP | Polk | FL | Other | 104 | 3412 | 3412 | 8843 | 39.9402 | 35.5985 | 38.4071
Northside Generating | -13338 | Operating | 1158.7 | Steam Turbine | 1966 | JEA |  | SERC | FP | Duval | FL | Coal | 1110 | 11198 | 11115 | 10765 | 32.805 | 34.0446 | 32.9809
Fredericktown Energy Center | -162104 | Operating | 27.6 | Gas Turbine | 2015 | Missouri Joint Municipal Electric Utility Commission | MISO, SPP | MRO | MRO-US | Madison | MO | Gas | 27.6 | 13956 | 11828 | 9137 | 3.3605 | 7.8486 | 4.8545
Northwest Jacksonville Solar Partners Solar Farm | -776612 | Operating | 7.1 | Solar | 2017 | OnSite Partners, LLC |  | SERC | FP | Duval | FL | Solar | 7.1 | NA | NA | NA | NA | NA | NA
Northwest Jacksonville Solar Partners Solar Farm | -776611 | Operating | 7.1 | Solar | 2017 | OnSite Partners, LLC |  | SERC | FP | Duval | FL | Solar | 7.1 | NA | NA | NA | NA | NA | NA
Norton Creek Solar Energy Center | -786568 | Operating | 74.5 | Solar | 2024 | Florida Power & Light Company |  | SERC | FP | Madison | FL | Solar | 74.5 | NA | NA | NA | NA | NA | NA
Fredonia | -754688 | Operating | 376 | Gas Turbine | 1984 | Alberta Investment Management Corporation |  | WECC | NWPP | Skagit | WA | Gas | 348 | 11641 | 12002 | NA | 31.7234 | 8.9638 | NA
Okeelanta Power | -165304 | Operating | 128.9 | Steam Turbine | 1996 | Okeelanta Power LP |  | SERC | FP | Palm Beach | FL | Biomass | 104.9 | NA | NM | NA | 4.952 | 7.5188 | 4.3674
Old Plank Road Solar Farm | -674038 | Operating | 3 | Solar | 2017 | Southeastern Solar Farm Fund, LLC |  | SERC | FP | Duval | FL | Solar | 3 | NA | NA | NA | 21.6705 | 22.4353 | NA
Fredonia | -754687 | Operating | 376 | Gas Turbine | 1984 | OMERS Administration Corporation |  | WECC | NWPP | Skagit | WA | Gas | 348 | 11641 | 12002 | NA | 31.7234 | 8.9638 | NA
Fredonia | -754686 | Operating | 376 | Gas Turbine | 1984 | British Columbia Investment Management Corporation |  | WECC | NWPP | Skagit | WA | Gas | 348 | 11641 | 12002 | NA | 31.7234 | 8.9638 | NA
Orange County Expand Landfill Gas Project | -170462 | Operating | 22 | Internal Combustion | 2011 | Orlando Utilities Commission |  | SERC | FP | Orange | FL | Biomass | 22 | NA | NA | NA | NA | NA | NA
Orange County Solar | -167243 | Operating | 1 | Solar | 2009 | Orlando Utilities Commission |  | SERC | FP | Orange | FL | Solar | 1 | NA | NA | NA | NA | NA | NA
Orchard Solar Energy Center | -752636 | Operating | 74.5 | Solar | 2024 | Florida Power & Light Company |  | SERC | FP | Indian River | FL | Solar | 74.5 | NA | NA | NA | NA | NA | NA
Fredonia | -754685 | Operating | 376 | Gas Turbine | 1984 | PGGM Vermogensbeheer B.V. |  | WECC | NWPP | Skagit | WA | Gas | 348 | 11641 | 12002 | NA | 31.7234 | 8.9638 | NA
Fredonia | -754684 | Operating | 376 | Gas Turbine | 1984 | Ontario Teachers' Pension Plan Board |  | WECC | NWPP | Skagit | WA | Gas | 348 | 11641 | 12002 | NA | 31.7234 | 8.9638 | NA
Osceola Solar | -172517 | Operating | 3.8 | Solar | 2016 | Duke Energy Florida, LLC |  | SERC | FP | Osceola | FL | Solar | 3.8 | NA | NA | NA | 11.9292 | 18.1297 | 17.4898
Fredonia | -410036 | Operating | 376 | Gas Turbine | 1984 | Macquarie Infrastructure Partners Inc. |  | WECC | NWPP | Skagit | WA | Gas | 348 | 11641 | 12002 | NA | 31.7234 | 8.9638 | NA
Palatka Operations | -165335 | Operating | 79.8 | Steam Turbine | 1956 | Georgia-Pacific LLC |  | SERC | FP | Putnam | FL | Biomass | 70.5 | 36645 | 38570 | 35608 | 51.8705 | 47.7713 | 58.0626
Palm Bay Solar | -348275 | Operating | 74.5 | Solar | 2021 | Florida Power & Light Company |  | SERC | FP | Brevard | FL | Solar | 74.5 | NA | NA | NA | 24.9484 | 25.1351 | 19.418
Palm Beach Renewable Energy Facility No.1 | -5466 | Operating | 62.3 | Steam Turbine | 1989 | Solid Waste Authority of Palm Beach County |  | SERC | FP | Palm Beach | FL | Biomass | 50 | 19031 | 18285 | 17565 | 75.7162 | 72.4039 | 79.1683
Palm Beach Renewable Energy Facility No.2 | -168723 | Operating | 96 | Steam Turbine | 2015 | Solid Waste Authority of Palm Beach County |  | SERC | FP | Palm Beach | FL | Biomass | 90 | 16938 | 18851 | 16627 | 67.877 | 60.4967 | 67.709
Pasco County Solid Waste Resource Recovery | -5765 | Operating & Planned | 31.2 | Steam Turbine | 1991 | Pasco County Of |  | SERC | FP | Pasco | FL | Biomass | 26 | 19022 | 19221 | 21677 | 81.5371 | 80.1102 | 71.5525
Payne Creek Solar Plant | -173859 | Operating | 70.3 | Solar | 2018 | Tampa Electric Company |  | SERC | FP | Polk | FL | Solar | 70.3 | NA | NA | NA | 18.5305 | 21.6502 | 21.5343
Freeport | -47155 | Operating | 92.7 | Combined Cycle | 1999 | BASF Corporation | ERCOT | TRE | TRE | Brazoria | TX | Gas | 96.7 | 12402 | 12097 | 11748 | 69.4855 | 65.3197 | 67.6213
Peace Creek Solar Project (Wilson Ranch) | -176153 | Operating | 55.4 | Solar | 2019 | Tampa Electric Company |  | SERC | FP | Polk | FL | Solar | 55.4 | NA | NA | NA | 18.8253 | 20.535 | 22.8671
Pecan Tree Solar | -762882 | Operating | 74.5 | Solar | 2024 | Florida Power & Light Company |  | SERC | FP | Walton | FL | Solar | 74.5 | NA | NA | NA | NA | NA | NA
Pembroke Lakes Mall Solar Project | -249322 | Operating | 1.1 | Solar | 2016 | Pembroke Lakes Mall, LLC |  | SERC | FP | Broward | FL | Solar | 1.1 | NA | NA | NA | 6.1851 | 4.9606 | 6.5395
Pensacola Plant | -165344 | Operating | 13.7 | Internal Combustion | 1988 | Pensacola Christian College, Inc. |  | SERC | FP | Escambia | FL | Gas | 13.7 | NA | 16880 | 21294 | 0.00083325 | 0.020831 | 0.014165
Perdido LFGTE Project | -420853 | Operating | 3.2 | Internal Combustion | 2010 | Florida Power & Light Company |  | SERC | FP | Escambia | FL | Biomass | 3 | 10930 | 10882 | NA | 66.3623 | 85.1408 | NA
Perry Solar Project | -172543 | Operating | 5.1 | Solar | 2016 | Duke Energy Florida, LLC |  | SERC | FP | Taylor | FL | Solar | 5.1 | NA | NA | NA | 16.1295 | 17.3091 | 14.3343
Pineapple Solar | -755746 | Operating | 74.5 | Solar | 2024 | Florida Power & Light Company |  | SERC | FP | Saint Lucie | FL | Solar | 74.5 | NA | NA | NA | NA | NA | NA
Pinellas County Resource Recovery | -5896 | Operating | 76.5 | Steam Turbine | 1983 | Pinellas County Resource Recovery |  | SERC | FP | Pinellas | FL | Biomass | 58.1 | 20598 | 21515 | 20501 | 84.142 | 83.5559 | 84.0361
Pink Trail Solar Energy Center | -547300 | Operating | 74.5 | Solar | 2023 | Florida Power & Light Company |  | SERC | FP | Saint Lucie | FL | Solar | 74.5 | NA | NA | NA | 22.5085 | NA | NA
Freeport 2 | -164729 | Operating | 78.6 | Gas Turbine | 1973 | Freeport Village of Inc | New York | NPCC | NY | Nassau | NY | Gas | 67 | 10087 | 10130 | 10233 | 4.1832 | 9.4505 | 10.6543
Freeport Energy Center | -627393 | Operating | 260 | Combined Cycle | 2007 | Fengate Capital Management Ltd. | ERCOT | TRE | TRE | Brazoria | TX | Gas | 258.7 | 10296 | 9187 | 9267 | 54.8619 | 51.2833 | 63.6245
Polk IGCC | -806924 | Operating | 326.3 | Integrated Gasification | 1996 | Tampa Electric Company |  | SERC | FP | Polk | FL | Gas | 161 | NA | NA | NA | NA | NA | NA
Freeport Energy Center | -252092 | Operating | 260 | Combined Cycle | 2007 | Laborers International Union Of North America | ERCOT | TRE | TRE | Brazoria | TX | Gas | 258.7 | 10296 | 9187 | 9267 | 54.8619 | 51.2833 | 63.6245
Prairie Creek Solar | -755743 | Operating | 74.5 | Solar | 2024 | Florida Power & Light Company |  | SERC | FP | DeSoto | FL | Solar | 74.5 | NA | NA | NA | NA | NA | NA
PSEG Jacksonville Solar Farm (Westside Solar Farm) | -356447 | Operating | 12.6 | Solar | 2010 | Quattro Solar, LLC |  | SERC | FP | Duval | FL | Solar | 12.5 | NA | NA | NA | 13.8119 | 16.768 | 14.726
Reedy Creek Solar Project (Central Florida) | -172274 | Operating | 4.9 | Solar | 2016 | Duke Energy Florida, LLC |  | SERC | FP | Orange | FL | Solar | 4.9 | NA | NA | NA | 19.1641 | 18.9078 | 18.9917
Rice Creek Solar Project | -787171 | Operating | NA | Solar | 2025 | Origis Energy USA Inc. |  | SERC | FP | Putnam | FL | Solar | 75 | NA | NA | NA | NA | NA | NA
Riverside Solar Plant | -548416 | Operating | 55.2 | Solar | 2022 | Tampa Electric Company |  | SERC | FP | Hillsborough | FL | Solar | 55.2 | NA | NA | NA | 23.2451 | 0.2798 | NA
Freeport Generating Station (Equus) | -790227 | Operating | 60 | Gas Turbine | 2004 | Hull Street Energy, LLC | New York | NPCC | NY | Nassau | NY | Gas | 49.7 | NA | NA | NA | NA | NA | NA
Rodeo Solar Center Project | -348272 | Operating | 74.5 | Solar | 2021 | Florida Power & Light Company |  | SERC | FP | DeSoto | FL | Solar | 74.5 | NA | NA | NA | 24.257 | 23.8983 | 19.075
Rotary and Mission Systems | -739673 | Operating | 2 | Internal Combustion | 1998 | Lockheed Martin Corporation |  | SERC | FP | Orange | FL | Oil | 2 | 10882 | NA | NA | 0.097032 | 22.0263 | 18.1107
Rotary and Mission Systems Solar Project | -741433 | Operating | 1.9 | Solar | 2017 | Lockheed Martin Corporation |  | SERC | FP | Orange | FL | Solar | 1.9 | NA | NA | NA | 17.7301 | NA | NA
RP-Orlando Solar Project (Curtis H Stanton) | -695651 | Operating | 5.1 | Solar | 2011 | Brookfield Renewable Partners L.P. |  | SERC | FP | Orange | FL | Solar | 5.1 | NA | NA | NA | 19.581 | NA | NA
RP-Orlando Solar Project (Curtis H Stanton) | -193240 | Operating | 5.1 | Solar | 2011 | John Hancock Life Insurance Company (U.S.A) |  | SERC | FP | Orange | FL | Solar | 5.1 | NA | NA | NA | 19.581 | 20.0622 | 20.6755
Freeport Power (Oyster Creek Unit VIII) | -191512 | Operating | 497.9 | Combined Cycle | 1994 | ENGIE North America Inc. | ERCOT | TRE | TRE | Brazoria | TX | Gas | 430 | 9162 | 9296 | 9547 | 71.3236 | 72.0269 | 66.4607
Sabal Palm Solar Energy Center | -350213 | Operating | 74.5 | Solar | 2021 | Florida Power & Light Company |  | SERC | FP | Palm Beach | FL | Solar | 74.5 | NA | NA | NA | 24.6517 | 24.7674 | 17.813
Sambucus Solar Project | -762879 | Operating | 74.5 | Solar | 2024 | Florida Power & Light Company |  | SERC | FP | Manatee | FL | Solar | 74.5 | NA | NA | NA | NA | NA | NA
Sandy Creek Solar Power Plant | -435629 | Operating | 74.9 | Solar | 2022 | Duke Energy Florida, LLC |  | SERC | FP | Bay | FL | Solar | 74.9 | NA | NA | NA | 23.8946 | 17.5391 | NA
Freeport Power (Oyster Creek Unit VIII) | -67101 | Operating | 497.9 | Combined Cycle | 1994 | Toyota Tsusho Corporation | ERCOT | TRE | TRE | Brazoria | TX | Gas | 430 | 9162 | 9296 | 9547 | 71.3236 | 72.0269 | 66.4607
Santa Fe Solar Project | -348238 | Operating | 74.9 | Solar | 2021 | Duke Energy Florida, LLC |  | SERC | FP | Columbia | FL | Solar | 74.9 | NA | NA | NA | 20.9204 | 24.3591 | 20.9704
Freestone Energy Center | -745018 | Operating | 1036 | Combined Cycle | 2002 | Calpine Generating Company, LLC | ERCOT, SPP | TRE | TRE | Freestone | TX | Gas | 1095.2 | 7018 | 7139 | 7050 | 78.7957 | 66.6089 | 60.4522
Sarasota County Biomass Plant (Sarasota Energy) | -764056 | Operating | 6.4 | Internal Combustion | 2015 | Sarasota Energy, LLC |  | SERC | FP | Sarasota | FL | Biomass | 6.4 | 12182 | 12506 | 12346 | 49.5666 | 56.3249 | 78.1928
Saufley Naval Solar Project (Gulf Coast Solar Center III) | -314295 | Operating | 50 | Solar | 2017 | Capital Dynamics, Inc. |  | SERC | SOU | Escambia | FL | Solar | 50 | NA | NA | NA | 19.11 | 20.0365 | 20.6171
Sawgrass Solar Energy Center | -396055 | Operating | 74.5 | Solar | 2022 | Florida Power & Light Company |  | SERC | FP | Hendry | FL | Solar | 74.5 | NA | NA | NA | 22.4722 | 23.0119 | NA
Seminole | -755468 | Operating | 1429.2 | Steam Turbine | 1984 | Seminole Electric Cooperative, Inc. |  | SERC | FP | Putnam | FL | Coal | 640 | NA | NA | NA | NA | NA | NA
Freestone Energy Center | -745017 | Operating | 1036 | Combined Cycle | 2002 | Calpine Generating Company, LLC | ERCOT, SPP | TRE | TRE | Freestone | TX | Gas | 1095.2 | 7018 | 7139 | 7050 | 78.7957 | 66.6089 | 60.4522
Seminole Landfill | -349443 | Operating | 4.8 | Internal Combustion | 2007 | Energy Power Investment Company, LLC |  | SERC | FP | Seminole | FL | Biomass | 4.8 | 11433 | 11221 | 11101 | 38.8508 | 45.8238 | 46.9154
Seminole Mill | -145307 | Operating | 30 | Steam Turbine | 1957 | WestRock CP, LLC |  | SERC | FP | Duval | FL | Gas | 20 | 27233 | 31701 | 25693 | 73.5554 | 57.0919 | 80.9897
Freestone Energy Center | -22302 | Operating | 1036 | Combined Cycle | 2002 | Rayburn Country Electric Cooperative, Inc. | ERCOT, SPP | TRE | TRE | Freestone | TX | Gas | 1095.2 | 7018 | 7139 | 7050 | 78.7957 | 66.6089 | 60.4522
Silver Palm Solar Energy Center | -755744 | Operating | 74.5 | Solar | 2024 | Florida Power & Light Company |  | SERC | FP | Palm Beach | FL | Solar | 74.5 | NA | NA | NA | NA | NA | NA
Solutia Pensacola | -31782 | Operating | 16 | Steam Turbine | 1953 | Ascend Performance Materials Operations LLC |  | SERC | FP | Escambia | FL | Gas | 16 | NA | NM | NA | 30.8883 | 38.9005 | 49.5634
French Island CT | -3434 | Operating | 157.6 | Gas Turbine | 1974 | Northern States Power Company | MISO | MRO | MRO-US | La Crosse | WI | Oil | 159 | NA | NM | 17018 | -0.031375 | 0.0019385 | 0.28948
South District Wastewater Treatment | -346627 | Operating | 8 | Internal Combustion | 1991 | Miami-Dade Water and Sewer Department |  | SERC | FP | Miami-Dade | FL | Biomass | 8 | 10837 | 10739 | 10222 | 29.5391 | 31.2372 | 30.9817
Fresno Cogen CT | -797279 | Operating | 74.5 | Gas Turbine | 2001 | Fresno Cogeneration Partners | CAISO | WECC | CAMX | Fresno | CA | Gas | 70.8 | 13216 | 11568 | 11276 | 0.48903 | 2.0766 | 0.74636
South Energy Center CHP Project | -173407 | Operating | 7.4 | Internal Combustion | 2017 | Gainesville Regional Utilities |  | SERC | FP | Alachua | FL | Gas | 7.4 | 8728 | 8739 | 9080 | 59.8929 | 62.4892 | 59.2126
South Tampa Resilience Project | -795188 | Operating & Planned | NA | Internal Combustion | 2025 | Tampa Electric Company |  | SERC | FP | Hillsborough | FL | Gas | 37.76 | NA | NA | NA | NA | NA | NA
Sparkleberry Solar Project | -762884 | Operating | 74.5 | Solar | 2024 | Florida Power & Light Company |  | SERC | FP | Escambia | FL | Solar | 74.5 | NA | NA | NA | NA | NA | NA
Speckled Perch Solar Project (Crystal Mine Solar) | -795535 | Operating | NA | Solar | 2025 | Florida Power & Light Company |  | SERC | FP | Okeechobee | FL | Solar | 74.5 | NA | NA | NA | NA | NA | NA
Springhill Gas Recovery | -167147 | Operating | 4.8 | Internal Combustion | 2006 | WM Renewable Energy, LLC |  | SERC | SOU | Jackson | FL | Biomass | 4.8 | 12891 | 12650 | 12271 | 78.251 | 75.9846 | 91.5359
St. Lucie | -6935 | Operating | 2160 | Nuclear | 1976 | Florida Power & Light Company |  | SERC | FP | Saint Lucie | FL | Nuclear | 1990 | NA | NA | NA | 94.4301 | 93.4455 | 89.5476
St. Lucie | -6934 | Operating | 2160 | Nuclear | 1976 | Florida Municipal Power Agency |  | SERC | FP | Saint Lucie | FL | Nuclear | 1990 | NA | NA | NA | 94.4301 | 93.4455 | 89.5476
St. Lucie | -6933 | Operating | 2160 | Nuclear | 1976 | Orlando Utilities Commission |  | SERC | FP | Saint Lucie | FL | Nuclear | 1990 | NA | NA | NA | 94.4301 | 93.4455 | 89.5476
Stanton A Solar Project (Kenneth P. Ksionek Community Solar Farm) | -173412 | Operating | 4.1 | Solar | 2017 | Greenwood Energy I, LLC |  | SERC | FP | Orange | FL | Solar | 4.1 | NA | NA | NA | 20.7261 | 21.9401 | 24.354
Friendswood Energy Generation (FEGC) | -171071 | Operating & Planned | 121.5 | Gas Turbine | 2018 | QUG Management | ERCOT | TRE | TRE | Harris | TX | Gas | 119 | 13013 | 12954 | 13215 | 8.4611 | 6.9992 | 4.995
Friendswood Energy Generation (FEGC) | -171070 | Operating & Planned | 121.5 | Gas Turbine | 2018 | Canada Pension Plan Investment Board | ERCOT | TRE | TRE | Harris | TX | Gas | 119 | 13013 | 12954 | 13215 | 8.4611 | 6.9992 | 4.995
Friendswood Energy Generation (FEGC) | -171069 | Operating & Planned | 121.5 | Gas Turbine | 2018 | Quantum Energy Partners, LLC | ERCOT | TRE | TRE | Harris | TX | Gas | 119 | 13013 | 12954 | 13215 | 8.4611 | 6.9992 | 4.995
Frito Lay Cogen Plant | -172116 | Operating | 4.6 | Gas Turbine | 2009 | Frito Lay Incorporated Dayville | New England | NPCC | NE | Northeastern Connecticut Planning Region | CT | Gas | 4.6 | 15745 | 15976 | 15758 | 55.3876 | 58.5368 | 61.3311
Front Range Power | -25817 | Operating | 554.3 | Combined Cycle | 2003 | Colorado Springs Utilities |  | WECC | RMPA | El Paso | CO | Gas | 480 | 7688 | 7763 | 7644 | 47.9716 | 57.2368 | 47.9208
Stanton Energy Center | -6960 | Operating | 929 | Steam Turbine | 1987 | Florida Municipal Power Agency |  | SERC | FP | Orange | FL | Coal | 922.7 | 11289 | 10872 | 10490 | 40.7243 | 48.7667 | 56.6289
Stanton Energy Center | -6959 | Operating | 929 | Steam Turbine | 1987 | Kissimmee Utility Authority |  | SERC | FP | Orange | FL | Coal | 922.7 | 11289 | 10872 | 10490 | 40.7243 | 48.7667 | 56.6289
Stanton Energy Center | -6958 | Operating | 929 | Steam Turbine | 1987 | Orlando Utilities Commission |  | SERC | FP | Orange | FL | Coal | 922.7 | 11289 | 10872 | 10490 | 40.7243 | 48.7667 | 56.6289
Stanton Energy Center Solar Project (Kenneth P. Ksionek Community Solar Farm) | -172448 | Operating | 4.8 | Solar | 2017 | Greenwood Energy I, LLC |  | SERC | FP | Orange | FL | Solar | 4.8 | NA | NA | NA | 20.9641 | 21.4802 | 24.5838
Starratt Road Solar Facility | -209242 | Operating | 5 | Solar | 2017 | C2 Energy Capital LLC |  | SERC | FP | Duval | FL | Solar | 5 | NA | NA | NA | 20 | 19.9018 | 19.8333
Frontera Generation Facility | -407318 | Operating | 529 | Combined Cycle | 1999 | Undisclosed buyer |  |  |  | Hidalgo | TX | Gas | 559 | 7347 | NA | NA | 21.902 | NA | NA
Stock Island IC | -641000 | Operating | 21.7 | Internal Combustion | 1965 | Utility Board of the City of Key West |  | SERC | FP | Monroe | FL | Oil | 17.5 | 9894 | 9922 | 11179 | 0.83496 | 0.24397 | 0.27267
Storey Bend Solar Project | -789484 | Operating | 75 | Solar | 2024 | NextEra Energy Resources, LLC |  | SERC | FP | Osceola | FL | Solar | 75 | NA | NA | NA | NA | NA | NA
Sub12 Reliability Project | -173320 | Operating | 18.6 | Internal Combustion | 2018 | City of Tallahassee, Florida |  | SERC | FP | Leon | FL | Gas | 18.4 | 9027 | 9271 | 9080 | 9.6647 | 5.637 | 6.2835
Sundew Solar Energy Project | -396053 | Operating | 74.5 | Solar | 2022 | Florida Power & Light Company |  | SERC | FP | Saint Lucie | FL | Solar | 74.5 | NA | NA | NA | 23.7345 | 24.0587 | NA
SunPower Solar Farm | -760936 | Operating | 9 | Solar | 2019 | 174 Power Global Corporation |  | SERC | FP | Duval | FL | Solar | 9 | NA | NA | NA | NA | NA | NA
Frontier Power Plant (Oklahoma Cogen)(PowerSmith Cogen) | -192068 | Operating | 131.4 | Combined Cycle | 1989 | Oklahoma Gas and Electric Company | SPP | MRO | MRO-US | Oklahoma | OK | Gas | 126 | 8485 | 8409 | 8437 | 58.3582 | 39.7176 | 36.2403
Suwannee Solar Facility | -173166 | Operating | 8.8 | Solar | 2017 | Duke Energy Florida, LLC |  | SERC | FP | Suwannee | FL | Solar | 8.8 | NA | NA | NA | 21.6467 | 22.4536 | 21.9723
Swallowtail Solar Plant | -793875 | Operating | NA | Solar | 2025 | Florida Power & Light Company |  | SERC | FP | Walton | FL | Solar | 74.5 | NA | NA | NA | NA | NA | NA
Swift Creek Chemical Complex | -132142 | Operating | 18.8 | Steam Turbine | 1980 | White Springs Agricultural Chemicals, Inc. |  | SERC | FP | Hamilton | FL | Other | 15.9 | 39269 | 36630 | 42481 | 65.6859 | 73.9417 | 71.0333
Tallahassee Airport Solar Project (CoTAL) | -172903 | Operating | 20 | Solar | 2017 | Origis Energy USA Inc. |  | SERC | FP | Leon | FL | Solar | 20 | NA | NA | NA | 20.726 | 22.9932 | 21.3082
Tallahassee Solar II Project (Tallahassee Airport 2) | -220334 | Operating | 42 | Solar | 2019 | Origis Energy USA Inc. |  | SERC | FP | Leon | FL | Solar | 42 | NA | NA | NA | 19.0264 | 19.9818 | 16.8235
Tampa International Airport Solar Project | -117245 | Operating | 1.6 | Solar | 2015 | Tampa Electric Company |  | SERC | FP | Hillsborough | FL | Solar | 1.6 | NA | NA | NA | 23.095 | 21.768 | 21.5111
Tenmile Creek Solar Energy Center | -795564 | Operating | NA | Solar | 2025 | Florida Power & Light Company |  | SERC | FP | Calhoun | FL | Solar | 74.5 | NA | NA | NA | NA | NA | NA
Thomas Creek Solar | -795536 | Operating | NA | Solar | 2025 | Florida Power & Light Company |  | SERC | FP | Nassau | FL | Solar | 74.5 | NA | NA | NA | NA | NA | NA
Three Creeks Solar Energy Center | -762880 | Operating | 74.5 | Solar | 2024 | Florida Power & Light Company |  | SERC | FP | Manatee | FL | Solar | 74.5 | NA | NA | NA | NA | NA | NA
Fruita | -3443 | Operating | 26.6 | Gas Turbine | 1973 | Public Service Company of Colorado |  | WECC | RMPA | Mesa | CO | Gas | 18 | NA | NA | 37121 | 21.5297 | -4.1908 | 1.5468
Tom G Smith | -7235 | Operating | 26.5 | Steam Turbine | 1961 | City of Lake Worth, Florida |  | SERC | FP | Palm Beach | FL | Gas | 26.5 | 22586 | 19618 | 22780 | 0.037477 | 0.043939 | 0.17059
Ft Myers Peaking | -164011 | Operating | 959.4 | Gas Turbine | 1974 | Florida Power & Light Company |  | SERC | FP | Lee | FL | Gas | 985 | 11661 | 11133 | 11142 | 4.3996 | 3.3858 | 2.9726
Fulton Plant | -3452 | Operating | 154.8 | Gas Turbine | 2001 | Arkansas Electric Cooperative Corporation | MISO, SPP | MRO | MRO-US | Hempstead | AR | Gas | 153 | 10183 | 10285 | 10238 | 11.1024 | 5.2063 | 9.6711
Tom G Smith IC | -7238 | Operating | 10 | Internal Combustion | 1965 | City of Lake Worth, Florida |  | SERC | FP | Palm Beach | FL | Oil | 10 | NA | NA | NA | 0 | 0 | 0
Trail Ridge Landfill | -349436 | Operating | 9.6 | Internal Combustion | 2008 | Energy Power Investment Company, LLC |  | SERC | FP | Duval | FL | Biomass | 9 | 11238 | 11324 | 10828 | 31.9127 | 39.773 | 52.6002
Trailside Solar Energy Center | -316866 | Operating | 74.5 | Solar | 2020 | Florida Power & Light Company |  | SERC | FP | Saint Johns | FL | Solar | 74.5 | NA | NA | NA | 22.1665 | 23.5269 | 23.0469
Fulton, MO | -3453 | Operating | 21.2 | Gas Turbine | 1972 | Fulton City of MO | MISO | SERC | GATEWY | Callaway | MO | Gas | 19.6 | 21039 | 19317 | 22904 | 0.1194 | 0.70765 | 0.16949
Trenton Battery Facility | -408509 | Operating | 11 | Battery | 2021 | Duke Energy Florida, LLC |  | SERC | FP | Gilchrist | FL | Energy Storage | 11 | NA | NA | NA | NA | NA | NA
Trenton Solar Project | -217309 | Operating | 74.9 | Solar | 2019 | Duke Energy Florida, LLC |  | SERC | FP | Gilchrist | FL | Solar | 74.9 | NA | NA | NA | 21.4792 | 25.2275 | 24.6432
Gadsby Gas Peakers | -794414 | Operating | 181.2 | Gas Turbine | 2002 | PacifiCorp |  | WECC | NWPP | Salt Lake | UT | Gas | 122.1 | NA | NA | NA | NA | NA | NA
Tupelo Solar Project (FRP Putnam County Solar Project) | -786575 | Operating | 74.5 | Solar | 2024 | Florida Renewable Partners |  | SERC | FP | Putnam | FL | Solar | 74.5 | NA | NA | NA | NA | NA | NA
Galion Generating Station | -9028 | Operating | 49.5 | Gas Turbine | 2000 | American Municipal Power, Inc. | MISO, PJM | RFC | R-PJM | Crawford | OH | Gas | 49.5 | 18003 | 18579 | 18052 | 0.4497 | 0.34616 | 0.63535
Turkey Point Nuclear | -7307 | Operating & Planned | 1637.2 | Nuclear | 1972 | Florida Power & Light Company |  | SERC | FP | Miami-Dade | FL | Nuclear | 1747 | NA | NA | NA | 88.075 | 94.608 | 90.8577
Turnpike Solar Energy Center | -752389 | Operating | 74.5 | Solar | 2024 | Florida Power & Light Company |  | SERC | FP | Indian River | FL | Solar | 74.5 | NA | NA | NA | NA | NA | NA
Twin Rivers Solar Project | -348278 | Operating | 74.9 | Solar | 2021 | Duke Energy Florida, LLC |  | SERC | FP | Hamilton | FL | Solar | 74.9 | NA | NA | NA | 22.4362 | 25.3347 | 12.9476
Union Springs Solar Energy Center | -313450 | Operating | 74.5 | Solar | 2021 | Florida Power & Light Company |  | SERC | FP | Union | FL | Solar | 74.5 | NA | NA | NA | 23.3784 | 24.5921 | 22.4179
Gallatin CT | -3469 | Operating | 663.2 | Gas Turbine | 1975 | Tennessee Valley Authority |  | SERC | CENTRL | Sumner | TN | Gas | 729.6 | 16812 | 14255 | 15180 | 0.76163 | 2.6851 | 0.95716
Garden City 2 | -3474 | Operating | 158.4 | Gas Turbine | 1968 | Sunflower Electric Power Corporation, Inc. | SPP | MRO | MRO-US | Finney | KS | Gas | 123.7 | 15653 | 16338 | 18781 | 2.8303 | 2.1167 | 0.94794
Gardner | -3478 | Operating | 39.2 | Gas Turbine | 1990 | City of Gardner, Kansas | SPP | MRO | MRO-US | Johnson | KS | Gas | 27 | NA | 34675 | 20500 | 0 | 0.016308 | 0.0057078
Garrison Energy Center | -179954 | Operating | 361 | Combined Cycle | 2015 | Lotus Infrastructure Partners | PJM | RFC | R-PJM | Kent | DE | Gas | 323 | 7325 | 7156 | 7155 | 28.8588 | 44.4374 | 39.0019
Gateway Generating Station | -163993 | Operating | 619.7 | Combined Cycle | 2009 | Pacific Gas and Electric Company | CAISO | WECC | CAMX | Contra Costa | CA | Gas | 585.8 | 7203 | 7233 | 7237 | 60.1217 | 47.5232 | 66.9026
Gaylord CT | -78313 | Operating | 70.2 | Gas Turbine | 2001 | Wolverine Power Supply Cooperative, Inc. | MISO | RFC | R-MISO | Otsego | MI | Gas | 81.3 | 15387 | 14391 | 13798 | 1.4113 | 6.8707 | 3.5734
Wheelabrator South Broward | -154347 | Operating | 66 | Steam Turbine | 1991 | Wheelabrator Technologies Holdings Inc. |  | SERC | FP | Broward | FL | Biomass | 54 | 19169 | 19373 | 19657 | 94.658 | 93.9885 | 92.1556
White Tail Solar Energy Center | -755741 | Operating | 74.5 | Solar | 2024 | Florida Power & Light Company |  | SERC | FP | Martin | FL | Solar | 74.5 | NA | NA | NA | NA | NA | NA
Wild Azalea Solar Energy Center | -638439 | Operating | 74.5 | Solar | 2023 | Florida Power & Light Company |  | SERC | FP | Gadsden | FL | Solar | 74.5 | NA | NA | NA | 20.732 | NA | NA
Wild Quail Solar | -762881 | Operating | 74.5 | Solar | 2024 | Florida Power & Light Company |  | SERC | FP | Walton | FL | Solar | 74.5 | NA | NA | NA | NA | NA | NA
Wimauma Solar | -236701 | Operating | 74.8 | Solar | 2020 | Tampa Electric Company |  | SERC | FP | Hillsborough | FL | Solar | 74.8 | NA | NA | NA | 19.7663 | 18.4523 | 20.7201
Winquepin Renewable Energy Center Project | -761438 | Operating | 74.9 | Solar | 2024 | Brookfield Renewable Partners L.P. |  | SERC | FP | Madison | FL | Solar | 74.9 | NA | NA | NA | NA | NA | NA
Winston IC | -786988 | Operating | 50 | Internal Combustion | 2001 | Lakeland Electric, Inc. |  | SERC | FP | Polk | FL | Oil | 50 | NA | NA | 10631 | 0 | 0 | 0.2516
Woodruff | -510489 | Operating | 43.5 | Hydraulic Turbine | 1957 | USCE - Mobile District |  | SERC | FP | Gadsden | FL | Water | 43.5 | NA | NA | NA | 58.8338 | 60.6101 | 66.0282
Woodyard Solar Energy Center | -762876 | Operating | 74.5 | Solar | 2024 | Florida Power & Light Company |  | SERC | FP | Hendry | FL | Solar | 74.5 | NA | NA | NA | NA | NA | NA
Wynwood Battery Storage Pilot Project | -225826 | Operating | 10 | Battery | 2019 | Florida Power & Light Company |  | SERC | FP | Miami-Dade | FL | Energy Storage | 10 | NA | NA | NA | NA | NA | NA
Zemel Road Landfill (Port Charlotte) Project | -97652 | Operating | 3 | Internal Combustion | 2011 | Fortistar LLC |  | SERC | FP | Charlotte | FL | Biomass | 2.8 | 13502 | 11654 | 11034 | 5.4795 | 12.0434 | 23.6016
191 Peachtree Tower | -1348 | Operating | 2.4 | Internal Combustion | 1991 | 191 Peachtree Associates |  | SERC | SOU | Fulton | GA | Oil | 2.4 | NA | NA | NA | 0 | 0 | 0
3200 Wildwood Plaza | -757754 | Operating | 1.2 | Internal Combustion | 1995 | Wildwood Associates |  | SERC | SOU | Cobb | GA | Oil | 1.2 | NA | NA | NA | NA | NA | NA
Ailey Scheme Solar Project | -789281 | Operating | 80 | Solar | 2024 | Shell New Energies US LLC |  | SERC | SOU | Montgomery | GA | Solar | 80 | NA | NA | NA | NA | NA | NA
Ailey Scheme Solar Project | -789280 | Operating | 80 | Solar | 2024 | Silicon Ranch Corporation |  | SERC | SOU | Montgomery | GA | Solar | 80 | NA | NA | NA | NA | NA | NA
Albany Green Energy Cogen Plant | -346312 | Operating | 54.5 | Steam Turbine | 2017 | Regenerate Energy Holdings, LLC |  | SERC | SOU | Dougherty | GA | Biomass | 49.5 | 24480 | 14706 | 14461 | 58.6165 | 75.7859 | 83.1675
Albany Green Energy Cogen Plant | -171710 | Operating | 54.5 | Steam Turbine | 2017 | DCO Energy LLC |  | SERC | SOU | Dougherty | GA | Biomass | 49.5 | 24480 | 14706 | 14461 | 58.6165 | 75.7859 | 83.1675
Albany Green Energy Cogen Plant | -126783 | Operating | 54.5 | Steam Turbine | 2017 | Peach Power, Inc. |  | SERC | SOU | Dougherty | GA | Biomass | 49.5 | 24480 | 14706 | 14461 | 58.6165 | 75.7859 | 83.1675
Allatoona | -510441 | Operating | 86.6 | Hydraulic Turbine | 1950 | USCE - Mobile District |  | SERC | SOU | Bartow | GA | Water | 72 | NA | NA | NA | 17.6847 | 23.2054 | 26.8228
Alvin W. Vogtle Nuclear Plant | -758655 | Operating | 4658 | Nuclear | 1987 | Municipal Electric Authority of Georgia |  | SERC | SOU | Burke | GA | Nuclear | 4530 | NA | NA | NA | NA | NA | NA
Alvin W. Vogtle Nuclear Plant | -758654 | Operating | 4658 | Nuclear | 1987 | Dalton Utilities, Inc. |  | SERC | SOU | Burke | GA | Nuclear | 4530 | NA | NA | NA | NA | NA | NA
Alvin W. Vogtle Nuclear Plant | -758653 | Operating | 4658 | Nuclear | 1987 | Oglethorpe Power Corporation |  | SERC | SOU | Burke | GA | Nuclear | 4530 | NA | NA | NA | NA | NA | NA
Alvin W. Vogtle Nuclear Plant | -758652 | Operating | 4658 | Nuclear | 1987 | Georgia Power Company |  | SERC | SOU | Burke | GA | Nuclear | 4530 | NA | NA | NA | NA | NA | NA
Apalachicola Solar Farm | -502927 | Operating | 2.5 | Solar | 2019 | Duke Energy Generation Services Holding Company, Inc. |  | SERC | SOU | Richmond | GA | Solar | 2.5 | NA | NA | NA | 23.3151 | 22.2511 | 21.7123
Appling Solar Farm | -314160 | Operating | 25 | Solar | 2021 | Shell New Energies US LLC |  | SERC | SOU | Appling | GA | Solar | 25 | NA | NA | NA | NA | NA | NA
Appling Solar Farm | -314159 | Operating | 25 | Solar | 2021 | Silicon Ranch Corporation |  | SERC | SOU | Appling | GA | Solar | 25 | NA | NA | NA | NA | NA | NA
Arnold Cochran Solar Farm | -502929 | Operating | 1.7 | Solar | 2020 | Duke Energy Generation Services Holding Company, Inc. |  | SERC | SOU | Bleckley | GA | Solar | 1.7 | NA | NA | NA | 24.8321 | 24.1203 | 20.0846
Athens Clarke County LFG Generation | -96745 | Operating | 1.6 | Internal Combustion | 2013 | Athens-Johnston Renewables LLC |  | SERC | SOU | Clarke | GA | Biomass | 1.6 | 13247 | 15535 | 11576 | 38.5131 | 28.6173 | 54.4164
Athens Regional Medical Center | -356165 | Operating | 4.6 | Internal Combustion | 1979 | Piedmont Athens Regional Medical Center |  | SERC | SOU | Clarke | GA | Oil | 4.6 | NA | NA | 9586 | 0 | 0 | 0.071967
Atlanta Falcons Solar | -194362 | Operating | 1 | Solar | 2015 | Georgia Power Company |  | SERC | SOU | Fulton | GA | Solar | 1 | NA | NA | NA | 12.0776 | 14.2466 | 14.5434
Atlanta Gift Mart LP | -1645 | Operating | 1.2 | Internal Combustion | 1991 | Atlanta Gift Mart |  | SERC | SOU | Fulton | GA | Oil | 1.2 | NA | NA | NA | 0 | 0 | 0
Augusta Mill | -1652 | Operating | 84.7 | Steam Turbine | 1960 | International Paper Company |  | SERC | SOU | Richmond | GA | Biomass | 79.7 | 44708 | 46175 | 43426 | 54.8167 | 56.4139 | 58.2624
Azalea Solar Power Facility | -392654 | Operating | 7.7 | Solar | 2013 | Onward Energy |  | SERC | SOU | Washington | GA | Solar | 7.7 | NA | NA | NA | 18.084 | 17.6526 | 16.7408
Geismar | -47157 | Operating | 76.9 | Gas Turbine | 1985 | BASF Corporation | MISO | SERC | DELTA | Ascension | LA | Gas | 80.9 | 13294 | 13575 | 12763 | 82.4634 | 58.0515 | 74.1229
Geismar Cogen | -16978 | Operating | 83.9 | Gas Turbine | 2000 | Air Liquide America L.P. | MISO | SERC | DELTA | Ascension | LA | Gas | 72.5 | 15500 | 8718 | 14083 | 79.3329 | 91.9118 | 70.2033
GenConn Devon Peaking | -785782 | Operating | 242 | Gas Turbine | 2010 | The United Illuminating Company | New England | NPCC | NE | South Central Connecticut Planning Region | CT | Oil | 200 | NA | NA | NA | NA | NA | NA
GenConn Devon Peaking | -663086 | Operating | 242 | Gas Turbine | 2010 | Clearway Energy, Inc. | New England | NPCC | NE | South Central Connecticut Planning Region | CT | Oil | 200 | 26467 | NA | NA | 0.13368 | NA | NA
GenConn Devon Peaking | -663085 | Operating | 242 | Gas Turbine | 2010 | Clearway Energy, Inc. | New England | NPCC | NE | South Central Connecticut Planning Region | CT | Oil | 200 | 26467 | NA | NA | 0.13368 | NA | NA
Bainbridge Solar Farm (Belcher) | -493772 | Operating | 1 | Solar | 2014 | Undisclosed buyer |  | SERC | SOU | Decatur | GA | Solar | 1 | NA | NA | NA | 23.105 | 23.3447 | 22.911
Bainbridge Solar Plant | -435529 | Operating | 1 | Solar | 2019 | Nexamp Capital, LLC |  | SERC | SOU | Decatur | GA | Solar | 1 | NA | NA | NA | NA | NA | NA
Bancroft Station (Silicon Ranch Arlington II) (Walton) | -215538 | Operating | 102.5 | Solar | 2019 | Shell New Energies US LLC |  | SERC | SOU | Early | GA | Solar | 102.5 | NA | NA | NA | 23.1163 | 24.2775 | 24.5991
Bancroft Station (Silicon Ranch Arlington II) (Walton) | -215537 | Operating | 102.5 | Solar | 2019 | Silicon Ranch Corporation |  | SERC | SOU | Early | GA | Solar | 102.5 | NA | NA | NA | 23.1163 | 24.2775 | 24.5991
Bank of America Plaza | -493144 | Operating | 3 | Internal Combustion | 1991 | Undisclosed buyer |  | SERC | SOU | Fulton | GA | Oil | 2.6 | NA | NA | NA | 0 | 0 | 0
Bartow Davidson Solar Farm | -781427 | Operating | 2.6 | Solar | 2023 | Madison Energy Holdings, LLC |  | SERC | SOU | Bartow | GA | Solar | 2.6 | NA | NA | NA | NA | NA | NA
Baxley Solar Farm | -759877 | Operating | 25 | Solar | 2020 | Shell New Energies US LLC |  | SERC | SOU | Appling | GA | Solar | 25 | NA | NA | NA | 25.8037 | 27.5256 | 27.7356
Baxley Solar Farm | -759876 | Operating | 25 | Solar | 2020 | Silicon Ranch Corporation |  | SERC | SOU | Appling | GA | Solar | 25 | NA | NA | NA | 25.8037 | 27.5256 | 27.7356
BE Solar Project | -547001 | Operating | 3 | Solar | 2022 | Alchemy Renewables Energy |  | SERC | SOU | Decatur | GA | Solar | 3 | NA | NA | NA | 18.9079 | 1.6553 | NA
Bibb Jones Solar Project | -502918 | Operating | 1 | Solar | 2019 | Duke Energy Generation Services Holding Company, Inc. |  | SERC | SOU | Bibb | GA | Solar | 1 | NA | NA | NA | 22.3174 | 13.8927 | 17.0548
Bibb Williams Solar Project | -781060 | Operating | 2.3 | Solar | 2023 | Inman Solar, Inc |  | SERC | SOU | Bibb | GA | Solar | 2.3 | NA | NA | NA | NA | NA | NA
Bird Dog Solar Project | -798665 | Operating | 40 | Solar | 2023 | Qualitas Energy Private Equity, S.G.E.I.C., S.A. |  | SERC | SOU | Burke | GA | Solar | 40 | NA | NA | NA | NA | NA | NA
Blackwater Solar Project | -761656 | Operating | 80 | Solar | 2024 | Qualitas Energy Private Equity, S.G.E.I.C., S.A. |  | SERC | SOU | Ware | GA | Solar | 80 | NA | NA | NA | NA | NA | NA
Blairsville Solar Project | -169250 | Operating | 1 | Solar | 2011 | ESA Renewables, LLC |  | SERC | CENTRL | Union | GA | Solar | 1 | NA | NA | NA | NA | NA | NA
Blue Ridge | -1975 | Operating | 23.5 | Hydraulic Turbine | 1931 | Tennessee Valley Authority |  | SERC | CENTRL | Fannin | GA | Water | 17.3 | NA | NA | NA | 13.9777 | 23.6981 | 25.8294
GenConn Middletown Peaking | -785792 | Operating | 242 | Gas Turbine | 2011 | The United Illuminating Company | New England | NPCC | NE | Lower Connecticut River Valley Planning Region | CT | Oil | 196.8 | NA | NA | NA | NA | NA | NA
Bowen | -2018 | Operating | 3498.6 | Steam Turbine | 1971 | Georgia Power Company |  | SERC | SOU | Bartow | GA | Coal | 3200 | 9826 | 9949 | 9833 | 36.4872 | 30.2374 | 33.719
Bowen Solar Project | -777382 | Operating | 1.9 | Solar | 2023 | Madison Energy Holdings, LLC |  | SERC | SOU | Tift | GA | Solar | 1.9 | NA | NA | NA | 5.5636 | NA | NA
Brady Solar Power Project | -638450 | Operating | 1.8 | Solar | 2023 | Alchemy Renewable Energy, LLC |  | SERC | SOU | Sumter | GA | Solar | 1.8 | NA | NA | NA | 13.6162 | NA | NA
Broken Spoke (Hickory Park) Battery Storage | -583449 | Operating | 40 | Battery | 2022 | RWE Renewables Europe & Australia GmbH |  | SERC | SOU | Mitchell | GA | Energy Storage | 40 | NA | NM | NA | 5.4495 | 3.0648 | NA
Broken Spoke Solar Project (Hickory Park) | -461667 | Operating | 195.5 | Solar | 2022 | RWE Renewables Europe & Australia GmbH |  | SERC | SOU | Mitchell | GA | Solar | 195.5 | NA | NA | NA | 24.0048 | 13.4336 | NA
Brunswick Pulp & Paper Company | -2109 | Operating | 72.2 | Steam Turbine | 1954 | Georgia-Pacific LLC |  | SERC | SOU | Glynn | GA | Biomass | 72.2 | NA | NM | NA | 59.4158 | 70.8896 | 64.6451
Bryan Floyd Solar Farm | -752256 | Operating | 1.9 | Solar | 2023 | Madison Energy Holdings, LLC |  | SERC | SOU | Bryan | GA | Solar | 1.9 | NA | NA | NA | 5.8099 | NA | NA
Buford | -510450 | Operating | 131.2 | Hydraulic Turbine | 1957 | USCE - Mobile District |  | SERC | SOU | Forsyth | GA | Water | 126.8 | NA | NA | NA | 14.9596 | 17.6957 | 20.3097
Building 64 | -18364 | Operating | 2.1 | Internal Combustion | 1985 | Blackstone Real Estate Partners |  | SERC | SOU | DeKalb | GA | Oil | 2.07 | NA | NA | NA | NA | NA | NA
Bulldog Solar Project | -647642 | Operating | 80 | Solar | 2023 | Pine Gate Renewables, LLC |  | SERC | SOU | Warren | GA | Solar | 80 | NA | NA | NA | 15.4428 | NA | NA
Bulloch County GA S3 Solar Project | -646199 | Operating | 3 | Solar | 2023 | SolRiver Capital, LLC |  | SERC | SOU | Bulloch | GA | Solar | 3 | NA | NA | NA | 24.395 | NA | NA
Bulloch County GA S4 Solar Project | -646224 | Operating | 3 | Solar | 2023 | SolRiver Capital, LLC |  | SERC | SOU | Bulloch | GA | Solar | 3 | NA | NA | NA | 24.2123 | NA | NA
Bulloch Neville Solar Farms | -502553 | Operating | 2.7 | Solar | 2020 | Safari Energy, LLC |  | SERC | SOU | Bulloch | GA | Solar | 2.7 | NA | NA | NA | 23.3426 | 23.5033 | NA
Burton | -2166 | Operating | 6 | Hydraulic Turbine | 1927 | Georgia Power Company |  | SERC | SOU | Rabun | GA | Water | 9.6 | NA | NA | NA | 20.2209 | 27.0536 | 34.9077
Butler Solar Farm | -357440 | Operating | 22 | Solar | 2016 | Scarlet Renewables LLC |  | SERC | SOU | Taylor | GA | Solar | 20 | NA | NA | NA | 22.5725 | 23.3465 | 22.524
Butler Solar Farm | -138422 | Operating | 22 | Solar | 2016 | Southern Power Company |  | SERC | SOU | Taylor | GA | Solar | 20 | NA | NA | NA | 22.5725 | 23.3465 | 22.524
Butler Solar Project | -357434 | Operating | 104 | Solar | 2016 | Scarlet Renewables LLC |  | SERC | SOU | Taylor | GA | Solar | 100 | NA | NA | NA | 23.5993 | 25.0751 | 24.4379
Butler Solar Project | -138427 | Operating | 104 | Solar | 2016 | Southern Power Company |  | SERC | SOU | Taylor | GA | Solar | 100 | NA | NA | NA | 23.5993 | 25.0751 | 24.4379
Cairo Solar Farm Project | -674035 | Operating | 2 | Solar | 2017 | Southeastern Solar Farm Fund, LLC |  | SERC | SOU | Grady | GA | Solar | 2 | NA | NA | NA | 20.1256 | 19.0639 | NA
Cairo Solar Project (Cedar Creek Solar) | -673795 | Operating | 2 | Solar | 2017 | Velo Solar Corp. |  | SERC | SOU | Barrow | GA | Solar | 2 | NA | NA | NA | 19.1667 | 19.8116 | NA
Camilla Solar Plant (Mitchell County-Solar DD) | -169723 | Operating | 16 | Solar | 2013 | Solar Support Works Llc |  | SERC | SOU | Mitchell | GA | Solar | 17.6 | NA | NA | NA | 16.3171 | 18.1727 | 16.9274
Camilla Solar Plant (Mitchell County-Solar DD) | -115522 | Operating | 16 | Solar | 2013 | Axium Infrastructure Inc. |  | SERC | SOU | Mitchell | GA | Solar | 17.6 | NA | NA | NA | 16.3171 | 18.1727 | 16.9274
Camp Solar Plant | -117995 | Operating | 2.4 | Solar | 2013 | Axium Infrastructure Inc. |  | SERC | SOU | Meriwether | GA | Solar | 2.6 | NA | NA | NA | 14.0367 | 17.0179 | 13.9006
Candler Solar Farm Project | -423104 | Operating | 1 | Solar | 2015 | Beltline Energy, LLC |  | SERC | SOU | Candler | GA | Solar | 1 | NA | NA | NA | NA | NA | NA
Carters | -510451 | Operating | 250 | Hydraulic Turbine | 1975 | USCE - Mobile District |  | SERC | SOU | Murray | GA | Water | 280 | NA | NA | NA | 9.6184 | 10.7306 | 8.3562
Carters PS | -510508 | Operating | 250 | Pumped Storage | 1977 | USCE - Mobile District |  | SERC | SOU | Murray | GA | Water | 320 | NA | NA | NA | 9.2045 | 9.2342 | 8.2587
CED Timberland Solar Project | -785457 | Operating | 140 | Solar | 2024 | Consolidated Edison Development, Inc. |  | SERC | SOU | Oglethorpe | GA | Solar | 140 | NA | NA | NA | NA | NA | NA
Cedar Springs | -2331 | Operating | 101.2 | Steam Turbine | 1963 | Georgia-Pacific LLC |  | SERC | SOU | Early | GA | Biomass | 100 | 38386 | 38857 | 38667 | 54.9237 | 62.3361 | 64.4159
Cedartown Solar Project | -493774 | Operating | 1 | Solar | 2013 | Undisclosed buyer |  | SERC | SOU | Polk | GA | Solar | 1 | NA | NA | NA | NA | NA | NA
CG PS Portfolio 1 Internal Combustion Project | -763111 | Operating | 1.8 | Internal Combustion | 2009 | ClearGen LLC |  | SERC | SOU | Houston | GA | Biomass | 1.8 | 8641 | NA | NA | 84.532 | NA | NA
GenConn Middletown Peaking | -663094 | Operating | 242 | Gas Turbine | 2011 | Clearway Energy, Inc. | New England | NPCC | NE | Lower Connecticut River Valley Planning Region | CT | Oil | 196.8 | 21338 | NA | NA | 0.20343 | NA | NA
Clay County Solar Project (Silicon Ranch) | -611320 | Operating | 106 | Solar | 2022 | Shell New Energies US LLC |  | SERC | SOU | Clay | GA | Solar | 106 | NA | NA | NA | 25.1703 | 0.82149 | NA
Clay County Solar Project (Silicon Ranch) | -611319 | Operating | 106 | Solar | 2022 | Silicon Ranch Corporation |  | SERC | SOU | Clay | GA | Solar | 106 | NA | NA | NA | 25.1703 | 0.82149 | NA
CNN Center | -164545 | Operating | 13 | Internal Combustion | 1986 | Tbs Properties |  | SERC | SOU | Fulton | GA | Oil | 13 | 10100 | 9884 | 9961 | 0.087812 | 0.083421 | 0.089568
Columbia Bryson Solar Project | -502907 | Operating | 1.4 | Solar | 2018 | Duke Energy Generation Services Holding Company, Inc. |  | SERC | SOU | Columbia | GA | Solar | 1.4 | NA | NA | NA | 22.8963 | 22.5946 | 22.1053
Columbia Substation Solar Farm | -502931 | Operating | 2 | Solar | 2020 | Duke Energy Generation Services Holding Company, Inc. |  | SERC | SOU | Columbia | GA | Solar | 2 | NA | NA | NA | 22.3402 | 22.403 | 22.8425
Comer Community Solar Farm | -173530 | Operating | 2 | Solar | 2018 | Georgia Power Company |  | SERC | SOU | Madison | GA | Solar | 2.2 | NA | NA | NA | 19.7696 | 20.138 | 16.5318
Coody Solar Farm | -502932 | Operating | 2.6 | Solar | 2019 | Duke Energy Generation Services Holding Company, Inc. |  | SERC | SOU | Bleckley | GA | Solar | 2.6 | NA | NA | NA | 24.8463 | 25.6059 | 24.741
Cook County Solar Farm | -763589 | Operating | 1.3 | Solar | 2015 | Citizens Energy Corporation |  | SERC | SOU | Cook | GA | Solar | 1.3 | NA | NA | NA | NA | NA | NA
Cool Springs Battery Storage Plant | -787517 | Operating | 40 | Battery | 2021 | XPLR Infrastructure, LP |  | SERC | SOU | Decatur | GA | Energy Storage | 40 | NA | NM | NM | 8.7845 | 5.8176 | 0.27568
Cool Springs Battery Storage Plant | -639174 | Operating | 40 | Battery | 2021 | NextEra Energy Resources, LLC |  | SERC | SOU | Decatur | GA | Energy Storage | 40 | NA | NM | NM | 8.7845 | 5.8176 | 0.27568
Cool Springs Solar Power Plant | -787448 | Operating | 213 | Solar | 2021 | XPLR Infrastructure, LP |  | SERC | SOU | Decatur | GA | Solar | 213 | NA | NA | NA | 24.6698 | 26.4688 | 0.83189
Cool Springs Solar Power Plant | -426628 | Operating | 213 | Solar | 2021 | NextEra Energy Resources, LLC |  | SERC | SOU | Decatur | GA | Solar | 213 | NA | NA | NA | 24.6698 | 26.4688 | 0.83189
Curry Solar Farm | -377247 | Operating | 1.1 | Solar | 2015 | Altus Power America Management, LLC |  | SERC | SOU | Tattnall | GA | Solar | 1.1 | NA | NA | NA | 19.4583 | 20.7347 | 23.3188
GenConn Middletown Peaking | -663093 | Operating | 242 | Gas Turbine | 2011 | Clearway Energy, Inc. | New England | NPCC | NE | Lower Connecticut River Valley Planning Region | CT | Oil | 196.8 | 21338 | NA | NA | 0.20343 | NA | NA
Dalton Solar Plant (Looper Bridge Solar Facility) | -169259 | Operating | 6.5 | Solar | 2011 | Georgia Power Company |  | SERC | SOU | Murray | GA | Solar | 6.5 | NA | NA | NA | 15.1721 | 17.7555 | 18.5213
Decatur County Solar Project | -357422 | Operating | 20 | Solar | 2015 | Scarlet Renewables LLC |  | SERC | SOU | Decatur | GA | Solar | 19 | NA | NA | NA | 25.015 | 26.3849 | 23.8777
Decatur County Solar Project | -138433 | Operating | 20 | Solar | 2015 | Southern Power Company |  | SERC | SOU | Decatur | GA | Solar | 19 | NA | NA | NA | 25.015 | 26.3849 | 23.8777
Decatur Parkway Solar Project | -357419 | Operating | 80 | Solar | 2015 | Scarlet Renewables LLC |  | SERC | SOU | Decatur | GA | Solar | 80 | NA | NA | NA | 24.4805 | 23.7143 | 21.9188
Decatur Parkway Solar Project | -138435 | Operating | 80 | Solar | 2015 | Southern Power Company |  | SERC | SOU | Decatur | GA | Solar | 80 | NA | NA | NA | 24.4805 | 23.7143 | 21.9188
Decatur Solar Project (Flint River Solar Energy Center) | -789677 | Operating | 200 | Solar | 2024 | NextEra Energy Resources, LLC |  | SERC | SOU | Decatur | GA | Solar | 200 | NA | NA | NA | NA | NA | NA
DeKalb Medical Center - Hillandale | -757213 | Operating | 1.6 | Internal Combustion | 2003 | Dekalb County Hospital Authority, Georgia |  | SERC | SOU | DeKalb | GA | Oil | 1.4 | NA | 34000 | 20800 | NA | 0.04077 | 0.081539
Denton Solar Project (SR Snipesville) | -316738 | Operating | 86 | Solar | 2020 | Shell New Energies US LLC |  | SERC | SOU | Jeff Davis | GA | Solar | 86 | NA | NA | NA | 23.502 | 28.6072 | 28.0122
Denton Solar Project (SR Snipesville) | -316737 | Operating | 86 | Solar | 2020 | Silicon Ranch Corporation |  | SERC | SOU | Jeff Davis | GA | Solar | 86 | NA | NA | NA | 23.502 | 28.6072 | 28.0122
Denver Braswell Solar Project | -173562 | Operating | 1.4 | Solar | 2017 | IGS Distributed Generation II, LLC |  | SERC | SOU | Colquitt | GA | Solar | 1.6 | NA | NA | NA | 18.5502 | 19.6561 | 18.6073
Denver Braswell Solar Project | -173561 | Operating | 1.4 | Solar | 2017 | IGS Distributed Generation II, LLC |  | SERC | SOU | Colquitt | GA | Solar | 1.6 | NA | NA | NA | 18.5502 | 19.6561 | 18.6073
Denver Braswell Solar Project | -173560 | Operating | 1.4 | Solar | 2017 | IX Solar II, LLC |  | SERC | SOU | Colquitt | GA | Solar | 1.6 | NA | NA | NA | 18.5502 | 19.6561 | 18.6073
Denver Braswell Solar Project | -173559 | Operating | 1.4 | Solar | 2017 | IX Solar II, LLC |  | SERC | SOU | Colquitt | GA | Solar | 1.6 | NA | NA | NA | 18.5502 | 19.6561 | 18.6073
Deptford Landfill Solar Project | -218482 | Operating | 1.2 | Solar | 2019 | Dulany Industries, Inc. |  | SERC | SOU | Chatham | GA | Solar | 1.2 | NA | NA | NA | NA | NA | NA
DeSoto II Solar Project | -747944 | Operating | 65 | Solar | 2023 | Silicon Ranch Corporation |  | SERC | SOU | Lee | GA | Solar | 65 | NA | NA | NA | NA | NA | NA
Donalsonville Solar Project | -139623 | Operating | 1.6 | Solar | 2014 | WGL Energy Services, Inc. |  | SERC | SOU | Seminole | GA | Solar | 1.6 | NA | NA | NA | 10.1741 | 9.853 | 9.2965
Dougherty County Solar Facility | -215531 | Operating | 120 | Solar | 2019 | NextEra Energy Resources, LLC |  | SERC | SOU | Dougherty | GA | Solar | 120 | NA | NA | NA | 25.6629 | 27.4275 | 26.1079
Genesee Generating Station Units 1 and 2 Repowering | -783478 | Operating | 1360 | Combined Cycle | 2024 | Capital Power GP Holdings Inc. | Alberta | WECC | WECCCN |  |  | Gas | 1360 | NA | NA | NA | NA | NA | NA
Dublin Biomass Project | -495973 | Operating | 29 | Steam Turbine | 2015 | Undisclosed buyer |  | SERC | SOU | Laurens | GA | Biomass | 29 | NA | NA | NA | NA | NA | NA
Dublin Biomass Project | -169563 | Operating | 29 | Steam Turbine | 2015 | Landcare Services LLC |  | SERC | SOU | Laurens | GA | Biomass | 29 | NA | NA | NA | NA | NA | NA
Dublin Biomass Project | -169562 | Operating | 29 | Steam Turbine | 2015 | Beasley Forest Products, Inc. |  | SERC | SOU | Laurens | GA | Biomass | 29 | NA | NA | NA | NA | NA | NA
Dublin Solar I | -172293 | Operating | 4.1 | Solar | 2015 | AES Distributed Energy, Inc. |  | SERC | SOU | Laurens | GA | Solar | 4.1 | NA | NA | NA | 14.0578 | 19.1642 | 17.4045
Genesee Generating Station Units 1 and 2 Repowering | -783477 | Operating | 1360 | Combined Cycle | 2024 | Capital Power Corporation | Alberta | WECC | WECCCN |  |  | Gas | 1360 | NA | NA | NA | NA | NA | NA
Edwin I Hatch | -3124 | Operating | 1848 | Nuclear | 1975 | Oglethorpe Power Corporation |  | SERC | SOU | Appling | GA | Nuclear | 1759 | NA | NA | NA | 93.0649 | 94.4807 | 91.9282
Edwin I Hatch | -3123 | Operating | 1848 | Nuclear | 1975 | Municipal Electric Authority of Georgia |  | SERC | SOU | Appling | GA | Nuclear | 1759 | NA | NA | NA | 93.0649 | 94.4807 | 91.9282
Edwin I Hatch | -3122 | Operating | 1848 | Nuclear | 1975 | Georgia Power Company |  | SERC | SOU | Appling | GA | Nuclear | 1759 | NA | NA | NA | 93.0649 | 94.4807 | 91.9282
Edwin I Hatch | -3121 | Operating | 1848 | Nuclear | 1975 | Dalton Utilities, Inc. |  | SERC | SOU | Appling | GA | Nuclear | 1759 | NA | NA | NA | 93.0649 | 94.4807 | 91.9282
Effingham Solar Farm (Highway 17) | -199856 | Operating | 3.6 | Solar | 2019 | Georgia Power Company |  | SERC | SOU | Effingham | GA | Solar | 3.6 | NA | NA | NA | 22.8437 | 23.2464 | 23.6365
Emory Decatur Hospital IC Project (Dekalb Medical Center) | -757200 | Operating | 3.9 | Internal Combustion | 1991 | Dekalb County Hospital Authority, Georgia |  | SERC | SOU | DeKalb | GA | Oil | 3.6 | NA | 8409 | 10476 | NA | 0.13952 | 0.066591
Energiya Glynn Solar Project | -405183 | Operating | 18 | Solar | 2016 | Cypress Creek Renewables, LLC |  | SERC | SOU | Glynn | GA | Solar | 18 | NA | NA | NA | 16.3369 | 20.0425 | 17.8349
Estatoah | -3220 | Operating | 0.24 | Hydraulic Turbine | 1928 | Georgia Power Company |  | SERC | SOU | Rabun | GA | Water | 0.24 | NA | NA | NA | 0 | 0 | 0
Eubank Solar Farm (Ridge Road Solar) | -247294 | Operating | 4.2 | Solar | 2020 | Beltline Energy, LLC |  | SERC | SOU | Columbia | GA | Solar | 4.2 | NA | NA | NA | NA | NA | NA
Flint River | -3323 | Operating | 5.4 | Hydraulic Turbine | 1921 | Georgia Power Company |  | SERC | SOU | Dougherty | GA | Water | 6.3 | NA | NA | NA | 67.6814 | 66.7446 | 76.9135
Flint River Operations | -116257 | Operating | 85.1 | Steam Turbine | 1980 | International Paper Company |  | SERC | SOU | Macon | GA | Biomass | 77.1 | NA | 26928 | 25587 | 5.9697 | 66.6708 | 67.8435
Flower Garden Battery Storage Project | -583668 | Operating | 1 | Battery | 2020 | Cobb Electric Membership Corporation |  | SERC | SOU | Cobb | GA | Energy Storage | 1 | NA | NM | NM | 6.8836 | 8.5845 | 7.8881
Fort Gordon Solar Project | -171375 | Operating | 30 | Solar | 2016 | Georgia Power Company |  | SERC | SOU | Richmond | GA | Solar | 30 | NA | NA | NA | 20.9288 | 21.6956 | 21.4623
Fort Stewart Solar Project | -171373 | Operating | 30 | Solar | 2016 | Georgia Power Company |  | SERC | SOU | Liberty | GA | Solar | 30 | NA | NA | NA | 19.4627 | 20.2489 | 18.1594
Fort Valley State University Solar Project | -413633 | Operating | 10.8 | Solar | 2022 | Georgia Power Company |  | SERC | SOU | Peach | GA | Solar | 10.8 | NA | NA | NA | 21.7688 | 23.126 | NA
Fountain Folkston Solar Farm | -502934 | Operating | 2.1 | Solar | 2019 | Duke Energy Generation Services Holding Company, Inc. |  | SERC | SOU | Charlton | GA | Solar | 2.1 | NA | NA | NA | 23.9182 | 23.1137 | 22.0918
Franklin Milliken Solar Project (Franklin County Solar) | -502534 | Operating | 3 | Solar | 2020 | Safari Energy, LLC |  | SERC | SOU | Franklin | GA | Solar | 3 | NA | NA | NA | 24.9391 | 22.032 | NA
Freeman Avenue Solar Plant (Westbound) | -502923 | Operating | 1.4 | Solar | 2019 | Duke Energy Generation Services Holding Company, Inc. |  | SERC | SOU | Sumter | GA | Solar | 1.4 | NA | NA | NA | 22.0401 | 24.2498 | 23.8095
Fulton Mill Solar Farm 1-3 | -763626 | Operating | 2.25 | Solar | 2015 | Citizens Energy Corporation |  | SERC | SOU | Tattnall | GA | Solar | 2.25 | NA | NA | NA | NA | NA | NA
GA Lowndes IDA Solar Plant | -317032 | Operating | 1.5 | Solar | 2020 | PPL Corporation |  | SERC | SOU | Lowndes | GA | Solar | 1.5 | NA | NA | NA | 22.4125 | 23.8889 | 22.0928
GA Lowndes Tycor Solar Farm | -317036 | Operating | 2.3 | Solar | 2020 | PPL Corporation |  | SERC | SOU | Lowndes | GA | Solar | 2.3 | NA | NA | NA | 23.9379 | 22.5382 | 23.9081
GA Meriwether Jackson | -502557 | Operating | 3 | Solar | 2020 | Safari Energy, LLC |  | SERC | SOU | Meriwether | GA | Solar | 3 | NA | NA | NA | 22.3668 | 23.5578 | NA
GA Troup RC50 II Solar Plant | -502554 | Operating | 1.5 | Solar | 2020 | Safari Energy, LLC |  | SERC | SOU | Troup | GA | Solar | 1.5 | NA | NA | NA | 22.3668 | 23.7291 | NA
GA Wilkinson Defore II Solar Project | -508159 | Operating | 3 | Solar | 2020 | Safari Energy, LLC |  | SERC | SOU | Wilkinson | GA | Solar | 3 | NA | NA | NA | 21.2367 | 23.7633 | 23.3447
GA_Ware_Avra I Solar Plant | -502559 | Operating | 3 | Solar | 2020 | Safari Energy, LLC |  | SERC | SOU | Ware | GA | Solar | 3 | NA | NA | NA | 24.6195 | 23.7976 | NA
Georgia College & State University Solar Project | -773448 | Operating | 3.5 | Solar | 2024 | Georgia Power Company |  | SERC | SOU | Baldwin | GA | Solar | 3.5 | NA | NA | NA | NA | NA | NA
Georgia LFG Oak Grove Plant | -173586 | Operating | 6.6 | Internal Combustion | 2016 | MAS Georgia LFG, LLC |  | SERC | SOU | Barrow | GA | Biomass | 6.3 | 10474 | 11275 | 10452 | 69.6347 | 65.7262 | 86.43
Georgia LFG Pine Ridge Plant | -173649 | Operating | 6.6 | Internal Combustion | 2016 | MAS Georgia LFG, LLC |  | SERC | SOU | Butts | GA | Biomass | 6.3 | 10843 | 10102 | 9199 | 72.5357 | 62.0896 | 68.8139
Georgia LFG Richland Creek Plant | -173582 | Operating | 11.2 | Internal Combustion | 2016 | MAS Georgia LFG, LLC |  | SERC | SOU | Gwinnett | GA | Biomass | 10.8 | 11390 | 11162 | 10908 | 66.3718 | 54.432 | 69.8493
Georgia Power at Jakin GA PV Solar | -396558 | Operating | 1.5 | Solar | 2017 | Constellation NewEnergy, Inc. |  | SERC | SOU | Early | GA | Solar | 1.5 | NA | NA | NA | 21.1796 | 19.0259 | NA
Georgia Power at Swainsboro Project | -396560 | Operating | 2.9 | Solar | 2017 | Constellation NewEnergy, Inc. |  | SERC | SOU | Emanuel | GA | Solar | 2.9 | NA | NA | NA | 23.0003 | 24.4253 | NA
Georgia Power at Wadley GA | -396540 | Operating | 1 | Solar | 2014 | Constellation Solar Holding, LLC |  | SERC | SOU | Jefferson | GA | Solar | 1 | NA | NA | NA | 21.2215 | 20.3539 | NA
Georgia-Pacific Center | -3545 | Operating | 1.4 | Internal Combustion | 1982 | Georgia-Pacific LLC |  | SERC | SOU | Fulton | GA | Oil | 1.4 | NA | NA | NA | 0 | 0 | 0
Gibson Solar Project | -742578 | Operating | 1.75 | Solar | 2017 | Boviet Renewable Power |  | SERC | SOU | Glascock | GA | Solar | 1.75 | NA | NA | NA | NA | NA | NA
Goolsby Solar Farm | -763593 | Operating | 1 | Solar | 2015 | Citizens Energy Corporation |  | SERC | SOU | Terrell | GA | Solar | 1 | NA | NA | NA | NA | NA | NA
Gore Solar Farm Project | -807442 | Operating | NA | Solar | 2023 | Beltline Energy, LLC |  | SERC | SOU | Chattooga | GA | Solar | 2.4 | NA | NA | NA | NA | NA | NA
Graniteville Co | -3668 | Operating | 1.2 | Hydraulic Turbine | 1921 | Enterprise Mill LLC |  | SERC | SOU | Richmond | GA | Water | 1 | NA | NA | NA | 1.0616 | 12.0662 | 16.2671
Gratis Road Solar Facility (Walton III) | -174037 | Operating | 3 | Solar | 2018 | Walton Solar |  | SERC | SOU | Walton | GA | Solar | 3 | NA | NA | NA | 20.2055 | 24.6766 | 21.0921
Greene Durham Solar Farm | -502555 | Operating | 3 | Solar | 2020 | Safari Energy, LLC |  | SERC | SOU | Greene | GA | Solar | 3 | NA | NA | NA | 19.5586 | 23.7405 | NA
Greenville Solar Project | -139585 | Operating | 1 | Solar | 2014 | WGL Energy Services, Inc. |  | SERC | SOU | Meriwether | GA | Solar | 1 | NA | NA | NA | 15.8562 | 16.2443 | 23.5046
GRP Franklin Renewable Energy Facility | -220327 | Operating | 58 | Steam Turbine | 2019 | Georgia Renewable Power LLC |  | SERC | SOU | Franklin | GA | Biomass | 58 | 15611 | 15894 | 16576 | 73.8781 | 77.1583 | 72.2355
GRP Franklin Renewable Energy Facility | -220326 | Operating | 58 | Steam Turbine | 2019 | Georgia Renewable Power LLC |  | SERC | SOU | Franklin | GA | Biomass | 58 | 15611 | 15894 | 16576 | 73.8781 | 77.1583 | 72.2355
GRP Madison Renewable Energy Facility | -202037 | Operating | 58 | Steam Turbine | 2019 | Georgia Renewable Power LLC |  | SERC | SOU | Madison | GA | Biomass | 58 | 15341 | 15963 | 16010 | 72.4095 | 73.3355 | 76.758
GRP Madison Renewable Energy Facility | -202036 | Operating | 58 | Steam Turbine | 2019 | Georgia Renewable Power LLC |  | SERC | SOU | Madison | GA | Biomass | 58 | 15341 | 15963 | 16010 | 72.4095 | 73.3355 | 76.758
Harris Shiloh Solar Farm | -502936 | Operating | 2.1 | Solar | 2020 | Duke Energy Generation Services Holding Company, Inc. |  | SERC | SOU | Harris | GA | Solar | 2.1 | NA | NA | NA | 23.4671 | 23.8476 | 18.9443
George Johnson | -164758 | Operating | 50 | Gas Turbine | 1973 | Wolverine Power Supply Cooperative, Inc. | MISO | RFC | R-MISO | Osceola | MI | Gas | 60.1 | 11291 | 10977 | 11038 | 3.6209 | 8.7292 | 7.0518
Hartwell Lake | -510888 | Operating | 420 | Hydraulic Turbine | 1962 | USCE - Savannah District |  | SERC | VACAR | Hart | GA | Water | 405 | NA | NA | NA | 10.6804 | 11.9353 | 15.927
George M Sullivan CT | -249533 | Operating | 195.2 | Gas Turbine | 1984 | Anchorage Municipal Light & Power, Inc. |  | ASCC | ALASKA | Anchorage | AK | Gas | 189.1 | 13941 | 16237 | 40855 | 2.7509 | 2.3503 | 0.16772
Hewlett Packard Alpharetta | -162930 | Operating | 8 | Internal Combustion | 1989 | Compaq Computer Corp. |  | SERC | SOU | Fulton | GA | Oil | 8 | NA | NA | NA | 0 | 0 | 0
Hewlett Packard Alpharetta | -162929 | Operating | 8 | Internal Combustion | 1989 | Compaq Computer Corp. |  | SERC | SOU | Fulton | GA | Oil | 8 | NA | NA | NA | 0 | 0 | 0
Hickory Ridge Landfill Solar Energy | -169158 | Operating | 0.6 | Solar | 2011 | Republic Services, Inc. |  | SERC | SOU | DeKalb | GA | Solar | 0.6 | NA | NA | NA | 0 | 0 | 0
High Shoals Hydro | -3921 | Operating | 1.4 | Hydraulic Turbine | 1988 | High Shoals Hydro |  | SERC | SOU | Oconee | GA | Water | 1.4 | NA | NA | NA | 0 | 0 | 0
Hobnail Solar Project | -798668 | Operating | 70 | Solar | 2023 | Qualitas Energy Private Equity, S.G.E.I.C., S.A. |  | SERC | SOU | Burke | GA | Solar | 70 | NA | NA | NA | NA | NA | NA
Homer Solar Project | -139577 | Operating | 1 | Solar | 2015 | WGL Energy Services, Inc. |  | SERC | SOU | Banks | GA | Solar | 1 | NA | NA | NA | NA | NA | NA
Houston Landfill Power Plant | -105757 | Operating | 3.2 | Internal Combustion | 2011 | PowerSecure International, Inc. |  | SERC | SOU | Houston | GA | Biomass | 3.2 | NA | NA | NA | NA | NA | NA
Houston Solar Project (Perry Solar) | -408536 | Operating | 68 | Solar | 2021 | Silicon Ranch Corporation |  | SERC | SOU | Houston | GA | Solar | 68 | NA | NA | NA | 26.3504 | 28.3442 | 1.1298
IKEA Savannah 490 Solar Project | -361781 | Operating | 2.2 | Solar | 2012 | IKEA Energy US LLC |  | SERC | SOU | Chatham | GA | Solar | 2.4 | NA | NA | NA | 8.5236 | 8.2382 | 8.1003
Inforum | -50476 | Operating | 1.3 | Internal Combustion | 1989 | Cousins Properties Incorporated |  | SERC | SOU | Fulton | GA | Oil | 1.3 | NA | NA | NA | NA | NA | NA
George M Sullivan Plant 2 Generation Replacement Project | -249537 | Operating | 151.7 | Combined Cycle | 2017 | Anchorage Municipal Light & Power, Inc. |  | ASCC | ALASKA | Anchorage | AK | Gas | 129 | 7506 | 7545 | 7671 | 72.9593 | 73.8369 | 67.1412
Georgetown | -546870 | Operating | 340 | Gas Turbine | 2000 | AES Indiana | MISO, PJM | RFC | R-MISO | Marion | IN | Gas | 358 | 12901 | 13056 | 12912 | 7.6326 | 5.8848 | 10.1252
Jesup Mill | -781984 | Operating & Planned | 69.5 | Steam Turbine | 1954 | Beasley Green Power, LLC |  | SERC | SOU | Wayne | GA | Biomass | 65.4 | NA | NA | NA | NA | NA | NA
Jesup Mill | -781983 | Operating & Planned | 69.5 | Steam Turbine | 1954 | Rayonier Advanced Materials Inc. |  | SERC | SOU | Wayne | GA | Biomass | 65.4 | NA | NA | NA | NA | NA | NA
Jesup Mill | -164947 | Operating & Planned | 69.5 | Steam Turbine | 1954 | Rayonier Inc. |  | SERC | SOU | Wayne | GA | Biomass | 65.4 | 47137 | 42550 | 45487 | 84.3455 | 86.5838 | 81.024
Kimberly-Clark Solar Project | -206084 | Operating | 2.3 | Solar | 2019 | NextEra Energy Resources, LLC |  | SERC | SOU | Troup | GA | Solar | 2.3 | NA | NA | NA | 13.1824 | 21.3917 | 18.7909
King Mill Project | -128340 | Operating | 2.2 | Hydraulic Turbine | 1944 | Augusta Canal Authority |  | SERC | SOU | Richmond | GA | Water | 2 | NA | NA | NA | 0 | 0 | 44.8973
Lakeland Solar Energy | -171040 | Operating | 1.8 | Solar | 2013 | Invenergy Investment Company LLC |  | SERC | SOU | Lanier | GA | Solar | 1.8 | NA | NA | NA | 22.0193 | 18.5566 | 17.0091
Lancaster Solar Farm (Calhoun County) | -388007 | Operating | 80 | Solar | 2021 | Shell New Energies US LLC |  | SERC | SOU | Calhoun | GA | Solar | 80 | NA | NA | NA | 26.4244 | 27.596 | 1.1915
Lancaster Solar Farm (Calhoun County) | -388006 | Operating | 80 | Solar | 2021 | Silicon Ranch Corporation |  | SERC | SOU | Calhoun | GA | Solar | 80 | NA | NA | NA | 26.4244 | 27.596 | 1.1915
Laredo Bus Facility Solar Canopies | -170800 | Operating | 1 | Solar | 2012 | Metropolitan Atlanta Rapid Transit Authority |  | SERC | SOU | DeKalb | GA | Solar | 1 | NA | NA | NA | 0 | 1.3356 | 2.6598
Live Oak Solar Farm | -172746 | Operating | 51 | Solar | 2016 | NextEra Energy Resources, LLC |  | SERC | SOU | Candler | GA | Solar | 51 | NA | NA | NA | 20.9217 | 22.4217 | 21.7519
Lloyd Shoals | -4690 | Operating | 14.4 | Hydraulic Turbine | 1911 | Georgia Power Company |  | SERC | SOU | Butts | GA | Water | 22.8 | NA | NA | NA | 35.1934 | 34.7117 | 38.0788
Lowndes Cowart Solar Project | -777256 | Operating | 3 | Solar | 2023 | Inman Solar, Inc |  | SERC | SOU | Lowndes | GA | Solar | 3 | NA | NA | NA | 4.1134 | NA | NA
Lumpkin Solar Farm | -388010 | Operating | 100 | Solar | 2021 | Shell New Energies US LLC |  | SERC | SOU | Stewart | GA | Solar | 100 | NA | NA | NA | 26.1971 | 27.1434 | 0.67546
Lumpkin Solar Farm | -388009 | Operating | 100 | Solar | 2021 | Silicon Ranch Corporation |  | SERC | SOU | Stewart | GA | Solar | 100 | NA | NA | NA | 26.1971 | 27.1434 | 0.67546
Lyerly Solar Farm | -407358 | Operating | 1.2 | Solar | 2014 | Undisclosed buyer |  | SERC | SOU | Chattooga | GA | Solar | 1.2 | NA | NA | NA | NA | NA | NA
Marine Corps Logistics Base Albany Solar Project | -172384 | Operating | 31 | Solar | 2018 | Georgia Power Company |  | SERC | SOU | Dougherty | GA | Solar | 31.2 | NA | NA | NA | 19.7232 | 20.1766 | 20.3116
Marion County Solar (I & II) | -763513 | Operating | 2 | Solar | 2013 | Citizens Solar Holdings LLC |  | SERC | SOU | Marion | GA | Solar | 2 | NA | NA | NA | NA | NA | NA
MAS ASB Cogen Plant | -114636 | Operating | 6.6 | Internal Combustion | 2012 | I Squared Capital Advisors, LLC |  | SERC | SOU | Fulton | GA | Gas | 6.6 | 10608 | 10006 | 8343 | 71.8054 | 70.477 | 81.9289
McClesky Cotton Solar | -502925 | Operating | 1.9 | Solar | 2019 | Duke Energy Generation Services Holding Company, Inc. |  | SERC | SOU | Terrell | GA | Solar | 1.9 | NA | NA | NA | 22.4225 | 23.9185 | 22.5487
Georgetown | -107916 | Operating | 340 | Gas Turbine | 2000 | Caisse de dépôt et placement du Québec | MISO, PJM | RFC | R-MISO | Marion | IN | Gas | 358 | 12901 | 13056 | 12912 | 7.6326 | 5.8848 | 10.1252
Georgetown | -9480 | Operating | 340 | Gas Turbine | 2000 | Indiana Municipal Power Agency | MISO, PJM | RFC | R-MISO | Marion | IN | Gas | 358 | 12901 | 13056 | 12912 | 7.6326 | 5.8848 | 10.1252
McIntosh Solar Project | -780509 | Operating | 10 | Solar | 2024 | Georgia Power Company |  | SERC | SOU | Effingham | GA | Solar | 10 | NA | NA | NA | NA | NA | NA
MCLB Landfill Gas to Energy | -522601 | Operating | 4 | Internal Combustion | 2011 | Albany City Of, GA |  | SERC | SOU | Dougherty | GA | Biomass | 3.7 | 5638 | 6739 | NA | 11.974 | 15.6146 | 20.2565
Germantown | -3550 | Operating | 335.7 | Gas Turbine | 1978 | Wisconsin Electric Power Company | MISO | RFC | R-MISO | Washington | WI | Oil | 377.4 | 16609 | 14950 | 15573 | 0.39985 | 0.76188 | 0.83764
McManus IC | -12716 | Operating | 2 | Internal Combustion | 1964 | Georgia Power Company |  | SERC | SOU | Glynn | GA | Oil | 2 | 11273 | 12800 | 14600 | 0.062785 | 0.057078 | 0.057078
Gianera | -3556 | Operating | 64.6 | Gas Turbine | 1986 | Silicon Valley Power | CAISO | WECC | CAMX | Santa Clara | CA | Gas | 49.6 | 14961 | 14803 | 15578 | 2.2721 | 1.6612 | 1.5298
Milstead | -241889 | Operating | 1 | Hydraulic Turbine | 1994 | Mill Shoals Hydro Co Inc |  | SERC | SOU | Rockdale | GA | Water | 1 | NA | NA | NA | NA | 0 | 0.44521
Mingledorff Solar Farm (Clyo Kildare Road) | -174098 | Operating | 2.2 | Solar | 2017 | Beltline Energy, LLC |  | SERC | SOU | Effingham | GA | Solar | 2.2 | NA | NA | NA | NA | NA | NA
Montezuma Solar Project | -139597 | Operating | 1 | Solar | 2015 | WGL Energy Services, Inc. |  | SERC | SOU | Macon | GA | Solar | 1 | NA | NA | NA | NA | NA | NA
Moody Air Force Base Solar Project | -244881 | Operating | 49.5 | Solar | 2020 | Georgia Power Company |  | SERC | SOU | Lowndes | GA | Solar | 49.5 | NA | NA | NA | 21.6681 | 22.7865 | 21.8073
Moon Solar Farm (Old Louisville) (Old Elam Cemetery) | -174097 | Operating | 1.5 | Solar | 2017 | Beltline Energy, LLC |  | SERC | SOU | Effingham | GA | Solar | 1.5 | NA | NA | NA | NA | NA | NA
Morgan Falls | -5227 | Operating | 16.8 | Hydraulic Turbine | 1903 | Georgia Power Company |  | SERC | SOU | Fulton | GA | Water | 11.2 | NA | NA | NA | 29.7588 | 36.0985 | 47.6282
Morgan Solar Project (Polk County) | -350360 | Operating | 1 | Solar | 2017 | Repsol, S.A. |  | SERC | SOU | Polk | GA | Solar | 1 | NA | NA | NA | NA | NA | NA
Morgan Solar Project (Polk County) | -350359 | Operating | 1 | Solar | 2017 | Hecate Energy LLC |  | SERC | SOU | Polk | GA | Solar | 1 | NA | NA | NA | NA | NA | NA
Mossy Branch Battery Storage Facility | -780264 | Operating | 65 | Battery | 2024 | Georgia Power Company |  | SERC | SOU | Talbot | GA | Energy Storage | 65 | NA | NA | NA | NA | NA | NA
Mount Vernon Solar Project | -173595 | Operating | 1 | Solar | 2015 | The Walton Electric Membership Corporation |  | SERC | SOU | Walton | GA | Solar | 1 | NA | NA | NA | 20.1826 | 24.7603 | 21.2671
Gibson City | -390046 | Operating | 270 | Gas Turbine | 2000 | Tremolo Energy, LLC | MISO | SERC | GATEWY | Ford | IL | Gas | 240 | 12213 | 13825 | NA | 3.6063 | 1.0538 | NA
Murray Treadwell Solar Farms | -502552 | Operating | 3 | Solar | 2020 | Safari Energy, LLC |  | SERC | SOU | Murray | GA | Solar | 3 | NA | NA | NA | 24.1705 | 24.3227 | NA
Muscogee Solar Farm | -502894 | Operating | 1.5 | Solar | 2019 | Duke Energy Generation Services Holding Company, Inc. |  | SERC | SOU | Muscogee | GA | Solar | 1.5 | NA | NA | NA | 22.4125 | 20.9285 | 19.3912
Nacoochee | -5297 | Operating | 4.8 | Hydraulic Turbine | 1926 | Georgia Power Company |  | SERC | SOU | Rabun | GA | Water | 6 | NA | NA | NA | 22.8482 | 30.4528 | 37.3345
Naval Submarine Base - Kings Bay | -511262 | Operating | 30 | Internal Combustion | 1984 | Kings Bay Naval Base |  | SERC | SOU | Camden | GA | Oil | 30 | 10608 | 7943 | 21572 | 0.15259 | 1.5369 | 0.27055
North Highlands | -5473 | Operating | 29.6 | Hydraulic Turbine | 1963 | Georgia Power Company |  | SERC | SOU | Muscogee | GA | Water | 34.7 | NA | NA | NA | 32.248 | 40.8271 | 43.9955
Nottely | -5518 | Operating | 15.9 | Hydraulic Turbine | 1956 | Tennessee Valley Authority |  | SERC | CENTRL | Union | GA | Water | 20.1 | NA | NA | NA | 10.5903 | 18.0007 | 28.9261
OCI Georgia Solar Project (Lavonia) | -761224 | Operating | 1 | Solar | 2014 | OCI Energy |  | SERC | SOU | Franklin | GA | Solar | 1 | NA | NA | NA | NA | NA | NA
Odom Solar Farm (Walton Colquitt County) | -350380 | Operating | 20 | Solar | 2020 | Shell New Energies US LLC |  | SERC | SOU | Colquitt | GA | Solar | 20 | NA | NA | NA | 27.0297 | 28.9167 | 26.9846
Odom Solar Farm (Walton Colquitt County) | -350379 | Operating | 20 | Solar | 2020 | Silicon Ranch Corporation |  | SERC | SOU | Colquitt | GA | Solar | 20 | NA | NA | NA | 27.0297 | 28.9167 | 26.9846
Oil Dri Solar | -204539 | Operating | 1.4 | Solar | 2019 | Duke Energy Renewables Commercial, LLC |  | SERC | SOU | Thomas | GA | Solar | 1.4 | NA | NA | NA | 23.5486 | 21.9912 | 20.8741
Old Alabama Road 1 & 2 Solar Project | -350349 | Operating | 2 | Solar | 2016 | Repsol, S.A. |  | SERC | SOU | Talbot | GA | Solar | 2 | NA | NA | NA | NA | NA | NA
Old Alabama Road 1 & 2 Solar Project | -350348 | Operating | 2 | Solar | 2016 | Hecate Energy LLC |  | SERC | SOU | Talbot | GA | Solar | 2 | NA | NA | NA | NA | NA | NA
Old Midville Solar Project | -763604 | Operating | 19.7 | Solar | 2016 | Citizens Energy Corporation |  | SERC | SOU | Jenkins | GA | Solar | 19.7 | NA | NA | NA | 23.0136 | 20.3092 | 22.7111
Oliver Dam | -5612 | Operating | 60 | Hydraulic Turbine | 1959 | Georgia Power Company |  | SERC | SOU | Muscogee | GA | Water | 59 | NA | NA | NA | 25.999 | 28.7259 | 40.5774
Pawpaw Solar Project | -357437 | Operating | 30.5 | Solar | 2016 | Scarlet Renewables LLC |  | SERC | SOU | Taylor | GA | Solar | 30 | NA | NA | NA | 23.1891 | 25.247 | 24.5118
Pawpaw Solar Project | -138425 | Operating | 30.5 | Solar | 2016 | Southern Power Company |  | SERC | SOU | Taylor | GA | Solar | 30 | NA | NA | NA | 23.1891 | 25.247 | 24.5118
Pecan Row Landfill Project | -806377 | Operating | 6.4 | Internal Combustion | 1977 | Energy Systems Group, LLC |  | SERC | SOU | Lowndes | GA | Biomass | 6.4 | 12788 | NA | NA | 54.0632 | NA | NA
Piedmont Green Power Biomass Plant | -744639 | Operating | 60 | Steam Turbine | 2013 | Pacolet Milliken, LLC |  | SERC | SOU | Lamar | GA | Biomass | 55 | NA | NA | NA | NA | NA | NA
Plant Crisp | -5934 | Operating | 12.5 | Steam Turbine | 1957 | Crisp County Power Commission Inc. |  | SERC | SOU | Worth | GA | Gas | 10 | NA | NA | NA | 0 | 0 | 0
Gila River Project | -215714 | Operating | 2476 | Combined Cycle | 2003 | Salt River Project Agricultural Improvement and Power District, Arizona |  | WECC | AZNMSN | Maricopa | AZ | Gas | 2468 | 7334 | 7410 | 7279 | 47.2003 | 46.9828 | 51.1445
Pleasant Valley Solar Project (Walton II) | -173238 | Operating | 2.5 | Solar | 2016 | The Walton Electric Membership Corporation |  | SERC | SOU | Walton | GA | Solar | 2.5 | NA | NA | NA | 19.5571 | 23.9132 | 20.1187
Polk CDA Solar Farm | -638456 | Operating | 3 | Solar | 2023 | Safari Energy, LLC |  | SERC | SOU | Polk | GA | Solar | 3 | NA | NA | NA | 19.9277 | NA | NA
Polk Cedartown Solar Farm | -502938 | Operating | 2.2 | Solar | 2019 | Duke Energy Generation Services Holding Company, Inc. |  | SERC | SOU | Polk | GA | Solar | 2.2 | NA | NA | NA | 23.8273 | 24.0245 | 22.3225
Port Wentworth Mill | -116270 | Operating | 72.3 | Steam Turbine | 1991 | International Paper Company |  | SERC | SOU | Chatham | GA | Biomass | 72.3 | 26464 | 25961 | 26346 | 68.399 | 74.5167 | 71.95
President Carter Solar Farm | -173182 | Operating | 1.3 | Solar | 2017 | SolAmerica Energy, LLC |  | SERC | SOU | Sumter | GA | Solar | 1.3 | NA | NA | NA | NA | NA | NA
Putnam Erickson Solar Project | -502556 | Operating | 2.7 | Solar | 2020 | Safari Energy, LLC |  | SERC | SOU | Putnam | GA | Solar | 2.7 | NA | NA | NA | 22.8226 | 24.6364 | NA
Putnam Erikson 2 Solar Project | -508844 | Operating | 2.9 | Solar | 2021 | SolAmerica Energy, LLC |  | SERC | SOU | Putnam | GA | Solar | 2.9 | NA | NA | NA | 22.6067 | 24.4056 | NA
Quitman II Solar Project | -787484 | Operating | 150 | Solar | 2021 | XPLR Infrastructure, LP |  | SERC | SOU | Brooks | GA | Solar | 150 | NA | NA | NA | 26.3558 | 28.1374 | 7.0307
Quitman II Solar Project | -426632 | Operating | 150 | Solar | 2021 | NextEra Energy Resources, LLC |  | SERC | SOU | Brooks | GA | Solar | 150 | NA | NA | NA | 26.3558 | 28.1374 | 7.0307
Quitman Solar Project | -218534 | Operating | 150 | Solar | 2019 | NextEra Energy Resources, LLC |  | SERC | SOU | Brooks | GA | Solar | 150 | NA | NA | NA | 26.2604 | 26.8324 | 25.4972
Rabun Gap Biomass Facility | -167669 | Operating | 17.9 | Steam Turbine | 2010 | Leaf Biomass Investments, Inc. |  | SERC | SOU | Rabun | GA | Biomass | 18 | 8069 | 15510 | 14536 | 78.58 | 72.4087 | 74.0068
Rabun Gap Biomass Facility | -167668 | Operating | 17.9 | Steam Turbine | 2010 | MRG Co-Investment LLC |  | SERC | SOU | Rabun | GA | Biomass | 18 | 8069 | 15510 | 14536 | 78.58 | 72.4087 | 74.0068
Rabun Gap Biomass Facility | -167667 | Operating | 17.9 | Steam Turbine | 2010 | MRG Associates |  | SERC | SOU | Rabun | GA | Biomass | 18 | 8069 | 15510 | 14536 | 78.58 | 72.4087 | 74.0068
Reidsville Solar Farm | -674923 | Operating | 3 | Solar | 2023 | Safari Energy, LLC |  | SERC | SOU | Tattnall | GA | Solar | 3 | NA | NA | NA | 21.5715 | NA | NA
Riceboro | -6216 | Operating | 14.5 | Steam Turbine | 1968 | Interstate Paper LLC |  | SERC | SOU | Liberty | GA | Biomass | 14.5 | NA | NM | NA | 81.7934 | 78.468 | 84.3017
Richard Russell | -510902 | Operating | 300 | Hydraulic Turbine | 1985 | USCE - Savannah District |  | SERC | SOU | Elbert | GA | Water | 336 | NA | NA | NA | 11.7946 | 10.8128 | 8.9859
Richard Russell PS | -510905 | Operating | 328 | Pumped Storage | 2002 | USCE - Savannah District |  | SERC | SOU | Elbert | GA | Water | 246 | NA | NA | NA | 5.3952 | 5.6781 | 12.7011
Richland Solar Center | -394655 | Operating | 20 | Solar | 2015 | Onward Energy |  | SERC | SOU | Twiggs | GA | Solar | 20 | NA | NA | NA | 19.1941 | 23.8955 | 22.0611
Richland Solar Project | -493809 | Operating | 1 | Solar | 2014 | Undisclosed buyer |  | SERC | SOU | Stewart | GA | Solar | 1 | NA | NA | NA | 16.7352 | 7.6826 | 19.2123
Richmond County GA S2 Solar Project | -641682 | Operating | 3 | Solar | 2023 | SolRiver Capital, LLC |  | SERC | SOU | Richmond | GA | Solar | 3 | NA | NA | NA | 20.8676 | NA | NA
Richmond Hayes Solar Project | -502909 | Operating | 1.75 | Solar | 2019 | Duke Energy Generation Services Holding Company, Inc. |  | SERC | SOU | Richmond | GA | Solar | 1.75 | NA | NA | NA | 16.0404 | 20.7502 | 20.3327
Rincon Solar I Farm | -171621 | Operating | 18.36 | Solar | 2017 | AES Distributed Energy, Inc. |  | SERC | SOU | Effingham | GA | Solar | 18.3 | NA | NA | NA | 18.2143 | 22.834 | 22.2254
Riverwood 100 Building | -98019 | Out of Service | 1.1 | Internal Combustion | 1989 | Fifth Street Management LLC |  | SERC | SOU | Cobb | GA | Oil | NA | NA | NA | NA | NA | NA | NA
Riverwood International Macon Mill | -179674 | Operating | 73.4 | Steam Turbine | 1948 | Graphic Packaging Corporation |  | SERC | SOU | Bibb | GA | Biomass | 77 | 46458 | 30102 | 33221 | 50.205 | 68.6267 | 65.1858
Gila River Project | -215713 | Operating | 2476 | Combined Cycle | 2003 | Tucson Electric Power Company |  | WECC | AZNMSN | Maricopa | AZ | Gas | 2468 | 7334 | 7410 | 7279 | 47.2003 | 46.9828 | 51.1445
Robins Air Force Base Solar Project | -350205 | Operating | 128 | Solar | 2021 | Georgia Power Company |  | SERC | SOU | Bibb | GA | Solar | 128 | NA | NA | NA | 20.084 | 22.7775 | 18.2391
Rockmart Solar Power Project | -547002 | Operating | 2.6 | Solar | 2022 | Alchemy Renewable Energy, LLC |  | SERC | SOU | Polk | GA | Solar | 2.6 | NA | NA | NA | 24.0077 | 1.3347 | NA
Rockmart Solar Project | -493773 | Operating | 1 | Solar | 2013 | Undisclosed buyer |  | SERC | SOU | Polk | GA | Solar | 1 | NA | NA | NA | NA | NA | NA
Rocky Mountain Project | -6346 | Operating | 847.8 | Pumped Storage | 1995 | Oglethorpe Power Corporation |  | SERC | SOU | Floyd | GA | Water | 1035 | NA | NA | NA | 14.5566 | 14.1476 | 13.1656
Rocky Mountain Project | -6345 | Operating | 847.8 | Pumped Storage | 1995 | Georgia Power Company |  | SERC | SOU | Floyd | GA | Water | 1035 | NA | NA | NA | 14.5566 | 14.1476 | 13.1656
Rome Highway Solar Project | -743629 | Operating | 1 | Solar | 2014 | Repsol, S.A. |  | SERC | SOU | Polk | GA | Solar | 1 | NA | NA | NA | NA | NA | NA
Rome Highway Solar Project | -743628 | Operating | 1 | Solar | 2014 | Hecate Energy LLC |  | SERC | SOU | Polk | GA | Solar | 1 | NA | NA | NA | NA | NA | NA
Rome Linerboard Mill | -192658 | Operating | 70.4 | Steam Turbine | 1954 | Inland Paperboard & Packaging Inc |  | SERC | SOU | Floyd | GA | Biomass | 61 | NA | NM | 42016 | 67.0007 | 77.8503 | 79.5123
Gila River Project | -82482 | Operating | 2476 | Combined Cycle | 2003 | UNS Electric, Inc. |  | WECC | AZNMSN | Maricopa | AZ | Gas | 2468 | 7334 | 7410 | 7279 | 47.2003 | 46.9828 | 51.1445
Sandhills (Taylor County PV Solar Project) | -761227 | Operating | 148 | Solar | 2016 | Southern Power Company |  | SERC | SOU | Taylor | GA | Solar | 143 | NA | NA | NA | 16.503 | 20.9901 | 21.4722
Sandhills (Taylor County PV Solar Project) | -357425 | Operating | 148 | Solar | 2016 | Scarlet Renewables LLC |  | SERC | SOU | Taylor | GA | Solar | 143 | NA | NA | NA | 16.503 | 20.9901 | 21.4722
Savannah Mill | -6540 | Operating | 154 | Steam Turbine | 1940 | International Paper Company |  | SERC | SOU | Chatham | GA | Biomass | 154 | 31946 | 32467 | 33825 | 46.3179 | 43.5868 | 44.9887
Savannah River Mill | -6541 | Operating | 90 | Steam Turbine | 1988 | Georgia-Pacific LLC |  | SERC | SOU | Effingham | GA | Coal | 84.6 | 44894 | 29445 | 30894 | 9.828 | 24.2171 | 17.5081
Gilbert CC | -647429 | Operating | 351 | Combined Cycle | 1974 | Heritage Power, LLC | PJM | RFC | R-PJM | Hunterdon | NJ | Gas | 328 | 15656 | 11892 | 12050 | 0.6874 | 2.884 | 1.9221
Savannah Sugar Refinery | -458661 | Operating | 11.7 | Steam Turbine | 1946 | Imperial Sugar Company |  | SERC | SOU | Chatham | GA | Gas | 11.2 | NA | NM | NA | 48.3896 | 52.3534 | 45.5571
Scherer | -422897 | Operating | 2673 | Steam Turbine | 1982 | Municipal Electric Authority of Georgia |  | SERC | SOU | Monroe | GA | Coal | 2580 | 11283 | 11045 | NA | 28.5895 | 32.3076 | NA
Scherer | -422896 | Operating | 2673 | Steam Turbine | 1982 | Dalton Utilities, Inc. |  | SERC | SOU | Monroe | GA | Coal | 2580 | 11283 | 11045 | NA | 28.5895 | 32.3076 | NA
Scherer | -422894 | Operating | 2673 | Steam Turbine | 1982 | Oglethorpe Power Corporation |  | SERC | SOU | Monroe | GA | Coal | 2580 | 11283 | 11045 | NA | 28.5895 | 32.3076 | NA
Scherer | -422893 | Operating | 2673 | Steam Turbine | 1982 | Georgia Power Company |  | SERC | SOU | Monroe | GA | Coal | 2580 | 11283 | 11045 | NA | 28.5895 | 32.3076 | NA
Scherer | -420850 | Operating | 2673 | Steam Turbine | 1982 | Florida Power & Light Company |  | SERC | SOU | Monroe | GA | Coal | 2580 | 11283 | 11045 | NA | 28.5895 | 32.3076 | NA
Gilbert CT | -619532 | Operating | 161 | Gas Turbine | 1970 | Heritage Power, LLC | PJM | RFC | R-PJM | Hunterdon | NJ | Gas | 167 | 13420 | 13282 | 15692 | 0.4815 | 0.80332 | 0.92808
Shawnee Solar Farm (Westbound) | -502940 | Operating | 2 | Solar | 2020 | Duke Energy Generation Services Holding Company, Inc. |  | SERC | SOU | Burke | GA | Solar | 2 | NA | NA | NA | 25.4566 | 26.2386 | 23.516
Shepherd Center | -346436 | Operating | 1.7 | Internal Combustion | 1981 | Shepherd Center, Inc. |  | SERC | SOU | Fulton | GA | Oil | 1.7 | NA | NA | NA | 0 | 0 | 0
Sibley Mill | -53182 | Operating | 2.1 | Hydraulic Turbine | 1946 | Augusta Canal Authority |  | SERC | SOU | Richmond | GA | Water | 2.1 | NA | NA | NA | 48.1844 | 64.8239 | 60.7741
Simon Solar Farm (Social Circle) | -135098 | Operating | 30 | Solar | 2013 | Shell New Energies US LLC |  | SERC | SOU | Walton | GA | Solar | 30 | NA | NA | NA | 18.4802 | 19.9231 | 19.304
Simon Solar Farm (Social Circle) | -135034 | Operating | 30 | Solar | 2013 | Silicon Ranch Corporation |  | SERC | SOU | Walton | GA | Solar | 30 | NA | NA | NA | 18.4802 | 19.9231 | 19.304
Sinclair Dam | -6721 | Operating | 45 | Hydraulic Turbine | 1953 | Georgia Power Company |  | SERC | SOU | Baldwin | GA | Water | 43.8 | NA | NA | NA | 31.3176 | 30.7362 | 33.8861
Gillette SBMC - CT | -439162 | Operating | 7.2 | Gas Turbine | 2011 | The Gillette Company LLC | New England | NPCC | NE | Suffolk | MA | Gas | 7.2 | 14158 | 15164 | 15138 | 88.6416 | 88.5528 | 88.8588
Snipesville II Solar Project | -388008 | Operating | 107 | Solar | 2021 | Silicon Ranch Corporation |  | SERC | SOU | Jeff Davis | GA | Solar | 107 | NA | NA | NA | 25.5308 | 27.4587 | 1.3032
Snipesville III Solar Project | -670918 | Operating | 107 | Solar | 2023 | Silicon Ranch Corporation |  | SERC | SOU | Coffee | GA | Solar | 107 | NA | NA | NA | 6.6784 | NA | NA
Gilroy | -745120 | Operating | 130 | Combined Cycle | 1988 | Calpine Corporation | CAISO | WECC | CAMX | Santa Clara | CA | Gas | 110 | 9176 | 9279 | 9438 | 6.1718 | 7.5264 | 9.5764
Solar Flower Garden (Solar BESS Hybrid) | -296306 | Operating | 1.5 | Solar | 2020 | Cobb Electric Membership Corporation |  | SERC | SOU | Cobb | GA | Solar | 1.4 | NA | NA | NA | 19.3249 | 25.6538 | 24.2113
Sonny Solar Plant | -669936 | Operating | 40 | Solar | 2023 | Pine Gate Renewables, LLC |  | SERC | SOU | Elbert | GA | Solar | 40 | NA | NA | NA | 12.5374 | NA | NA
South Georgia Medical Center | -756650 | Operating | 5.5 | Internal Combustion | 1986 | Hospital Authority of Valdosta & Lowndes County, Georgia |  | SERC | SOU | Lowndes | GA | Oil | 5.5 | NA | NA | NA | 0 | 0 | 0
Southern Oak Solar Farm (Camilla Solar) | -217922 | Operating | 171.4 | Solar | 2020 | Invenergy Solar Development LLC |  | SERC | SOU | Mitchell | GA | Solar | 171.4 | NA | NA | NA | 22.4395 | 24.8111 | 24.6292
Gilroy | -745119 | Operating | 130 | Combined Cycle | 1988 | Calpine Corporation | CAISO | WECC | CAMX | Santa Clara | CA | Gas | 110 | 9176 | 9279 | 9438 | 6.1718 | 7.5264 | 9.5764
SP Newsprint | -481216 | Operating | 45 | Steam Turbine | 1989 | Caspian Capital Advisors, LLC |  | SERC | SOU | Laurens | GA | Biomass | 44 | 35337 | 32390 | 32818 | 38.9635 | 39.8251 | 38.9928
SP Newsprint | -481215 | Operating | 45 | Steam Turbine | 1989 | Black Diamond Capital Management, L.L.C. |  | SERC | SOU | Laurens | GA | Biomass | 44 | 35337 | 32390 | 32818 | 38.9635 | 39.8251 | 38.9928
SR Arlington I Solar Project | -408513 | Operating | 20 | Solar | 2021 | Silicon Ranch Corporation |  | SERC | SOU | Early | GA | Solar | 20 | NA | NA | NA | 26.2043 | 27.8995 | 0.63356
SR Cedar Springs Solar Project | -611310 | Operating | 70 | Solar | 2022 | Silicon Ranch Corporation |  | SERC | SOU | Early | GA | Solar | 70 | NA | NA | NA | 23.8172 | 1.1916 | NA
SR DeSoto I Solar Project | -611311 | Operating | 165 | Solar | 2022 | Silicon Ranch Corporation |  | SERC | SOU | Lee | GA | Solar | 165 | NA | NA | NA | 20.1078 | 0.48388 | NA
SR DeSoto III Solar Project | -747982 | Operating | 60 | Solar | 2023 | Silicon Ranch Corporation |  | SERC | SOU | Lee | GA | Solar | 60 | NA | NA | NA | NA | NA | NA
SR Hazlehurst III Solar Project | -220358 | Operating | 40 | Solar | 2019 | Shell New Energies US LLC |  | SERC | SOU | Jeff Davis | GA | Solar | 40 | NA | NA | NA | 23.877 | 26.8636 | 26.5611
SR Hazlehurst III Solar Project | -220357 | Operating | 40 | Solar | 2019 | Silicon Ranch Corporation |  | SERC | SOU | Jeff Davis | GA | Solar | 40 | NA | NA | NA | 23.877 | 26.8636 | 26.5611
SR Hazlehurst Solar Project | -135108 | Operating | 20 | Solar | 2015 | Shell New Energies US LLC |  | SERC | SOU | Jeff Davis | GA | Solar | 20 | NA | NA | NA | 19.851 | 20.0514 | 19.9441
SR Hazlehurst Solar Project | -135004 | Operating | 20 | Solar | 2015 | Silicon Ranch Corporation |  | SERC | SOU | Jeff Davis | GA | Solar | 20 | NA | NA | NA | 19.851 | 20.0514 | 19.9441
SR South Loving (Jeff Davis County Solar) (Hazlehurst II) | -135072 | Operating | 52.5 | Solar | 2016 | Shell New Energies US LLC |  | SERC | SOU | Jeff Davis | GA | Solar | 52.5 | NA | NA | NA | 19.918 | 24.5032 | 25.0124
SR South Loving (Jeff Davis County Solar) (Hazlehurst II) | -135010 | Operating | 52.5 | Solar | 2016 | Silicon Ranch Corporation |  | SERC | SOU | Jeff Davis | GA | Solar | 52.5 | NA | NA | NA | 19.918 | 24.5032 | 25.0124
SR Terrell Solar Project | -256362 | Operating | 74 | Solar | 2020 | Shell New Energies US LLC |  | SERC | SOU | Terrell | GA | Solar | 74 | NA | NA | NA | 26.4524 | 27.6185 | 27.2593
SR Terrell Solar Project | -256361 | Operating | 74 | Solar | 2020 | Silicon Ranch Corporation |  | SERC | SOU | Terrell | GA | Solar | 74 | NA | NA | NA | 26.4524 | 27.6185 | 27.2593
SR Toombs Solar Project | -781562 | Operating | 250 | Solar | 2024 | Silicon Ranch Corporation |  | SERC | SOU | Toombs | GA | Solar | 250 | NA | NA | NA | NA | NA | NA
Stagecoach Solar Project | -772787 | Operating | 80 | Solar | 2024 | Competitive Power Ventures, Inc. |  | SERC | SOU | Macon | GA | Solar | 80 | NA | NA | NA | NA | NA | NA
Stagecoach Solar Project | -772786 | Operating | 80 | Solar | 2024 | Competitive Power Ventures, Inc. |  | SERC | SOU | Macon | GA | Solar | 80 | NA | NA | NA | NA | NA | NA
Stagecoach Solar Project | -772785 | Operating | 80 | Solar | 2024 | Competitive Power Ventures, Inc. |  | SERC | SOU | Macon | GA | Solar | 80 | NA | NA | NA | NA | NA | NA
Stagecoach Solar Project | -772784 | Operating | 80 | Solar | 2024 | Competitive Power Ventures, Inc. |  | SERC | SOU | Macon | GA | Solar | 80 | NA | NA | NA | NA | NA | NA
State Farm ISC East | -6970 | Operating | 10.8 | Internal Combustion | 1998 | State Farm Mutual Automobile Insurance Company |  | SERC | SOU | Fulton | GA | Oil | 10.8 | NA | NA | NA | 0 | 0 | 0
Statesboro Solar Project | -591713 | Operating | 3 | Solar | 2022 | Statesboro Solar, LLC |  | SERC | SOU | Bulloch | GA | Solar | 3 | NA | NA | NA | 24.7983 | 0.83333 | NA
Stevens Creek | -150895 | Operating | 17.6 | Hydraulic Turbine | 1914 | Dominion Energy South Carolina, Inc. |  | SERC | VACAR | Columbia | GA | Water | 15.2 | NA | NA | NA | 59.2301 | 55.0296 | 65.3997
Stillwell Clyo Road Solar Farm | -407359 | Operating | 1 | Solar | 2014 | Undisclosed buyer |  | SERC | SOU | Effingham | GA | Solar | 1 | NA | NA | NA | NA | NA | NA
SUBASE Kings Bay Naval Solar Project | -171930 | Operating | 30 | Solar | 2016 | Georgia Power Company |  | SERC | SOU | Camden | GA | Solar | 30.2 | NA | NA | NA | 21.0386 | 21.4767 | 17.936
Sun Trust Plaza | -768820 | Operating | 2.4 | Internal Combustion | 1994 | SunTrust Plaza Associates, LLC |  | SERC | SOU | Fulton | GA | Oil | 2 | NA | NA | NA | 0.16553 | 0 | 0.2226
Superior Landfill Project | -168582 | Operating | 6.4 | Internal Combustion | 2009 | WM Renewable Energy, LLC |  | SERC | SOU | Chatham | GA | Biomass | 6.4 | 12365 | 12666 | 12397 | 83.6294 | 79.8516 | 84.5748
Gilroy Peaking Energy Center | -745056 | Operating | 135 | Gas Turbine | 2002 | Calpine Corporation | CAISO | WECC | CAMX | Santa Clara | CA | Gas | 114 | 11400 | 11131 | 11414 | 2.4209 | 2.4133 | 1.9518
Tallassee Hydro Project | -17749 | Operating | 2.3 | Hydraulic Turbine | 1986 | Tallassee Shoals, LLC |  | SERC | SOU | Clarke | GA | Water | 2.1 | NA | NA | NA | 34.8337 | 35.0783 | 43.0528
Tallulah Falls | -7120 | Operating | 72 | Hydraulic Turbine | 1913 | Georgia Power Company |  | SERC | SOU | Habersham | GA | Water | 72.9 | NA | NA | NA | 15.724 | 23.8791 | 28.1788
Tanglewood Solar Plant | -761802 | Operating | 57.5 | Solar | 2020 | Global Atlantic Financial Group Limited |  | SERC | SOU | Mitchell | GA | Solar | 57.5 | NA | NA | NA | 23.0653 | 26.3153 | 23.8823
Tanglewood Solar Plant | -357452 | Operating | 57.5 | Solar | 2020 | Global Atlantic Financial Group Limited |  | SERC | SOU | Mitchell | GA | Solar | 57.5 | NA | NA | NA | 23.0653 | 26.3153 | 23.8823
Taylor County Industrial Solar Park | -763587 | Operating | 1.8 | Solar | 2015 | Citizens Energy Corporation |  | SERC | SOU | Taylor | GA | Solar | 1.8 | NA | NA | NA | NA | NA | NA
Taylor Landfill Plant | -423851 | Operating | 8 | Internal Combustion | 2003 | Energy Developments Pty Limited |  | SERC | SOU | Taylor | GA | Biomass | 8 | 11430 | 10880 | 12353 | 45.1855 | 26.9578 | 36.9506
Tech Square Battery Storage Project | -583602 | Operating | 0.2 | Battery | 2020 | DataBank Holdings, Ltd. |  | SERC | SOU | Fulton | GA | Energy Storage | 0.2 | NA | NA | NA | 0 | 0 | 0
Tech Square Battery Storage Project | -583601 | Operating | 0.2 | Battery | 2020 | Georgia Institute of Technology |  | SERC | SOU | Fulton | GA | Energy Storage | 0.2 | NA | NA | NA | 0 | 0 | 0
Tech Square Battery Storage Project | -583600 | Operating | 0.2 | Battery | 2020 | Georgia Power Company |  | SERC | SOU | Fulton | GA | Energy Storage | 0.2 | NA | NA | NA | 0 | 0 | 0
Tech Square IC Project | -296298 | Operating | 1 | Internal Combustion | 2020 | DataBank Holdings, Ltd. |  | SERC | SOU | Fulton | GA | Oil | 1 | NA | 5667 | 5667 | 0 | 0.034247 | 0.034247
Tech Square IC Project | -296297 | Operating | 1 | Internal Combustion | 2020 | Georgia Institute of Technology |  | SERC | SOU | Fulton | GA | Oil | 1 | NA | 5667 | 5667 | 0 | 0.034247 | 0.034247
Tech Square IC Project | -296296 | Operating | 1 | Internal Combustion | 2020 | Georgia Power Company |  | SERC | SOU | Fulton | GA | Oil | 1 | NA | 5667 | 5667 | 0 | 0.034247 | 0.034247
Tech Square Project (FC) | -296299 | Operating | 0.2 | Fuel Cell | 2020 | Georgia Power Company |  | SERC | SOU | Fulton | GA | Gas | 0.2 | 7011 | 6807 | 6394 | 78.0822 | 95.6621 | 101.8265
Telfair Thompson Solar Project | -502910 | Operating | 1.9 | Solar | 2018 | Duke Energy Generation Services Holding Company, Inc. |  | SERC | SOU | Telfair | GA | Solar | 1.9 | NA | NA | NA | 26.466 | 26.1776 | 25.1622
Gilroy Peaking Energy Center | -745055 | Operating | 135 | Gas Turbine | 2002 | Calpine Corporation | CAISO | WECC | CAMX | Santa Clara | CA | Gas | 114 | 11400 | 11131 | 11414 | 2.4209 | 2.4133 | 1.9518
Gladstone | -508519 | Operating | 22.6 | Gas Turbine | 1975 | Upper Peninsula Power Company | MISO | MRO | MRO-US | Delta | MI | Oil | 22.2 | NA | NA | NA | -0.089473 | -0.10696 | -0.090501
Terrell County Solar Park | -763591 | Operating | 1 | Solar | 2015 | Citizens Energy Corporation |  | SERC | SOU | Terrell | GA | Solar | 1 | NA | NA | NA | NA | NA | NA
Terrell Riles Stovall Solar Project | -502558 | Operating | 1.7 | Solar | 2020 | Safari Energy, LLC |  | SERC | SOU | Terrell | GA | Solar | 1.7 | NA | NA | NA | 22.6967 | 25.1276 | NA
Terrora | -7160 | Operating | 16 | Hydraulic Turbine | 1925 | Georgia Power Company |  | SERC | SOU | Rabun | GA | Water | 17.6 | NA | NA | NA | 22.532 | 30.2187 | 30.9153
Gleason Power Facility | -12115 | Operating | 567.8 | Gas Turbine | 2000 | Tennessee Valley Authority |  | SERC | CENTRL | Weakley | TN | Gas | 360 | NA | NM | 21740 | 1.2026 | 4.7298 | 9.2247
Thomaston Biomass | -168273 | Operating | 15 | Steam Turbine | 2015 | Lancaster Energy Partners, Inc. |  | SERC | SOU | Upson | GA | Biomass | 15 | NA | NA | NA | NA | NA | NA
Tift Fletcher Solar Project | -777272 | Operating | 3 | Solar | 2023 | Tift County GA S1 |  | SERC | SOU | Tift | GA | Solar | 3 | NA | NA | NA | 0.93227 | NA | NA
Tri-County EMC Commissions Solar Facility | -173053 | Operating | 1 | Solar | 2016 | Georgia Power Company |  | SERC | SOU | Putnam | GA | Solar | 1 | NA | NA | NA | 19.5205 | 21.2215 | 19.8059
Troup RC50 Solar Project | -502912 | Operating | 2.3 | Solar | 2019 | Duke Energy Generation Services Holding Company, Inc. |  | SERC | SOU | Troup | GA | Solar | 2.3 | NA | NA | NA | 22.6176 | 24.2307 | 21.3768
Tugalo | -7293 | Operating | 44.8 | Hydraulic Turbine | 1923 | Georgia Power Company |  | SERC | SOU | Habersham | GA | Water | 52.4 | NA | NA | NA | 9.4934 | 20.3961 | 29.5712
Turner Bend Solar Plant | -350345 | Operating | 1 | Solar | 2015 | Repsol, S.A. |  | SERC | SOU | Floyd | GA | Solar | 1 | NA | NA | NA | NA | NA | NA
Turner Bend Solar Plant | -350344 | Operating | 1 | Solar | 2015 | Hecate Energy LLC |  | SERC | SOU | Floyd | GA | Solar | 1 | NA | NA | NA | NA | NA | NA
Turnipseed Solar Project | -673802 | Operating | 3 | Solar | 2017 | Velo Solar Corp. |  | SERC | SOU | Douglas | GA | Solar | 3 | NA | NA | NA | 19.9658 | 20.2968 | NA
Twiggs County Solar Project | -256358 | Operating | 204 | Solar | 2020 | Origis Energy USA Inc. |  | SERC | SOU | Twiggs | GA | Solar | 204 | NA | NA | NA | 21.1635 | 23.7321 | 24.8609
University of Georgia Solar Project | -171961 | Operating | 1 | Solar | 2015 | Georgia Power Company |  | SERC | SOU | Clarke | GA | Solar | 1 | NA | NA | NA | NA | NA | NA
Upson County Solar Project | -646200 | Operating | 3 | Solar | 2023 | SolRiver Capital, LLC |  | SERC | SOU | Upson | GA | Solar | 3 | NA | NA | NA | 19.3645 | NA | NA
Upson Rocky Creek Solar Plant | -115523 | Operating | 1 | Solar | 2012 | Axium Infrastructure Inc. |  | SERC | SOU | Upson | GA | Solar | 1 | NA | NA | NA | 12.5114 | 14.395 | 13.4361
Valdosta Mill - PCA | -173063 | Operating | 69.9 | Steam Turbine | 1954 | Packaging Corporation of America |  | SERC | SOU | Lowndes | GA | Biomass | 69.9 | 39634 | 36951 | 36917 | 50.074 | 49.1362 | 48.9974
Valdosta Prison Solar Project | -173728 | Operating | 1 | Solar | 2017 | IGS Distributed Generation II, LLC |  | SERC | SOU | Lowndes | GA | Solar | 1.2 | NA | NA | NA | 17.4372 | 16.9235 | 17.9129
Valdosta Prison Solar Project | -173727 | Operating | 1 | Solar | 2017 | IGS Distributed Generation II, LLC |  | SERC | SOU | Lowndes | GA | Solar | 1.2 | NA | NA | NA | 17.4372 | 16.9235 | 17.9129
Valdosta Prison Solar Project | -173726 | Operating | 1 | Solar | 2017 | IX Solar II, LLC |  | SERC | SOU | Lowndes | GA | Solar | 1.2 | NA | NA | NA | 17.4372 | 16.9235 | 17.9129
Valdosta Prison Solar Project | -173725 | Operating | 1 | Solar | 2017 | IX Solar II, LLC |  | SERC | SOU | Lowndes | GA | Solar | 1.2 | NA | NA | NA | 17.4372 | 16.9235 | 17.9129
Valdosta Solar Project | -139606 | Operating | 1 | Solar | 2013 | WGL Energy Services, Inc. |  | SERC | SOU | Lowndes | GA | Solar | 1 | NA | NA | NA | 17.3059 | 20.1027 | 12.4087
Valdosta Water Treatment Plant | -758328 | Operating | 3.4 | Internal Combustion | 1993 | Valdosta (City Of) Geogia Water & Sewer Enterprise |  | SERC | SOU | Lowndes | GA | Oil | 3.4 | 11833 | NA | NA | 0.14102 | 0 | 0
Vidalia Water Treatment Solar Plant | -493850 | Operating | 1 | Solar | 2014 | Undisclosed buyer |  | SERC | SOU | Cook | GA | Solar | 1 | NA | NA | NA | 15.742 | 15.3082 | 25.4909
Wadley Solar Project | -789095 | Operating | 260 | Solar | 2024 | NextEra Energy Resources, LLC |  | SERC | SOU | Jefferson | GA | Solar | 260 | NA | NA | NA | NA | NA | NA
Wallace Dam 1 | -7545 | Operating | 112.4 | Hydraulic Turbine | 1980 | Georgia Power Company |  | SERC | SOU | Putnam | GA | Water | 114.2 | NA | NA | NA | 9.7979 | 7.7109 | 8.6151
Wallace Dam 2 | -7546 | Operating | 208.8 | Pumped Storage | 1979 | Georgia Power Company |  | SERC | SOU | Putnam | GA | Water | 214.4 | NA | NA | NA | 5.3107 | 6.8265 | 7.5373
Glenarm | -164760 | Operating | 178.6 | Gas Turbine | 1976 | City of Pasadena, California | CAISO | WECC | CAMX | Los Angeles | CA | Gas | 138.4 | 12717 | 12724 | 13637 | 1.7042 | 1.8888 | 0.75001
Glenarm Power Plant Repowering Project | -170496 | Operating | 87 | Combined Cycle | 2016 | City of Pasadena, California | CAISO | WECC | CAMX | Los Angeles | CA | Gas | 84 | 8993 | 8172 | 10684 | 2.7515 | 3.9229 | 1.219
Walton EMC Cooperative Solar Project | -172294 | Operating | 1 | Solar | 2015 | Walton Solar |  | SERC | SOU | Walton | GA | Solar | 1 | NA | NA | NA | NA | NA | NA
Glendive GT | -164763 | Operating | 83.7 | Gas Turbine | 1979 | Montana-Dakota Utilities Co. | MISO | MRO | MRO-US | Dawson | MT | Gas | 84.1 | 24203 | 29794 | 13095 | 0.20904 | 0.1466 | 2.0173
Glenwood CT | -10493 | Operating | 110 | Gas Turbine | 1972 | National Grid Generation LLC | New York | NPCC | NY | Nassau | NY | Oil | 123.7 | 39326 | 17280 | 15602 | 0.052325 | 0.23477 | 0.41528
Ware Avra II Solar Project | -502560 | Operating | 1.9 | Solar | 2020 | Safari Energy, LLC |  | SERC | SOU | Ware | GA | Solar | 1.9 | NA | NA | NA | 24.9459 | 23.9065 | NA
Warwick | -7590 | Operating | 17.2 | Hydraulic Turbine | 1930 | Crisp County Power Commission Inc. |  | SERC | SOU | Worth | GA | Water | 15.2 | NA | NA | NA | 32.188 | 30.6732 | 37.494
Glenwood Landing | -17867 | Operating | 122 | Gas Turbine | 1967 | National Grid-Glenwood Energy Center, LLC | New York | NPCC | NY | Nassau | NY | Gas | 111.6 | 10276 | 10271 | 10218 | 15.7945 | 20.8369 | 14.6749
Goal Line | -383256 | Operating | 51.4 | Combined Cycle | 1994 | Onward Energy | CAISO | WECC | CAMX | San Diego | CA | Gas | 49.4 | 9108 | 9227 | 8957 | 3.1481 | 2.4959 | 4.0121
Goldendale Generating Station | -754658 | Operating | 302.8 | Combined Cycle | 2004 | Alberta Investment Management Corporation |  | WECC | NWPP | Klickitat | WA | Gas | 304.6 | 6160 | 6290 | NA | 81.4003 | 58.6329 | NA
Washington County Solar Project | -781445 | Operating | 150 | Solar | 2024 | NextEra Energy Resources, LLC |  | SERC | SOU | Washington | GA | Solar | 150 | NA | NA | NA | NA | NA | NA
Waynesboro Community Solar (Vogtle) | -191972 | Operating | 2.4 | Solar | 2019 | Georgia Power Company |  | SERC | SOU | Burke | GA | Solar | 2.4 | NA | NA | NA | 21.4945 | 21.9035 | 21.4231
West Point Lake | -510484 | Operating | 73.3 | Hydraulic Turbine | 1975 | USCE - Mobile District |  | SERC | SOU | Troup | GA | Water | 87 | NA | NA | NA | 26.0681 | 27.9623 | 31.5025
Westberry Jesup Solar Farm | -502942 | Operating | 2.6 | Solar | 2020 | Duke Energy Generation Services Holding Company, Inc. |  | SERC | SOU | Wayne | GA | Solar | 2.6 | NA | NA | NA | 25.6805 | 24.2799 | 23.876
Goldendale Generating Station | -754657 | Operating | 302.8 | Combined Cycle | 2004 | OMERS Administration Corporation |  | WECC | NWPP | Klickitat | WA | Gas | 304.6 | 6160 | 6290 | NA | 81.4003 | 58.6329 | NA
Goldendale Generating Station | -754656 | Operating | 302.8 | Combined Cycle | 2004 | British Columbia Investment Management Corporation |  | WECC | NWPP | Klickitat | WA | Gas | 304.6 | 6160 | 6290 | NA | 81.4003 | 58.6329 | NA
White Oak Solar Project | -172755 | Operating | 76.5 | Solar | 2016 | NextEra Energy Resources, LLC |  | SERC | SOU | Burke | GA | Solar | 76.5 | NA | NA | NA | 21.0271 | 22.2534 | 21.5025
White Pine Solar Project | -172742 | Operating | 101.2 | Solar | 2016 | NextEra Energy Resources, LLC |  | SERC | SOU | Taylor | GA | Solar | 101.2 | NA | NA | NA | 21.2257 | 22.9373 | 21.8782
Wilkinson DeFore Solar Project (Westbound) | -502914 | Operating | 2.3 | Solar | 2019 | Duke Energy Generation Services Holding Company, Inc. |  | SERC | SOU | Wilkinson | GA | Solar | 2.3 | NA | NA | NA | 16.081 | 23.655 | 22.5283
Goldendale Generating Station | -754655 | Operating | 302.8 | Combined Cycle | 2004 | PGGM Vermogensbeheer B.V. |  | WECC | NWPP | Klickitat | WA | Gas | 304.6 | 6160 | 6290 | NA | 81.4003 | 58.6329 | NA
Wilson IC | -13221 | Operating | 2.6 | Internal Combustion | 1972 | Georgia Power Company |  | SERC | SOU | Burke | GA | Oil | 2.5 | 13133 | NA | NA | 0.068493 | -0.20548 | -0.26941
Wilson Solar Farm | -756381 | Operating | 4.2 | Solar | 2020 | Beltline Energy, LLC |  | SERC | SOU | Peach | GA | Solar | 4.2 | NA | NA | NA | NA | NA | NA
Wolf Creek Landfill Project | -169342 | Operating | 2.8 | Internal Combustion | 2011 | Advanced Disposal Services Renewable Energy LLC |  | SERC | SOU | Twiggs | GA | Biomass | 2.8 | 12742 | 12568 | 11080 | 72.3214 | 71.347 | 83.7166
Wolfskin Solar Project | -793438 | Operating | 38 | Solar | 2024 | Qualitas Energy Private Equity, S.G.E.I.C., S.A. |  | SERC | SOU | Clarke | GA | Solar | 38 | NA | NA | NA | NA | NA | NA
Woodrum Solar Farm | -756379 | Operating | 2.98 | Solar | 2020 | Beltline Energy, LLC |  | SERC | SOU | Bulloch | GA | Solar | 2.98 | NA | NA | NA | NA | NA | NA
Wright Solar Farm | -170058 | Operating | 2.5 | Solar | 2013 | Kpg Solar Electric, Llc |  | SERC | SOU | Pickens | GA | Solar | 2.5 | NA | NA | NA | NA | NA | NA
Yates | -165852 | Operating | 807.4 | Steam Turbine | 1950 | Georgia Power Company |  | SERC | SOU | Coweta | GA | Gas | 714 | 10761 | 11519 | 11771 | 35.8003 | 22.0904 | 20.2037
YKK Chestney Facility | -165855 | Operating | 1.3 | Internal Combustion | 1992 | YKK (U.S.A.) Inc. |  | SERC | SOU | Bibb | GA | Oil | 1.3 | NA | NA | NA | 0 | 0 | 0
Yonah | -7910 | Operating | 22.5 | Hydraulic Turbine | 1925 | Georgia Power Company |  | SERC | SOU | Stephens | GA | Water | 28.8 | NA | NA | NA | 13.8822 | 19.5087 | 24.9893
Goldendale Generating Station | -754654 | Operating | 302.8 | Combined Cycle | 2004 | Ontario Teachers' Pension Plan Board |  | WECC | NWPP | Klickitat | WA | Gas | 304.6 | 6160 | 6290 | NA | 81.4003 | 58.6329 | NA
Cabras Internal Combustion Plant | -428502 | Mothballed | 40 | Internal Combustion | 1995 | Guam Power Authority |  |  |  | Guam | GU | Oil | NA | NA | NA | NA | NA | NA | NA
Cabras Steam Plant | -428500 | Operating | 132 | Steam Turbine | 1974 | Guam Power Authority |  |  |  | Guam | GU | Oil | 110 | NA | NA | NA | NA | NA | NA
Dandan Solar Plant | -435500 | Operating | 25.65 | Solar | 2015 | NRG Solar PV LLC |  |  |  | Guam | GU | Solar | 25.65 | NA | NA | NA | NA | NA | NA
Dededo Diesel Power Plant | -428618 | Operating | 10 | Internal Combustion | 1971 | Guam Power Authority |  |  |  | Guam | GU | Oil | 10 | NA | NA | NA | NA | NA | NA
Goldendale Generating Station | -410024 | Operating | 302.8 | Combined Cycle | 2004 | Macquarie Infrastructure Partners Inc. |  | WECC | NWPP | Klickitat | WA | Gas | 304.6 | 6160 | 6290 | NA | 81.4003 | 58.6329 | NA
Guam Reef Hotel Internal Combustion Plant | -630289 | Operating | 3 | Internal Combustion | 2008 | Guam Reef Hotel Inc. |  |  |  | Guam | GU | Oil | 3 | NA | NA | NA | NA | NA | NA
Goodyear Beaumont Chemical Plant CT | -3613 | Operating | 20 | Gas Turbine | 1999 | The Goodyear Tire & Rubber Company | MISO | SERC | DELTA | Jefferson | TX | Gas | 20 | 13407 | 13652 | 13510 | 91.7232 | 86.6604 | 94.7551
Mangilao Battery Storage | -628283 | Operating | 32 | Battery | 2022 | KEPCO-LG CNS Mangilao Solar, LLC |  |  |  | Guam | GU | Energy Storage | 32 | NA | NA | NA | NA | NA | NA
Mangilao Solar Plant | -478055 | Operating | 60 | Solar | 2022 | KEPCO-LG CNS Mangilao Solar, LLC |  |  |  | Guam | GU | Solar | 60 | NA | NA | NA | NA | NA | NA
Goose Creek Energy Center | -10307 | Operating | 684 | Gas Turbine | 2003 | Union Electric Company | MISO | SERC | GATEWY | Piatt | IL | Gas | 552 | NA | NA | 15251 | 0.014724 | -0.011684 | 0.88725
Naval Hospital Guam Internal Combustion Plant | -793685 | Operating | NA | Internal Combustion | NA | Naval Base Guam |  |  |  | Guam | GU | Oil | 3.33 | NA | NA | NA | NA | NA | NA
Orote Internal Combustion Plant | -435505 | Operating | 18 | Internal Combustion | 1996 | US Navy |  |  |  | Guam | GU | Oil | 18 | NA | NA | NA | NA | NA | NA
Goose Haven Energy Center | -745074 | Operating | 47 | Gas Turbine | 2003 | Calpine Corporation | CAISO | WECC | CAMX | Solano | CA | Gas | 48 | 10457 | 10448 | 10982 | 3.7422 | 3.4508 | 3.5868
Piti Power Internal Combustion Plant | -607329 | Operating | 88 | Internal Combustion | 1999 | Guam Power Authority |  |  |  | Guam | GU | Oil | 88 | NA | NA | NA | NA | NA | NA
Piti Steam Plant | -485645 | Operating | 73.95 | Steam Turbine | 1950 | US Navy |  |  |  | Guam | GU | Oil | 36 | NA | NA | NA | NA | NA | NA
Pulantat Internal Combustion Cogen Plant | -429545 | Operating | 10 | Internal Combustion | 1994 | Guam Power Authority |  |  |  | Guam | GU | Gas | 10 | NA | NA | NA | NA | NA | NA
Talofofo Diesel Power Plant | -429865 | Operating | 8.8 | Internal Combustion | 1993 | Guam Power Authority |  |  |  | Guam | GU | Oil | 8.8 | NA | NA | NA | NA | NA | NA
Goose Haven Energy Center | -745073 | Operating | 47 | Gas Turbine | 2003 | Calpine Corporation | CAISO | WECC | CAMX | Solano | CA | Gas | 48 | 10457 | 10448 | 10982 | 3.7422 | 3.4508 | 3.5868
Tenjo Vista Diesel Power Plant | -429888 | Operating & Planned | 26.4 | Internal Combustion | 1993 | Guam Power Authority |  |  |  | Guam | GU | Oil | 26.4 | NA | NA | NA | NA | NA | NA
Gordon Evans CT | -138789 | Operating | 375.1 | Gas Turbine | 2000 | Westar Energy (KPL) | SPP | MRO | MRO-US | Sedgwick | KS | Gas | 300.1 | 10273 | 11507 | 11429 | 16.6621 | 7.367 | 5.6262
Yigo Substation Internal Combustion Plant | -754227 | Operating & Planned | 40 | Internal Combustion | 2016 | Aggreko Limited |  |  |  | Guam | GU | Oil | 40 | NA | NA | NA | NA | NA | NA
Yigo Substation Internal Combustion Plant | -430152 | Operating & Planned | 40 | Internal Combustion | 2016 | Aggreko Limited |  |  |  | Guam | GU | Oil | 40 | NA | NA | NA | NA | NA | NA
AES Kekaha (PMRF) Battery Storage Project | -591538 | Operating | 14 | Battery | 2021 | AES Distributed Energy, Inc. |  | HI | HI | Kauai | HI | Energy Storage | 14 | NA | NM | NM | 13.8854 | 14.5132 | 12.0507
AES Kekaha (PMRF) Solar Project | -219941 | Operating | 14 | Solar | 2019 | AES Distributed Energy, Inc. |  | HI | HI | Kauai | HI | Solar | 14 | NA | NA | NA | 20.1965 | 22.3068 | 18.1972
AES Kuihelani Battery Storage Plant | -761759 | Operating | 60 | Battery | 2024 | AES Distributed Energy, Inc. |  | HI | HI | Maui | HI | Energy Storage | 60 | NA | NA | NA | NA | NA | NA
AES Kuihelani Solar Project | -761707 | Operating | 60 | Solar | 2024 | AES Distributed Energy, Inc. |  | HI | HI | Maui | HI | Solar | 60 | NA | NA | NA | NA | NA | NA
AES West Oahu Battery Storage Project | -761760 | Operating | 12.5 | Battery | 2024 | AES Hawaii, Inc. |  | HI | HI | Honolulu | HI | Energy Storage | 12.5 | NA | NA | NA | NA | NA | NA
AES West Oahu Solar Project | -761708 | Operating | 12.5 | Solar | 2024 | AES Hawaii, Inc. |  | HI | HI | Honolulu | HI | Solar | 12.5 | NA | NA | NA | NA | NA | NA
Aloha Solar Energy Fund 1 PK1 | -162099 | Operating | 5 | Solar | 2017 | Altus Power America Management, LLC |  | HI | HI | Honolulu | HI | Solar | 5 | NA | NA | NA | 15.1484 | 18.3059 | 19.8356
Aloha Solar Energy Fund II Solar Project | -224459 | Operating | 5 | Solar | 2020 | Aloha Solar Energy Fund II, LLC |  | HI | HI | Honolulu | HI | Solar | 5 | NA | NA | NA | NA | NA | NA
Anahola Solar Energy Project | -169606 | Operating | 12 | Solar | 2015 | Kauai Island Utility Cooperative |  | HI | HI | Kauai | HI | Solar | 12 | NA | NA | NA | 17.8387 | 21.9131 | 20.7106
Auwahi Battery Storage Project | -765961 | Operating | 11 | Battery | 2012 | Blackstone Inc. |  | HI | HI | Maui | HI | Energy Storage | 11 | NA | NA | NA | 1.0264 | NA | NA
Auwahi Battery Storage Project | -765960 | Operating | 11 | Battery | 2012 | Invenergy LLC |  | HI | HI | Maui | HI | Energy Storage | 11 | NA | NA | NA | 1.0264 | NA | NA
Auwahi Battery Storage Project | -765959 | Operating | 11 | Battery | 2012 | Caisse de dépôt et placement du Québec |  | HI | HI | Maui | HI | Energy Storage | 11 | NA | NA | NA | 1.0264 | NA | NA
Auwahi Battery Storage Project | -594622 | Operating | 11 | Battery | 2012 | BP Wind Energy North America Inc. |  | HI | HI | Maui | HI | Energy Storage | 11 | NA | NM | NM | 1.0264 | 1.181 | 1.2339
Auwahi Wind | -765857 | Operating | 24 | Wind Turbine | 2012 | Blackstone Inc. |  | HI | HI | Maui | HI | Wind | 24 | NA | NA | NA | 39.8154 | NA | NA
Auwahi Wind | -765856 | Operating | 24 | Wind Turbine | 2012 | Invenergy LLC |  | HI | HI | Maui | HI | Wind | 24 | NA | NA | NA | 39.8154 | NA | NA
Auwahi Wind | -765855 | Operating | 24 | Wind Turbine | 2012 | Caisse de dépôt et placement du Québec |  | HI | HI | Maui | HI | Wind | 24 | NA | NA | NA | 39.8154 | NA | NA
Auwahi Wind | -163248 | Operating | 24 | Wind Turbine | 2012 | BP Wind Energy North America Inc. |  | HI | HI | Maui | HI | Wind | 24 | NA | NA | NA | 39.8154 | 43.2273 | 46.3908
Big Island Waikoloa Battery Storage Project | -639910 | Operating | 30 | Battery | 2023 | AES Distributed Energy, Inc. |  | HI | HI | Hawaii | HI | Energy Storage | 30 | NA | NA | NA | 0 | NA | NA
Big Island Waikoloa Solar Project | -639778 | Operating | 30 | Solar | 2023 | AES Distributed Energy, Inc. |  | HI | HI | Hawaii | HI | Solar | 30 | NA | NA | NA | 12.8877 | NA | NA
Biomass to Energy Facility (IC) | -171538 | Operating | 1 | Internal Combustion | 2014 | Green Energy Team LLC |  | HI | HI | Kauai | HI | Oil | 1 | 11564 | 20895 | 12817 | 1.153 | 2.0662 | 1.8721
Biomass to Energy Facility (ST) | -775816 | Operating | 6.5 | Steam Turbine | 2016 | Mahipapa, LLC |  | HI | HI | Kauai | HI | Biomass | 6.5 | 18360 | 13857 | NA | 73.9498 | 90.5427 | NA
BYU - Hawaii Battery Storage Project | -646604 | Operating | 1.9 | Battery | 2021 | Brigham Young University-Hawaii |  | HI | HI | Honolulu | HI | Energy Storage | 1.9 | NA | NM | NA | 0 | 9.2766 | 0
BYU - Hawaii Solar Project | -756890 | Operating | 3.1 | Solar | 2021 | Brigham Young University-Hawaii |  | HI | HI | Honolulu | HI | Solar | 3.1 | NA | NA | NA | 21.0782 | 16.0296 | 1.3146
Gordonsville Power Station | -8893 | Operating | 300.4 | Combined Cycle | 1994 | Virginia Electric and Power Company | PJM | SERC | VACAR | Louisa | VA | Gas | 270.2 | 8537 | 8511 | 8281 | 38.7845 | 43.5176 | 42.5279
Covanta Honolulu Resource Recovery Venture (H-POWER) | -164869 | Operating | 97.3 | Steam Turbine | 1990 | City and County of Honolulu |  | HI | HI | Honolulu | HI | Biomass | 86 | 19948 | 19474 | 19579 | 43.5184 | 49.0445 | 48.2979
Daniel K. Inouye International Airport (HNL) EPF | -171013 | Operating | 10 | Internal Combustion | 2017 | State of Hawaii |  | HI | HI | Honolulu | HI | Biomass | 10 | 9447 | 9440 | 9457 | 2.8276 | 1.5365 | 1.9075
Ewa Solar Project | -798572 | Operating | 7.5 | Solar | 2020 | Altus Power, Inc. |  | HI | HI | Honolulu | HI | Solar | 7.5 | NA | NA | NA | NA | NA | NA
Gay & Robinson Hydro (Olokele Hydro) | -162975 | Operating | 7.7 | Hydraulic Turbine | 1982 | Gay & Robinson Inc |  | HI | HI | Kauai | HI | Water | 7.7 | NA | NA | NA | 64.5274 | 52.1452 | 67.6407
Gay & Robinson IC | -164751 | Operating | 1 | Internal Combustion | 1972 | Gay & Robinson Inc |  | HI | HI | Kauai | HI | Oil | 1 | NA | NA | NA | 0 | 0 | 0
H Power Solar Project | -244878 | Operating | 2.9 | Solar | 2020 | City and County of Honolulu |  | HI | HI | Honolulu | HI | Solar | 2.7 | NA | NA | NA | NA | NA | NA
Hale Kuawehi Battery Storage | -795324 | Operating | NA | Battery | 2025 | Innergex Renewable Energy Inc. |  | HI | HI | Hawaii | HI | Energy Storage | 30 | NA | NA | NA | NA | NA | NA
Hale Kuawehi Solar Project | -795285 | Operating | NA | Solar | 2025 | Innergex Renewable Energy Inc. |  | HI | HI | Hawaii | HI | Solar | 30 | NA | NA | NA | NA | NA | NA
Goreway Station | -176926 | Operating | 875 | Combined Cycle | 2009 | Capital Power Corporation | Ontario | NPCC | ONT |  |  | Gas | 875 | NA | NA | NA | NA | NA | NA
Hana Substation | -10740 | Operating | 2 | Internal Combustion | 2001 | Maui Electric Company, Ltd. |  | HI | HI | Maui | HI | Oil | 2 | 11147 | 11116 | 11180 | 0.6621 | 0.5879 | 0.69635
Gowanus Gas Turbines Station | -693169 | Operating | 320 | Gas Turbine | 1971 | Astoria Generating Company LP | New York | NPCC | NY | Kings | NY | Gas | 391.3 | 17246 | 17581 | NA | 0.3303 | 0.23593 | NA
Hawi Battery Storage Project | -807296 | Operating | 1 | Battery | 2011 | EDF power solutions North America |  | HI | HI | Hawaii | HI | Energy Storage | 1 | NA | NA | NA | NA | NA | NA
Hawi Battery Storage Project | -599005 | Operating | 1 | Battery | 2011 | Hawi Renewable Development, Inc. |  | HI | HI | Hawaii | HI | Energy Storage | 1 | NA | NA | NA | NA | NA | NA
Hawi Wind Farm | -807095 | Out of Service | 10.6 | Wind Turbine | 2006 | EDF power solutions North America |  | HI | HI | Hawaii | HI | Wind | NA | NA | NA | NA | NA | NA | NA
Hawi Wind Farm | -166063 | Out of Service | 10.6 | Wind Turbine | 2006 | Hawi Renewable Development, Inc. |  | HI | HI | Hawaii | HI | Wind | NA | NA | NA | NA | NA | NA | 0
HECO Stem Oahu Battery Storage | -172387 | Operating | 1 | Battery | 2012 | Hawaiian Electric Company, Inc. |  | HI | HI | Honolulu | HI | Energy Storage | 1 | NA | NA | NA | NA | NA | NA
Holaniku at Keahole Point | -167804 | Operating | 2 | Solar | 2009 | Keahole Solar Power, LLC |  | HI | HI | Hawaii | HI | Solar | 2 | NA | NA | NA | NA | NA | NA
Honbushin Solar Blessings Park (Waihonu South) | -761222 | Operating | 1.5 | Solar | 2016 | MN8 Energy, Inc. |  | HI | HI | Honolulu | HI | Solar | 1.5 | NA | NA | NA | 13.6377 | 20.175 | 21.8798
Honbushin Solar Blessings Park (Waihonu South) | -162127 | Operating | 1.5 | Solar | 2016 | Meridian 158 Llc |  | HI | HI | Honolulu | HI | Solar | 1.5 | NA | NA | NA | 13.6377 | 20.175 | 21.8798
Kahe | -4315 | Operating | 609.7 | Steam Turbine | 1963 | Hawaiian Electric Company, Inc. |  | HI | HI | Honolulu | HI | Oil | 582.1 | 10808 | 10720 | 10807 | 50.0123 | 49.14 | 41.5042
Kaheawa II Battery Storage Project | -700857 | Operating | 10 | Battery | 2012 | TerraForm Power, Inc. |  | HI | HI | Maui | HI | Energy Storage | 10 | NA | NA | NA | 0 | 0 | 0
Kaheawa Pastures | -695574 | Operating | 30 | Wind Turbine | 2006 | TerraForm Power, Inc. |  | HI | HI | Maui | HI | Wind | 30 | NA | NA | NA | 33.0015 | 32.0042 | 41.9699
Kaheawa Pastures Battery Storage Project | -700854 | Operating | 1.5 | Battery | 2009 | TerraForm Power, Inc. |  | HI | HI | Maui | HI | Energy Storage | 1.5 | NA | NA | NA | NA | NA | NA
Kaheawa Wind Power II | -695653 | Operating | 21 | Wind Turbine | 2012 | TerraForm Power, Inc. |  | HI | HI | Maui | HI | Wind | 21 | NA | NA | NA | 22.7028 | 33.0795 | 31.633
Kaheka Hydro | -346423 | Out of Service | 4.5 | Hydraulic Turbine | 1925 | Hawaiian Commercial & Sugar Company |  | HI | HI | Maui | HI | Water | NA | NA | NA | NA | 0 | 0 | 1.5956
Kahuku Wind Power Project | -695578 | Operating | 30 | Wind Turbine | 2011 | TerraForm Power, Inc. |  | HI | HI | Honolulu | HI | Wind | 30 | NA | NA | NA | 29.0822 | 20.9893 | 0
Kahului | -4317 | Operating | 34 | Steam Turbine | 1948 | Maui Electric Company, Ltd. |  | HI | HI | Maui | HI | Oil | 32.4 | 14959 | 14971 | 15163 | 49.3249 | 56.0291 | 46.7438
GP Plywood Taylorsville Plant | -758431 | Operating | 7.2 | Gas Turbine | 2018 | Georgia-Pacific Wood Products LLC | MISO | SERC | SOU | Smith | MS | Gas | 8.2 | 10824 | 10164 | 10772 | 73.1819 | 73.7332 | 73.0273
GP Plywood Taylorsville Plant | -174039 | Operating | 7.2 | Gas Turbine | 2018 | Georgia-Pacific Chemicals LLC | MISO | SERC | SOU | Smith | MS | Gas | 8.2 | 10824 | 10164 | 10772 | 73.1819 | 73.7332 | 73.0273
Gramercy Alumina CT | -164971 | Operating | 40.7 | Gas Turbine | 1969 | Noranda Aluminum Holding Corporation | MISO | SERC | DELTA | Saint James | LA | Gas | 41 | 22885 | 16447 | 19308 | 37.4694 | 40.377 | 41.7599
Kalaeloa Renewable Energy Park (Solar) | -594419 | Operating | 5 | Solar | 2014 | Hanwha Q Cells USA Corp. |  | HI | HI | Honolulu | HI | Solar | 5 | NA | NA | NA | 11.7785 | 15.1941 | 16.7123
Kalaeloa Solar II | -797965 | Operating | 5 | Solar | 2012 | D. E. Shaw Renewable Investments, L.L.C. |  | HI | HI | Honolulu | HI | Solar | 5 | NA | NA | NA | NA | NA | NA
Kalaeloa Solar II | -797964 | Operating | 5 | Solar | 2012 | Macquarie Asset Management Pty Limited |  | HI | HI | Honolulu | HI | Solar | 5 | NA | NA | NA | NA | NA | NA
Kalaeloa Solar II | -169358 | Operating | 5 | Solar | 2012 | Bright Plain Renewable Energy, LLC |  | HI | HI | Honolulu | HI | Solar | 5 | NA | NA | NA | 23.468 | 15.1279 | 23.0228
Kalaheo Hydro | -583126 | Operating | 2 | Hydraulic Turbine | 1928 | McBryde Sugar Co Ltd |  | HI | HI | Kauai | HI | Water | 2 | NA | NA | NA | 13.8071 | 11.8151 | 28.5388
Grand Manan | -3650 | Operating | 33 | Gas Turbine | 1963 | New Brunswick Energy Marketing Corporation | New Brunswick | NPCC | MRTM |  |  | Oil | 33 | NA | NA | NA | NA | NA | NA
Kanoelehua IC | -13157 | Operating | 9.5 | Internal Combustion | 1962 | Hawaii Electric Light Company, Inc. |  | HI | HI | Hawaii | HI | Oil | 9.5 | 11019 | 10383 | 12682 | 1.9731 | 1.7316 | 0.64167
Kapaa Solar Project | -169038 | Operating | 1 | Solar | 2011 | Kapaa Solar Llc |  | HI | HI | Kauai | HI | Solar | 1 | NA | NA | NA | 17.7055 | 20.8105 | 19.8174
Kapaia Battery Storage Project | -591444 | Operating | 13 | Battery | 2017 | Tesla Energy Operations, Inc. |  | HI | HI | Kauai | HI | Energy Storage | 11 | NA | NM | NM | 16.593 | 15.7607 | 10.7543
Grand River Energy Center Unit 3 (Chouteau) | -170675 | Operating | 600.3 | Combined Cycle | 2017 | Grand River Dam Authority | SPP | MRO | MRO-US | Mayes | OK | Gas | 521.2 | 6594 | 6817 | 6914 | 65.1629 | 38.3674 | 40.7524
Kapaia Solar Project | -172496 | Operating | 13 | Solar | 2017 | Tesla Energy Operations, Inc. |  | HI | HI | Kauai | HI | Solar | 13 | NA | NA | NA | 18.3623 | 18.4642 | 21.0529
Kapolei Battery Storage Project | -754216 | Operating | 185 | Battery | 2023 | Plus Power |  | HI | HI | Honolulu | HI | Energy Storage | 185 | NA | NA | NA | NA | NA | NA
Kapolei Sustainable Energy Park | -150443 | Operating | 1 | Solar | 2011 | Forest City Hawaii |  | HI | HI | Honolulu | HI | Solar | 1 | NA | NA | NA | 16.4612 | 10.2854 | 18.8014
Kapua | -14955 | Operating | 1 | Internal Combustion | 1997 | Hawaii Electric Light Company, Inc. |  | HI | HI | Hawaii | HI | Oil | 1 | NA | NA | NA | NA | NA | NA
Kawailoa Solar Project | -798004 | Operating | 49 | Solar | 2019 | D. E. Shaw Renewable Investments, L.L.C. |  | HI | HI | Honolulu | HI | Solar | 49 | NA | NA | NA | NA | NA | NA
Kawailoa Solar Project | -798003 | Operating | 49 | Solar | 2019 | Macquarie Asset Management Pty Limited |  | HI | HI | Honolulu | HI | Solar | 49 | NA | NA | NA | NA | NA | NA
Kawailoa Solar Project | -663184 | Operating | 49 | Solar | 2019 | Clearway Energy, Inc. |  | HI | HI | Honolulu | HI | Solar | 49 | NA | NA | NA | 16.7314 | NA | NA
Kawailoa Solar Project | -663183 | Operating | 49 | Solar | 2019 | Clearway Energy, Inc. |  | HI | HI | Honolulu | HI | Solar | 49 | NA | NA | NA | 16.7314 | NA | NA
Grandview Cogeneration | -166676 | Operating | 88 | Gas Turbine | 2004 | TransCanada Energy Ltd. | New Brunswick | NPCC | MRTM |  |  | Gas | 88 | NA | NA | NA | NA | NA | NA
Granite Point Platform | -80724 | Operating | 1.6 | Gas Turbine | 1967 | Union Oil Company of California, Inc. |  | ASCC | ALASKA | Kenai Peninsula | AK | Gas | 1 | NA | NA | NA | NA | NA | NA
Keahole IC | -164984 | Operating | 7.5 | Internal Combustion | 1974 | Hawaii Electric Light Company, Inc. |  | HI | HI | Hawaii | HI | Oil | 7.5 | 10259 | 10357 | 10471 | 2.4627 | 2.5616 | 1.8615
Kihei Solar Farm (Maui Research and Technology Park) | -366047 | Operating | 2.9 | Solar | 2018 | Sun Financial, LLC |  | HI | HI | Maui | HI | Solar | 2.9 | NA | NA | NA | 5.2905 | 22.7877 | 25.7243
Kihei Solar Farm (Maui Research and Technology Park) | -366046 | Operating | 2.9 | Solar | 2018 | Kenyon Energy, LLC |  | HI | HI | Maui | HI | Solar | 2.9 | NA | NA | NA | 5.2905 | 22.7877 | 25.7243
KRS II Koloa Solar (Grove Farm-KIUC) | -170151 | Operating | 12 | Solar | 2014 | Kauai Island Utility Cooperative |  | HI | HI | Kauai | HI | Solar | 12 | NA | NA | NA | 19.7241 | 20.3701 | 19.5596
Kuia Solar (Lahainaluna School) | -172468 | Operating | 2.9 | Solar | 2018 | Kenyon Energy, LLC |  | HI | HI | Maui | HI | Solar | 2.9 | NA | NA | NA | 0 | 19.6741 | 24.0238
Kupono Battery Storage Project | -764018 | Operating | 42 | Battery | 2024 | Bright Canyon Energy Corporation |  | HI | HI | Honolulu | HI | Energy Storage | 42 | NA | NA | NA | NA | NA | NA
Kupono Battery Storage Project | -764017 | Operating | 42 | Battery | 2024 | Ameresco, Inc. |  | HI | HI | Honolulu | HI | Energy Storage | 42 | NA | NA | NA | NA | NA | NA
Kupono Solar Project | -763974 | Operating | 42 | Solar | 2024 | Bright Canyon Energy Corporation |  | HI | HI | Honolulu | HI | Solar | 42 | NA | NA | NA | NA | NA | NA
Kupono Solar Project | -763973 | Operating | 42 | Solar | 2024 | Ameresco, Inc. |  | HI | HI | Honolulu | HI | Solar | 42 | NA | NA | NA | NA | NA | NA
La Ola (Lanai) Battery Storage Project | -599016 | Operating | 1.13 | Battery | 2011 | Lanai Sustainability Research, LLC |  | HI | HI | Maui | HI | Energy Storage | 1.13 | NA | NA | NA | NA | NA | NA
La Ola Solar Project (Lanai-Solar) | -166800 | Operating | 1.2 | Solar | 2008 | Lanai Sustainability Research, LLC |  | HI | HI | Maui | HI | Solar | 1.2 | NA | NA | NA | 0 | 1.3984 | NA
Lalamilo Windfarm (Repower) Project | -783380 | Operating | 3.3 | Wind Turbine | 1985 | Hawaii Electric Light Company, Inc. |  | HI | HI | Hawaii | HI | Wind | 3.3 | NA | NA | NA | NA | NA | NA
Lawai Battery Storage Project (Kauai Hybrid) Battery Storage Project | -591490 | Operating | 20 | Battery | 2018 | AES Distributed Energy, Inc. |  | HI | HI | Kauai | HI | Energy Storage | 20 | NA | NM | NM | 6.8664 | 2.6712 | 6.0051
Lawai Solar (Kauai Hybrid Solar) Project | -163762 | Operating | 20 | Solar | 2018 | AES Distributed Energy, Inc. |  | HI | HI | Kauai | HI | Solar | 20 | NA | NA | NA | 20.6005 | 18.9852 | 22.3476
Granite Ridge | -745004 | Operating | 790 | Combined Cycle | 2003 | Calpine Corporation | New England | NPCC | NE | Rockingham | NH | Gas | 729 | 7585 | 7330 | 7443 | 52.3831 | 49.1823 | 45.7367
Maalaea IC | -13163 | Operating | 96.6 | Internal Combustion | 1971 | Maui Electric Company, Ltd. |  | HI | HI | Maui | HI | Oil | 94.7 | 10125 | 10161 | 10172 | 18.8585 | 17.7053 | 16.7028
Maui Smart Grid Battery Storage | -172422 | Operating | 1 | Battery | 2013 | Maui Electric Company, Ltd. |  | HI | HI | Maui | HI | Energy Storage | 1 | NA | NA | NA | NA | NA | NA
Mauka FIT One Solar Plant | -407362 | Operating | 3.5 | Solar | 2020 | Undisclosed buyer |  | HI | HI | Honolulu | HI | Solar | 3.5 | NA | NA | NA | 20.2577 | 16.8134 | NA
Miki Basin | -5072 | Operating | 10.4 | Internal Combustion | 1990 | Maui Electric Company, Ltd. |  | HI | HI | Maui | HI | Oil | 10.2 | 10184 | 10113 | 10199 | 39.2481 | 40.4871 | 39.8794
Mililani I Battery Storage Project | -773860 | Operating | 39 | Battery | 2022 | Undisclosed buyer |  | HI | HI | Honolulu | HI | Energy Storage | 39 | NA | NA | NA | 5.7988 | NA | NA
Mililani I Battery Storage Project | -663494 | Operating | 39 | Battery | 2022 | Clearway Energy, Inc. |  | HI | HI | Honolulu | HI | Energy Storage | 39 | NA | NA | NA | 5.7988 | NA | NA
Mililani I Battery Storage Project | -663493 | Operating | 39 | Battery | 2022 | Clearway Energy, Inc. |  | HI | HI | Honolulu | HI | Energy Storage | 39 | NA | NA | NA | 5.7988 | NA | NA
Mililani I Solar Project | -773842 | Operating | 39 | Solar | 2022 | Undisclosed buyer |  | HI | HI | Honolulu | HI | Solar | 39 | NA | NA | NA | 20.1121 | NA | NA
Mililani I Solar Project | -663297 | Operating | 39 | Solar | 2022 | Clearway Energy, Inc. |  | HI | HI | Honolulu | HI | Solar | 39 | NA | NA | NA | 20.1121 | NA | NA
Mililani I Solar Project | -663296 | Operating | 39 | Solar | 2022 | Clearway Energy, Inc. |  | HI | HI | Honolulu | HI | Solar | 39 | NA | NA | NA | 20.1121 | NA | NA
Mililani South PV II (Lanikuhana Solar) | -663198 | Operating | 14.7 | Solar | 2019 | Clearway Energy, Inc. |  | HI | HI | Honolulu | HI | Solar | 14.7 | NA | NA | NA | 22.581 | NA | NA
Mililani South PV II (Lanikuhana Solar) | -663197 | Operating | 14.7 | Solar | 2019 | Clearway Energy, Inc. |  | HI | HI | Honolulu | HI | Solar | 14.7 | NA | NA | NA | 22.581 | NA | NA
Na Pua Makani Wind Project | -663158 | Operating | 27.6 | Wind Turbine | 2020 | AES Distributed Energy, Inc. |  | HI | HI | Honolulu | HI | Wind | 27.6 | NA | NA | NA | 38.5514 | 36.5148 | 40.4519
Ouli | -14951 | Operating | 1 | Internal Combustion | 1997 | Hawaii Electric Light Company, Inc. |  | HI | HI | Hawaii | HI | Oil | 1 | NA | NA | NA | NA | NA | NA
Paia Hydro | -346441 | Out of Service | 1.3 | Hydraulic Turbine | 1912 | Hawaiian Commercial & Sugar Company |  | HI | HI | Maui | HI | Water | NA | NA | NA | NA | NA | NA | NA
Pakini Nui Wind Farm | -166434 | Operating | 21 | Wind Turbine | 2007 | EFS-G LLC |  | HI | HI | Hawaii | HI | Wind | 21 | NA | NA | NA | 55.9817 | 57.8582 | 65.6447
Pakini Nui Wind Farm | -166433 | Operating | 21 | Wind Turbine | 2007 | Apollo Energy Corp. |  | HI | HI | Hawaii | HI | Wind | 21 | NA | NA | NA | 55.9817 | 57.8582 | 65.6447
Palaau Power | -2650 | Operating | 12.6 | Internal Combustion | 1985 | Maui Electric Company, Ltd. |  | HI | HI | Maui | HI | Oil | 12 | 10134 | 10077 | 10071 | 29.5405 | 30.1779 | 30.214
Palaau Power Battery Storage Project | -598041 | Operating | 2 | Battery | 2017 | Maui Electric Company, Ltd. |  | HI | HI | Maui | HI | Energy Storage | 2 | NA | NA | NA | 0 | 0 | 0
Granite Ridge | -745003 | Operating | 790 | Combined Cycle | 2003 | Calpine Corporation | New England | NPCC | NE | Rockingham | NH | Gas | 729 | 7585 | 7330 | 7443 | 52.3831 | 49.1823 | 45.7367
Panaewa | -14990 | Operating | 1 | Internal Combustion | 1997 | Hawaii Electric Light Company, Inc. |  | HI | HI | Hawaii | HI | Oil | 1 | NA | NA | NA | NA | NA | NA
Pearl City Peninsula Solar Park | -150440 | Operating | 1 | Solar | 2012 | Forest City Sustainable Resources Pearl City LLC |  | HI | HI | Honolulu | HI | Solar | 1 | NA | NA | NA | 15.2169 | 10.4566 | 17.8082
Pearl Harbor-Hickam Solar Farm (West Loch) | -172208 | Operating | 14.3 | Solar | 2017 | Hawaiian Electric Company, Inc. |  | HI | HI | Honolulu | HI | Solar | 14.3 | NA | NA | NA | NA | NA | NA
Grapeland Generating Station (Peaker) | -166778 | Operating | 49.8 | Gas Turbine | 2007 | Southern California Edison Company | CAISO | WECC | CAMX | San Bernardino | CA | Gas | 46 | 18292 | 13023 | 11171 | 0.99241 | 2.5357 | 5.5847
Port Allen IC | -5977 | Operating | 46.5 | Internal Combustion | 1964 | Kauai Island Utility Cooperative |  | HI | HI | Kauai | HI | Oil | 39.6 | 9945 | 9746 | 9809 | 12.9906 | 11.8626 | 10.7496
Port Allen Solar Farm | -251043 | Operating | 6 | Solar | 2012 | Ka'ie'ie Waho Company, LLC |  | HI | HI | Kauai | HI | Solar | 6 | NA | NA | NA | 19.0011 | 21.5639 | 23.4722
Gravel Neck | -3673 | Operating | 407.7 | Gas Turbine | 1970 | Virginia Electric and Power Company | PJM | SERC | VACAR | Surry | VA | Gas | 411.4 | 13365 | 13013 | 13259 | 2.4777 | 0.8699 | 0.67546
Puna Geothermal Venture I | -759294 | Operating & Planned | 51 | Geothermal | 1992 | Great-West Lifeco Inc. |  | HI | HI | Hawaii | HI | Geothermal | 43 | NA | NA | NA | 51.1277 | 55.3111 | 48.6864
Puna Geothermal Venture I | -759293 | Operating & Planned | 51 | Geothermal | 1992 | Great-West Lifeco Inc. |  | HI | HI | Hawaii | HI | Geothermal | 43 | NA | NA | NA | 51.1277 | 55.3111 | 48.6864
Puna Geothermal Venture I | -759292 | Operating & Planned | 51 | Geothermal | 1992 | Mackenzie Financial Corporation |  | HI | HI | Hawaii | HI | Geothermal | 43 | NA | NA | NA | 51.1277 | 55.3111 | 48.6864
Puna Geothermal Venture I | -759291 | Operating & Planned | 51 | Geothermal | 1992 | Mackenzie Financial Corporation |  | HI | HI | Hawaii | HI | Geothermal | 43 | NA | NA | NA | 51.1277 | 55.3111 | 48.6864
Puna Geothermal Venture I | -123406 | Operating & Planned | 51 | Geothermal | 1992 | Northleaf Capital Partners Ltd. |  | HI | HI | Hawaii | HI | Geothermal | 43 | NA | NA | NA | 51.1277 | 55.3111 | 48.6864
Puna Geothermal Venture I | -89902 | Operating & Planned | 51 | Geothermal | 1992 | Ormat Nevada, Inc. |  | HI | HI | Hawaii | HI | Geothermal | 43 | NA | NA | NA | 51.1277 | 55.3111 | 48.6864
Puna Steam | -6087 | Operating | 15.5 | Steam Turbine | 1988 | Hawaii Electric Light Company, Inc. |  | HI | HI | Hawaii | HI | Oil | 14 | NA | NA | 16320 | 0 | 0 | 28.4475
Punaluu | -14991 | Operating | 1 | Internal Combustion | 1997 | Hawaii Electric Light Company, Inc. |  | HI | HI | Hawaii | HI | Oil | 1 | NA | NA | NA | NA | NA | NA
Puueo | -165437 | Operating | 3.1 | Hydraulic Turbine | 1918 | Hawaii Electric Light Company, Inc. |  | HI | HI | Hawaii | HI | Water | 3.1 | NA | NA | NA | 20.246 | 22.4554 | 33.3039
Schofield Generating Station | -170615 | Operating | 50.4 | Internal Combustion | 2018 | Hawaiian Electric Company, Inc. |  | HI | HI | Honolulu | HI | Biomass | 50.4 | 8863 | 9434 | 9019 | 5.1769 | 3.3766 | 5.1311
Grays Ferry Cogeneration | -766119 | Operating | 192.6 | Combined Cycle | 1997 | Grays Ferry Cogeneration Partnership | PJM | RFC | R-PJM | Philadelphia | PA | Gas | 183.6 | 11204 | 11310 | 11906 | 72.9455 | 71.9013 | 59.7627
Third Isle Wind Farm (Kawailoa Wind) | -797963 | Operating | 69 | Wind Turbine | 2012 | D. E. Shaw Renewable Investments, L.L.C. |  | HI | HI | Honolulu | HI | Wind | 69 | NA | NA | NA | NA | NA | NA
Third Isle Wind Farm (Kawailoa Wind) | -797962 | Operating | 69 | Wind Turbine | 2012 | Macquarie Asset Management Pty Limited |  | HI | HI | Honolulu | HI | Wind | 69 | NA | NA | NA | NA | NA | NA
Third Isle Wind Farm (Kawailoa Wind) | -695658 | Operating | 69 | Wind Turbine | 2012 | TerraForm Power, Inc. |  | HI | HI | Honolulu | HI | Wind | 69 | NA | NA | NA | 18.8364 | 17.613 | 21.3589
W.H. Hill | -7509 | Operating | 37.1 | Steam Turbine | 1965 | Hawaii Electric Light Company, Inc. |  | HI | HI | Hawaii | HI | Oil | 35.5 | 13740 | 13403 | 13651 | 42.8864 | 54.6743 | 45.8679
Waianae Solar Project (Eurus) | -384873 | Operating | 28.3 | Solar | 2017 | Tokyo Electric Power Company Holdings, Incorporated |  | HI | HI | Honolulu | HI | Solar | 27.6 | NA | NA | NA | 23.6777 | 26.886 | 25.3214
Waianae Solar Project (Eurus) | -171889 | Operating | 28.3 | Solar | 2017 | Toyota Tsusho Corporation |  | HI | HI | Honolulu | HI | Solar | 27.6 | NA | NA | NA | 23.6777 | 26.886 | 25.3214
Waianae Solar Project (Eurus) | -171888 | Operating | 28.3 | Solar | 2017 | Tokyo Electric Power Company Holdings, Incorporated |  | HI | HI | Honolulu | HI | Solar | 27.6 | NA | NA | NA | 23.6777 | 26.886 | 25.3214
Waiau | -789061 | Operating | 372 | Steam Turbine | 1947 | Hawaiian Electric Company, Inc. |  | HI | HI | Honolulu | HI | Oil | 259.3 | NA | NA | NA | NA | NA | NA
Grays Harbor Energy Center | -142742 | Operating | 714.9 | Combined Cycle | 2008 | Invenergy Clean Power, LLC |  | WECC | NWPP | Grays Harbor | WA | Gas | 669 | 7621 | 7659 | 7745 | 61.7389 | 53.9755 | 60.4197
Waiau Hydro | -7536 | Operating | 1 | Hydraulic Turbine | 1921 | Hawaii Electric Light Company, Inc. |  | HI | HI | Hawaii | HI | Water | 1 | NA | NA | NA | 0 | 0 | 0
Waiawa Battery Storage Project | -773862 | Operating | 36 | Battery | 2023 | Undisclosed buyer |  | HI | HI | Honolulu | HI | Energy Storage | 36 | NA | NA | NA | 5.5039 | NA | NA
Waiawa Battery Storage Project | -663498 | Operating | 36 | Battery | 2023 | Clearway Energy, Inc. |  | HI | HI | Honolulu | HI | Energy Storage | 36 | NA | NA | NA | 5.5039 | NA | NA
Waiawa Battery Storage Project | -663497 | Operating | 36 | Battery | 2023 | Clearway Energy, Inc. |  | HI | HI | Honolulu | HI | Energy Storage | 36 | NA | NA | NA | 5.5039 | NA | NA
Waiawa Solar Project | -695002 | Operating | 36 | Solar | 2023 | Undisclosed buyer |  | HI | HI | Honolulu | HI | Solar | 36 | NA | NA | NA | 19.9857 | NA | NA
Waiawa Solar Project | -663301 | Operating | 36 | Solar | 2023 | Clearway Energy, Inc. |  | HI | HI | Honolulu | HI | Solar | 36 | NA | NA | NA | 19.9857 | NA | NA
Waiawa Solar Project | -663300 | Operating | 36 | Solar | 2023 | Clearway Energy, Inc. |  | HI | HI | Honolulu | HI | Solar | 36 | NA | NA | NA | 19.9857 | NA | NA
Waihonu North Solar Project | -761221 | Operating | 5 | Solar | 2016 | MN8 Energy, Inc. |  | HI | HI | Honolulu | HI | Solar | 5 | NA | NA | NA | 14.7123 | 18.6758 | 18.8767
Waihonu North Solar Project | -162125 | Operating | 5 | Solar | 2016 | Meridian 158 Llc |  | HI | HI | Honolulu | HI | Solar | 5 | NA | NA | NA | 14.7123 | 18.6758 | 18.8767
Waikoloa Solar Project | -762340 | Operating | 30 | Solar | 2023 | Allium Renewable Energy, LLC |  | HI | HI | Hawaii | HI | Solar | 30 | NA | NA | NA | NA | NA | NA
Wailuku River Hydroelectric | -141364 | Operating | 10.4 | Hydraulic Turbine | 1993 | BHE Renewables, LLC |  | HI | HI | Hawaii | HI | Water | 9.8 | NA | NA | NA | 23.6849 | 50.5743 | 39.7027
Wailuku River Hydroelectric | -141363 | Operating | 10.4 | Hydraulic Turbine | 1993 | BHE Renewables, LLC |  | HI | HI | Hawaii | HI | Water | 9.8 | NA | NA | NA | 23.6849 | 50.5743 | 39.7027
Waimea | -7538 | Operating | 7.5 | Internal Combustion | 1954 | Hawaii Electric Light Company, Inc. |  | HI | HI | Hawaii | HI | Oil | 7.5 | 10570 | 10594 | 10595 | 2.5175 | 3.2481 | 2.0091
Wainiha Hydro | -583127 | Operating | 3.6 | Hydraulic Turbine | 1906 | McBryde Sugar Co Ltd |  | HI | HI | Kauai | HI | Water | 3.4 | NA | NA | NA | 72.267 | 78.3172 | 69.1244
Waipio (Waiawa) PV Solar Project | -663168 | Operating | 45.9 | Solar | 2019 | Clearway Energy, Inc. |  | HI | HI | Honolulu | HI | Solar | 45.9 | NA | NA | NA | 21.6104 | NA | NA
Waipio (Waiawa) PV Solar Project | -663167 | Operating | 45.9 | Solar | 2019 | Clearway Energy, Inc. |  | HI | HI | Honolulu | HI | Solar | 45.9 | NA | NA | NA | 21.6104 | NA | NA
Waipio Peninsula Solar Plant | -488802 | Operating | 11 | Solar | 2015 | Pacific Energy Solutions, LLC |  | HI | HI | Honolulu | HI | Solar | 10.2 | NA | NA | NA | 26.5579 | 26.3061 | 27.7834
West Loch Solar | -217484 | Operating | 20 | Solar | 2019 | Hawaiian Electric Company, Inc. |  | HI | HI | Honolulu | HI | Solar | 20 | NA | NA | NA | 22.4366 | 21.8219 | 21.2078
Zafra Solar Project | -251554 | Operating | 7.52 | Solar | 2020 | Altus Power America Management, LLC |  | HI | HI | Honolulu | HI | Solar | 7.52 | NA | NA | NA | NA | NA | NA
Adair Wind Farm | -141356 | Operating | 174.8 | Wind Turbine | 2008 | MidAmerican Energy Company | MISO | MRO | MRO-US | Adair | IA | Wind | 174.8 | NA | NA | NA | 33.8295 | 38.7312 | 32.2893
Adair Wind Farm | -141355 | Operating | 174.8 | Wind Turbine | 2008 | MidAmerican Energy Company | MISO | MRO | MRO-US | Adair | IA | Wind | 174.8 | NA | NA | NA | 33.8295 | 38.7312 | 32.2893
Adams Wind Farm (Wind IX Iowa Project) | -141107 | Operating | 154.3 | Wind Turbine | 2016 | MidAmerican Energy Company | MISO | MRO | MRO-US | Adams | IA | Wind | 150 | NA | NA | NA | 33.4913 | 38.7706 | 29.014
Adams Wind Farm (Wind IX Iowa Project) | -141106 | Operating | 154.3 | Wind Turbine | 2016 | MidAmerican Energy Company | MISO | MRO | MRO-US | Adams | IA | Wind | 150 | NA | NA | NA | 33.4913 | 38.7706 | 29.014
AG Land Wind 1-6 | -170652 | Operating | 9.6 | Wind Turbine | 2012 | Ag Land Energy, Llc | MISO | MRO | MRO-US | Story | IA | Wind | 9.6 | NA | NA | NA | NA | NA | NA
Grays Harbor Energy Center | -142741 | Operating | 714.9 | Combined Cycle | 2008 | AMPCI North America Thermal Power Acquisition LLC |  | WECC | NWPP | Grays Harbor | WA | Gas | 669 | 7621 | 7659 | 7745 | 61.7389 | 53.9755 | 60.4197
Grayson CT | -164790 | Operating | 57.4 | Gas Turbine | 1972 | City of Glendale, California |  | WECC | CAMX | Los Angeles | CA | Gas | 48 | 10362 | 11250 | 11277 | 5.9225 | 6.0652 | 5.567
Greater Des Moines Energy Center | -140712 | Operating | 576.3 | Combined Cycle | 2003 | MidAmerican Energy Company | MISO | MRO | MRO-US | Polk | IA | Gas | 603.2 | NA | 7461 | 7595 | 40.5226 | 27.9199 | 26.89
AgriReNew Biomass Plant | -170435 | Operating | 1 | Internal Combustion | 2013 | Davidson Renewable Energy, Llc | MISO | MRO | MRO-US | Scott | IA | Biomass | 1 | NA | NA | NA | NA | NA | NA
AgriReNew Biomass Plant | -170434 | Operating | 1 | Internal Combustion | 2013 | Sievers Renewable Energy, Llc | MISO | MRO | MRO-US | Scott | IA | Biomass | 1 | NA | NA | NA | NA | NA | NA
AgriReNew Biomass Plant | -170433 | Operating | 1 | Internal Combustion | 2013 | Sievers Family Farms, Llc | MISO | MRO | MRO-US | Scott | IA | Biomass | 1 | NA | NA | NA | NA | NA | NA
Algona | -164266 | Operating | 16.1 | Internal Combustion | 1938 | City of Algona, Iowa | SPP | MRO | MRO-US | Kossuth | IA | Oil | 16.1 | 10275 | 10441 | 9643 | 0.99407 | 0.45662 | 0.85723
Allendorf 2 | -482617 | Operating | 5.8 | Wind Turbine | 1998 | Northern Alternative Energy, Inc. | MISO | MRO | MRO-US | Osceola | IA | Wind | 5.8 | NA | NA | NA | NA | 3.3459 | 1.8895
Allendorf 2 | -482616 | Operating | 5.8 | Wind Turbine | 1998 | Northern Alternative Energy, Inc. | MISO | MRO | MRO-US | Osceola | IA | Wind | 5.8 | NA | NA | NA | NA | 3.3459 | 1.8895
Allendorf 2 | -388645 | Operating | 5.8 | Wind Turbine | 1998 | Gregory J Jaunich | MISO | MRO | MRO-US | Osceola | IA | Wind | 5.8 | NA | NA | NA | NA | 3.3459 | 1.8895
Allendorf 2 | -388643 | Operating | 5.8 | Wind Turbine | 1998 | Northern Alternative Energy, Inc. | MISO | MRO | MRO-US | Osceola | IA | Wind | 5.8 | NA | NA | NA | NA | 3.3459 | 1.8895
Alliant SBD 8601 ACG | -39814 | Out of Service | 3.6 | Internal Combustion | 1986 | Industrial Energy Applications, Inc. | MISO | MRO | MRO-US | Iowa | IA | Oil | NA | NA | NA | NA | 0 | 0 | 0
Alliant SBD 8602 Marion Sub | -39854 | Operating | 5.6 | Internal Combustion | 1986 | Industrial Energy Applications, Inc. | MISO | MRO | MRO-US | Linn | IA | Oil | 5.6 | 14187 | 14900 | 15161 | 0.032616 | 0.061155 | 0.063193
Alliant SBD 9106 Rockwell CR | -39811 | Operating | 16 | Internal Combustion | 1992 | Industrial Energy Applications, Inc. | MISO | MRO | MRO-US | Linn | IA | Oil | 16 | 15353 | 15341 | 15330 | 0.16553 | 0.15482 | 0.13627
Alliant SBD 9107 Swift | -39805 | Operating | 11.4 | Internal Combustion | 1992 | Industrial Energy Applications, Inc. | MISO | MRO | MRO-US | Marshall | IA | Oil | 11.4 | 13846 | 15222 | 15183 | 0.039053 | 0.054074 | 0.060082
Alliant SBD 9201 Norplex | -164270 | Operating | 2.1 | Internal Combustion | 1988 | Industrial Energy Applications, Inc. | MISO | MRO | MRO-US | Allamakee | IA | Oil | 2.1 | 13475 | 14458 | 15319 | 0.32072 | 0.52185 | 0.49467
Alliant SBD 9203 Profol | -164271 | Operating | 5.6 | Internal Combustion | 1996 | Industrial Energy Applications, Inc. | MISO | MRO | MRO-US | Linn | IA | Oil | 5.6 | 11052 | 11039 | 11074 | 0.23646 | 0.31393 | 0.27723
Alliant SBD 9205 A Y McDonald | -164272 | Operating | 3.6 | Internal Combustion | 1990 | Industrial Energy Applications, Inc. | MISO | MRO | MRO-US | Dubuque | IA | Oil | 3.6 | 12500 | 15250 | 13955 | 0.038052 | 0.050736 | 0.069762
Alliant SBD 9206 Donaldson | -60229 | Operating | 1.6 | Internal Combustion | 1995 | Industrial Energy Applications, Inc. | MISO | MRO | MRO-US | Howard | IA | Oil | 1.6 | 14750 | 19200 | 15500 | 0.028539 | 0.035674 | 0.12842
Alliant SBD 9301 Swiss | -256172 | Operating | 3.5 | Internal Combustion | 1993 | Industrial Energy Applications, Inc. | MISO | MRO | MRO-US | Dubuque | IA | Oil | 3.5 | 15255 | 15629 | 15316 | 0.15329 | 0.11416 | 0.12394
Alliant SBD 9403 Aegon DC | -60780 | Operating | 4.1 | Internal Combustion | 1995 | Industrial Energy Applications, Inc. | MISO | MRO | MRO-US | Linn | IA | Oil | 4.1 | 16353 | 14947 | 16923 | 0.047333 | 0.052901 | 0.036196
Alliant SBD 9502 Eaton | -60786 | Operating | 5.4 | Internal Combustion | 1995 | Industrial Energy Applications, Inc. | MISO | MRO | MRO-US | Wright | IA | Oil | 5.4 | NA | NA | 19667 | 0 | 0 | 0.006342
Alta, IA | -408470 | Operating | 4 | Internal Combustion | 1947 | Alta City of | SPP | MRO | MRO-US | Buena Vista | IA | Oil | 4.2 | 10110 | 18092 | 9759 | 1.0111 | 0.47021 | 0.34686
Amana Society Service Company Project | -144242 | Operating | 21.6 | Internal Combustion | 2001 | Amana Society Service Company Inc | MISO | MRO | MRO-US | Iowa | IA | Oil | 21.6 | 10711 | 12008 | 9775 | 0.50101 | 0.44658 | 1.1003
Ames | -1532 | Operating | 108.8 | Steam Turbine | 1968 | City of Ames, Iowa | MISO | MRO | MRO-US | Story | IA | Gas | 104.7 | 12045 | 12223 | 12813 | 35.9218 | 34.8876 | 30.8706
Greater Des Moines Energy Center | -140711 | Operating | 576.3 | Combined Cycle | 2003 | MidAmerican Energy Company | MISO | MRO | MRO-US | Polk | IA | Gas | 603.2 | NA | 7461 | 7595 | 40.5226 | 27.9199 | 26.89
Anamosa | -55920 | Operating | 0.25 | Hydraulic Turbine | 1990 | Renewable World Energies, Inc. | MISO | MRO | MRO-US | Jones | IA | Water | 0.25 | NA | NA | NA | NA | NA | NA
Anderson Erickson | -141248 | Operating | 2 | Internal Combustion | 2000 | MidAmerican Energy Company | MISO | MRO | MRO-US | Polk | IA | Oil | 2 | 15037 | 19482 | 10200 | 0.15411 | 0.15411 | 0.028539
Anderson Erickson | -141247 | Operating | 2 | Internal Combustion | 2000 | MidAmerican Energy Company | MISO | MRO | MRO-US | Polk | IA | Oil | 2 | 15037 | 19482 | 10200 | 0.15411 | 0.15411 | 0.028539
Anita | -164297 | Operating | 2.9 | Internal Combustion | 1939 | Anita City of | MISO | MRO | MRO-US | Cass | IA | Oil | 2.9 | 11083 | 10441 | 10338 | 0.047237 | 0.13384 | 0.58259
Arbor Hill Solar | -413689 | Operating | 25 | Solar | 2022 | MidAmerican Energy Company | MISO | MRO | MRO-US | Adair | IA | Solar | 24 | NA | NA | NA | 21.1282 | 17.2945 | NA
Arbor Hill Solar | -413688 | Operating | 25 | Solar | 2022 | MidAmerican Energy Company | MISO | MRO | MRO-US | Adair | IA | Solar | 24 | NA | NA | NA | 21.1282 | 17.2945 | NA
Arbor Hill Wind Farm (Wind XI) | -430186 | Operating | 310 | Wind Turbine | 2018 | MidAmerican Energy Company | MISO | MRO | MRO-US | Adair | IA | Wind | 310 | NA | NA | NA | 39.3778 | 49.5173 | 41.2763
Arbor Hill Wind Farm (Wind XI) | -430185 | Operating | 310 | Wind Turbine | 2018 | MidAmerican Energy Company | MISO | MRO | MRO-US | Adair | IA | Wind | 310 | NA | NA | NA | 39.3778 | 49.5173 | 41.2763
Green Country Energy Project | -63093 | Operating | 903.9 | Combined Cycle | 2002 | J-POWER USA Investment Co, Ltd. | SPP | MRO | MRO-US | Tulsa | OK | Gas | 819 | 7368 | 7400 | 7320 | 53.7143 | 44.2253 | 46.4522
August Wind Farm | -173446 | Operating | 1.8 | Wind Turbine | 2017 | August Wind Energy, LLC | MISO | MRO | MRO-US | Taylor | IA | Wind | 1.8 | NA | NA | NA | 42.8653 | 51.8392 | 36.0477
Bancroft | -164329 | Operating | 4.2 | Internal Combustion | 1948 | Bancroft Municipal Utilities | SPP | MRO | MRO-US | Kossuth | IA | Oil | 4.1 | 24050 | 20206 | NA | 0.89097 | 0.094665 | 0.0083528
Barton Wind Farm | -785763 | Operating | 160 | Wind Turbine | 2009 | Barton Windpower, LLC | MISO | MRO | MRO-US | Worth | IA | Wind | 160 | NA | NA | NA | NA | NA | NA
Beaver Creek Wind Project (Wind XI) | -252350 | Operating | 340 | Wind Turbine | 2017 | MidAmerican Energy Company | MISO | MRO | MRO-US | Boone | IA | Wind | 340 | NA | NA | NA | 43.6393 | 49.8176 | 41.6338
Beaver Creek Wind Project (Wind XI) | -252349 | Operating | 340 | Wind Turbine | 2017 | MidAmerican Energy Company | MISO | MRO | MRO-US | Boone | IA | Wind | 340 | NA | NA | NA | 43.6393 | 49.8176 | 41.6338
Bellevue | -366505 | Operating | 9.8 | Internal Combustion | 1947 | Bellevue City of | MISO | MRO | MRO-US | Jackson | IA | Oil | 8.9 | 10196 | 10567 | 10074 | 0.065415 | 0.038479 | 0.15648
Birch Wind Farm | -218582 | Operating | 1.8 | Wind Turbine | 2017 | Birch Power, LLC | MISO | MRO | MRO-US | Taylor | IA | Wind | 1.8 | NA | NA | NA | 41.9394 | 47.5774 | 41.9013
Bloomfield | -1963 | Operating | 8.5 | Internal Combustion | 1945 | City of Bloomfield, Iowa | MISO | MRO | MRO-US | Davis | IA | Gas | 6.9 | 12750 | NA | 12144 | 0.026471 | 0 | 0.29945
Bloomfield Municipal Utilities Solar Project | -776672 | Operating | 1.6 | Solar | 2019 | OnSite Partners, LLC | MISO | MRO | MRO-US | Davis | IA | Solar | 1.6 | NA | NA | NA | NA | NA | NA
Bloomfield Municipal Utilities Solar Project | -776671 | Operating | 1.6 | Solar | 2019 | OnSite Partners, LLC | MISO | MRO | MRO-US | Davis | IA | Solar | 1.6 | NA | NA | NA | NA | NA | NA
Brooklyn | -164424 | Operating | 2.3 | Internal Combustion | 1940 | Brooklyn City of | MISO | MRO | MRO-US | Poweshiek | IA | Oil | 2 | 7667 | 9668 | 10100 | 0.034247 | 3.6473 | 0.057078
Building Energy Wind Farm | -794909 | Operating | 30 | Wind Turbine | 2017 | Nadara Limited | MISO | MRO | MRO-US | Boone | IA | Wind | 30 | NA | NA | NA | NA | NA | NA
Building Energy Wind Farm | -794908 | Operating | 30 | Wind Turbine | 2017 | Eni S.p.A. | MISO | MRO | MRO-US | Boone | IA | Wind | 30 | NA | NA | NA | NA | NA | NA
Bulldog Wind Energy Project | -169414 | Operating | 1.5 | Wind Turbine | 2010 | Bulldog Wind Energy, Llc | MISO | MRO | MRO-US | Adair | IA | Wind | 1.5 | NA | NA | NA | 31.8721 | 40.1142 | 33.4932
Green Country Energy Project | -63086 | Operating | 903.9 | Combined Cycle | 2002 | John Hancock Life Insurance Company (U.S.A) | SPP | MRO | MRO-US | Tulsa | OK | Gas | 819 | 7368 | 7400 | 7320 | 53.7143 | 44.2253 | 46.4522
Burlington ST | -2149 | Operating | 212 | Steam Turbine | 1968 | Interstate Power and Light Company | MISO | MRO | MRO-US | Des Moines | IA | Gas | 138.3 | 34464 | 20598 | 11447 | 0.44977 | 1.1628 | 62.605
Cargill Corn Milling Division | -130009 | Operating | 40 | Steam Turbine | 1952 | Macquarie Group Limited | MISO | MRO | MRO-US | Monroe | IA | Gas | 36.8 | NA | 47522 | 47152 | 23.6664 | 32.3084 | 34.6703
Carroll Area Wind Farm | -226424 | Operating | 20.7 | Wind Turbine | 2015 | Ardian Infrastructure | MISO | MRO | MRO-US | Carroll | IA | Wind | 20.7 | NA | NA | NA | 38.7543 | 42.993 | 44.5167
Carroll Area Wind Farm | -153980 | Operating | 20.7 | Wind Turbine | 2015 | Transatlantic Power Holdings LLC | MISO | MRO | MRO-US | Carroll | IA | Wind | 20.7 | NA | NA | NA | 38.7543 | 42.993 | 44.5167
Carroll Wind | -141360 | Operating | 159.1 | Wind Turbine | 2008 | MidAmerican Energy Company | MISO | MRO | MRO-US | Carroll | IA | Wind | 150 | NA | NA | NA | 41.7679 | 47.2849 | 39.1238
Carroll Wind | -141359 | Operating | 159.1 | Wind Turbine | 2008 | MidAmerican Energy Company | MISO | MRO | MRO-US | Carroll | IA | Wind | 150 | NA | NA | NA | 41.7679 | 47.2849 | 39.1238
Cascade, IA | -388638 | Operating | 7.2 | Internal Combustion | 1951 | City of Cascade, Iowa | MISO | MRO | MRO-US | Dubuque | IA | Oil | 6.9 | 9333 | 9551 | 10039 | 0.0049633 | 0.081067 | 0.12739
CED Centerville Wind Project | -521506 | Operating | 7.9 | Wind Turbine | 2021 | Consolidated Edison Development, Inc. | MISO | MRO | MRO-US | Appanoose | IA | Wind | 7.9 | NA | NA | NA | 37.3042 | NA | NA
CED Manchester Wind Farm | -521507 | Operating | 7.9 | Wind Turbine | 2022 | Consolidated Edison Development, Inc. | MISO | MRO | MRO-US | Delaware | IA | Wind | 7.9 | NA | NA | NA | 32.8854 | NA | NA
CED Mason City Wind Project | -521490 | Operating | 7.5 | Wind Turbine | 2020 | Consolidated Edison Development, Inc. | MISO | MRO | MRO-US | Cerro Gordo | IA | Wind | 7.9 | NA | NA | NA | 38.3128 | NA | NA
Green Electron Power Project (Greenfield South) | -166258 | Operating | 289 | Combined Cycle | 2017 | Greenfield South Power Corporation | Ontario | NPCC | ONT |  |  | Gas | 289 | NA | NA | NA | NA | NA | NA
Cedar Falls Solar Farm (Simple Solar) | -172692 | Operating | 1.5 | Solar | 2016 | Cedar Falls Utilities | MISO | MRO | MRO-US | Black Hawk | IA | Solar | 1.5 | NA | NA | NA | 17.4201 | 19.1857 | 18.8965
Cedar Rapids | -2330 | Operating | 256.1 | Steam Turbine | 1988 | Archer-Daniels-Midland Company | MISO | MRO | MRO-US | Linn | IA | Coal | 260 | 32252 | 28641 | 28816 | 28.0252 | 32.8747 | 31.3363
Cedar Rapids Battery Storage Project (Deer Run Site) | -477360 | Operating | 5 | Battery | 2022 | Alliant Energy Corporation | MISO | MRO | MRO-US | Linn | IA | Energy Storage | 5 | NA | NA | NA | NA | NA | NA
Green Knight Energy Center | -12612 | Operating | 9.9 | Gas Turbine | 2001 | Waste Management, Inc. | PJM | RFC | R-PJM | Northampton | PA | Biomass | 8.7 | 21171 | 21254 | 19704 | 57.7284 | 46.843 | 46.3759
Cedar Rapids Community Solar Garden | -751366 | Operating | 4.5 | Solar | 2024 | Alliant Energy Corporation | MISO | MRO | MRO-US | Linn | IA | Solar | 4.5 | NA | NA | NA | NA | NA | NA
Century Wind | -141131 | Operating | 201.2 | Wind Turbine | 2005 | MidAmerican Energy Company | MISO | MRO | MRO-US | Hamilton | IA | Wind | 201.2 | NA | NA | NA | 32.3424 | 39.0644 | 32.3618
Century Wind | -141130 | Operating | 201.2 | Wind Turbine | 2005 | MidAmerican Energy Company | MISO | MRO | MRO-US | Hamilton | IA | Wind | 201.2 | NA | NA | NA | 32.3424 | 39.0644 | 32.3618
Cerro Gordo Wind Energy Center (Repower) | -245708 | Operating | 42 | Wind Turbine | 2020 | NextEra Energy Resources, LLC | MISO | MRO | MRO-US | Cerro Gordo | IA | Wind | 42 | NA | NA | NA | 46.5226 | 54.4412 | 45.8276
Charles City | -141348 | Operating | 80 | Wind Turbine | 2008 | MidAmerican Energy Company | MISO | MRO | MRO-US | Floyd | IA | Wind | 75 | NA | NA | NA | 39.3135 | 46.7916 | 36.3463
Charles City | -141347 | Operating | 80 | Wind Turbine | 2008 | MidAmerican Energy Company | MISO | MRO | MRO-US | Floyd | IA | Wind | 75 | NA | NA | NA | 39.3135 | 46.7916 | 36.3463
Chickasaw Wind Farm (Wind PRIME) | -746327 | Operating | 202.4 | Wind Turbine | 2023 | MidAmerican Energy Company | MISO | MRO | MRO-US | Chickasaw | IA | Wind | 200 | NA | NA | NA | 0.81381 | NA | NA
Chickasaw Wind Farm (Wind PRIME) | -746326 | Operating | 202.4 | Wind Turbine | 2023 | MidAmerican Energy Company | MISO | MRO | MRO-US | Chickasaw | IA | Wind | 200 | NA | NA | NA | 0.81381 | NA | NA
City of Ames - Airport Road Solar Project | -317799 | Operating | 2 | Solar | 2020 | Forefront Power, LLC | MISO | MRO | MRO-US | Story | IA | Solar | 2 | NA | NA | NA | 17.8881 | 18.0194 | 17.871
City of Dike Power Plant | -166743 | Operating | 2.2 | Internal Combustion | 2005 | Dike City of | MISO | MRO | MRO-US | Grundy | IA | Oil | 2 | 10623 | 11707 | 9874 | 0.34817 | 0.23402 | 1.7637
Clinton | -164543 | Operating | 180 | Steam Turbine | 1940 | Archer-Daniels-Midland Company | MISO | MRO | MRO-US | Clinton | IA | Coal | 180 | 25475 | 25170 | 25715 | 45.2228 | 49.1826 | 46.582
Coggon | -164552 | Operating | 2 | Internal Combustion | 1945 | City of Coggon | MISO | MRO | MRO-US | Linn | IA | Oil | 1.8 | 10000 | 10269 | 9939 | 0.088787 | 0.16489 | 0.8308
Contrail Wind Project | -439011 | Operating | 112.4 | Wind Turbine | 2020 | MidAmerican Energy Company | MISO | MRO | MRO-US | Taylor | IA | Wind | 110 | NA | NA | NA | 35.0769 | 37.7273 | NA
Contrail Wind Project | -439010 | Operating | 112.4 | Wind Turbine | 2020 | MidAmerican Energy Company | MISO | MRO | MRO-US | Taylor | IA | Wind | 110 | NA | NA | NA | 35.0769 | 37.7273 | NA
Coon Rapids II | -2654 | Operating | 5.4 | Internal Combustion | 2001 | City of Coon Rapids | SPP | MRO | MRO-US | Carroll | IA | Oil | 5.4 | 9973 | 7508 | 9774 | 0.95129 | 0.50313 | 1.5643
Greene County CT | -3705 | Operating | 720 | Gas Turbine | 1995 | Alabama Power Company |  | SERC | SOU | Greene | AL | Gas | 884 | 13506 | 13641 | 14296 | 1.0612 | 1.1597 | 0.76542
Greene Valley Gas Recovery | -164800 | Operating | 6.6 | Gas Turbine | 1996 | WM Illinois Renewable Energy, L.L.C. | PJM | RFC | R-PJM | DuPage | IL | Biomass | 6.6 | 22260 | 22073 | 20757 | 45.1121 | 45.4528 | 51.657
Corning | -164567 | Operating | 6.8 | Internal Combustion | 1938 | Corning City of | MISO | MRO | MRO-US | Adams | IA | Oil | 6.8 | 11459 | 10038 | 31469 | 0.062114 | 0.043648 | 0.082259
Crane Creek Farm | -92815 | Operating | 99 | Wind Turbine | 2009 | Wisconsin Public Service Corporation | MISO | MRO | MRO-US | Howard | IA | Wind | 99 | NA | NA | NA | 32.5412 | 31.332 | 26.2819
Creston Solar Project | -784979 | Operating | 50 | Solar | 2024 | Alliant Energy Corporation | MISO | MRO | MRO-US | Union | IA | Solar | 50 | NA | NA | NA | NA | NA | NA
Crosswinds Wind | -663035 | Operating | 21 | Wind Turbine | 2007 | Clearway Energy, Inc. | SPP | MRO | MRO-US | Palo Alto | IA | Wind | 21 | NA | NA | NA | 31.4384 | NA | NA
Crosswinds Wind | -663034 | Operating | 21 | Wind Turbine | 2007 | Clearway Energy, Inc. | SPP | MRO | MRO-US | Palo Alto | IA | Wind | 21 | NA | NA | NA | 31.4384 | NA | NA
Crystal Lake | -163381 | Operating | 150 | Wind Turbine | 2008 | NextEra Energy Resources, LLC | MISO, PJM | RFC | R-MISO | Hancock | IA | Wind | 180 | NA | NA | NA | 36.0255 | 48.601 | 39.9128
Crystal Lake II | -167958 | Operating | 200 | Wind Turbine | 2009 | NextEra Energy Resources, LLC | MISO | MRO | MRO-US | Winnebago | IA | Wind | 199 | NA | NA | NA | 41.4902 | 46.1045 | 39.2785
Crystal Lake Wind III | -168322 | Operating | 66 | Wind Turbine | 2009 | ESI Energy, LLC | MISO | MRO | MRO-US | Winnebago | IA | Wind | 66 | NA | NA | NA | 43.8813 | 45.4345 | 31.3363
Cumberland Rose Wind | -170863 | Operating | 1.6 | Wind Turbine | 2012 | Cumberland Rose Wind Energy, Llc | MISO | MRO | MRO-US | Adair | IA | Wind | 1.6 | NA | NA | NA | 35.0171 | 39.1053 | 32.4344
Dairyland Madison Solar Project (Decorah Solar) | -224462 | Operating | 1.5 | Solar | 2019 | ENGIE US Solar | MISO | MRO | MRO-US | Winneshiek | IA | Solar | 1.5 | NA | NA | NA | NA | NA | NA
Davenport Water Pollution Control Plant | -2843 | Operating | 1.6 | Internal Combustion | 1995 | City of Davenport, Iowa | MISO | MRO | MRO-US | Scott | IA | Biomass | 1.6 | 9126 | 7537 | 7302 | 44.9415 | 52.0691 | 55.1441
Dayton, IA | -2852 | Operating | 1.8 | Internal Combustion | 1939 | Dayton City of IA | MISO | MRO | MRO-US | Story | IA | Oil | 1.8 | 14313 | 15188 | 6750 | 0.10147 | 0.10147 | 0.10147
Decorah Battery Storage | -365031 | Operating | 2.5 | Battery | 2021 | Alliant Energy Corporation | MISO | MRO | MRO-US | Winneshiek | IA | Energy Storage | 2.5 | NA | NA | NA | NA | NA | NA
Des Moines | -2910 | Operating | 7.9 | Steam Turbine | 1988 | Archer-Daniels-Midland Company | MISO | MRO | MRO-US | Polk | IA | Coal | 7.9 | NA | NM | NA | 8.8246 | 34.0053 | 30.7959
Des Moines Metro WRA Wastewater Recovery | -164609 | Operating | 2.8 | Internal Combustion | 1991 | Des Moines Metropolitan Wastewater Reclamation Authority | MISO | MRO | MRO-US | Polk | IA | Biomass | 2.8 | 10958 | 9169 | 8504 | 0.28947 | 0.31393 | 0.55855
Diamond Trail Wind Project | -323719 | Operating | 252.5 | Wind Turbine | 2020 | MidAmerican Energy Company | MISO | MRO | MRO-US | Iowa | IA | Wind | 250 | NA | NA | NA | 37.3666 | 43.7421 | 36.5268
Downtown Generation Plant | -378280 | Operating | 5 | Internal Combustion | 2020 | Greenfield City of IA | MISO | MRO | MRO-US | Adair | IA | Oil | 5 | 11000 | 9273 | 13421 | 0.013699 | 0.10046 | 0.17352
Duane Arnold Energy Center (DAEC) | -9962 | Out of Service | 679.5 | Nuclear | 1975 | NextEra Energy Resources, LLC | MISO, SPP | MRO | MRO-US | Linn | IA | Nuclear | NA | NA | NA | NA | NA | NA | NA
Duane Arnold Energy Center (DAEC) | -3017 | Out of Service | 679.5 | Nuclear | 1975 | Central Iowa Power Cooperative | MISO, SPP | MRO | MRO-US | Linn | IA | Nuclear | NA | NA | NA | NA | NA | NA | NA
Duane Arnold Energy Center (DAEC) | -3016 | Out of Service | 679.5 | Nuclear | 1975 | Corn Belt Power Cooperative | MISO, SPP | MRO | MRO-US | Linn | IA | Nuclear | NA | NA | NA | NA | NA | NA | NA
Durant | -191897 | Operating | 4.4 | Internal Combustion | 1954 | Durant City of IA | MISO | MRO | MRO-US | Cedar | IA | Oil | 4.4 | 10745 | 10111 | 9660 | 0.12194 | 0.07005 | 0.12194
Dyersville Wind Farm | -173465 | Operating | 6 | Wind Turbine | 2017 | Mason Wind LLC | MISO | MRO | MRO-US | Delaware | IA | Wind | 6 | NA | NA | NA | NA | NA | NA
Earl F Wisdom | -3059 | Operating | 37.5 | Steam Turbine | 1960 | Corn Belt Power Cooperative | SPP | MRO | MRO-US | Clay | IA | Gas | 38 | 24350 | NM | NA | 0.76814 | 0.19256 | -0.26136
Greenfield Energy Centre | -745169 | Operating | 1052 | Combined Cycle | 2008 | Calpine Corporation | Ontario | NPCC | ONT |  |  | Gas | 1052 | NA | NA | NA | NA | NA | NA
Greenfield Energy Centre | -745168 | Operating | 1052 | Combined Cycle | 2008 | Calpine Corporation | Ontario | NPCC | ONT |  |  | Gas | 1052 | NA | NA | NA | NA | NA | NA
Earlville | -12535 | Operating | 1.8 | Internal Combustion | 2001 | Earlville City of | MISO | MRO | MRO-US | Delaware | IA | Oil | 1.8 | 7500 | 6706 | 7167 | 0.076104 | 0.10781 | 0.15221
East Hydro | -3069 | Operating | 0.5 | Hydraulic Turbine | 1921 | Waverly Communications Utility | MISO | MRO | MRO-US | Bremer | IA | Water | 0.48 | NA | NA | NA | NA | NA | NA
Eastern Iowa Solar | -173239 | Operating | 1.8 | Solar | 2016 | Central Iowa Power Cooperative | MISO | MRO | MRO-US | Muscatine | IA | Solar | 1.8 | NA | NA | NA | 19.2859 | 19.9962 | 18.7659
Eclipse Wind Farm | -141254 | Operating | 207.1 | Wind Turbine | 2012 | MidAmerican Energy Company | MISO | MRO | MRO-US | Guthrie | IA | Wind | 200 | NA | NA | NA | 43.0494 | 39.6334 | 38.8461
Eclipse Wind Farm | -141253 | Operating | 207.1 | Wind Turbine | 2012 | MidAmerican Energy Company | MISO | MRO | MRO-US | Guthrie | IA | Wind | 200 | NA | NA | NA | 43.0494 | 39.6334 | 38.8461
Greenland Energy Center | -167212 | Operating | 380.8 | Gas Turbine | 2011 | JEA |  | SERC | FP | Duval | FL | Gas | 384.2 | 11014 | 11000 | 11002 | 16.3583 | 16.6474 | 20.8914
Greenleaf 1 Power Plant(Gas Project) | -747087 | Operating | 60 | Gas Turbine | 2022 | Lotus Infrastructure Partners | CAISO | WECC | CAMX | Sutter | CA | Gas | 60 | 10541 | 10667 | NA | 0.48877 | 0.31811 | NA
Elk Wind Farm | -349590 | Operating | 40.8 | Wind Turbine | 2011 | RPMA Wind Holding II, LLC | MISO | MRO | MRO-US | Delaware | IA | Wind | 40.8 | NA | NA | NA | 26.4868 | 43.6051 | 37.4787
Elk Wind Farm | -349589 | Operating | 40.8 | Wind Turbine | 2011 | RPMA Wind Holding II, LLC | MISO | MRO | MRO-US | Delaware | IA | Wind | 40.8 | NA | NA | NA | 26.4868 | 43.6051 | 37.4787
Elk Wind Farm | -216918 | Operating | 40.8 | Wind Turbine | 2011 | Greenbacker Renewable Energy Company LLC | MISO | MRO | MRO-US | Delaware | IA | Wind | 40.8 | NA | NA | NA | 26.4868 | 43.6051 | 37.4787
Elk Wind Farm | -88482 | Operating | 40.8 | Wind Turbine | 2011 | Oxygen Partners Corporation | MISO | MRO | MRO-US | Delaware | IA | Wind | 40.8 | NA | NA | NA | 26.4868 | 43.6051 | 37.4787
Greenleaf 2 Power Plant | -107435 | Operating | 49.5 | Gas Turbine | 1989 | Lotus Infrastructure Partners | CAISO | WECC | CAMX | Sutter | CA | Gas | 49.5 | 10643 | 10272 | 10000 | 3.5443 | 14.8148 | 26.975
Endeavor | -163204 | Operating | 98.2 | Wind Turbine | 2008 | NextEra Energy Resources, LLC | MISO | MRO | MRO-US | Osceola | IA | Wind | 98.2 | NA | NA | NA | 45.4862 | 50.6554 | 42.7275
Endeavor II (Osceola Windpower II) | -167601 | Operating | 49.6 | Wind Turbine | 2008 | NextEra Energy Resources, LLC | MISO | MRO | MRO-US | Osceola | IA | Wind | 49.6 | NA | NA | NA | 46.8642 | 50.6338 | 42.3261
English Farms I Wind Project (New Wind) | -162079 | Operating | 171.5 | Wind Turbine | 2019 | Interstate Power and Light Company | MISO | MRO | MRO-US | Poweshiek | IA | Wind | 171.5 | NA | NA | NA | 34.8466 | 40.7156 | 38.8901
Estherville | -164692 | Operating | 15.6 | Internal Combustion | 1946 | City of Estherville, Iowa | MISO | MRO | MRO-US | Emmet | IA | Gas | 13.8 | 7928 | 7966 | 7565 | 0.64771 | 0.26884 | 0.32111
Greens Bayou CT | -107133 | Operating & Planned | 432 | Gas Turbine | 1976 | NRG Texas Power LLC | ERCOT | TRE | TRE | Harris | TX | Gas | 394 | 14997 | 13865 | 15420 | 2.6739 | 6.1382 | 7.3776
Fareway Customer Hosted Solar Project | -766068 | Operating | 1 | Solar | 2024 | Interstate Power and Light Company | MISO | MRO | MRO-US | Boone | IA | Solar | 1 | NA | NA | NA | NA | NA | NA
Farmers Electric Cooperative - Kalona | -193716 | Operating | 6 | Internal Combustion | 2001 | Farmers Electric Cooperative, Inc. |  | MRO | MRO-US | Johnson | IA | Oil | 6 | 8519 | 8195 | 7858 | 0.098935 | 0.15601 | 0.69444
Flying Cloud | -785722 | Operating | 43.5 | Wind Turbine | 2003 | Avangrid Renewables, LLC | MISO | MRO | MRO-US | Dickinson | IA | Wind | 43.5 | NA | NA | NA | NA | NA | NA
Fontanelle Wind Project | -170866 | Operating | 1.6 | Wind Turbine | 2012 | Forward Fontanelle Power, Llc | MISO | MRO | MRO-US | Adair | IA | Wind | 1.6 | NA | NA | NA | 37.0648 | 46.2757 | 39.462
Forest City | -3351 | Operating | 22 | Internal Combustion | 1946 | City of Forest City | MISO | MRO | MRO-US | Winnebago | IA | Oil | 21.2 | 10500 | 9922 | 10643 | 0.064616 | 0.12439 | 0.16908
Forest City Solar Project (Butter Solar) | -214106 | Operating | 3 | Solar | 2019 | BluEarth Renewables Inc. | MISO | MRO | MRO-US | Winnebago | IA | Solar | 3 | NA | NA | NA | 19.0449 | 18.9422 | 20.7116
Franklin County Solar Project | -413692 | Operating | 7 | Solar | 2022 | MidAmerican Energy Company | MISO | MRO | MRO-US | Franklin | IA | Solar | 7 | NA | NA | NA | 22.2423 | 19.3558 | NA
Franklin County Wind Farm (New Wind) | -120634 | Operating | 99 | Wind Turbine | 2012 | Interstate Power and Light Company | MISO | MRO | MRO-US | Franklin | IA | Wind | 99 | NA | NA | NA | 27.2356 | 34.7048 | 23.7712
George Neal North | -166480 | Operating | 584.1 | Steam Turbine | 1964 | Interstate Power and Light Company | MISO | MRO | MRO-US | Woodbury | IA | Coal | 514 | 11315 | 11584 | 10772 | 27.8249 | 15.0824 | 37.8174
George Neal North | -141230 | Operating | 584.1 | Steam Turbine | 1964 | MidAmerican Energy Company | MISO | MRO | MRO-US | Woodbury | IA | Coal | 514 | 11315 | 11584 | 10772 | 27.8249 | 15.0824 | 37.8174
George Neal North | -141229 | Operating | 584.1 | Steam Turbine | 1964 | MidAmerican Energy Company | MISO | MRO | MRO-US | Woodbury | IA | Coal | 514 | 11315 | 11584 | 10772 | 27.8249 | 15.0824 | 37.8174
George Neal South | -140745 | Operating | 695.9 | Steam Turbine | 1979 | MidAmerican Energy Company | MISO, SPP | MRO | MRO-US | Woodbury | IA | Coal | 651 | 11544 | 11402 | 11065 | 16.3671 | 17.9205 | 25.4187
George Neal South | -140744 | Operating | 695.9 | Steam Turbine | 1979 | MidAmerican Energy Company | MISO, SPP | MRO | MRO-US | Woodbury | IA | Coal | 651 | 11544 | 11402 | 11065 | 16.3671 | 17.9205 | 25.4187
George Neal South | -102571 | Operating | 695.9 | Steam Turbine | 1979 | Grundy Center Municipal Light & Power Department | MISO, SPP | MRO | MRO-US | Woodbury | IA | Coal | 651 | 11544 | 11402 | 11065 | 16.3671 | 17.9205 | 25.4187
George Neal South | -3539 | Operating | 695.9 | Steam Turbine | 1979 | Interstate Power and Light Company | MISO, SPP | MRO | MRO-US | Woodbury | IA | Coal | 651 | 11544 | 11402 | 11065 | 16.3671 | 17.9205 | 25.4187
George Neal South | -3538 | Operating | 695.9 | Steam Turbine | 1979 | City of Algona, Iowa | MISO, SPP | MRO | MRO-US | Woodbury | IA | Coal | 651 | 11544 | 11402 | 11065 | 16.3671 | 17.9205 | 25.4187
George Neal South | -3537 | Operating | 695.9 | Steam Turbine | 1979 | Bancroft Municipal Utilities | MISO, SPP | MRO | MRO-US | Woodbury | IA | Coal | 651 | 11544 | 11402 | 11065 | 16.3671 | 17.9205 | 25.4187
George Neal South | -3536 | Operating | 695.9 | Steam Turbine | 1979 | Cedar Falls Utilities | MISO, SPP | MRO | MRO-US | Woodbury | IA | Coal | 651 | 11544 | 11402 | 11065 | 16.3671 | 17.9205 | 25.4187
George Neal South | -3535 | Operating | 695.9 | Steam Turbine | 1979 | Spencer City of IA | MISO, SPP | MRO | MRO-US | Woodbury | IA | Coal | 651 | 11544 | 11402 | 11065 | 16.3671 | 17.9205 | 25.4187
George Neal South | -3534 | Operating | 695.9 | Steam Turbine | 1979 | City of Coon Rapids | MISO, SPP | MRO | MRO-US | Woodbury | IA | Coal | 651 | 11544 | 11402 | 11065 | 16.3671 | 17.9205 | 25.4187
George Neal South | -3533 | Operating | 695.9 | Steam Turbine | 1979 | Corn Belt Power Cooperative | MISO, SPP | MRO | MRO-US | Woodbury | IA | Coal | 651 | 11544 | 11402 | 11065 | 16.3671 | 17.9205 | 25.4187
George Neal South | -3532 | Operating | 695.9 | Steam Turbine | 1979 | City of Graettinger | MISO, SPP | MRO | MRO-US | Woodbury | IA | Coal | 651 | 11544 | 11402 | 11065 | 16.3671 | 17.9205 | 25.4187
George Neal South | -3531 | Operating | 695.9 | Steam Turbine | 1979 | Laurens City of IA | MISO, SPP | MRO | MRO-US | Woodbury | IA | Coal | 651 | 11544 | 11402 | 11065 | 16.3671 | 17.9205 | 25.4187
George Neal South | -3529 | Operating | 695.9 | Steam Turbine | 1979 | City of Milford, Iowa | MISO, SPP | MRO | MRO-US | Woodbury | IA | Coal | 651 | 11544 | 11402 | 11065 | 16.3671 | 17.9205 | 25.4187
George Neal South | -3528 | Operating | 695.9 | Steam Turbine | 1979 | NorthWestern Energy Group, Inc. | MISO, SPP | MRO | MRO-US | Woodbury | IA | Coal | 651 | 11544 | 11402 | 11065 | 16.3671 | 17.9205 | 25.4187
George Neal South | -3526 | Operating | 695.9 | Steam Turbine | 1979 | City of Webster City, Iowa | MISO, SPP | MRO | MRO-US | Woodbury | IA | Coal | 651 | 11544 | 11402 | 11065 | 16.3671 | 17.9205 | 25.4187
George Neal South | -3525 | Operating | 695.9 | Steam Turbine | 1979 | Northwest Iowa Power Cooperative | MISO, SPP | MRO | MRO-US | Woodbury | IA | Coal | 651 | 11544 | 11402 | 11065 | 16.3671 | 17.9205 | 25.4187
Gilliam South | -166674 | Operating | 4.3 | Internal Combustion | 2001 | Stuart City of IA | MISO | MRO | MRO-US | Adair | IA | Oil | 4.1 | 25000 | 19000 | 15000 | 0.0027843 | 0.083528 | 0.03898
Glacier’s Edge Wind Project | -807140 | Operating | 211.7 | Wind Turbine | 2019 | EDF power solutions North America | MISO | MRO | MRO-US | Cherokee | IA | Wind | 200 | NA | NA | NA | NA | NA | NA
Glacier’s Edge Wind Project | -226803 | Operating | 211.7 | Wind Turbine | 2019 | PGGM Infrastructure Fund | MISO | MRO | MRO-US | Cherokee | IA | Wind | 200 | NA | NA | NA | 46.3975 | 56.1687 | 49.5066
Golden Plains Wind Project | -226063 | Operating | 199.8 | Wind Turbine | 2020 | Interstate Power and Light Company | MISO | MRO | MRO-US | Kossuth | IA | Wind | 199.8 | NA | NA | NA | 42.8583 | 50.5928 | 42.2175
Gowrie | -164777 | Operating | 2.5 | Internal Combustion | 1959 | Gowrie Municipal Utilities | MISO | MRO | MRO-US | Webster | IA | Oil | 2.2 | 11500 | 15900 | 10425 | 0.020756 | 0.051889 | 0.45143
Graettinger | -767860 | Operating | 3.6 | Internal Combustion | 1942 | City of Graettinger | SPP | MRO | MRO-US | Palo Alto | IA | Oil | 3.1 | NA | NA | NA | NA | NA | NA
Grand Junction Project | -3648 | Operating | 1.7 | Internal Combustion | 1952 | City of Grand Junction | MISO | MRO | MRO-US | Greene | IA | Oil | 1.7 | 17000 | 15333 | 10391 | 0.006715 | 0.04029 | 0.15445
Great Pathfinder Wind Project | -798649 | Operating | 224.4 | Wind Turbine | 2023 | ERG S.p.A. | MISO | MRO | MRO-US | Boone | IA | Wind | 224.4 | NA | NA | NA | NA | NA | NA
Great Pathfinder Wind Project | -798648 | Operating | 224.4 | Wind Turbine | 2023 | ERG S.p.A. | MISO | MRO | MRO-US | Boone | IA | Wind | 224.4 | NA | NA | NA | NA | NA | NA
Great Pathfinder Wind Project | -798647 | Operating | 224.4 | Wind Turbine | 2023 | ERG S.p.A. | MISO | MRO | MRO-US | Boone | IA | Wind | 224.4 | NA | NA | NA | NA | NA | NA
Great Pathfinder Wind Project | -798646 | Operating | 224.4 | Wind Turbine | 2023 | Apex Clean Energy Holdings, LLC | MISO | MRO | MRO-US | Boone | IA | Wind | 224.4 | NA | NA | NA | NA | NA | NA
Greensville Power Station | -172185 | Operating | 1773.3 | Combined Cycle | 2018 | Virginia Electric and Power Company | PJM | SERC | VACAR | Greensville | VA | Gas | 1681 | 6502 | 6508 | 6524 | 69.8513 | 74.4038 | 76.8591
Greenville Electric Generating Station | -12180 | Operating | 236 | Gas Turbine | 2000 | Buckeye Power, Inc. | PJM | RFC | R-PJM | Darke | OH | Gas | 236 | 11298 | 9768 | 9589 | 3.3116 | 9.6783 | 8.977
Green Energy Machine Project | -173204 | Operating | 1.7 | Wind Turbine | 2016 | Greenfield Wind Power, Llc | MISO | MRO | MRO-US | Cass | IA | Wind | 1.7 | NA | NA | NA | 42.4187 | 48.7443 | 46.018
Greenfield Wind | -170865 | Operating | 1.6 | Wind Turbine | 2012 | Greenfield Wind Power, Llc | MISO | MRO | MRO-US | Adair | IA | Wind | 1.6 | NA | NA | NA | 33.8827 | 41.6809 | 35.2811
Grinnell College Solar Facility (Pioneer Solar) | -671171 | Operating | 4 | Solar | 2023 | Sunlight PV, LLC | MISO | MRO | MRO-US | Poweshiek | IA | Solar | 4 | NA | NA | NA | NA | NA | NA
Grinnell Wind Farm Project | -619300 | Operating | 3 | Wind Turbine | 2017 | Capital One, National Association | MISO | MRO | MRO-US | Poweshiek | IA | Wind | 3 | NA | NA | NA | NA | NA | NA
Grinnell Wind Farm Project | -172934 | Operating | 3 | Wind Turbine | 2017 | Building Energy S.p.A. | MISO | MRO | MRO-US | Poweshiek | IA | Wind | 3 | NA | NA | NA | NA | NA | NA
Grundy Center | -3732 | Operating | 8.7 | Internal Combustion | 1963 | Grundy Center Municipal Light & Power Department | SPP | MRO | MRO-US | Grundy | IA | Oil | 8.7 | NA | 7982 | 6983 | NA | 0.50911 | 1.1074
Hall T1 Wind Farm (Optimum Wind 3) | -619298 | Operating | 3 | Wind Turbine | 2017 | Capital One, National Association | MISO | MRO | MRO-US | Story | IA | Wind | 3 | NA | NA | NA | 27.1537 | 39.8402 | NA
Hall T1 Wind Farm (Optimum Wind 3) | -171614 | Operating | 3 | Wind Turbine | 2017 | Building Energy S.p.A. | MISO | MRO | MRO-US | Story | IA | Wind | 3 | NA | NA | NA | 27.1537 | 39.8402 | 34.5472
Hall T2 Wind Farm (Optimum Wind 4) | -619297 | Operating | 3 | Wind Turbine | 2017 | Capital One, National Association | MISO | MRO | MRO-US | Story | IA | Wind | 3 | NA | NA | NA | 31.5791 | 39.2047 | NA
Hall T2 Wind Farm (Optimum Wind 4) | -170765 | Operating | 3 | Wind Turbine | 2017 | Building Energy S.p.A. | MISO | MRO | MRO-US | Story | IA | Wind | 3 | NA | NA | NA | 31.5791 | 39.2047 | 41.2785
Hall T3 Wind Farm (Optimum Wind 5) | -619299 | Operating | 3 | Wind Turbine | 2017 | Capital One, National Association | MISO | MRO | MRO-US | Story | IA | Wind | 3 | NA | NA | NA | 31.1644 | 40.7572 | NA
Hall T3 Wind Farm (Optimum Wind 5) | -171616 | Operating | 3 | Wind Turbine | 2017 | Building Energy S.p.A. | MISO | MRO | MRO-US | Story | IA | Wind | 3 | NA | NA | NA | 31.1644 | 40.7572 | 37.968
Hall T4 Wind Farm (Optimum Wind 6) | -619295 | Operating | 3 | Wind Turbine | 2017 | Capital One, National Association | MISO | MRO | MRO-US | Story | IA | Wind | 3 | NA | NA | NA | 35.1522 | 41.4307 | NA
Hall T4 Wind Farm (Optimum Wind 6) | -170760 | Operating | 3 | Wind Turbine | 2017 | Building Energy S.p.A. | MISO | MRO | MRO-US | Story | IA | Wind | 3 | NA | NA | NA | 35.1522 | 41.4307 | 39.1705
Hall T5 Wind Farm (Optimum Wind 7) | -619296 | Operating | 3 | Wind Turbine | 2017 | Capital One, National Association | MISO | MRO | MRO-US | Story | IA | Wind | 3 | NA | NA | NA | 38.5578 | 46.054 | NA
Hall T5 Wind Farm (Optimum Wind 7) | -170762 | Operating | 3 | Wind Turbine | 2017 | Building Energy S.p.A. | MISO | MRO | MRO-US | Story | IA | Wind | 3 | NA | NA | NA | 38.5578 | 46.054 | 41.2785
Hancock County Wind Farm | -1109 | Operating | 98 | Wind Turbine | 2002 | NextEra Energy Resources, LLC | MISO, SPP | MRO | MRO-US | Hancock | IA | Wind | 98 | NA | NA | NA | 29.9116 | 36.3659 | 28.0629
Hankom T1 Wind Farm (Leonardo Wind 1) | -619292 | Operating | 3 | Wind Turbine | 2016 | Capital One, National Association | MISO | MRO | MRO-US | Hardin | IA | Wind | 3 | NA | NA | NA | 42.656 | 48.3752 | NA
Hankom T1 Wind Farm (Leonardo Wind 1) | -170742 | Operating | 3 | Wind Turbine | 2016 | Building Energy S.p.A. | MISO | MRO | MRO-US | Hardin | IA | Wind | 3 | NA | NA | NA | 42.656 | 48.3752 | 42.949
Hardin Hilltop Wind Farm | -663037 | Operating | 14.7 | Wind Turbine | 2007 | Clearway Energy, Inc. | MISO | MRO | MRO-US | Greene | IA | Wind | 14.7 | NA | NA | NA | 26.9756 | NA | NA
Hardin Hilltop Wind Farm | -663036 | Operating | 14.7 | Wind Turbine | 2007 | Clearway Energy, Inc. | MISO | MRO | MRO-US | Greene | IA | Wind | 14.7 | NA | NA | NA | 26.9756 | NA | NA
Hardin Hilltop Wind Farm | -166692 | Operating | 14.7 | Wind Turbine | 2007 | Greene Valley, Inc. | MISO | MRO | MRO-US | Greene | IA | Wind | 14.7 | NA | NA | NA | 26.9756 | 30.0919 | 33.3217
Harlan | -12485 | Operating | 3.4 | Internal Combustion | 2001 | City of Harlan | SPP | MRO | MRO-US | Shelby | IA | Oil | 3.2 | 14400 | NA | 13000 | 0.017837 | 0 | 0.021404
Hawkeye Wind Farm | -349588 | Operating | 35 | Wind Turbine | 2012 | RPMA Wind Holding II, LLC | MISO | MRO | MRO-US | Fayette | IA | Wind | 34 | NA | NA | NA | 32.6061 | 49.7938 | 43.8826
Hawkeye Wind Farm | -349587 | Operating | 35 | Wind Turbine | 2012 | RPMA Wind Holding II, LLC | MISO | MRO | MRO-US | Fayette | IA | Wind | 34 | NA | NA | NA | 32.6061 | 49.7938 | 43.8826
Hawkeye Wind Farm | -216917 | Operating | 35 | Wind Turbine | 2012 | Greenbacker Renewable Energy Company LLC | MISO | MRO | MRO-US | Fayette | IA | Wind | 34 | NA | NA | NA | 32.6061 | 49.7938 | 43.8826
Hawkeye Wind Farm | -89611 | Operating | 35 | Wind Turbine | 2012 | Oxygen Partners Corporation | MISO | MRO | MRO-US | Fayette | IA | Wind | 34 | NA | NA | NA | 32.6061 | 49.7938 | 43.8826
Heartland Divide II Wind Farm | -462275 | Operating | 200 | Wind Turbine | 2022 | ESI Energy, LLC | MISO | MRO | MRO-US | Audubon | IA | Wind | 200 | NA | NA | NA | 42.4683 | 33.0998 | NA
Heartland Divide Wind Project (NextEra Energy Resources) | -173884 | Operating | 103.5 | Wind Turbine | 2018 | ESI Energy, LLC | MISO | MRO | MRO-US | Audubon | IA | Wind | 103.5 | NA | NA | NA | 45.0911 | 51.2507 | 46.0917
Highland II Wind Project (Wind X) (O’Brien County) | -141264 | Operating | 250.3 | Wind Turbine | 2016 | MidAmerican Energy Company | MISO | MRO | MRO-US | O'Brien | IA | Wind | 250.3 | NA | NA | NA | 38.0644 | 45.02 | 37.4891
Highland II Wind Project (Wind X) (O’Brien County) | -141263 | Operating | 250.3 | Wind Turbine | 2016 | MidAmerican Energy Company | MISO | MRO | MRO-US | O'Brien | IA | Wind | 250.3 | NA | NA | NA | 38.0644 | 45.02 | 37.4891
Highland Wind (Wind VIII & IX Project) | -141537 | Operating | 502 | Wind Turbine | 2015 | MidAmerican Energy Company | MISO | MRO | MRO-US | O'Brien | IA | Wind | 475 | NA | NA | NA | 38.8464 | 45.0064 | 36.5472
Highland Wind (Wind VIII & IX Project) | -141536 | Operating | 502 | Wind Turbine | 2015 | MidAmerican Energy Company | MISO | MRO | MRO-US | O'Brien | IA | Wind | 475 | NA | NA | NA | 38.8464 | 45.0064 | 36.5472
Holliday Creek Solar Project | -466156 | Operating | 100 | Solar | 2022 | MidAmerican Energy Company | MISO | MRO | MRO-US | Webster | IA | Solar | 100 | NA | NA | NA | 23.3176 | 9.3678 | NA
Holliday Creek Solar Project | -466155 | Operating | 100 | Solar | 2022 | MidAmerican Energy Company | MISO | MRO | MRO-US | Webster | IA | Solar | 100 | NA | NA | NA | 23.3176 | 9.3678 | NA
Hopkinton | -164881 | Operating | 4.1 | Internal Combustion | 1973 | Hopkinton City of | MISO | MRO | MRO-US | Delaware | IA | Oil | 3.8 | 11500 | 10038 | 10591 | 0.0060082 | 0.078106 | 0.39654
Huxley Wind Farm (Michelangelo 1) | -619294 | Operating | 3 | Wind Turbine | 2017 | Capital One, National Association | MISO | MRO | MRO-US | Story | IA | Wind | 3 | NA | NA | NA | 32.618 | 46.0388 | NA
Huxley Wind Farm (Michelangelo 1) | -170746 | Operating | 3 | Wind Turbine | 2017 | Building Energy S.p.A. | MISO | MRO | MRO-US | Story | IA | Wind | 3 | NA | NA | NA | 32.618 | 46.0388 | 41.4269
Huxley Wind Farm (Michelangelo 3) | -619291 | Operating | 3 | Wind Turbine | 2017 | Capital One, National Association | MISO | MRO | MRO-US | Story | IA | Wind | 3 | NA | NA | NA | 32.7511 | 46.4003 | NA
Huxley Wind Farm (Michelangelo 3) | -170740 | Operating | 3 | Wind Turbine | 2017 | Building Energy S.p.A. | MISO | MRO | MRO-US | Story | IA | Wind | 3 | NA | NA | NA | 32.7511 | 46.4003 | 41.4269
Hy-Vee Chariton Solar Field | -773452 | Operating | 2.25 | Solar | 2024 | Interstate Power and Light Company | MISO | MRO | MRO-US | Lucas | IA | Solar | 2.25 | NA | NA | NA | NA | NA | NA
Ida Grove Wind II Project | -220336 | Operating | 201 | Wind Turbine | 2019 | MidAmerican Energy Company | MISO | MRO | MRO-US | Ida | IA | Wind | 200 | NA | NA | NA | 36.9405 | 49.0174 | 44.9267
Ida Grove Wind II Project | -220335 | Operating | 201 | Wind Turbine | 2019 | MidAmerican Energy Company | MISO | MRO | MRO-US | Ida | IA | Wind | 200 | NA | NA | NA | 36.9405 | 49.0174 | 44.9267
Ida Grove Wind Project (Wind X) | -141336 | Operating | 301.1 | Wind Turbine | 2016 | MidAmerican Energy Company | MISO | MRO | MRO-US | Ida | IA | Wind | 300 | NA | NA | NA | 35.7609 | 45.0373 | 42.3292
Ida Grove Wind Project (Wind X) | -141335 | Operating | 301.1 | Wind Turbine | 2016 | MidAmerican Energy Company | MISO | MRO | MRO-US | Ida | IA | Wind | 300 | NA | NA | NA | 35.7609 | 45.0373 | 42.3292
Independence Wind Farm | -436981 | Operating | 55.4 | Wind Turbine | 2021 | BHE Renewables, LLC | MISO | MRO | MRO-US | Delaware | IA | Wind | 54 | NA | NA | NA | 44.8328 | 52.2476 | 4.3702
Independence Wind Farm | -385458 | Operating | 55.4 | Wind Turbine | 2021 | BHE Renewables, LLC | MISO | MRO | MRO-US | Delaware | IA | Wind | 54 | NA | NA | NA | 44.8328 | 52.2476 | 4.3702
Greenwood | -138797 | Operating | 284.8 | Gas Turbine | 1975 | Evergy Missouri West, Inc. | SPP | MRO | MRO-US | Jackson | MO | Gas | 249.6 | 20127 | 25870 | 21334 | 4.6432 | 1.9313 | 1.76
Intrepid Wind | -140749 | Operating | 175.5 | Wind Turbine | 2004 | MidAmerican Energy Company | MISO | MRO | MRO-US | Sac | IA | Wind | 175.5 | NA | NA | NA | 34.562 | 40.886 | 34.2907
Intrepid Wind | -140748 | Operating | 175.5 | Wind Turbine | 2004 | MidAmerican Energy Company | MISO | MRO | MRO-US | Sac | IA | Wind | 175.5 | NA | NA | NA | 34.562 | 40.886 | 34.2907
Iowa Distributed Wind Generation Project | -12484 | Operating | 2.3 | Wind Turbine | 2000 | Westfield City of | SPP | MRO | MRO-US | Kossuth | IA | Wind | 2.3 | NA | NA | NA | 21.5753 | 25.2333 | 23.516
Iowa Distributed Wind Generation Project | -12483 | Operating | 2.3 | Wind Turbine | 2000 | Montezuma City of IA | SPP | MRO | MRO-US | Kossuth | IA | Wind | 2.3 | NA | NA | NA | 21.5753 | 25.2333 | 23.516
Iowa Distributed Wind Generation Project | -12482 | Operating | 2.3 | Wind Turbine | 2000 | Fonda City of | SPP | MRO | MRO-US | Kossuth | IA | Wind | 2.3 | NA | NA | NA | 21.5753 | 25.2333 | 23.516
Iowa Distributed Wind Generation Project | -12481 | Operating | 2.3 | Wind Turbine | 2000 | City of Estherville, Iowa | SPP | MRO | MRO-US | Kossuth | IA | Wind | 2.3 | NA | NA | NA | 21.5753 | 25.2333 | 23.516
Iowa Distributed Wind Generation Project | -12480 | Operating | 2.3 | Wind Turbine | 2000 | Ellsworth City of | SPP | MRO | MRO-US | Kossuth | IA | Wind | 2.3 | NA | NA | NA | 21.5753 | 25.2333 | 23.516
Iowa Distributed Wind Generation Project | -12479 | Operating | 2.3 | Wind Turbine | 2000 | City of Algona, Iowa | SPP | MRO | MRO-US | Kossuth | IA | Wind | 2.3 | NA | NA | NA | 21.5753 | 25.2333 | 23.516
Iowa Distributed Wind Generation Project | -4148 | Operating | 2.3 | Wind Turbine | 2000 | Cedar Falls Utilities | SPP | MRO | MRO-US | Kossuth | IA | Wind | 2.3 | NA | NA | NA | 21.5753 | 25.2333 | 23.516
Iowa Falls | -55980 | Operating | 0.65 | Hydraulic Turbine | 1926 | Renewable World Energies, Inc. | MISO | MRO | MRO-US | Hardin | IA | Water | 0.65 | NA | NA | NA | NA | NA | NA
Iowa Lakes Community College Wind | -641063 | Operating | 1.7 | Wind Turbine | 2005 | Iowa Lakes Community College | MISO | MRO | MRO-US | Emmet | IA | Wind | 1 | NA | NA | NA | 25.9132 | 52.4543 | 39.0639
Iowa Lakes Lakota Wind Farm | -168012 | Operating | 10.5 | Wind Turbine | 2009 | Iowa Lakes Electric Cooperative, Inc. | SPP | MRO | MRO-US | Kossuth | IA | Wind | 10.5 | NA | NA | NA | 34.9989 | 44.6391 | 37.1265
Iowa Lakes Superior Wind Farm | -168013 | Operating | 10.5 | Wind Turbine | 2009 | Iowa Lakes Electric Cooperative, Inc. | SPP | MRO | MRO-US | Dickinson | IA | Wind | 10.5 | NA | NA | NA | 37.8408 | 46.0459 | 38.8411
Iowa State University | -408478 | Operating | 39.8 | Steam Turbine | 1949 | Iowa State University | MISO | MRO | MRO-US | Story | IA | Gas | 39.9 | 26477 | 26388 | 25820 | 20.2298 | 28.36 | 24.6709
Iowa State University Solar Project | -764707 | Operating | 1.4 | Solar | 2024 | Alliant Energy Corporation | MISO | MRO | MRO-US | Story | IA | Solar | 1.4 | NA | NA | NA | NA | NA | NA
Iowa Wind Project | -794764 | Operating | 30 | Wind Turbine | 2017 | Nadara Limited | MISO | MRO | MRO-US | Story | IA | Wind | 30 | NA | NA | NA | NA | NA | NA
Iowa Wind Project | -755381 | Operating | 30 | Wind Turbine | 2017 | Energy Infrastructure Partners LLC | MISO | MRO | MRO-US | Story | IA | Wind | 30 | NA | NA | NA | NA | NA | NA
Iowa Wind Project | -755380 | Operating | 30 | Wind Turbine | 2017 | Eni S.p.A. | MISO | MRO | MRO-US | Story | IA | Wind | 30 | NA | NA | NA | NA | NA | NA
Ivester Wind Project (Wind XI) | -163803 | Operating | 90.8 | Wind Turbine | 2018 | MidAmerican Energy Company | MISO | MRO | MRO-US | Grundy | IA | Wind | 90 | NA | NA | NA | 40.8176 | 46.2797 | 40.4938
Ivester Wind Project (Wind XI) | -163802 | Operating | 90.8 | Wind Turbine | 2018 | MidAmerican Energy Company | MISO | MRO | MRO-US | Grundy | IA | Wind | 90 | NA | NA | NA | 40.8176 | 46.2797 | 40.4938
John Deere Dubuque Works IC | -4268 | Operating | 9 | Internal Combustion | 1994 | Deere & Company | MISO | MRO | MRO-US | Dubuque | IA | Oil | 8.4 | 10449 | 11488 | 10286 | 0.17259 | 0.10872 | 0.19026
Johnson County Hills Solar Plant | -420075 | Operating | 3 | Solar | 2022 | MidAmerican Energy Company | MISO | MRO | MRO-US | Johnson | IA | Solar | 3 | NA | NA | NA | 22.5342 | 20.6507 | NA
Johnson County Solar Plant | -182602 | Operating | 2.5 | Solar | 2015 | National Grid Renewables, LLC | MISO | MRO | MRO-US | Johnson | IA | Solar | 2.5 | NA | NA | NA | NA | NA | NA
Judge T1 Wind Project (Michelangelo Wind 4) (Napier) | -619293 | Operating | 3 | Wind Turbine | 2016 | Capital One, National Association | MISO | MRO | MRO-US | Boone | IA | Wind | 3 | NA | NA | NA | 35.2359 | 46.3356 | NA
Judge T1 Wind Project (Michelangelo Wind 4) (Napier) | -170744 | Operating | 3 | Wind Turbine | 2016 | Building Energy S.p.A. | MISO | MRO | MRO-US | Boone | IA | Wind | 3 | NA | NA | NA | 35.2359 | 46.3356 | 41.2785
Junction Hilltop Wind Farm | -170651 | Operating | 8 | Wind Turbine | 2012 | Consulting Engineers Group, Inc. | MISO | MRO | MRO-US | Greene | IA | Wind | 8 | NA | NA | NA | 34.4692 | 40.5508 | 34.7146
Keokuk | -4381 | Operating | 124.8 | Hydraulic Turbine | 1913 | Union Electric Company | MISO | SERC | GATEWY | Lee | IA | Water | 150 | NA | NA | NA | 63.5403 | 68.0978 | 72.1974
Kirkwood Community College Wind Farm | -757039 | Out of Service | 2.5 | Wind Turbine | 2012 | Kirkwood Community College, Iowa | MISO | MRO | MRO-US | Linn | IA | Wind | NA | NA | NA | NA | 1.1068 | 1.752 | 7.8618
Knoxville Industrial Power | -140931 | Operating | 16 | Internal Combustion | 2000 | MidAmerican Energy Company | MISO | MRO | MRO-US | Marion | IA | Oil | 16 | 12707 | 9811 | 11882 | 0.041381 | 0.052797 | 0.20619
Knoxville Industrial Power | -140930 | Operating | 16 | Internal Combustion | 2000 | MidAmerican Energy Company | MISO | MRO | MRO-US | Marion | IA | Oil | 16 | 12707 | 9811 | 11882 | 0.041381 | 0.052797 | 0.20619
Knoxville Substation Battery Storage | -174096 | Operating | 1.1 | Battery | 2018 | MidAmerican Energy Company | MISO | MRO | MRO-US | Marion | IA | Energy Storage | 1.1 | NA | NM | NM | 0.020756 | 0.32171 | 2.4803
Knoxville Substation Battery Storage | -174095 | Operating | 1.1 | Battery | 2018 | MidAmerican Energy Company | MISO | MRO | MRO-US | Marion | IA | Energy Storage | 1.1 | NA | NM | NM | 0.020756 | 0.32171 | 2.4803
Kossuth County Wind Farm | -251855 | Operating | 152.2 | Wind Turbine | 2020 | Wisconsin Power and Light Company | MISO | MRO | MRO-US | Kossuth | IA | Wind | 152.2 | NA | NA | NA | 39.2218 | 48.3996 | 41.234
Kossuth County Wind Project | -612554 | Operating | 70 | Wind Turbine | 2022 | Kossuth County Wind, LLC | MISO | MRO | MRO-US | Kossuth | IA | Wind | 70 | NA | NA | NA | 46.4134 | 3.9894 | NA
La Porte | -165014 | Operating | 5.4 | Internal Combustion | 1956 | La Porte City | MISO | MRO | MRO-US | Black Hawk | IA | Oil | 5.4 | 10586 | 11550 | 10378 | 0.20928 | 0.16912 | 0.64899
Lake Mills | -547212 | Operating | 17.7 | Internal Combustion | 1956 | Lake Mills City of IA | MISO | MRO | MRO-US | Winnebago | IA | Oil | 17.7 | 8182 | 9724 | NA | 0.021283 | 0.049016 | NA
Lake Mills Gas Recovery | -224969 | Operating | 4 | Internal Combustion | 2006 | WM Renewable Energy, LLC | MISO | MRO | MRO-US | Winnebago | IA | Biomass | 4 | 11971 | 12126 | 12055 | 54.7831 | 36.778 | 37.6855
Lake Park | -165018 | Operating | 4 | Internal Combustion | 1950 | Lake Park City of IA | SPP | MRO | MRO-US | Dickinson | IA | Oil | 4 | 11957 | 11697 | 4721 | 0.13413 | 0.094178 | 1.0245
Lamoni Municipal Utilities | -165025 | Operating | 10.5 | Internal Combustion | 1940 | Lamoni City of | MISO | MRO | MRO-US | Decatur | IA | Oil | 10.1 | 10765 | 10873 | 10920 | 0.15371 | 0.39898 | 0.14128
Laurel Wind Farm | -141439 | Operating | 123.4 | Wind Turbine | 2011 | MidAmerican Energy Company | MISO | MRO | MRO-US | Marshall | IA | Wind | 119.6 | NA | NA | NA | 41.1697 | 34.4325 | 34.4118
Laurel Wind Farm | -141438 | Operating | 123.4 | Wind Turbine | 2011 | MidAmerican Energy Company | MISO | MRO | MRO-US | Marshall | IA | Wind | 119.6 | NA | NA | NA | 41.1697 | 34.4325 | 34.4118
Laurens | -165042 | Operating | 9.1 | Internal Combustion | 1951 | Laurens City of IA | SPP | MRO | MRO-US | Pocahontas | IA | Oil | 8.3 | 10032 | 10300 | 9381 | 1.3135 | 0.47725 | 1.2034
Ledyard Windpower Project | -700662 | Operating | 207 | Wind Turbine | 2022 | Brookfield Renewable Partners L.P. | SPP | MRO | MRO-US | Kossuth | IA | Wind | 200 | NA | NA | NA | 38.0425 | NA | NA
Lenox | -165048 | Operating | 6.1 | Internal Combustion | 1948 | City of Lenox | MISO | MRO | MRO-US | Taylor | IA | Oil | 5.9 | 13833 | 17261 | 18057 | 0.023218 | 0.044501 | 0.50499
Greenwood CT | -3719 | Operating | 255.9 | Gas Turbine | 1999 | DTE Electric Company | MISO | RFC | R-MISO | Saint Clair | MI | Gas | 278 | 12484 | 11474 | 12497 | 5.2708 | 6.7882 | 6.9115
Linn County Solid Waste Agency | -641144 | Operating | 1.6 | Internal Combustion | 2013 | Linn County Iowa | MISO | MRO | MRO-US | Linn | IA | Biomass | 1.6 | NA | NA | NA | NA | NA | NA
Little Cedar (Buffalo Center Wind) | -170790 | Operating | 1.5 | Wind Turbine | 2011 | Buffalo Center Wind Llc | MISO | MRO | MRO-US | Mitchell | IA | Wind | 1.5 | NA | NA | NA | 37.7169 | 44.3075 | 38.8661
Lost Lakes Wind Farm | -102859 | Operating | 100 | Wind Turbine | 2009 | EDP Renewables North America LLC | MISO | MRO | MRO-US | Dickinson | IA | Wind | 100 | NA | NA | NA | 29.7766 | 39.3974 | 34.4412
Lost Lakes Wind Farm | -46027 | Operating | 100 | Wind Turbine | 2009 | EDP Renewables North America LLC | MISO | MRO | MRO-US | Dickinson | IA | Wind | 100 | NA | NA | NA | 29.7766 | 39.3974 | 34.4412
Louisa | -141041 | Operating | 811.9 | Steam Turbine | 1983 | MidAmerican Energy Company | MISO, SPP | MRO | MRO-US | Louisa | IA | Coal | 755 | 10581 | 10619 | 10454 | 54.6145 | 48.1642 | 66.6042
Louisa | -141040 | Operating | 811.9 | Steam Turbine | 1983 | MidAmerican Energy Company | MISO, SPP | MRO | MRO-US | Louisa | IA | Coal | 755 | 10581 | 10619 | 10454 | 54.6145 | 48.1642 | 66.6042
Louisa | -4751 | Operating | 811.9 | Steam Turbine | 1983 | Tipton City of IA | MISO, SPP | MRO | MRO-US | Louisa | IA | Coal | 755 | 10581 | 10619 | 10454 | 54.6145 | 48.1642 | 66.6042
Louisa | -4749 | Operating | 811.9 | Steam Turbine | 1983 | Interstate Power and Light Company | MISO, SPP | MRO | MRO-US | Louisa | IA | Coal | 755 | 10581 | 10619 | 10454 | 54.6145 | 48.1642 | 66.6042
Louisa | -4748 | Operating | 811.9 | Steam Turbine | 1983 | City of Harlan | MISO, SPP | MRO | MRO-US | Louisa | IA | Coal | 755 | 10581 | 10619 | 10454 | 54.6145 | 48.1642 | 66.6042
Louisa | -4747 | Operating | 811.9 | Steam Turbine | 1983 | City of Geneseo, Illinois | MISO, SPP | MRO | MRO-US | Louisa | IA | Coal | 755 | 10581 | 10619 | 10454 | 54.6145 | 48.1642 | 66.6042
Louisa | -4746 | Operating | 811.9 | Steam Turbine | 1983 | Eldridge City Utilities | MISO, SPP | MRO | MRO-US | Louisa | IA | Coal | 755 | 10581 | 10619 | 10454 | 54.6145 | 48.1642 | 66.6042
Louisa | -4745 | Operating | 811.9 | Steam Turbine | 1983 | Central Iowa Power Cooperative | MISO, SPP | MRO | MRO-US | Louisa | IA | Coal | 755 | 10581 | 10619 | 10454 | 54.6145 | 48.1642 | 66.6042
Louisa | -4744 | Operating | 811.9 | Steam Turbine | 1983 | Waverly Communications Utility | MISO, SPP | MRO | MRO-US | Louisa | IA | Coal | 755 | 10581 | 10619 | 10454 | 54.6145 | 48.1642 | 66.6042
Lundgren Wind (Wind VIII Project) | -141561 | Operating | 251 | Wind Turbine | 2014 | MidAmerican Energy Company | MISO | MRO | MRO-US | Webster | IA | Wind | 250 | NA | NA | NA | 36.7964 | 43.87 | 37.4975
Lundgren Wind (Wind VIII Project) | -141560 | Operating | 251 | Wind Turbine | 2014 | MidAmerican Energy Company | MISO | MRO | MRO-US | Webster | IA | Wind | 250 | NA | NA | NA | 36.7964 | 43.87 | 37.4975
Luther College Wind Project | -168777 | Operating | 1.6 | Wind Turbine | 2011 | Luther College Wind Energy Project, LLC | MISO | MRO | MRO-US | Winneshiek | IA | Wind | 1.6 | NA | NA | NA | 0.071347 | 17.6013 | 17.3373
Macksburg Wind (Wind VIII Project) | -141571 | Operating | 119.6 | Wind Turbine | 2014 | MidAmerican Energy Company | MISO | MRO | MRO-US | Madison | IA | Wind | 119.6 | NA | NA | NA | 30.7638 | 35.918 | 29.2169
Macksburg Wind (Wind VIII Project) | -141570 | Operating | 119.6 | Wind Turbine | 2014 | MidAmerican Energy Company | MISO | MRO | MRO-US | Madison | IA | Wind | 119.6 | NA | NA | NA | 30.7638 | 35.918 | 29.2169
Madison DPC Solar Project | -777885 | Operating | 1.5 | Solar | 2019 | Engie 2020 PROJECTCO-IL4 LLC | MISO | MRO | MRO-US | Winneshiek | IA | Solar | 1.5 | NA | NA | NA | NA | NA | NA
Mahaska Prairie Wind Project (Wind XI) | -141451 | Operating | 174.7 | Wind Turbine | 2017 | MidAmerican Energy Company | MISO | MRO | MRO-US | Mahaska | IA | Wind | 173.7 | NA | NA | NA | 37.2932 | 42.014 | 40.2511
Mahaska Prairie Wind Project (Wind XI) | -141450 | Operating | 174.7 | Wind Turbine | 2017 | MidAmerican Energy Company | MISO | MRO | MRO-US | Mahaska | IA | Wind | 173.7 | NA | NA | NA | 37.2932 | 42.014 | 40.2511
Manning | -165104 | Operating | 7.9 | Internal Combustion | 1928 | City of Manning | SPP | MRO | MRO-US | Carroll | IA | Oil | 7.9 | NA | NA | 10330 | -0.088145 | -0.062135 | 1.1285
Maple City Solar Project | -612566 | Operating | 1.5 | Solar | 2022 | Greenbacker Renewable Energy Corporation | MISO | MRO | MRO-US | Mitchell | IA | Solar | 1.5 | NA | NA | NA | 21.8417 | NA | NA
Maquoketa | -55984 | Operating | 1.2 | Hydraulic Turbine | 1924 | Renewable World Energies, Inc. | MISO | MRO | MRO-US | Jackson | IA | Water | 1.2 | NA | NA | NA | 40.9627 | 50.8181 | 58.5712
Maquoketa 1 | -165105 | Operating | 24.4 | Internal Combustion | 1938 | City of Maquoketa, Iowa | MISO | MRO | MRO-US | Jackson | IA | Gas | 22.8 | NA | NA | NA | 0.013018 | -0.087619 | -0.25735
Maquoketa 2 | -12546 | Operating | 8 | Internal Combustion | 2001 | City of Maquoketa, Iowa | MISO | MRO | MRO-US | Jackson | IA | Oil | 5.1 | NA | NA | NA | -0.46781 | -0.4029 | -0.39842
Marshall Wind (GWE 1) | -349607 | Operating | 2 | Wind Turbine | 2016 | RPM Access LLC | MISO | MRO | MRO-US | Dallas | IA | Wind | 2 | NA | NA | NA | NA | NA | NA
Marshall Wind (GWE 1) | -349606 | Operating | 2 | Wind Turbine | 2016 | RPM Access LLC | MISO | MRO | MRO-US | Dallas | IA | Wind | 2 | NA | NA | NA | NA | NA | NA
Marshall Wind (GWE 1) | -349605 | Operating | 2 | Wind Turbine | 2016 | RPM Access LLC | MISO | MRO | MRO-US | Dallas | IA | Wind | 2 | NA | NA | NA | NA | NA | NA
Marshall Wind (GWE 2) | -349623 | Operating | 2 | Wind Turbine | 2016 | RPM Access LLC | MISO | MRO | MRO-US | Dallas | IA | Wind | 2 | NA | NA | NA | NA | NA | NA
Marshall Wind (GWE 2) | -349622 | Operating | 2 | Wind Turbine | 2016 | RPM Access LLC | MISO | MRO | MRO-US | Dallas | IA | Wind | 2 | NA | NA | NA | NA | NA | NA
Marshall Wind (GWE 2) | -349621 | Operating | 2 | Wind Turbine | 2016 | RPM Access LLC | MISO | MRO | MRO-US | Dallas | IA | Wind | 2 | NA | NA | NA | NA | NA | NA
Gregory Power | -692237 | Operating | 432 | Combined Cycle | 2000 | Cheniere Energy, Inc. | ERCOT | TRE | TRE | San Patricio | TX | Gas | 411 | 9626 | NA | NA | 13.3482 | NA | NA
Marshalltown Battery Storage Project | -591375 | Operating | 0.3 | Battery | 2020 | Interstate Power and Light Company | MISO | MRO | MRO-US | Marshall | IA | Energy Storage | 0.3 | NA | NM | NM | 4.9467 | 4.6423 | 5.0989
Griffith Generating Station | -670446 | Operating | 655 | Combined Cycle | 2002 | Griffith Energy, LLC |  | WECC | AZNMSN | Mohave | AZ | Gas | 570 | 7262 | 7252 | 7220 | 73.5134 | 59.5774 | 69.0741
Marshalltown Solar Garden | -256331 | Operating | 2.6 | Solar | 2020 | Interstate Power and Light Company | MISO | MRO | MRO-US | Marshall | IA | Solar | 2.6 | NA | NA | NA | 17.2506 | 17.6545 | 20.5348
Mason City (Dante Wind 1-5) | -171733 | Operating | 10 | Wind Turbine | 2017 | Mason Wind LLC | MISO | MRO | MRO-US | Cerro Gordo | IA | Wind | 10 | NA | NA | NA | NA | NA | NA
Mason Wind Fairbank (Dante Wind 6) | -172545 | Operating | 6 | Wind Turbine | 2017 | Mason Wind LLC | MISO | MRO | MRO-US | Fayette | IA | Wind | 6 | NA | NA | NA | NA | NA | NA
Mason Wind Perry Farm | -173449 | Operating | 6 | Wind Turbine | 2017 | Mason Wind LLC | MISO | MRO | MRO-US | Dallas | IA | Wind | 6 | NA | NA | NA | NA | NA | NA
McGregor | -220304 | Operating | 1.5 | Internal Combustion | 1941 | McGregor City of | MISO | MRO | MRO-US | Clayton | IA | Oil | 1.5 | 13000 | 12273 | NA | 0.030441 | 0.083714 | 0.098935
Meadow Ridge Wind Farm | -170869 | Operating | 1.6 | Wind Turbine | 2012 | Meadow Ridge Wind Energy, Llc | MISO | MRO | MRO-US | Adair | IA | Wind | 1.6 | NA | NA | NA | 36.016 | 40.3039 | 31.1002
Grossmont Hospital | -662987 | Operating | 4.5 | Gas Turbine | 1983 | Grossmont Hospital Corporation | CAISO | WECC | CAMX | San Diego | CA | Gas | 4.4 | 13684 | 10541 | 8588 | 71.2251 | 75.262 | 75.4385
Groton Generation Station | -165919 | Operating | 216.4 | Gas Turbine | 2006 | Basin Electric Power Cooperative | SPP | MRO | MRO-US | Brown | SD | Gas | 188 | 10609 | 11265 | 10176 | 12.2595 | 9.6958 | 10.9729
Metro Methane Recovery Facility | -165143 | Operating | 11.2 | Internal Combustion | 1998 | Metro Waste Authority | MISO | MRO | MRO-US | Polk | IA | Biomass | 11.2 | 11494 | 11475 | 11539 | 83.052 | 85.7917 | 89.144
Metro Methane Recovery Facility | -165142 | Operating | 11.2 | Internal Combustion | 1998 | WM Renewable Energy, LLC | MISO | MRO | MRO-US | Polk | IA | Biomass | 11.2 | 11494 | 11475 | 11539 | 83.052 | 85.7917 | 89.144
MGE Saratoga Wind Farm | -163769 | Operating | 66 | Wind Turbine | 2019 | Madison Gas and Electric Company | MISO | MRO | MRO-US | Howard | IA | Wind | 66 | NA | NA | NA | 44.9166 | 48.9105 | 45.8482
Milford, IA | -165155 | Operating | 6.5 | Internal Combustion | 1938 | City of Milford, Iowa | SPP | MRO | MRO-US | Dickinson | IA | Oil | 6.5 | 10561 | 10042 | 10435 | 1.0836 | 0.50404 | 0.96944
Montezuma | -165180 | Operating | 9.8 | Internal Combustion | 1940 | Montezuma City of IA | MISO | MRO | MRO-US | Poweshiek | IA | Oil | 9.8 | 11124 | 11754 | 11699 | 0.15958 | 0.14677 | 0.24345
Morning Light Wind Project | -141490 | Operating | 110.9 | Wind Turbine | 2012 | MidAmerican Energy Company | MISO | MRO | MRO-US | Adair | IA | Wind | 100.9 | NA | NA | NA | 39.7913 | 36.7509 | 36.5001
Morning Light Wind Project | -141489 | Operating | 110.9 | Wind Turbine | 2012 | MidAmerican Energy Company | MISO | MRO | MRO-US | Adair | IA | Wind | 100.9 | NA | NA | NA | 39.7913 | 36.7509 | 36.5001
Mount Pleasant IC | -5263 | Operating | 24 | Internal Combustion | 1966 | Mt Pleasant City of IA | MISO | MRO | MRO-US | Henry | IA | Oil | 24 | 8850 | 8931 | 8922 | 0.028539 | 0.29633 | 0.51513
Muscatine CHP Plant | -761479 | Operating | 293.5 | Steam Turbine | 1958 | Board of Water Electric & Communications | MISO | MRO | MRO-US | Muscatine | IA | Coal | 206 | NA | NA | NA | NA | NA | NA
GTAA Cogeneration | -166259 | Operating | 117 | Combined Cycle | 2006 | Greater Toronto Airports Authority | Ontario | NPCC | ONT |  |  | Gas | 117 | NA | NA | NA | NA | NA | NA
NCAH Central Utility Plant - IC | -752465 | Operating | 11.1 | Internal Combustion | 1996 | United States Department of Agriculture | MISO | MRO | MRO-US | Story | IA | Oil | 11.1 | 10804 | NA | NA | 0.093051 | NA | NA
Neppel Energy Wind Project | -168746 | Operating | 1.5 | Wind Turbine | 2004 | Neppel Energy Llc | MISO | MRO | MRO-US | Emmet | IA | Wind | 1.5 | NA | NA | NA | NA | NA | NA
New Hampton | -5371 | Operating | 26.5 | Internal Combustion | 1967 | City of New Hampton | SPP | MRO | MRO-US | Chickasaw | IA | Gas | 24.1 | 6280 | NM | 9573 | 1.1349 | 0.53051 | 1.1624
New Harvest Wind Power Project | -785810 | Operating | 100 | Wind Turbine | 2012 | Avangrid Renewables, LLC | MISO, PJM | RFC | R-PJM | Crawford | IA | Wind | 100 | NA | NA | NA | NA | NA | NA
New London IC Plant | -25130 | Operating | 8 | Internal Combustion | 2000 | New London Municipal Utilities | MISO | MRO | MRO-US | Henry | IA | Oil | 8 | NA | NA | NA | NA | NA | NA
NLMU Wind Farm (Southeast Iowa) | -170852 | Operating | 1.5 | Wind Turbine | 2011 | New London Municipal Utilities | MISO | MRO | MRO-US | Henry | IA | Wind | 1.5 | NA | NA | NA | 35.6925 | 45.0761 | 38.6377
North | -165266 | Operating | 25.1 | Internal Combustion | 1948 | Waverly Communications Utility | MISO | MRO | MRO-US | Bremer | IA | Oil | 25.1 | 10356 | 16108 | 10162 | 0.10097 | 0.088686 | 0.28152
North (IA) | -166673 | Operating | 8 | Internal Combustion | 2002 | Greenfield City of IA | MISO | MRO | MRO-US | Adair | IA | Oil | 8 | 9913 | 10297 | 10048 | 0.065639 | 0.10559 | 0.17979
North English Wind Project (Wind XI) | -252352 | Operating | 340 | Wind Turbine | 2018 | MidAmerican Energy Company | MISO | MRO | MRO-US | Poweshiek | IA | Wind | 340 | NA | NA | NA | 43.1676 | 49.2967 | 41.5896
North English Wind Project (Wind XI) | -252351 | Operating | 340 | Wind Turbine | 2018 | MidAmerican Energy Company | MISO | MRO | MRO-US | Poweshiek | IA | Wind | 340 | NA | NA | NA | 43.1676 | 49.2967 | 41.5896
North Plant | -747048 | Operating | 2.3 | Internal Combustion | 2002 | Brooklyn City of | MISO | MRO | MRO-US | Poweshiek | IA | Oil | 2 | 13000 | NA | NA | 0.022831 | NA | NA
Oakdale Renewable Energy Plant | -168182 | Operating | 2.8 | Internal Combustion | 2010 | University of Iowa | MISO | MRO | MRO-US | Johnson | IA | Gas | 2.8 | NA | NM | NA | 0 | 1.4147 | 1.3006
Ogden | -5585 | Operating | 3.9 | Internal Combustion | 1951 | City of Ogden | MISO | MRO | MRO-US | Boone | IA | Oil | 4 | 25250 | 12567 | 10121 | 0.011416 | 0.085616 | 0.65925
Orient Wind Farm (Wind XI) | -220329 | Operating | 500.8 | Wind Turbine | 2018 | MidAmerican Energy Company | MISO | MRO | MRO-US | Adair | IA | Wind | 500 | NA | NA | NA | 39.7379 | 48.8698 | 42.1351
Orient Wind Farm (Wind XI) | -220328 | Operating | 500.8 | Wind Turbine | 2018 | MidAmerican Energy Company | MISO | MRO | MRO-US | Adair | IA | Wind | 500 | NA | NA | NA | 39.7379 | 48.8698 | 42.1351
Osage Solar Project | -173698 | Operating | 0.8 | Solar | 2016 | City of Osage, Iowa | MISO | MRO | MRO-US | Mitchell | IA | Solar | 0.8 | NA | NA | NA | 14.6119 | 14.4549 | 15.097
Osage Wind Project | -168714 | Operating | 1.6 | Wind Turbine | 2009 | City of Osage, Iowa | MISO | MRO | MRO-US | Mitchell | IA | Wind | 1.5 | NA | NA | NA | 21.8493 | 34.0259 | 32.0091
Osage, IA | -5652 | Operating | 16.6 | Internal Combustion | 1963 | City of Osage, Iowa | MISO | MRO | MRO-US | Mitchell | IA | Gas | 16.3 | NA | NA | NA | -0.074936 | -0.052525 | -0.045522
Guadalupe Energy Center | -745032 | Operating | 1088.2 | Combined Cycle | 2000 | Calpine Corporation | ERCOT | TRE | TRE | Guadalupe | TX | Gas | 1042 | 7097 | 6943 | 6990 | 77.1171 | 65.5634 | 50.0052
Ottumwa | -140684 | Operating | 725.9 | Steam Turbine | 1981 | MidAmerican Energy Company | MISO | MRO | MRO-US | Wapello | IA | Coal | 719.7 | 11070 | 10703 | 10550 | 49.8149 | 53.1822 | 65.7725
Ottumwa | -140683 | Operating | 725.9 | Steam Turbine | 1981 | MidAmerican Energy Company | MISO | MRO | MRO-US | Wapello | IA | Coal | 719.7 | 11070 | 10703 | 10550 | 49.8149 | 53.1822 | 65.7725
Ottumwa | -5671 | Operating | 725.9 | Steam Turbine | 1981 | Interstate Power and Light Company | MISO | MRO | MRO-US | Wapello | IA | Coal | 719.7 | 11070 | 10703 | 10550 | 49.8149 | 53.1822 | 65.7725
Ottumwa Hydro | -5673 | Operating | 3.2 | Hydraulic Turbine | 1931 | Ottumwa Waterworks & Hydro | MISO | MRO | MRO-US | Wapello | IA | Water | 2.2 | NA | NA | NA | 18.7643 | 22.8917 | 29.9658
Palo Alto Wind Energy Project (Invenergy) | -316829 | Operating | 340 | Wind Turbine | 2020 | MidAmerican Energy Company | MISO, SPP | MRO | MRO-US | Palo Alto | IA | Wind | 340 | NA | NA | NA | 47.7366 | 54.7775 | 47.608
Panora | -5733 | Operating | 4.5 | Internal Combustion | 1988 | Panora City of | MISO | MRO | MRO-US | Guthrie | IA | Oil | 4.5 | 14400 | 10174 | 10200 | 0.012684 | 0.058346 | 0.10147
Pella IC | -166699 | Operating | 28 | Internal Combustion | 2001 | City of Pella, Iowa | SPP | MRO | MRO-US | Marion | IA | Oil | 25.2 | 10623 | 10294 | 10841 | 0.13228 | 0.41132 | 0.23873
Penford Products | -39803 | Operating | 6.1 | Internal Combustion | 2003 | Industrial Energy Applications, Inc. | MISO | MRO | MRO-US | Linn | IA | Oil | 6.1 | 15316 | 15296 | 17385 | 0.14223 | 0.050528 | 0.024328
Perry Customer Hosted 1MW Solar Project | -773453 | Operating | 1 | Solar | 2024 | Interstate Power and Light Company | MISO | MRO | MRO-US | Dallas | IA | Solar | 1 | NA | NA | NA | NA | NA | NA
Pioneer Prairie Wind Farm | -102718 | Operating | 300 | Wind Turbine | 2008 | EDP Renewables North America LLC | MISO | SERC | CENTRL | Mitchell | IA | Wind | 300 | NA | NA | NA | 28.9076 | 38.9048 | 29.8254
Pioneer Prairie Wind Farm | -90158 | Operating | 300 | Wind Turbine | 2008 | Axium Infrastructure Inc. | MISO | SERC | CENTRL | Mitchell | IA | Wind | 300 | NA | NA | NA | 28.9076 | 38.9048 | 29.8254
Pioneer Prairie Wind Farm | -90154 | Operating | 300 | Wind Turbine | 2008 | EDP Renewables North America LLC | MISO | SERC | CENTRL | Mitchell | IA | Wind | 300 | NA | NA | NA | 28.9076 | 38.9048 | 29.8254
Pleasant Creek Solar I (Duane Arnold I) | -798333 | Operating | 50 | Solar | 2024 | Interstate Power and Light Company | MISO | MRO | MRO-US | Linn | IA | Solar | 50 | NA | NA | NA | NA | NA | NA
Pleasant Creek Solar II (Duane Arnold II) | -798323 | Operating | 150 | Solar | 2024 | Interstate Power and Light Company | MISO | MRO | MRO-US | Linn | IA | Solar | 150 | NA | NA | NA | NA | NA | NA
Guadalupe Energy Center | -745031 | Operating | 1088.2 | Combined Cycle | 2000 | Calpine Corporation | ERCOT | TRE | TRE | Guadalupe | TX | Gas | 1042 | 7097 | 6943 | 6990 | 77.1171 | 65.5634 | 50.0052
Guernsey Power Station | -669490 | Operating | 2055 | Combined Cycle | 2023 | Apex Power Group, Inc | PJM | RFC | R-PJM | Guernsey | OH | Gas | 1875 | 6488 | NA | NA | 49.6498 | NA | NA
Plymouth Wind Farm Project | -439015 | Operating | 202.7 | Wind Turbine | 2022 | MidAmerican Energy Company | MISO | MRO | MRO-US | Plymouth | IA | Wind | 200 | NA | NA | NA | 44.0729 | 47.242 | NA
Plymouth Wind Farm Project | -439014 | Operating | 202.7 | Wind Turbine | 2022 | MidAmerican Energy Company | MISO | MRO | MRO-US | Plymouth | IA | Wind | 200 | NA | NA | NA | 44.0729 | 47.242 | NA
Pocahontas Generation | -167120 | Operating | 4 | Internal Combustion | 2006 | City of Pocahontas | MISO | MRO | MRO-US | Pocahontas | IA | Oil | 3.8 | 12000 | NA | NA | 0.036049 | 0 | 0
Pocahontas Prairie Wind Farm (Pomeroy Wind) | -224621 | Operating | 80 | Wind Turbine | 2012 | MidAmerican Energy Company | MISO | MRO | MRO-US | Pocahontas | IA | Wind | 80 | NA | NA | NA | 52.8789 | 58.1079 | 25.2308
Pocahontas Prairie Wind Farm (Pomeroy Wind) | -224620 | Operating | 80 | Wind Turbine | 2012 | MidAmerican Energy Company | MISO | MRO | MRO-US | Pocahontas | IA | Wind | 80 | NA | NA | NA | 52.8789 | 58.1079 | 25.2308
POET Biorefining - Gowrie Project | -250737 | Operating | 5 | Steam Turbine | 2018 | POET, LLC | MISO | MRO | MRO-US | Webster | IA | Gas | 5 | NA | NM | NA | 40.9315 | 48.6256 | 48.9429
POET Biorefining - Hanlontown Project | -250039 | Operating | 4 | Steam Turbine | 2019 | POET, LLC | MISO | MRO | MRO-US | Worth | IA | Gas | 4 | NA | NM | NA | 45.9304 | 40.2483 | 41.4869
POET Biorefining - Jewell Project | -250033 | Operating | 5 | Steam Turbine | 2019 | POET, LLC | SPP | MRO | MRO-US | Hamilton | IA | Gas | 5 | NA | NM | NA | 48.7078 | 50.1575 | 50.4292
POET Biorefining LLC - Corning Project | -250733 | Operating | 5 | Steam Turbine | 2018 | POET, LLC | MISO | MRO | MRO-US | Adams | IA | Gas | 5 | NA | NM | NA | 34.2626 | 49.8265 | 47.2854
Pomeroy | -141177 | Operating | 286.4 | Wind Turbine | 2007 | MidAmerican Energy Company | MISO | MRO | MRO-US | Pocahontas | IA | Wind | 296.9 | NA | NA | NA | 37.0669 | 43.8003 | 35.7443
Pomeroy | -141176 | Operating | 286.4 | Wind Turbine | 2007 | MidAmerican Energy Company | MISO | MRO | MRO-US | Pocahontas | IA | Wind | 296.9 | NA | NA | NA | 37.0669 | 43.8003 | 35.7443
Port Neal Solar Project | -410419 | Operating | 4 | Solar | 2022 | MidAmerican Energy Company | MISO | MRO | MRO-US | Woodbury | IA | Solar | 4 | NA | NA | NA | 20.9418 | 22.1604 | NA
Prairie Creek | -165417 | Operating | 213.4 | Steam Turbine | 1951 | Interstate Power and Light Company | MISO | MRO | MRO-US | Linn | IA | Gas | 176 | 22288 | 20788 | 21817 | 5.2956 | 8.8394 | 5.6086
Prescott Wind Farm Project | -780975 | Operating | 38.7 | Wind Turbine | 2024 | RPM Access LLC | MISO | MRO | MRO-US | Adams | IA | Wind | 38.7 | NA | NA | NA | NA | NA | NA
Prescott Wind Farm Project | -780974 | Operating | 38.7 | Wind Turbine | 2024 | Oxygen Partners Corporation | MISO | MRO | MRO-US | Adams | IA | Wind | 38.7 | NA | NA | NA | NA | NA | NA
Preston, IA | -744766 | Operating | 3.6 | Internal Combustion | 1947 | Preston City of | MISO | MRO | MRO-US | Jackson | IA | Oil | 3.8 | 14491 | 17800 | 32619 | 0.15922 | 0.030041 | 0.063086
Red Rock Hydro | -361650 | Operating | 55.2 | Hydraulic Turbine | 2021 | Western Minnesota Municipal Power Agency | MISO | MRO | MRO-US | Marion | IA | Water | 55 | NA | NA | NA | 21.501 | 21.434 | 7.0315
Richland Wind Farm | -250081 | Operating | 130.9 | Wind Turbine | 2020 | Interstate Power and Light Company | MISO | MRO | MRO-US | Sac | IA | Wind | 130.9 | NA | NA | NA | 45.41 | 46.3004 | 41.9074
Rippey Wind Project | -256186 | Operating | 50 | Wind Turbine | 2012 | Greenbacker Renewable Energy Company LLC | MISO | MRO | MRO-US | Greene | IA | Wind | 50 | NA | NA | NA | 34.4941 | 36.5146 | 28.439
Guernsey Power Station | -669489 | Operating | 2055 | Combined Cycle | 2023 | Caithness Energy LLC | PJM | RFC | R-PJM | Guernsey | OH | Gas | 1875 | 6488 | NA | NA | 49.6498 | NA | NA
Gulf Clean Energy Center CT (Crist) | -420929 | Operating | 972.4 | Gas Turbine | 2021 | Florida Power & Light Company |  | SERC | FP | Escambia | FL | Gas | 934.2 | 10943 | 10825 | NA | 4.8151 | 3.2705 | NA
Rock Rapids | -6324 | Operating | 2.5 | Internal Combustion | 1968 | Rock Rapids Municipal Utility | SPP | MRO | MRO-US | Lyon | IA | Oil | 2.5 | 11917 | 10250 | 9862 | 0.054795 | 0.073059 | 0.99087
Rockford | -6330 | Operating | 2.9 | Internal Combustion | 1951 | Rockford City of | MISO | MRO | MRO-US | Floyd | IA | Oil | 2.9 | NA | 7500 | 7846 | 0 | 0.062982 | 0.051173
Roeder Family Wind Farm | -82256 | Operating | 1.6 | Wind Turbine | 2011 | 5045 Wind Partners, LLC | MISO | MRO | MRO-US | Worth | IA | Wind | 1.6 | NA | NA | NA | 36.1087 | 42.5942 | 35.5094
Rolling Hills Wind Farm | -747580 | Operating | 429.34 | Wind Turbine | 2011 | MidAmerican Energy Company | MISO | MRO | MRO-US | Cass | IA | Wind | 429.34 | NA | NA | NA | 40.0007 | NA | NA
Rolling Hills Wind Farm | -747579 | Operating | 429.34 | Wind Turbine | 2011 | MidAmerican Energy Company | MISO | MRO | MRO-US | Cass | IA | Wind | 429.34 | NA | NA | NA | 40.0007 | NA | NA
H. Gonzales | -12231 | Operating | 11.8 | Gas Turbine | 1987 | City of Vernon, California | CAISO | WECC | CAMX | Los Angeles | CA | Gas | 11.8 | 13364 | 13928 | 13318 | 0.28732 | 0.36278 | 0.38987
Roquette America ST Plant | -163610 | Operating | 34.4 | Steam Turbine | 2007 | Roquette America, Inc. | MISO | MRO | MRO-US | Lee | IA | Coal | 32 | NA | NA | 41215 | 0 | 0 | 13.2477
Roseman Wind Farm | -218581 | Operating | 1.8 | Wind Turbine | 2017 | Roseman Energy, LLC | MISO | MRO | MRO-US | Cass | IA | Wind | 1.8 | NA | NA | NA | 43.9561 | 52.1499 | 39.688
Sac County Wind Plant | -787498 | Operating | 80 | Wind Turbine | 2021 | XPLR Infrastructure, LP |  | SERC | DELTA | Sac | IA | Wind | 80 | NA | NA | NA | 46.8833 | NA | NA
Shenandoah | -141143 | Operating | 20 | Internal Combustion | 2000 | MidAmerican Energy Company | MISO | MRO | MRO-US | Page | IA | Oil | 20 | 10474 | 10289 | 10812 | 0.044521 | 0.05137 | 0.1758
Shenandoah | -141142 | Operating | 20 | Internal Combustion | 2000 | MidAmerican Energy Company | MISO | MRO | MRO-US | Page | IA | Oil | 20 | 10474 | 10289 | 10812 | 0.044521 | 0.05137 | 0.1758
Sibley Number One | -6706 | Operating | 5.2 | Internal Combustion | 1971 | City of Sibley, Iowa | MISO | MRO | MRO-US | Osceola | IA | Oil | 5.1 | 13533 | 13410 | 8667 | 0.033575 | 0.087295 | 0.21488
Sibley Number Two | -6707 | Operating | 1.1 | Internal Combustion | 1987 | City of Sibley, Iowa | MISO | MRO | MRO-US | Osceola | IA | Oil | 1.1 | 10765 | 12857 | 10103 | 0.17642 | 0.36322 | 0.70569
Sibley Wind Farm | -482624 | Operating | 1.2 | Wind Turbine | 1997 | Northern Alternative Energy, Inc. | MISO | MRO | MRO-US | Osceola | IA | Wind | 1.2 | NA | NA | NA | NA | NA | NA
Sibley Wind Farm | -482623 | Operating | 1.2 | Wind Turbine | 1997 | Northern Alternative Energy, Inc. | MISO | MRO | MRO-US | Osceola | IA | Wind | 1.2 | NA | NA | NA | NA | NA | NA
Sibley Wind Farm | -54478 | Operating | 1.2 | Wind Turbine | 1997 | Northern Alternative Energy, Inc. | MISO | MRO | MRO-US | Osceola | IA | Wind | 1.2 | NA | NA | NA | NA | NA | NA
Sky Volt Wind Farm | -170870 | Operating | 1.6 | Wind Turbine | 2012 | Sky Volt, Llc | MISO | MRO | MRO-US | Adair | IA | Wind | 1.6 | NA | NA | NA | 28.6387 | 43.2078 | 30.8005
South Plant | -6821 | Operating | 12 | Internal Combustion | 2000 | Waverly Communications Utility | MISO | MRO | MRO-US | Bremer | IA | Oil | 11.4 | 9696 | 13208 | 9704 | 0.079108 | 0.053072 | 0.054074
South Strawberry | -12548 | Operating | 3.6 | Internal Combustion | 2002 | Strawberry Point City of | MISO | MRO | MRO-US | Clayton | IA | Oil | 3.6 | 9833 | 9231 | 9854 | 0.038052 | 0.082445 | 0.13001
Southern Hills Wind Project | -758672 | Operating | 254.1 | Wind Turbine | 2021 | MidAmerican Energy Company | MISO | MRO | MRO-US | Union | IA | Wind | 250 | NA | NA | NA | 34.7441 | 41.1749 | 27.2931
Southern Hills Wind Project | -758671 | Operating | 254.1 | Wind Turbine | 2021 | MidAmerican Energy Company | MISO | MRO | MRO-US | Union | IA | Wind | 250 | NA | NA | NA | 34.7441 | 41.1749 | 27.2931
H. Wilson Sundt CT | -78046 | Operating | 54 | Gas Turbine | 1972 | Tucson Electric Power Company |  | WECC | AZNMSN | Pima | AZ | Gas | 53.6 | 17660 | 16718 | 14132 | 0.1248 | 1.8056 | 2.1051
Spirit Lake Schools | -18525 | Operating | 1 | Wind Turbine | 1993 | Spirit Lake Community School District | MISO | MRO | MRO-US | Dickinson | IA | Wind | 1 | NA | NA | NA | NA | NA | NA
State Center | -6967 | Operating | 6.3 | Internal Combustion | 1972 | City of State Center | MISO | MRO | MRO-US | Marshall | IA | Oil | 6.3 | 11627 | 10988 | 29090 | 0.092411 | 0.14677 | 0.84439
Storm Lake I | -84122 | Operating | 113.9 | Wind Turbine | 1999 | ALLETE Clean Energy, Inc. | MISO | MRO | MRO-US | Buena Vista | IA | Wind | 105.7 | NA | NA | NA | 10.2031 | 11.8347 | 10.6216
Storm Lake II | -83324 | Operating | 80.2 | Wind Turbine | 1999 | ALLETE Clean Energy, Inc. | MISO | MRO | MRO-US | Buena Vista | IA | Wind | 76.5 | NA | NA | NA | 18.7482 | 23.9466 | 22.9522
Story City | -165629 | Operating | 13.9 | Internal Combustion | 1964 | City of Story City, Iowa | MISO | MRO | MRO-US | Story | IA | Oil | 13.6 | 10798 | 10759 | 9952 | 0.19557 | 0.97368 | 0.75124
Story City Wind Project | -172030 | Operating | 1.5 | Wind Turbine | 2011 | Hamilton Wind Energy, Llc | MISO | MRO | MRO-US | Story | IA | Wind | 1.5 | NA | NA | NA | 19.4825 | 43.1126 | 39.8478
Story County II - Garden Wind | -787360 | Operating | 150 | Wind Turbine | 2009 | XPLR Infrastructure, LP | MISO | MRO | MRO-US | Hardin | IA | Wind | 150 | NA | NA | NA | 29.0335 | 35.4089 | 28.2134
Story County Wind Farm | -167447 | Operating | 150 | Wind Turbine | 2008 | NextEra Energy Resources, LLC |  | MRO | MRO-US | Story | IA | Wind | 150 | NA | NA | NA | 42.109 | 48.5053 | 42.1487
Strawberry Point Solar Project | -191669 | Operating | 1.3 | Solar | 2017 | ENGIE US Solar | MISO | MRO | MRO-US | Clayton | IA | Solar | 1.3 | NA | NA | NA | 19.6874 | 18.4492 | 18.8181
Streeter Station | -7030 | Operating | 51.5 | Steam Turbine | 1963 | Cedar Falls Utilities | MISO | MRO | MRO-US | Black Hawk | IA | Gas | 55.6 | 19832 | 19628 | 17496 | 1.5335 | 1.7828 | 2.9861
Stuart, IA | -7035 | Operating | 2.8 | Internal Combustion | 1956 | Stuart City of IA | MISO | MRO | MRO-US | Guthrie | IA | Oil | 2.7 | NA | 25000 | 25000 | 0 | 0.004228 | 0.0084559
H.F. Lee Energy Complex (Wayne County CC Plant) | -168176 | Operating | 1068 | Combined Cycle | 2012 | Duke Energy Progress, LLC |  | SERC | VACAR | Wayne | NC | Gas | 1054 | 7360 | 7583 | 7342 | 69.0415 | 65.4286 | 59.3354
Summit Lake IC | -348472 | Operating | 56.4 | Internal Combustion | 1948 | Central Iowa Power Cooperative | MISO | MRO | MRO-US | Union | IA | Gas | 55.2 | 8515 | 8570 | 8746 | 13.6701 | 14.895 | 11.6238
Sumner | -344693 | Operating | 5.4 | Internal Combustion | 1956 | City of Sumner | SPP | MRO | MRO-US | Bremer | IA | Oil | 5.4 | 10995 | 10909 | 11127 | 1.3825 | 0.57923 | 0.52051
H.L. Culbreath Bayside | -108425 | Operating | 2119.3 | Combined Cycle | 1965 | Tampa Electric Company |  | SERC | FP | Hillsborough | FL | Gas | 1894 | 7460 | 7407 | 7400 | 36.7129 | 47.5898 | 51.0258
H.L. Culbreath Bayside CT | -108431 | Operating | 279.6 | Gas Turbine | 2009 | Tampa Electric Company |  | SERC | FP | Hillsborough | FL | Gas | 244 | 11472 | 11299 | 11268 | 0.81425 | 1.5104 | 0.9081
Tipton | -742151 | Operating | 9.3 | Internal Combustion | 1955 | Tipton City of IA | MISO | MRO | MRO-US | Cedar | IA | Oil | 9.2 | 10762 | 9992 | 10101 | 0.052114 | 0.15262 | 0.4318
Top of Iowa III | -166455 | Operating | 29.7 | Wind Turbine | 2008 | Madison Gas and Electric Company | MISO | MRO | MRO-US | Worth | IA | Wind | 29.4 | NA | NA | NA | 15.7352 | 19.663 | 15.5333
Top of Iowa Wind Farm | -610288 | Operating | 80 | Wind Turbine | 2001 | Castlelake, L.P. | MISO | MRO | MRO-US | Worth | IA | Wind | 80 | NA | NA | NA | 15.2419 | NA | NA
Top of Iowa Wind Farm II | -785785 | Operating | 80 | Wind Turbine | 2008 | Avangrid Renewables, LLC | MISO | MRO | MRO-US | Worth | IA | Wind | 80 | NA | NA | NA | NA | NA | NA
Toyota | -39864 | Operating | 1 | Internal Combustion | 1998 | Industrial Energy Applications, Inc. | MISO | MRO | MRO-US | Linn | IA | Gas | 1 | 9493 | 9482 | 10091 | 0.76484 | 2.226 | 0.37671
Traer East | -166528 | Operating | 4 | Internal Combustion | 2004 | City of Traer | MISO | MRO | MRO-US | Tama | IA | Oil | 4 | NA | NA | 23137 | -0.49943 | -0.53938 | 0.2911
Traer Municipal Utilities | -220305 | Operating | 3.5 | Internal Combustion | 1963 | City of Traer | MISO | MRO | MRO-US | Tama | IA | Oil | 3.2 | 21125 | NA | 33088 | 0.028539 | -0.31393 | 0.20334
Traer South | -12545 | Operating | 2 | Internal Combustion | 2001 | City of Traer | MISO | MRO | MRO-US | Tama | IA | Oil | 1.8 | NA | NA | NA | 0 | -0.86885 | -0.65956
Traer Wind Project | -172084 | Operating | 1.5 | Wind Turbine | 2010 | Norsemen Wind Energy Llc | MISO | MRO | MRO-US | Tama | IA | Wind | 1.5 | NA | NA | NA | 44.0944 | 51.5677 | 41.9406
Turtle Creek | -163790 | Operating | 199.2 | Wind Turbine | 2018 | EDP Renewables North America LLC | MISO | MRO | MRO-US | Mitchell | IA | Wind | 199.2 | NA | NA | NA | 36.4292 | 45.8454 | 36.3508
Turtle Creek | -163789 | Operating | 199.2 | Wind Turbine | 2018 | EDP Renewables North America LLC | MISO | MRO | MRO-US | Mitchell | IA | Wind | 199.2 | NA | NA | NA | 36.4292 | 45.8454 | 36.3508
University of Iowa | -611218 | Operating | 30.8 | Steam Turbine | 1947 | University of Iowa | MISO | MRO | MRO-US | Johnson | IA | Gas | 30.8 | NA | NM | NA | 2.2687 | 18.9053 | NA
University of Iowa IC | -166905 | Operating | 9.7 | Internal Combustion | 1998 | University of Iowa | MISO | MRO | MRO-US | Johnson | IA | Gas | 8 | NA | 12000 | NA | 0 | 0.14828 | 0.01883
University of Northern Iowa | -7373 | Operating | 7.5 | Steam Turbine | 1982 | University of Northern Iowa | MISO | MRO | MRO-US | Black Hawk | IA | Gas | 7.5 | 38255 | 43298 | 43944 | 34.5632 | 29.7062 | 24.0928
Upland Prairie Wind Farm (New Wind) | -162145 | Operating | 299.3 | Wind Turbine | 2019 | Interstate Power and Light Company | MISO | MRO | MRO-US | Clay | IA | Wind | 299.3 | NA | NA | NA | 40.5531 | 45.4204 | 33.1495
Urbana Solar Project | -173098 | Operating | 2.3 | Solar | 2016 | Central Iowa Power Cooperative | MISO | MRO | MRO-US | Benton | IA | Solar | 2.3 | NA | NA | NA | NA | NA | NA
Venus Wind 3 Wind Farm (Lang T1) | -170767 | Operating | 3 | Wind Turbine | 2017 | Building Energy S.p.A. | MISO | MRO | MRO-US | Poweshiek | IA | Wind | 3 | NA | NA | NA | 20.879 | 44.0373 | 40.898
Venus Wind 3 Wind Farm (Lang T1) | -170766 | Operating | 3 | Wind Turbine | 2017 | Optimum Renewables, LLC | MISO | MRO | MRO-US | Poweshiek | IA | Wind | 3 | NA | NA | NA | 20.879 | 44.0373 | 40.898
Victory Wind Farm | -141181 | Operating | 105 | Wind Turbine | 2006 | MidAmerican Energy Company | MISO | MRO | MRO-US | Carroll | IA | Wind | 99 | NA | NA | NA | 43.2647 | 48.4612 | 41.7577
Victory Wind Farm | -141180 | Operating | 105 | Wind Turbine | 2006 | MidAmerican Energy Company | MISO | MRO | MRO-US | Carroll | IA | Wind | 99 | NA | NA | NA | 43.2647 | 48.4612 | 41.7577
Vienna Wind Farm I & II | -141431 | Operating | 150.2 | Wind Turbine | 2012 | MidAmerican Energy Company | MISO | MRO | MRO-US | Marshall | IA | Wind | 150.2 | NA | NA | NA | 30.6482 | 42.8155 | 37.154
Vienna Wind Farm I & II | -141430 | Operating | 150.2 | Wind Turbine | 2012 | MidAmerican Energy Company | MISO | MRO | MRO-US | Marshall | IA | Wind | 150.2 | NA | NA | NA | 30.6482 | 42.8155 | 37.154
Villisca | -165740 | Operating | 4 | Internal Combustion | 1936 | Villisca City of | MISO | MRO | MRO-US | Montgomery | IA | Oil | 4 | 9615 | 9192 | 11000 | 0.0371 | 0.074201 | 0.074201
Vinton | -165741 | Operating | 17.5 | Internal Combustion | 1946 | Vinton City of IA | MISO | MRO | MRO-US | Benton | IA | Gas | 16.7 | NA | NA | 25379 | -0.25287 | -0.20375 | 0.46591
Walnut Wind Farm | -141334 | Operating | 165.2 | Wind Turbine | 2008 | MidAmerican Energy Company | MISO | MRO | MRO-US | Pottawattamie | IA | Wind | 150 | NA | NA | NA | 40.9488 | 48.294 | 36.7744
Walnut Wind Farm | -141333 | Operating | 165.2 | Wind Turbine | 2008 | MidAmerican Energy Company | MISO | MRO | MRO-US | Pottawattamie | IA | Wind | 150 | NA | NA | NA | 40.9488 | 48.294 | 36.7744
Walter Scott, Jr. Energy Center | -161985 | Operating | 1648.3 | Steam Turbine | 1954 | West Bend City of Iowa | MISO, SPP | MRO | MRO-US | Pottawattamie | IA | Coal | 1511.7 | 10283 | 10402 | 10544 | 43.0455 | 49.8148 | 47.8998
Walter Scott, Jr. Energy Center | -161984 | Operating | 1648.3 | Steam Turbine | 1954 | Waverly Communications Utility | MISO, SPP | MRO | MRO-US | Pottawattamie | IA | Coal | 1511.7 | 10283 | 10402 | 10544 | 43.0455 | 49.8148 | 47.8998
Walter Scott, Jr. Energy Center | -161983 | Operating | 1648.3 | Steam Turbine | 1954 | City of Sumner | MISO, SPP | MRO | MRO-US | Pottawattamie | IA | Coal | 1511.7 | 10283 | 10402 | 10544 | 43.0455 | 49.8148 | 47.8998
Walter Scott, Jr. Energy Center | -161982 | Operating | 1648.3 | Steam Turbine | 1954 | Spencer City of IA | MISO, SPP | MRO | MRO-US | Pottawattamie | IA | Coal | 1511.7 | 10283 | 10402 | 10544 | 43.0455 | 49.8148 | 47.8998
Walter Scott, Jr. Energy Center | -161981 | Operating | 1648.3 | Steam Turbine | 1954 | City of New Hampton | MISO, SPP | MRO | MRO-US | Pottawattamie | IA | Coal | 1511.7 | 10283 | 10402 | 10544 | 43.0455 | 49.8148 | 47.8998
Walter Scott, Jr. Energy Center | -161980 | Operating | 1648.3 | Steam Turbine | 1954 | Municipal Energy Agency of NE | MISO, SPP | MRO | MRO-US | Pottawattamie | IA | Coal | 1511.7 | 10283 | 10402 | 10544 | 43.0455 | 49.8148 | 47.8998
Walter Scott, Jr. Energy Center | -161979 | Operating | 1648.3 | Steam Turbine | 1954 | Montezuma City of IA | MISO, SPP | MRO | MRO-US | Pottawattamie | IA | Coal | 1511.7 | 10283 | 10402 | 10544 | 43.0455 | 49.8148 | 47.8998
Walter Scott, Jr. Energy Center | -161978 | Operating | 1648.3 | Steam Turbine | 1954 | Lincoln Electric System | MISO, SPP | MRO | MRO-US | Pottawattamie | IA | Coal | 1511.7 | 10283 | 10402 | 10544 | 43.0455 | 49.8148 | 47.8998
Walter Scott, Jr. Energy Center | -161977 | Operating | 1648.3 | Steam Turbine | 1954 | Eldridge City Utilities | MISO, SPP | MRO | MRO-US | Pottawattamie | IA | Coal | 1511.7 | 10283 | 10402 | 10544 | 43.0455 | 49.8148 | 47.8998
Walter Scott, Jr. Energy Center | -161976 | Operating | 1648.3 | Steam Turbine | 1954 | Corn Belt Power Cooperative | MISO, SPP | MRO | MRO-US | Pottawattamie | IA | Coal | 1511.7 | 10283 | 10402 | 10544 | 43.0455 | 49.8148 | 47.8998
Walter Scott, Jr. Energy Center | -161975 | Operating | 1648.3 | Steam Turbine | 1954 | Central Iowa Power Cooperative | MISO, SPP | MRO | MRO-US | Pottawattamie | IA | Coal | 1511.7 | 10283 | 10402 | 10544 | 43.0455 | 49.8148 | 47.8998
Walter Scott, Jr. Energy Center | -161974 | Operating | 1648.3 | Steam Turbine | 1954 | Cedar Falls Utilities | MISO, SPP | MRO | MRO-US | Pottawattamie | IA | Coal | 1511.7 | 10283 | 10402 | 10544 | 43.0455 | 49.8148 | 47.8998
Walter Scott, Jr. Energy Center | -161973 | Operating | 1648.3 | Steam Turbine | 1954 | Atlantic Municipal Utilities | MISO, SPP | MRO | MRO-US | Pottawattamie | IA | Coal | 1511.7 | 10283 | 10402 | 10544 | 43.0455 | 49.8148 | 47.8998
Walter Scott, Jr. Energy Center | -161972 | Operating | 1648.3 | Steam Turbine | 1954 | Alta City of | MISO, SPP | MRO | MRO-US | Pottawattamie | IA | Coal | 1511.7 | 10283 | 10402 | 10544 | 43.0455 | 49.8148 | 47.8998
Walter Scott, Jr. Energy Center | -140999 | Operating | 1648.3 | Steam Turbine | 1954 | MidAmerican Energy Company | MISO, SPP | MRO | MRO-US | Pottawattamie | IA | Coal | 1511.7 | 10283 | 10402 | 10544 | 43.0455 | 49.8148 | 47.8998
Walter Scott, Jr. Energy Center | -140998 | Operating | 1648.3 | Steam Turbine | 1954 | MidAmerican Energy Company | MISO, SPP | MRO | MRO-US | Pottawattamie | IA | Coal | 1511.7 | 10283 | 10402 | 10544 | 43.0455 | 49.8148 | 47.8998
Wapello Solar Project | -365965 | Operating | 100 | Solar | 2021 | Clenera, LLC | MISO | MRO | MRO-US | Louisa | IA | Solar | 100 | NA | NA | NA | 23.933 | 24.2715 | 22.8104
Wapello Solar Project | -364208 | Operating | 100 | Solar | 2021 | Clenera, LLC | MISO | MRO | MRO-US | Louisa | IA | Solar | 100 | NA | NA | NA | 23.933 | 24.2715 | 22.8104
Wapsie Valley Creamery Back Up Plant | -172329 | Operating | 1.8 | Internal Combustion | 2015 | Wapsie Valley Creamery, Inc. | MISO | MRO | MRO-US | Buchanan | IA | Oil | 1.1 | NA | NA | NA | 0 | 0 | 0
Waterloo Lundquist | -141388 | Operating | 18 | Internal Combustion | 2000 | MidAmerican Energy Company | MISO | MRO | MRO-US | Black Hawk | IA | Oil | 18 | 11586 | 9937 | 9987 | 0.044394 | 0.060883 | 0.28222
Waterloo Lundquist | -141387 | Operating | 18 | Internal Combustion | 2000 | MidAmerican Energy Company | MISO | MRO | MRO-US | Black Hawk | IA | Oil | 18 | 11586 | 9937 | 9987 | 0.044394 | 0.060883 | 0.28222
Waterloo Solar Project | -396359 | Operating | 3 | Solar | 2021 | MidAmerican Energy Company | MISO | MRO | MRO-US | Black Hawk | IA | Solar | 3 | NA | NA | NA | 22.4924 | 19.7565 | NA
Waverly Wind | -165568 | Operating | 2.7 | Wind Turbine | 1993 | Waverly Communications Utility | MISO | MRO | MRO-US | Bremer | IA | Wind | 2.7 | NA | NA | NA | 24.5011 | 27.9511 | 23.9472
Haefling | -164813 | Operating | 41.4 | Gas Turbine | 1970 | Kentucky Utilities Company |  | SERC | CENTRL | Fayette | KY | Gas | 28 | NA | NA | NA | -0.078278 | -0.062785 | -0.0081539
Wellsburg Wind (Wind VIII Project) | -141567 | Operating | 140.8 | Wind Turbine | 2014 | MidAmerican Energy Company | MISO | MRO | MRO-US | Grundy | IA | Wind | 138.6 | NA | NA | NA | 36.3843 | 43.3005 | 38.4286
Wellsburg Wind (Wind VIII Project) | -141566 | Operating | 140.8 | Wind Turbine | 2014 | MidAmerican Energy Company | MISO | MRO | MRO-US | Grundy | IA | Wind | 138.6 | NA | NA | NA | 36.3843 | 43.3005 | 38.4286
West Bend | -165789 | Operating | 6.7 | Internal Combustion | 1954 | West Bend City of Iowa | SPP | MRO | MRO-US | Palo Alto | IA | Oil | 6.4 | 14475 | 22191 | 14494 | 0.84189 | 0.32641 | 0.61715
West Dubuque Solar Garden (Dubuque Solar Project) | -173300 | Operating | 3.8 | Solar | 2017 | Interstate Power and Light Company | MISO | MRO | MRO-US | Dubuque | IA | Solar | 3.4 | NA | NA | NA | 18.4999 | 18.013 | 17.4624
West Liberty | -165792 | Operating | 5.5 | Internal Combustion | 1948 | City of West Liberty | MISO | MRO | MRO-US | Muscatine | IA | Oil | 4.8 | NA | NA | 11349 | 0 | 0 | 0.10226
Hagood CT | -151017 | Operating | 181.9 | Gas Turbine | 1991 | Dominion Energy South Carolina, Inc. |  | SERC | VACAR | Charleston | SC | Gas | 141 | 14079 | 13004 | 12992 | 1.8883 | 2.3779 | 2.4156
West Receiving | -7697 | Operating | 1.8 | Internal Combustion | 1998 | City of Denison, Iowa | SPP | MRO | MRO-US | Crawford | IA | Oil | 1.8 | 10500 | 10500 | 9770 | 0.076104 | 0.050736 | 0.93861
Wever Solar Project | -781740 | Operating | 150 | Solar | 2024 | Alliant Energy Corporation | MISO | SERC | GATEWY | Lee | IA | Solar | 150 | NA | NA | NA | NA | NA | NA
Whispering Willow - East | -163266 | Operating | 199.7 | Wind Turbine | 2009 | Interstate Power and Light Company | MISO | MRO | MRO-US | Franklin | IA | Wind | 199.7 | NA | NA | NA | 26.2593 | 33.3975 | 22.4699
Whispering Willow Wind Farm - North (New Wind) | -216595 | Operating | 201.3 | Wind Turbine | 2020 | Interstate Power and Light Company | MISO | MRO | MRO-US | Franklin | IA | Wind | 201.3 | NA | NA | NA | 39.8897 | 50.1498 | 46.5043
Wilton | -7810 | Operating | 9.2 | Internal Combustion | 1958 | City of Wilton, Iowa | MISO | MRO | MRO-US | Muscatine | IA | Oil | 9.2 | 10611 | 8617 | 8855 | 0.044669 | 0.058318 | 0.10299
Wind GEM Wind Project | -173589 | Operating | 1.9 | Wind Turbine | 2015 | Wind GEM, LLC | MISO | MRO | MRO-US | Adair | IA | Wind | 1.9 | NA | NA | NA | 28.707 | 34.4689 | 27.5294
Wind Vision - Mitchell | -167999 | Operating | 2.4 | Wind Turbine | 2008 | Wind Vision, Llc | MISO | MRO | MRO-US | Mitchell | IA | Wind | 2.4 | NA | NA | NA | NA | NA | NA
Windwalkers Wind Project | -82254 | Operating | 1.6 | Wind Turbine | 2011 | 5045 Wind Partners, LLC | MISO | MRO | MRO-US | Worth | IA | Wind | 1.6 | NA | NA | NA | 31.5782 | 37.7497 | 29.3165
Winnebago Wind Farm | -785764 | Operating | 20 | Wind Turbine | 2008 | Avangrid Renewables, LLC | MISO | MRO | MRO-US | Winnebago | IA | Wind | 20 | NA | NA | NA | NA | NA | NA
Winterset | -727530 | Operating | 17.6 | Internal Combustion | 1947 | City of Winterset, Iowa | MISO | MRO | MRO-US | Madison | IA | Oil | 17.6 | 13482 | 13082 | NA | 0.073941 | 0.039565 | NA
Wiota Wind Project | -170872 | Operating | 1.6 | Wind Turbine | 2012 | Wiota Wind Energy, Llc #1 | MISO | MRO | MRO-US | Cass | IA | Wind | 1.6 | NA | NA | NA | 36.2728 | 39.9401 | 39.0411
Wolverine Wind Energy | -168320 | Operating | 1.5 | Wind Turbine | 2010 | Wolverine Wind Energy, Llc | MISO | MRO | MRO-US | Adair | IA | Wind | 1.5 | NA | NA | NA | 30.2055 | 36.6591 | 36.2861
Albeni Falls | -510873 | Operating | 42 | Hydraulic Turbine | 1955 | USCE - North Pacific Division |  | WECC | NWPP | Bonner | ID | Water | 42 | NA | NA | NA | 44.6872 | 42.0447 | 52.4908
Amalgamated Sugar | -1515 | Operating | 10.2 | Steam Turbine | 1948 | The Amalgamated Sugar Company LLC |  | WECC | NWPP | Twin Falls | ID | Gas | 8.5 | NA | NM | NA | 49.0572 | 44.6616 | 50.7615
American Falls | -1520 | Operating | 92.4 | Hydraulic Turbine | 1978 | Idaho Power Company |  | WECC | NWPP | Power | ID | Water | 100.5 | NA | NA | NA | 29.7828 | 25.0012 | 30.1245
American Falls Solar II Project | -754545 | Operating | 20 | Solar | 2017 | Enfinity Global Inc. |  | WECC | NWPP | Power | ID | Solar | 20 | NA | NA | NA | NA | NA | NA
American Falls Solar II Project | -754544 | Operating | 20 | Solar | 2017 | Kyuden International Corporation |  | WECC | NWPP | Power | ID | Solar | 20 | NA | NA | NA | NA | NA | NA
American Falls Solar Project | -754543 | Operating | 20 | Solar | 2017 | Enfinity Global Inc. |  | WECC | NWPP | Power | ID | Solar | 20 | NA | NA | NA | NA | NA | NA
American Falls Solar Project | -754542 | Operating | 20 | Solar | 2017 | Kyuden International Corporation |  | WECC | NWPP | Power | ID | Solar | 20 | NA | NA | NA | NA | NA | NA
Anderson Ranch | -511465 | Operating | 40 | Hydraulic Turbine | 1950 | U.S. Bureau Of Reclamation |  | WECC | NWPP | Elmore | ID | Water | 40 | NA | NA | NA | 34.7026 | 17.1921 | 28.3964
Arrowrock Hydroelectric Project | -166661 | Operating | 15 | Hydraulic Turbine | 2010 | Big Bend Irrigation District |  | WECC | NWPP | Elmore | ID | Water | 16 | NA | NA | NA | 39.8901 | 38.0758 | 27.2553
Arrowrock Hydroelectric Project | -166660 | Operating | 15 | Hydraulic Turbine | 2010 | Wilder Irrigation District |  | WECC | NWPP | Elmore | ID | Water | 16 | NA | NA | NA | 39.8901 | 38.0758 | 27.2553
Arrowrock Hydroelectric Project | -166659 | Operating | 15 | Hydraulic Turbine | 2010 | New York Irrigation District |  | WECC | NWPP | Elmore | ID | Water | 16 | NA | NA | NA | 39.8901 | 38.0758 | 27.2553
Arrowrock Hydroelectric Project | -166658 | Operating | 15 | Hydraulic Turbine | 2010 | Nampa & Meridian Irrigation District |  | WECC | NWPP | Elmore | ID | Water | 16 | NA | NA | NA | 39.8901 | 38.0758 | 27.2553
Arrowrock Hydroelectric Project | -166657 | Operating | 15 | Hydraulic Turbine | 2010 | Boise-Kuna Irrigation District |  | WECC | NWPP | Elmore | ID | Water | 16 | NA | NA | NA | 39.8901 | 38.0758 | 27.2553
Ashton | -140782 | Operating | 6.7 | Hydraulic Turbine | 1917 | PacifiCorp |  | WECC | NWPP | Fremont | ID | Water | 7.1 | NA | NA | NA | 48.5353 | 44.9386 | 47.987
Ashton | -140781 | Operating | 6.7 | Hydraulic Turbine | 1917 | PacifiCorp |  | WECC | NWPP | Fremont | ID | Water | 7.1 | NA | NA | NA | 48.5353 | 44.9386 | 47.987
Bannock County Landfill Gas-to-Energy Plant (Fort Hall Mine Landfill) | -641133 | Operating | 3.2 | Internal Combustion | 2014 | Bannock County Idaho |  | WECC | NWPP | Bannock | ID | Biomass | 2.8 | 10321 | 10028 | 9979 | 50.954 | 49.0827 | 49.7024
Barber Dam | -382412 | Operating | 4.1 | Hydraulic Turbine | 1990 | Central Rivers Power, LLC |  | WECC | NWPP | Ada | ID | Water | 4 | NA | NA | NA | 26.133 | 11.1473 | 11.5982
Bennett Creek Wind (Mountain Home) | -396456 | Operating | 21 | Wind Turbine | 2008 | Continental Wind, LLC |  | WECC | NWPP | Elmore | ID | Wind | 21 | NA | NA | NA | 20.8181 | 17.8707 | NA
Hal C Weaver Power Plant | -165713 | Operating | 152.5 | Combined Cycle | 1951 | The University of Texas at Austin | ERCOT | TRE | TRE | Travis | TX | Gas | 146.8 | 12143 | 11845 | 12017 | 27.5561 | 26.8099 | 25.4257
Bettencourt Cogen Plant | -130023 | Operating | 2.2 | Internal Combustion | 2009 | Macquarie Group Limited |  | WECC | NWPP | Gooding | ID | Biomass | 2.2 | NA | 12412 | 14008 | -2.5166 | 23.8688 | 36.924
Big Sky Dairy | -167904 | Operating | 1.6 | Internal Combustion | 2009 | Agpower Partners, Llc |  | WECC | NWPP | Gooding | ID | Biomass | 1.4 | 11302 | 10807 | 10442 | 76.3372 | 75.8969 | 79.5581
Big Sky Dairy | -167903 | Operating | 1.6 | Internal Combustion | 2009 | Dean Foods Company |  | WECC | NWPP | Gooding | ID | Biomass | 1.4 | 11302 | 10807 | 10442 | 76.3372 | 75.8969 | 79.5581
Birch Creek Power | -1914 | Operating | 2.6 | Hydraulic Turbine | 1986 | Birch Power Co. |  | WECC | NWPP | Clark | ID | Water | 2.6 | NA | NA | NA | 40.2968 | 49.0429 | 54.1623
Black Canyon Diversion Dam Hydropower | -511470 | Operating | 10.2 | Hydraulic Turbine | 1925 | U.S. Bureau Of Reclamation |  | WECC | NWPP | Gem | ID | Water | 10.2 | NA | NA | NA | 63.7188 | 62.2616 | 65.9661
Black Mesa BESS | -801076 | Operating | NA | Battery | 2024 | Idaho Power Company |  | WECC | NWPP | Elmore | ID | Energy Storage | 40 | NA | NA | NA | NA | NA | NA
Black Mesa Solar Project | -784871 | Operating | 40 | Solar | 2023 | Brookfield Renewable Partners L.P. |  | WECC | NWPP | Elmore | ID | Solar | 40 | NA | NA | NA | 17.3091 | NA | NA
Blind Canyon Hydro | -1959 | Operating | 1.3 | Hydraulic Turbine | 1992 | Blind Canyon Aqua Ranch, Inc. |  | WECC | NWPP | Gooding | ID | Water | 1.3 | NA | NA | NA | 37.4078 | 36.3102 | 39.3397
Bliss | -1960 | Operating | 75 | Hydraulic Turbine | 1949 | Idaho Power Company |  | WECC | NWPP | Gooding | ID | Water | 77.6 | NA | NA | NA | 43.4068 | 41.1197 | 43.1137
Boise River Diversion | -511476 | Operating | 3.3 | Hydraulic Turbine | 1912 | U.S. Bureau Of Reclamation |  | WECC | NWPP | Ada | ID | Water | 3.3 | NA | NA | NA | 29.6977 | 18.7768 | 15.2588
Boise Solar Project | -770865 | Operating | 40 | Solar | 2016 | CCP-PI Lessee, LLC |  | WECC | NWPP | Ada | ID | Solar | 40 | NA | NA | NA | 26.1655 | 26.8265 | 26.9452
Boise Solar Project | -405099 | Operating | 40 | Solar | 2016 | Cypress Creek Renewables, LLC |  | WECC | NWPP | Ada | ID | Solar | 40 | NA | NA | NA | 26.1655 | 26.8265 | 26.9452
Boise Solar Project | -177451 | Operating | 40 | Solar | 2016 | StepStone Group Inc. |  | WECC | NWPP | Ada | ID | Solar | 40 | NA | NA | NA | 26.1655 | 26.8265 | 26.9452
Boise Solar Project | -177450 | Operating | 40 | Solar | 2016 | Alberta Investment Management Corporation |  | WECC | NWPP | Ada | ID | Solar | 40 | NA | NA | NA | 26.1655 | 26.8265 | 26.9452
Boise Solar Project | -177449 | Operating | 40 | Solar | 2016 | The AES Corporation |  | WECC | NWPP | Ada | ID | Solar | 40 | NA | NA | NA | 26.1655 | 26.8265 | 26.9452
Boise Solar Project | -177447 | Operating | 40 | Solar | 2016 | Sustainable Power Group, LLC |  | WECC | NWPP | Ada | ID | Solar | 40 | NA | NA | NA | 26.1655 | 26.8265 | 26.9452
Boise Solar Project | -177446 | Operating | 40 | Solar | 2016 | Sustainable Power Group, LLC |  | WECC | NWPP | Ada | ID | Solar | 40 | NA | NA | NA | 26.1655 | 26.8265 | 26.9452
Boise Solar Project | -177443 | Operating | 40 | Solar | 2016 | Ullico Inc. |  | WECC | NWPP | Ada | ID | Solar | 40 | NA | NA | NA | 26.1655 | 26.8265 | 26.9452
Brownlee | -2090 | Operating | 675 | Hydraulic Turbine | 1958 | Idaho Power Company |  | WECC | NWPP | Washington | ID | Water | 710.6 | NA | NA | NA | 33.5385 | 26.7028 | 25.6972
Buffalo | -2134 | Operating | 0.25 | Hydraulic Turbine | 1997 | Fall River Rural Electric Cooperative, Inc. |  | WECC | NWPP | Fremont | ID | Water | 0.25 | NA | NA | NA | NA | NA | NA
Burley Butte Wind | -180735 | Operating | 21.3 | Wind Turbine | 2011 | DIF Management B.V. |  | WECC | NWPP | Cassia | ID | Wind | 21.3 | NA | NA | NA | 26.5178 | 30.2962 | 34.4754
Burley Butte Wind | -166105 | Operating | 21.3 | Wind Turbine | 2011 | Exergy Development Group of Idaho, LLC |  | WECC | NWPP | Cassia | ID | Wind | 21.3 | NA | NA | NA | 26.5178 | 30.2962 | 34.4754
Burley Butte Wind | -166104 | Operating | 21.3 | Wind Turbine | 2011 | Reunion Power LLC |  | WECC | NWPP | Cassia | ID | Wind | 21.3 | NA | NA | NA | 26.5178 | 30.2962 | 34.4754
Burley Butte Wind | -122788 | Operating | 21.3 | Wind Turbine | 2011 | TerraForm Private LLC |  | WECC | NWPP | Cassia | ID | Wind | 21.3 | NA | NA | NA | 26.5178 | 30.2962 | 34.4754
Bypass | -241809 | Operating | 9.9 | Hydraulic Turbine | 1987 | Enel Green Power North America, Inc. |  | WECC | NWPP | Jerome | ID | Water | 9.9 | NA | NA | NA | 30.1531 | 29.4682 | 32.3717
Cabinet Gorge | -2201 | Operating | 265.2 | Hydraulic Turbine | 1952 | Avista Corporation |  | WECC | NWPP | Bonner | ID | Water | 294.8 | NA | NA | NA | 31.5879 | 42.6697 | 38.8362
Camp Reed Wind | -180743 | Operating | 22.5 | Wind Turbine | 2011 | DIF Management B.V. |  | WECC | NWPP | Elmore | ID | Wind | 22.5 | NA | NA | NA | 32.3125 | 32.4023 | 36.0375
Camp Reed Wind | -166997 | Operating | 22.5 | Wind Turbine | 2011 | Exergy Development Group of Idaho, LLC |  | WECC | NWPP | Elmore | ID | Wind | 22.5 | NA | NA | NA | 32.3125 | 32.4023 | 36.0375
Camp Reed Wind | -166996 | Operating | 22.5 | Wind Turbine | 2011 | Reunion Power LLC |  | WECC | NWPP | Elmore | ID | Wind | 22.5 | NA | NA | NA | 32.3125 | 32.4023 | 36.0375
Camp Reed Wind | -122779 | Operating | 22.5 | Wind Turbine | 2011 | TerraForm Private LLC |  | WECC | NWPP | Elmore | ID | Wind | 22.5 | NA | NA | NA | 32.3125 | 32.4023 | 36.0375
Cascade | -2293 | Operating | 12.4 | Hydraulic Turbine | 1983 | Idaho Power Company |  | WECC | NWPP | Valley | ID | Water | 13 | NA | NA | NA | 31.2039 | 29.249 | 23.4223
Cassia Gulch | -396453 | Operating | 18.9 | Wind Turbine | 2009 | Continental Wind, LLC |  | WECC | NWPP | Twin Falls | ID | Wind | 18.9 | NA | NA | NA | 22.9053 | 22.729 | NA
Cassia Wind Farm | -396452 | Operating | 10.5 | Wind Turbine | 2009 | Continental Wind, LLC |  | WECC | NWPP | Twin Falls | ID | Wind | 8.4 | NA | NA | NA | 23.887 | 23.868 | NA
Cedar Creek Wind Farm | -765536 | Operating | 152 | Wind Turbine | 2024 | Clearway Energy, Inc. |  | WECC | NWPP | Bingham | ID | Wind | 152 | NA | NA | NA | NA | NA | NA
Cedar Creek Wind Farm | -765535 | Operating | 152 | Wind Turbine | 2024 | Clearway Energy, Inc. |  | WECC | NWPP | Bingham | ID | Wind | 152 | NA | NA | NA | NA | NA | NA
Hallam | -3768 | Operating | 56.7 | Gas Turbine | 1973 | Nebraska Public Power District | SPP | MRO | MRO-US | Lancaster | NE | Oil | 42.9 | 14936 | 15197 | 13461 | 0.64848 | 0.4934 | 0.72119
Chester Diversion | -166663 | Operating | 3.6 | Hydraulic Turbine | 2014 | Fall River Rural Electric Cooperative, Inc. |  | WECC | NWPP | Fremont | ID | Water | 3.6 | NA | NA | NA | 21.6483 | 17.8716 | 19.6506
CJ Strike Hydro | -7031 | Operating | 82.8 | Hydraulic Turbine | 1952 | Idaho Power Company |  | WECC | NWPP | Owyhee | ID | Water | 91.8 | NA | NA | NA | 47.1454 | 42.9126 | 44.6392
Clear Lakes | -2494 | Operating | 2.5 | Hydraulic Turbine | 1937 | Idaho Power Company |  | WECC | NWPP | Gooding | ID | Water | 2.2 | NA | NA | NA | 43.5658 | 74.7078 | 88.3665
Clearwater Paper IPP Lewiston Facility | -64341 | Operating | 113.8 | Steam Turbine | 1950 | Clearwater Paper Corporation |  | WECC | NWPP | Nez Perce | ID | Biomass | 90.2 | 47991 | 46168 | 45502 | 40.1181 | 41.0793 | 41.7144
Clif Bar Bakery of Twin Falls Solar Project | -191437 | Operating | 2 | Solar | 2019 | Clif Bar & Company |  | WECC | NWPP | Twin Falls | ID | Solar | 2 | NA | NA | NA | 15.9817 | 16.9749 | 14.8402
Cold Springs Windfarm | -511883 | Operating | 23 | Wind Turbine | 2012 | Innergex Renewable Energy Inc. |  | WECC | NWPP | Elmore | ID | Wind | 23 | NA | NA | NA | 25.2288 | 24.4898 | NA
Crystal Springs | -2772 | Operating | 2.3 | Hydraulic Turbine | 1988 | Crystal Springs Hydro Elec Lp |  | WECC | NWPP | Gooding | ID | Water | 2 | NA | NA | NA | 50.6221 | 42.3288 | 53.8984
Halton Hills | -229559 | Operating | 680 | Combined Cycle | 2010 | Atura Power | Ontario | NPCC | ONT |  |  | Gas | 680 | NA | NA | NA | NA | NA | NA
Desert Meadow Wind Farm | -511887 | Operating | 23 | Wind Turbine | 2012 | Innergex Renewable Energy Inc. |  | WECC | NWPP | Elmore | ID | Wind | 23 | NA | NA | NA | 27.6196 | 26.9913 | NA
Dietrich Drop | -382421 | Operating | 4.8 | Hydraulic Turbine | 1990 | Central Rivers Power, LLC |  | WECC | NWPP | Lincoln | ID | Water | 4.8 | NA | NA | NA | 20.7073 | 31.9587 | 33.8304
Dry Creek Project | -3011 | Operating | 3.6 | Hydraulic Turbine | 1987 | Dry Creek Llc |  | WECC | NWPP | Clark | ID | Water | 2.2 | NA | NA | NA | 64.6015 | 31.979 | 17.3101
Dworshak | -510884 | Operating | 465 | Hydraulic Turbine | 1974 | USCE - North Pacific Division |  | WECC | NWPP | Clearwater | ID | Water | 465 | NA | NA | NA | 35.463 | 49.2139 | 36.3839
Elk Creek | -241830 | Operating | 2.6 | Hydraulic Turbine | 1986 | Enel Green Power North America, Inc. |  | WECC | NWPP | Idaho | ID | Water | 2.3 | NA | NA | NA | 12.3188 | 16.2746 | 12.6315
Elmore Battery Storage Project | -806277 | Operating | NA | Battery | 2025 | Idaho Power Company |  | WECC | NWPP | Elmore | ID | Energy Storage | 4 | NA | NA | NA | NA | NA | NA
Falls River Hydro | -17711 | Operating | 9 | Hydraulic Turbine | 1993 | Ida-West Energy Company |  | WECC | NWPP | Fremont | ID | Water | 9 | NA | NA | NA | 56.1251 | 49.1996 | 47.3034
Falls River Hydro | -3268 | Operating | 9 | Hydraulic Turbine | 1993 | Environmental Energy Company |  | WECC | NWPP | Fremont | ID | Water | 9 | NA | NA | NA | 56.1251 | 49.1996 | 47.3034
Fargo Drop No. 1 Hydroelectric Project | -169779 | Operating | 1.1 | Hydraulic Turbine | 2013 | Boise Project Board Of Control |  | WECC | NWPP | Canyon | ID | Water | 1.1 | NA | NA | NA | 36.0731 | 29.1615 | 31.5484
Felt | -3284 | Operating | 7.4 | Hydraulic Turbine | 1946 | Fall River Rural Electric Cooperative, Inc. |  | WECC | NWPP | Teton | ID | Water | 5.9 | NA | NA | NA | 51.7433 | 42.5722 | 43.3771
Felt Hydroelectric | -3285 | Operating | 7.4 | Hydraulic Turbine | 1985 | CDM Hydroelectric Co |  | WECC | NWPP | Teton | ID | Water | 5.9 | NA | NA | NA | NA | NA | NA
Fighting Creek Landfill Gas to Energy Station | -168562 | Operating | 3.2 | Internal Combustion | 2012 | Kootenai Electric Cooperative, Inc. |  | WECC | NWPP | Kootenai | ID | Biomass | 3.2 | 11608 | 13448 | 13043 | 60.6949 | 49.8359 | 49.0011
Filer Battery Energy Storage System | -806364 | Operating | NA | Battery | 2025 | Idaho Power Company |  | WECC | NWPP | Twin Falls | ID | Energy Storage | 2 | NA | NA | NA | NA | NA | NA
Ford Hydro LP | -3349 | Operating | 1.2 | Hydraulic Turbine | 1988 | Ford Hydro Ltd Partnership |  | WECC | NWPP | Clearwater | ID | Water | 1.5 | NA | NA | NA | 23.4551 | 13.379 | 24.9315
Fossil Gulch Wind Park | -123056 | Operating | 10.5 | Wind Turbine | 2005 | Greenbacker Renewable Energy Company LLC |  | WECC | NWPP | Twin Falls | ID | Wind | 10.5 | NA | NA | NA | 26.6351 | 33.3931 | 28.8867
Franklin Battery Energy Storage System (Twin Falls) | -781744 | Operating | 60 | Battery | 2024 | Idaho Power Company |  | WECC | NWPP | Twin Falls | ID | Energy Storage | 60 | NA | NA | NA | NA | NA | NA
Franklin Battery Energy Storage System Project | -796597 | Operating | 0 | Battery | 2025 | Idaho Power Company |  | WECC | NWPP | Twin Falls | ID | Energy Storage | 60 | NA | NA | NA | NA | NA | NA
Franklin Solar Facility (Twin Falls Solar) | -784835 | Operating | 100 | Solar | 2024 | Duke Energy Renewables Commercial, LLC |  | WECC | NWPP | Twin Falls | ID | Solar | 100 | NA | NA | NA | NA | NA | NA
Gem State | -3506 | Operating | 23.4 | Hydraulic Turbine | 1988 | City of Idaho Falls, Idaho |  | WECC | NWPP | Bonneville | ID | Water | 23.4 | NA | NA | NA | 50.7903 | 49.538 | 54.0349
Geobon (Notch Butte) Hydroelectric Project | -241895 | Operating | 1 | Hydraulic Turbine | 1986 | Notch Butte Hydro Co Inc |  | WECC | NWPP | Lincoln | ID | Water | 1 | NA | NA | NA | 0.62785 | 30.6963 | 34.1096
Golden Valley Wind | -180742 | Operating | 12 | Wind Turbine | 2011 | DIF Management B.V. |  | WECC | NWPP | Cassia | ID | Wind | 12 | NA | NA | NA | 26.4726 | 28.5245 | 33.3495
Golden Valley Wind | -166784 | Operating | 12 | Wind Turbine | 2011 | Exergy Development Group of Idaho, LLC |  | WECC | NWPP | Cassia | ID | Wind | 12 | NA | NA | NA | 26.4726 | 28.5245 | 33.3495
Golden Valley Wind | -166783 | Operating | 12 | Wind Turbine | 2011 | Reunion Power LLC |  | WECC | NWPP | Cassia | ID | Wind | 12 | NA | NA | NA | 26.4726 | 28.5245 | 33.3495
Golden Valley Wind | -122780 | Operating | 12 | Wind Turbine | 2011 | TerraForm Private LLC |  | WECC | NWPP | Cassia | ID | Wind | 12 | NA | NA | NA | 26.4726 | 28.5245 | 33.3495
Goshen North Wind Project (Phase II) | -163281 | Operating | 124.5 | Wind Turbine | 2010 | BP Alternative Energy International Ltd. | CAISO | WECC | CAMX | Bonneville | ID | Wind | 124.5 | NA | NA | NA | 29.0489 | 32.4573 | 34.0657
Goshen North Wind Project (Phase II) | -143963 | Operating | 124.5 | Wind Turbine | 2010 | Leeward Renewable Energy, LLC | CAISO | WECC | CAMX | Bonneville | ID | Wind | 124.5 | NA | NA | NA | 29.0489 | 32.4573 | 34.0657
Grace (Bear River) | -140761 | Operating | 33 | Hydraulic Turbine | 1923 | PacifiCorp |  | WECC | NWPP | Caribou | ID | Water | 33 | NA | NA | NA | 25.2072 | 15.2774 | 21.8756
Grace (Bear River) | -140760 | Operating | 33 | Hydraulic Turbine | 1923 | PacifiCorp |  | WECC | NWPP | Caribou | ID | Water | 33 | NA | NA | NA | 25.2072 | 15.2774 | 21.8756
Grand View PV Solar Two | -759514 | Operating | 80 | Solar | 2016 | Onward Energy |  | WECC | NWPP | Elmore | ID | Solar | 80 | NA | NA | NA | 25.1457 | NA | NA
Hammett Hill Wind Farm | -511884 | Operating | 23 | Wind Turbine | 2012 | Innergex Renewable Energy Inc. |  | WECC | NWPP | Elmore | ID | Wind | 23 | NA | NA | NA | 28.3909 | 27.4409 | NA
Hazelton B Hydro | -17708 | Operating | 7.6 | Hydraulic Turbine | 1993 | Ida-West Energy Company |  | WECC | NWPP | Jerome | ID | Water | 7.6 | NA | NA | NA | 32.9548 | 31.7276 | 36.2548
Hazelton B Hydro | -3857 | Operating | 7.6 | Hydraulic Turbine | 1993 | L B Industries Inc. |  | WECC | NWPP | Jerome | ID | Water | 7.6 | NA | NA | NA | 32.9548 | 31.7276 | 36.2548
Head of U Canal Hydro Project | -171666 | Operating | 1.2 | Hydraulic Turbine | 2015 | North Side Energy Company Inc |  | WECC | NWPP | Jerome | ID | Water | 1.2 | NA | NA | NA | 41.2861 | 40.5917 | 42.4277
Hemingway BESS | -805228 | Operating & Planned | 80 | Battery | 2023 | Idaho Power Company |  | WECC | NWPP | Owyhee | ID | Energy Storage | 116 | NA | NA | NA | NA | NA | NA
Hidden Hollow | -48826 | Operating | 3.2 | Internal Combustion | 2007 | G2 Energy LLC |  | WECC | NWPP | Ada | ID | Biomass | 3 | 10519 | 9995 | 9579 | 91.1568 | 86.758 | 96.328
Hidden Hollow | -15093 | Operating | 3.2 | Internal Combustion | 2007 | Fortistar Methane Group LLC |  | WECC | NWPP | Ada | ID | Biomass | 3 | 10519 | 9995 | 9579 | 91.1568 | 86.758 | 96.328
High Mesa Wind Project | -396515 | Operating | 40 | Wind Turbine | 2012 | Continental Wind, LLC |  | WECC | NWPP | Elmore | ID | Wind | 39.9 | NA | NA | NA | 24.0373 | 23.4613 | NA
Horse Butte Wind Farm | -134183 | Operating | 57.6 | Wind Turbine | 2012 | Utah Associated Municipal Power Systems |  | WECC | NWPP | Bonneville | ID | Wind | 57.6 | NA | NA | NA | 29.6027 | 32.2552 | 34.7068
Horseshoe Bend Hydroelectric Project | -348994 | Operating | 9.4 | Hydraulic Turbine | 1995 | Innergex Renewable Energy Inc. |  | WECC | NWPP | Boise | ID | Water | 9.4 | NA | NA | NA | 43.0924 | 47.9877 | 45.8333
Hot Springs Wind (Mountain Home) | -396457 | Operating | 21 | Wind Turbine | 2008 | Continental Wind, LLC |  | WECC | NWPP | Elmore | ID | Wind | 21 | NA | NA | NA | 18.8497 | 18.0403 | NA
Idaho Falls City | -4072 | Operating | 8 | Hydraulic Turbine | 1982 | City of Idaho Falls, Idaho |  | WECC | NWPP | Bonneville | ID | Water | 8 | NA | NA | NA | 55.8419 | 54.6761 | 57.2203
Idaho Falls Lower | -4073 | Operating | 8 | Hydraulic Turbine | 1982 | City of Idaho Falls, Idaho |  | WECC | NWPP | Bonneville | ID | Water | 8 | NA | NA | NA | 56.4826 | 24.2523 | 42.8938
Idaho Falls Upper | -4074 | Operating | 8 | Hydraulic Turbine | 1982 | City of Idaho Falls, Idaho |  | WECC | NWPP | Bonneville | ID | Water | 8 | NA | NA | NA | 10.0171 | 60.2825 | 60.2098
Island Park | -4159 | Operating | 4.8 | Hydraulic Turbine | 1994 | Fall River Rural Electric Cooperative, Inc. |  | WECC | NWPP | Fremont | ID | Water | 4.8 | NA | NA | NA | 38.7295 | 31.4569 | 29.4235
Jackpot Solar (Twin Falls Solar) | -695787 | Operating | 120 | Solar | 2022 | Brookfield Renewable Partners L.P. |  | WECC | NWPP | Twin Falls | ID | Solar | 120 | NA | NA | NA | 25.5312 | NA | NA
Kettle Butte (Jefferson County Biogas) | -130025 | Operating | 1.8 | Internal Combustion | 2011 | Macquarie Group Limited |  | WECC | NWPP | Jefferson | ID | Biomass | 1.8 | 8178 | 8095 | NA | 58.5553 | 7.2742 | 0
Koyle Ranch Hydroelectric Project | -4482 | Operating | 1.3 | Hydraulic Turbine | 1983 | Koyle Hydro Inc |  | WECC | NWPP | Gooding | ID | Water | 1.3 | NA | NA | NA | 31.9108 | 21.4261 | 25.7727
Hamakua Energy | -794000 | Operating | 66 | Combined Cycle | 2000 | Harbert Management Corporation |  | HI | HI | Hawaii | HI | Oil | 60.8 | NA | NA | NA | NA | NA | NA
Hamilton | -619534 | Operating | 19.6 | Gas Turbine | 1971 | Heritage Power, LLC | PJM | RFC | R-PJM | Adams | PA | Oil | 24 | NA | 17723 | 30308 | -0.027112 | 0.46804 | 0.081811
Hamilton Peaking | -3776 | Operating | 32 | Gas Turbine | 2000 | American Municipal Power, Inc. | MISO, PJM | RFC | R-PJM | Butler | OH | Gas | 32 | 13334 | 12679 | 13291 | 0.53689 | 0.44913 | 0.83619
Hamilton, OH CT | -164819 | Operating | 16.3 | Gas Turbine | 1964 | City of Hamilton, Ohio | PJM | RFC | R-PJM | Butler | OH | Gas | 16 | 21974 | 23782 | 31720 | 0.55437 | 0.51727 | 0.70134
Last Chance | -141009 | Operating | 1.7 | Hydraulic Turbine | 1984 | PacifiCorp |  | WECC | NWPP | Caribou | ID | Water | 1.4 | NA | NA | NA | 27.862 | 28.2779 | 32.5424
Last Chance | -141008 | Operating | 1.7 | Hydraulic Turbine | 1984 | PacifiCorp |  | WECC | NWPP | Caribou | ID | Water | 1.4 | NA | NA | NA | 27.862 | 28.2779 | 32.5424
Lateral 10 Ventures | -4606 | Operating | 2.4 | Hydraulic Turbine | 1984 | Lateral 10 Ventures |  | WECC | NWPP | Twin Falls | ID | Water | 2.3 | NA | NA | NA | 18.9398 | 20.682 | 24.6526
Little Mac Project | -4683 | Operating | 1.5 | Hydraulic Turbine | 1984 | J&R Energy Inc |  | WECC | NWPP | Twin Falls | ID | Water | 1.5 | NA | NA | NA | 34.4825 | 28.1431 | 37.8463
Little Wood Hydroelectric Project | -4686 | Operating | 2.8 | Hydraulic Turbine | 1985 | Littlewood Irrigation District |  | WECC | NWPP | Blaine | ID | Water | 2.6 | NA | NA | NA | 24.9034 | 17.1013 | 0.5576
Little Wood River Ranch II(William Arkoosh) | -169691 | Operating | 1.2 | Hydraulic Turbine | 2015 | William Arkoosh |  | WECC | NWPP | Lincoln | ID | Water | 1.2 | NA | NA | NA | 37.4334 | 29.785 | NA
Low Line Rapids | -382436 | Operating | 2.8 | Hydraulic Turbine | 1990 | Central Rivers Power, LLC |  | WECC | NWPP | Twin Falls | ID | Water | 2.7 | NA | NA | NA | 33.2276 | 33.1938 | 12.963
Lower Malad | -4772 | Operating | 13.5 | Hydraulic Turbine | 1948 | Idaho Power Company |  | WECC | NWPP | Gooding | ID | Water | 15.5 | NA | NA | NA | 78.6353 | 74.7038 | 79.1769
Lower No. 2 | -4777 | Operating | 3 | Hydraulic Turbine | 1940 | City of Idaho Falls, Idaho |  | WECC | NWPP | Bonneville | ID | Water | 3 | NA | NA | NA | 11.3052 | 43.5274 | 39.296
Lower Salmon | -4780 | Operating | 60 | Hydraulic Turbine | 1949 | Idaho Power Company |  | WECC | NWPP | Gooding | ID | Water | 70.5 | NA | NA | NA | 33.4032 | 30.2972 | 37.1847
Lucky Peak | -4787 | Operating | 101.2 | Hydraulic Turbine | 1988 | Boise-Kuna Irrigation District |  | WECC | NWPP | Ada | ID | Water | 83 | NA | NA | NA | 45.6412 | 32.145 | 30.4874
Magic Dam Hydroelectric Project | -759001 | Operating | 9 | Hydraulic Turbine | 1989 | Magic Reservoir Hydroelectric Inc. |  | WECC | NWPP | Blaine | ID | Water | 8.7 | NA | NA | NA | 26.2767 | 0 | 0
Mainline Wind Farm | -511885 | Operating | 23 | Wind Turbine | 2012 | Innergex Renewable Energy Inc. |  | WECC | NWPP | Elmore | ID | Wind | 23 | NA | NA | NA | 27.2583 | 26.7868 | NA
Marco Ranch Hydro Project | -4060 | Operating | 1.2 | Hydraulic Turbine | 1985 | Hydro I Inc |  | WECC | NWPP | Jerome | ID | Water | 1.2 | NA | NA | NA | 21.718 | 21.0236 | 24.4578
Marsh Valley Development Inc. | -4894 | Operating | 1.6 | Hydraulic Turbine | 1993 | Marsh Valley Development Inc |  | WECC | NWPP | Bannock | ID | Water | 1.5 | NA | NA | NA | 52.793 | 28.3486 | 30.2892
MC6 Hydro Facility | -361736 | Operating | 2.3 | Hydraulic Turbine | 2021 | MC6 Hydro LLC |  | WECC | NWPP | Ada | ID | Water | 2.3 | NA | NA | NA | 38.7234 | 34.0282 | 28.643
Meadow Creek Wind Project | -122773 | Operating | 119.7 | Wind Turbine | 2012 | TerraForm Private LLC |  | WECC | NWPP | Bonneville | ID | Wind | 115.8 | NA | NA | NA | 26.2393 | 28.4201 | 30.0959
Melba Battery Energy Storage System | -806278 | Operating | NA | Battery | 2025 | Idaho Power Company |  | WECC | NWPP | Canyon | ID | Energy Storage | 2 | NA | NA | NA | NA | NA | NA
Mile 28 Water Power Project | -5045 | Operating | 1.4 | Hydraulic Turbine | 1994 | Mi-28 Water Power Project LLC |  | WECC | NWPP | Jerome | ID | Water | 1.4 | NA | NA | NA | 30.0147 | 39.6119 | 43.9253
Milner Butte Landfill Project (SISW LFGE Project) | -674133 | Operating | 3.9 | Internal Combustion | 2018 | CAFCO Idaho Refuse Management LLC |  | WECC | NWPP | Cassia | ID | Biomass | 3.9 | 11627 | NA | NA | 53.8813 | NA | NA
Milner Dam Wind | -180740 | Operating | 19.5 | Wind Turbine | 2011 | DIF Management B.V. |  | WECC | NWPP | Cassia | ID | Wind | 19.5 | NA | NA | NA | 27.3059 | 30.0603 | 34.5159
Milner Dam Wind | -166141 | Operating | 19.5 | Wind Turbine | 2011 | Exergy Development Group of Idaho, LLC |  | WECC | NWPP | Cassia | ID | Wind | 19.5 | NA | NA | NA | 27.3059 | 30.0603 | 34.5159
Milner Dam Wind | -166140 | Operating | 19.5 | Wind Turbine | 2011 | Reunion Power LLC |  | WECC | NWPP | Cassia | ID | Wind | 19.5 | NA | NA | NA | 27.3059 | 30.0603 | 34.5159
Milner Dam Wind | -122783 | Operating | 19.5 | Wind Turbine | 2011 | TerraForm Private LLC |  | WECC | NWPP | Cassia | ID | Wind | 19.5 | NA | NA | NA | 27.3059 | 30.0603 | 34.5159
Milner Hydro | -5101 | Operating | 59.5 | Hydraulic Turbine | 1992 | Idaho Power Company |  | WECC | NWPP | Twin Falls | ID | Water | 58.1 | NA | NA | NA | 5.6897 | 2.5369 | 8.7501
Minidoka | -511520 | Operating | 27.7 | Hydraulic Turbine | 1927 | U.S. Bureau Of Reclamation |  | WECC | NWPP | Minidoka | ID | Water | 27.7 | NA | NA | NA | 24.4943 | 36.7333 | 38.1785
Mink Creek Hydro | -5115 | Operating | 3.1 | Hydraulic Turbine | 1986 | Fackrell Robert |  | WECC | NWPP | Franklin | ID | Water | 2 | NA | NA | NA | 60.1598 | 42.0377 | 32.1404
Mora Drop | -166343 | Operating | 1.7 | Hydraulic Turbine | 2006 | Boise-Kuna Irrigation District |  | WECC | NWPP | Ada | ID | Water | 0.8 | NA | NA | NA | 61.8721 | 53.6244 | 56.6067
Moyie Springs | -5258 | Operating | 3.9 | Hydraulic Turbine | 1921 | Bonners Ferry City of |  | WECC | NWPP | Boundary | ID | Water | 4.3 | NA | NA | NA | 42.5719 | 61.8828 | 65.3393
Mt. Home Solar 1 (Mountain Home) | -695727 | Operating | 20 | Solar | 2017 | Standard Solar, Inc. |  | WECC | NWPP | Elmore | ID | Solar | 20 | NA | NA | NA | 21.7951 | 24.2226 | NA
Murphy Flat Energy | -85761 | Operating | NA | Wind Turbine | NA | SunEdison, Inc. |  | WECC | NWPP | Owyhee | ID | Wind | 25 | NA | NA | NA | NA | NA | NA
Murphy Flat Power Project | -754539 | Operating | 20 | Solar | 2017 | Enfinity Global Inc. |  | WECC | NWPP | Owyhee | ID | Solar | 20 | NA | NA | NA | NA | NA | NA
Murphy Flat Power Project | -754538 | Operating | 20 | Solar | 2017 | Kyuden International Corporation |  | WECC | NWPP | Owyhee | ID | Solar | 20 | NA | NA | NA | NA | NA | NA
Nampa | -192062 | Operating | 8.2 | Steam Turbine | 1948 | The Amalgamated Sugar Company LLC |  | WECC | NWPP | Canyon | ID | Gas | 8.2 | NA | NM | NA | 68.6644 | 58.2317 | 68.0393
North Gooding Main Hydro Project | -172522 | Operating | 1.3 | Hydraulic Turbine | 2016 | North Gooding Main Hydro Llc |  | WECC | NWPP | Lincoln | ID | Water | 1.3 | NA | NA | NA | 28.9603 | 32.5694 | 35.274
Oneida (Bear River) | -141234 | Operating | 30 | Hydraulic Turbine | 1915 | PacifiCorp |  | WECC | NWPP | Franklin | ID | Water | 27.9 | NA | NA | NA | 17.3528 | 10.7236 | 11.2109
Oneida (Bear River) | -141233 | Operating | 30 | Hydraulic Turbine | 1915 | PacifiCorp |  | WECC | NWPP | Franklin | ID | Water | 27.9 | NA | NA | NA | 17.3528 | 10.7236 | 11.2109
Orchard Ranch Solar Project | -754541 | Operating | 20 | Solar | 2017 | Enfinity Global Inc. |  | WECC | NWPP | Ada | ID | Solar | 20 | NA | NA | NA | NA | NA | NA
Orchard Ranch Solar Project | -754540 | Operating | 20 | Solar | 2017 | Kyuden International Corporation |  | WECC | NWPP | Ada | ID | Solar | 20 | NA | NA | NA | NA | NA | NA
Oregon Trail Wind | -180739 | Operating | 13.5 | Wind Turbine | 2011 | DIF Management B.V. |  | WECC | NWPP | Twin Falls | ID | Wind | 13.5 | NA | NA | NA | 29.2381 | 29.3058 | 34.8309
Oregon Trail Wind | -166121 | Operating | 13.5 | Wind Turbine | 2011 | Exergy Development Group of Idaho, LLC |  | WECC | NWPP | Twin Falls | ID | Wind | 13.5 | NA | NA | NA | 29.2381 | 29.3058 | 34.8309
Oregon Trail Wind | -166120 | Operating | 13.5 | Wind Turbine | 2011 | Reunion Power LLC |  | WECC | NWPP | Twin Falls | ID | Wind | 13.5 | NA | NA | NA | 29.2381 | 29.3058 | 34.8309
Oregon Trail Wind | -122784 | Operating | 13.5 | Wind Turbine | 2011 | TerraForm Private LLC |  | WECC | NWPP | Twin Falls | ID | Wind | 13.5 | NA | NA | NA | 29.2381 | 29.3058 | 34.8309
Palisades Dam | -511534 | Operating | 176.4 | Hydraulic Turbine | 1957 | U.S. Bureau Of Reclamation |  | WECC | NWPP | Bonneville | ID | Water | 176.4 | NA | NA | NA | 36.5347 | 35.8398 | 38.5628
Paris Hydro | -140692 | Operating | 0.7 | Hydraulic Turbine | 1910 | PacifiCorp |  | WECC | NWPP | Bear Lake | ID | Water | 0.7 | NA | NA | NA | 19.1129 | 15.3947 | 11.7254
Paris Hydro | -140691 | Operating | 0.7 | Hydraulic Turbine | 1910 | PacifiCorp |  | WECC | NWPP | Bear Lake | ID | Water | 0.7 | NA | NA | NA | 19.1129 | 15.3947 | 11.7254
Payne’s Ferry Wind Park | -180744 | Operating | 21 | Wind Turbine | 2011 | DIF Management B.V. |  | WECC | NWPP | Twin Falls | ID | Wind | 21 | NA | NA | NA | 32.4886 | 33.2638 | 36.8107
Payne’s Ferry Wind Park | -167003 | Operating | 21 | Wind Turbine | 2011 | Exergy Development Group of Idaho, LLC |  | WECC | NWPP | Twin Falls | ID | Wind | 21 | NA | NA | NA | 32.4886 | 33.2638 | 36.8107
Payne’s Ferry Wind Park | -167002 | Operating | 21 | Wind Turbine | 2011 | Reunion Power LLC |  | WECC | NWPP | Twin Falls | ID | Wind | 21 | NA | NA | NA | 32.4886 | 33.2638 | 36.8107
Payne’s Ferry Wind Park | -122778 | Operating | 21 | Wind Turbine | 2011 | TerraForm Private LLC |  | WECC | NWPP | Twin Falls | ID | Wind | 21 | NA | NA | NA | 32.4886 | 33.2638 | 36.8107
Pilgrim Stage Station | -180738 | Operating | 10.5 | Wind Turbine | 2011 | DIF Management B.V. |  | WECC | NWPP | Twin Falls | ID | Wind | 10.5 | NA | NA | NA | 34.5706 | 34.0846 | 38.4823
Pilgrim Stage Station | -166117 | Operating | 10.5 | Wind Turbine | 2011 | Exergy Development Group of Idaho, LLC |  | WECC | NWPP | Twin Falls | ID | Wind | 10.5 | NA | NA | NA | 34.5706 | 34.0846 | 38.4823
Pilgrim Stage Station | -166116 | Operating | 10.5 | Wind Turbine | 2011 | Reunion Power LLC |  | WECC | NWPP | Twin Falls | ID | Wind | 10.5 | NA | NA | NA | 34.5706 | 34.0846 | 38.4823
Pilgrim Stage Station | -122785 | Operating | 10.5 | Wind Turbine | 2011 | TerraForm Private LLC |  | WECC | NWPP | Twin Falls | ID | Wind | 10.5 | NA | NA | NA | 34.5706 | 34.0846 | 38.4823
Pleasant Valley Solar 1 & 2 Project | -798194 | Operating & Planned | 0 | Solar | 2025 | Matrix Renewables USA LLC |  | WECC | NWPP | Ada | ID | Solar | 200 | NA | NA | NA | NA | NA | NA
Pleasant Valley Solar 1 & 2 Project | -798193 | Operating & Planned | 0 | Solar | 2025 | rPlus Energies, LLC |  | WECC | NWPP | Ada | ID | Solar | 200 | NA | NA | NA | NA | NA | NA
Plummer Sawmill | -17506 | Operating | 6.2 | Steam Turbine | 1982 | Stimson Lumber Company, Inc. |  | WECC | NWPP | Benewah | ID | Biomass | 5.8 | 26744 | 36169 | 19271 | 17.3201 | 26.669 | 69.1368
Post Falls | -6012 | Operating | 14.5 | Hydraulic Turbine | 1906 | Avista Corporation |  | WECC | NWPP | Kootenai | ID | Water | 14.5 | NA | NA | NA | 30.4198 | 47.129 | 41.2367
Power County Wind Park North | -797961 | Operating | 22.5 | Wind Turbine | 2011 | D. E. Shaw Renewable Investments, L.L.C. |  | WECC | NWPP | Power | ID | Wind | 22.5 | NA | NA | NA | NA | NA | NA
Power County Wind Park North | -797960 | Operating | 22.5 | Wind Turbine | 2011 | Macquarie Asset Management Pty Limited |  | WECC | NWPP | Power | ID | Wind | 22.5 | NA | NA | NA | NA | NA | NA
Power County Wind Park South | -797959 | Operating | 22.5 | Wind Turbine | 2011 | D. E. Shaw Renewable Investments, L.L.C. |  | WECC | NWPP | Power | ID | Wind | 22.5 | NA | NA | NA | NA | NA | NA
Power County Wind Park South | -797958 | Operating | 22.5 | Wind Turbine | 2011 | Macquarie Asset Management Pty Limited |  | WECC | NWPP | Power | ID | Wind | 22.5 | NA | NA | NA | NA | NA | NA
Raft River I | -136449 | Operating | 21 | Geothermal | 2008 | U.S. Geothermal Inc. |  | WECC | NWPP | Cassia | ID | Geothermal | 15.2 | NA | NA | NA | 66.533 | 68.6674 | 69.8014
Hamlet | -166079 | Operating | 343.8 | Gas Turbine | 2007 | North Carolina Electric Membership Corporation | PJM | SERC | VACAR | Richmond | NC | Gas | 366.6 | 11011 | 10696 | 10825 | 2.3895 | 6.1474 | 3.6219
Rock Creek I | -6319 | Operating | 2.1 | Hydraulic Turbine | 1983 | Rock Creek Joint Venture |  | WECC | NWPP | Twin Falls | ID | Water | 2 | NA | NA | NA | 54.6518 | 51.0046 | 52.1461
Rock Creek II | -241910 | Operating | 1.9 | Hydraulic Turbine | 1990 | BP Hydro Associates |  | WECC | NWPP | Twin Falls | ID | Water | 1.8 | NA | NA | NA | 36.6946 | 20.9348 | 14.8782
Rockland Wind Farm | -144045 | Operating | 79.2 | Wind Turbine | 2011 | Leeward Renewable Energy, LLC |  | WECC | NWPP | Power | ID | Wind | 79.2 | NA | NA | NA | 31.6284 | 33.7931 | 39.7948
Rockland Wind Farm | -122776 | Operating | 79.2 | Wind Turbine | 2011 | TerraForm Private LLC |  | WECC | NWPP | Power | ID | Wind | 79.2 | NA | NA | NA | 31.6284 | 33.7931 | 39.7948
Ryegrass Wind Farm | -511888 | Operating | 23 | Wind Turbine | 2012 | Innergex Renewable Energy Inc. |  | WECC | NWPP | Elmore | ID | Wind | 23 | NA | NA | NA | 25.9897 | 25.4234 | NA
S.E. Hazelton A, LP | -241919 | Operating | 8.7 | Hydraulic Turbine | 1990 | Enel Green Power North America, Inc. |  | WECC | NWPP | Jerome | ID | Water | 8.7 | NA | NA | NA | 30.1278 | 30.0663 | 33.8484
Salmon Diesel | -6444 | Operating | 5 | Internal Combustion | 1967 | Idaho Power Company |  | WECC | NWPP | Lemhi | ID | Oil | 5.4 | 13918 | 11026 | 11962 | 0.10359 | 0.082445 | 0.054964
Salmon Falls Wind Park | -180741 | Operating | 21 | Wind Turbine | 2011 | DIF Management B.V. |  | WECC | NWPP | Twin Falls | ID | Wind | 21 | NA | NA | NA | 31.1089 | 31.1878 | 36.0018
Salmon Falls Wind Park | -166145 | Operating | 21 | Wind Turbine | 2011 | Exergy Development Group of Idaho, LLC |  | WECC | NWPP | Twin Falls | ID | Wind | 21 | NA | NA | NA | 31.1089 | 31.1878 | 36.0018
Salmon Falls Wind Park | -166144 | Operating | 21 | Wind Turbine | 2011 | Reunion Power LLC |  | WECC | NWPP | Twin Falls | ID | Wind | 21 | NA | NA | NA | 31.1089 | 31.1878 | 36.0018
Salmon Falls Wind Park | -122782 | Operating | 21 | Wind Turbine | 2011 | TerraForm Private LLC |  | WECC | NWPP | Twin Falls | ID | Wind | 21 | NA | NA | NA | 31.1089 | 31.1878 | 36.0018
Sawtooth Wind Farm | -166158 | Operating | 22.4 | Wind Turbine | 2011 | PowerWorks LLC |  | WECC | NWPP | Elmore | ID | Wind | 22.4 | NA | NA | NA | 28.7676 | 26.748 | 27.6082
Shoshone Falls | -256341 | Operating | 14.7 | Hydraulic Turbine | 1907 | Idaho Power Company |  | WECC | NWPP | Jerome | ID | Water | 15.6 | NA | NA | NA | 30.9624 | 30.8985 | 38.6314
Simco Solar Project | -754537 | Operating | 20 | Solar | 2016 | Enfinity Global Inc. |  | WECC | NWPP | Elmore | ID | Solar | 20 | NA | NA | NA | NA | NA | NA
Simco Solar Project | -754536 | Operating | 20 | Solar | 2016 | Kyuden International Corporation |  | WECC | NWPP | Elmore | ID | Solar | 20 | NA | NA | NA | NA | NA | NA
Simplot Pocatello Cogeneration Plant | -2975 | Operating | 15.9 | Steam Turbine | 1986 | Simplot Leasing Corporation |  | WECC | NWPP | Power | ID | Other | 15 | 3412 | 3412 | 8843 | 55.1104 | 38.4384 | 47.1164
Smith Falls Hydroelectric Project | -108537 | Operating | 38.1 | Hydraulic Turbine | 1989 | Smith Creek Management, LLC |  | WECC | NWPP | Boundary | ID | Water | 38.1 | NA | NA | NA | 15.2462 | 18.4662 | 25.8773
Smith Falls Hydroelectric Project | -108536 | Operating | 38.1 | Hydraulic Turbine | 1989 | JAVA Holdings Ltd. |  | WECC | NWPP | Boundary | ID | Water | 38.1 | NA | NA | NA | 15.2462 | 18.4662 | 25.8773
Soda (Bear River) | -141161 | Operating | 14.6 | Hydraulic Turbine | 1924 | PacifiCorp |  | WECC | NWPP | Caribou | ID | Water | 15.2 | NA | NA | NA | 12.3813 | 10.82 | 11.6386
Soda (Bear River) | -141160 | Operating | 14.6 | Hydraulic Turbine | 1924 | PacifiCorp |  | WECC | NWPP | Caribou | ID | Water | 15.2 | NA | NA | NA | 12.3813 | 10.82 | 11.6386
Soda Springs-Hooper | -6775 | Operating | 0.3 | Hydraulic Turbine | 1916 | City of Soda Springs |  | WECC | NWPP | Caribou | ID | Water | 0.3 | NA | NA | NA | NA | NA | NA
Soda Springs-M Snell | -6776 | Operating | 0.35 | Hydraulic Turbine | 1989 | City of Soda Springs |  | WECC | NWPP | Caribou | ID | Water | 0.3 | NA | NA | NA | NA | NA | NA
South Forks Hydro | -17707 | Operating | 8 | Hydraulic Turbine | 1984 | Ida-West Energy Company |  | WECC | NWPP | Twin Falls | ID | Water | 8 | NA | NA | NA | 38.1807 | 32.0106 | 37.4886
South Forks Hydro | -6810 | Operating | 8 | Hydraulic Turbine | 1984 | Twin Falls Canal Company |  | WECC | NWPP | Twin Falls | ID | Water | 8 | NA | NA | NA | 38.1807 | 32.0106 | 37.4886
St Anthony | -83751 | Operating | 0.5 | Hydraulic Turbine | 1915 | St. Anthony Hydro Llc |  | WECC | NWPP | Fremont | ID | Water | 0.4 | NA | NA | NA | NA | NA | NA
Swan Falls | -7082 | Operating | 25 | Hydraulic Turbine | 1994 | Idaho Power Company |  | WECC | NWPP | Ada | ID | Water | 29.5 | NA | NA | NA | 43.8795 | 41.1522 | 44.1118
Tamarack Energy Partnership | -7121 | Operating | 6.2 | Steam Turbine | 1983 | Tamarack Energy Partners |  | WECC | NWPP | Adams | ID | Biomass | 6.2 | 33956 | 38911 | 36927 | 24.0021 | 25.3112 | 24.8748
Thousand Springs | -165661 | Operating | 6.8 | Hydraulic Turbine | 1912 | Idaho Power Company |  | WECC | NWPP | Gooding | ID | Water | 6.6 | NA | NA | NA | 93.7837 | 86.9326 | 94.8844
Thousand Springs Wind | -180737 | Operating | 12 | Wind Turbine | 2011 | DIF Management B.V. |  | WECC | NWPP | Twin Falls | ID | Wind | 12 | NA | NA | NA | 30.6554 | 28.7205 | 32.6541
Thousand Springs Wind | -166113 | Operating | 12 | Wind Turbine | 2011 | Exergy Development Group of Idaho, LLC |  | WECC | NWPP | Twin Falls | ID | Wind | 12 | NA | NA | NA | 30.6554 | 28.7205 | 32.6541
Thousand Springs Wind | -166112 | Operating | 12 | Wind Turbine | 2011 | Reunion Power LLC |  | WECC | NWPP | Twin Falls | ID | Wind | 12 | NA | NA | NA | 30.6554 | 28.7205 | 32.6541
Thousand Springs Wind | -122786 | Operating | 12 | Wind Turbine | 2011 | TerraForm Private LLC |  | WECC | NWPP | Twin Falls | ID | Wind | 12 | NA | NA | NA | 30.6554 | 28.7205 | 32.6541
Tuana Gulch Wind | -180736 | Operating | 10.5 | Wind Turbine | 2011 | DIF Management B.V. |  | WECC | NWPP | Twin Falls | ID | Wind | 10.5 | NA | NA | NA | 31.3329 | 30.7458 | 35.2174
Tuana Gulch Wind | -166109 | Operating | 10.5 | Wind Turbine | 2011 | Exergy Development Group of Idaho, LLC |  | WECC | NWPP | Twin Falls | ID | Wind | 10.5 | NA | NA | NA | 31.3329 | 30.7458 | 35.2174
Tuana Gulch Wind | -166108 | Operating | 10.5 | Wind Turbine | 2011 | Reunion Power LLC |  | WECC | NWPP | Twin Falls | ID | Wind | 10.5 | NA | NA | NA | 31.3329 | 30.7458 | 35.2174
Tuana Gulch Wind | -122787 | Operating | 10.5 | Wind Turbine | 2011 | TerraForm Private LLC |  | WECC | NWPP | Twin Falls | ID | Wind | 10.5 | NA | NA | NA | 31.3329 | 30.7458 | 35.2174
Tuana Springs Project | -396494 | Operating | 16.8 | Wind Turbine | 2010 | Continental Wind, LLC |  | WECC | NWPP | Twin Falls | ID | Wind | 16.8 | NA | NA | NA | 20.6383 | 20.4406 | NA
Twin Falls, ID | -7321 | Operating | 52.7 | Hydraulic Turbine | 1935 | Idaho Power Company |  | WECC | NWPP | Twin Falls | ID | Water | 54.2 | NA | NA | NA | 8.4932 | 4.8487 | 11.6514
Two Ponds Wind Farm | -511886 | Operating | 23 | Wind Turbine | 2012 | Innergex Renewable Energy Inc. |  | WECC | NWPP | Elmore | ID | Wind | 23 | NA | NA | NA | 27.8827 | 27.7586 | NA
Upper Malad | -7394 | Operating | 8.3 | Hydraulic Turbine | 1948 | Idaho Power Company |  | WECC | NWPP | Gooding | ID | Water | 8 | NA | NA | NA | 74.5448 | 75.5254 | 83.3904
Upper Salmon A | -7400 | Operating | 18 | Hydraulic Turbine | 1937 | Idaho Power Company |  | WECC | NWPP | Twin Falls | ID | Water | 17.7 | NA | NA | NA | 52.6791 | 52.3884 | 50.971
Upper Salmon B | -7401 | Operating | 16.5 | Hydraulic Turbine | 1947 | Idaho Power Company |  | WECC | NWPP | Twin Falls | ID | Water | 18.6 | NA | NA | NA | 53.9058 | 50.518 | 42.0824
Weiser Battery Storage (BESS) Plant | -806279 | Operating | NA | Battery | 2025 | Idaho Power Company |  | WECC | NWPP | Washington | ID | Energy Storage | 3 | NA | NA | NA | NA | NA | NA
West Point RNG IC Project | -776771 | Operating | 3.2 | Internal Combustion | 2024 | Camco International Group, Inc. |  | WECC | NWPP | Gooding | ID | Biomass | 3.2 | NA | NA | NA | NA | NA | NA
Wilson Lake Hydroelectric Project | -17710 | Operating | 8.4 | Hydraulic Turbine | 1993 | L B Industries Inc. |  | WECC | NWPP | Jerome | ID | Water | 8.4 | NA | NA | NA | 35.2427 | 33.3877 | 36.4685
Wilson Lake Hydroelectric Project | -7809 | Operating | 8.4 | Hydraulic Turbine | 1993 | Ida-West Energy Company |  | WECC | NWPP | Jerome | ID | Water | 8.4 | NA | NA | NA | 35.2427 | 33.3877 | 36.4685
Wolverine Creek Wind | -166102 | Operating | 64.5 | Wind Turbine | 2006 | Invenergy Renewables LLC |  | WECC | NWPP | Bonneville | ID | Wind | 64.5 | NA | NA | NA | 23.8406 | 25.8286 | 29.8749
Yahoo Creek Wind | -180745 | Operating | 21 | Wind Turbine | 2011 | DIF Management B.V. |  | WECC | NWPP | Twin Falls | ID | Wind | 21 | NA | NA | NA | 33.1159 | 32.3103 | 31.8167
Yahoo Creek Wind | -167007 | Operating | 21 | Wind Turbine | 2011 | Exergy Development Group of Idaho, LLC |  | WECC | NWPP | Twin Falls | ID | Wind | 21 | NA | NA | NA | 33.1159 | 32.3103 | 31.8167
Yahoo Creek Wind | -167006 | Operating | 21 | Wind Turbine | 2011 | Reunion Power LLC |  | WECC | NWPP | Twin Falls | ID | Wind | 21 | NA | NA | NA | 33.1159 | 32.3103 | 31.8167
Yahoo Creek Wind | -122777 | Operating | 21 | Wind Turbine | 2011 | TerraForm Private LLC |  | WECC | NWPP | Twin Falls | ID | Wind | 21 | NA | NA | NA | 33.1159 | 32.3103 | 31.8167
2662 Freeport Solar 1 Project | -316937 | Operating | 2 | Solar | 2020 | Summit Ridge Energy, LLC | PJM | RFC | R-PJM | Stephenson | IL | Solar | 2 | NA | NA | NA | 18.1336 | 22.1461 | 21.7637
42nd Road Solar Project | -436707 | Operating | 2 | Solar | 2022 | Summit Ridge Energy, LLC | PJM | RFC | R-PJM | LaSalle | IL | Solar | 2 | NA | NA | NA | 23.4247 | 18.8185 | NA
9521 US 14 Solar 1 Project | -793498 | Operating | NA | Solar | 2024 | Generate Capital, PBC | PJM | RFC | R-PJM | McHenry | IL | Solar | 2 | NA | NA | NA | NA | NA | NA
Abbott | -772999 | Operating | 54.3 | Steam Turbine | 1940 | University of Illinois | MISO | SERC | GATEWY | Champaign | IL | Gas | 54.3 | 22074 | 31546 | 28135 | 16.9454 | 11.7735 | 11.7408
Hampton Facility CT | -13490 | Operating | 5 | Gas Turbine | 2000 | Alinian Capital Group, LLC | New England | NPCC | NE | Rockingham | NH | Gas | 5 | 11908 | 12110 | 11996 | 62.3082 | 64.0868 | 66.2215
Abel Solar Project | -777876 | Operating | 2 | Solar | 2021 | Engie 2020 PROJECTCO-IL4 LLC | PJM | RFC | R-PJM | Whiteside | IL | Solar | 2 | NA | NA | NA | NA | NA | NA
Adam Wind (GSG 3) | -473089 | Operating | 5 | Wind Turbine | 2007 | Aker Horizons ASA | PJM | RFC | R-PJM | Lee | IL | Wind | 2.5 | NA | NA | NA | 14.8128 | 19.7671 | 17.4406
Adam Wind (GSG 3) | -473088 | Operating | 5 | Wind Turbine | 2007 | Aker Horizons ASA | PJM | RFC | R-PJM | Lee | IL | Wind | 2.5 | NA | NA | NA | 14.8128 | 19.7671 | 17.4406
Adam Wind (GSG 3) | -473087 | Operating | 5 | Wind Turbine | 2007 | Aker Horizons ASA | PJM | RFC | R-PJM | Lee | IL | Wind | 2.5 | NA | NA | NA | 14.8128 | 19.7671 | 17.4406
Adam Wind (GSG 3) | -473086 | Operating | 5 | Wind Turbine | 2007 | FPC Services, Incorporated | PJM | RFC | R-PJM | Lee | IL | Wind | 2.5 | NA | NA | NA | 14.8128 | 19.7671 | 17.4406
Adam Wind (GSG 3) | -473085 | Operating | 5 | Wind Turbine | 2007 | Mitsui & Co., Ltd. | PJM | RFC | R-PJM | Lee | IL | Wind | 2.5 | NA | NA | NA | 14.8128 | 19.7671 | 17.4406
Hancock | -214831 | Operating | 121.6 | Gas Turbine | 1966 | DTE Electric Company | MISO | RFC | R-MISO | Oakland | MI | Gas | 124 | 15843 | 15157 | 14435 | 0.22426 | 2.3208 | 1.2927
Adkins Energy Steam Plant | -316703 | Operating | 1.8 | Steam Turbine | 2019 | Adkins Energy LLC | PJM | RFC | R-PJM | Stephenson | IL | Gas | 1.8 | NA | 31974 | 32053 | 50.1395 | 60.8891 | 52.7968
Agrimony 1 Solar Plant | -798692 | Operating | NA | Solar | 2025 | Greenbacker Renewable Energy Corporation | MISO | MRO | MRO-US | Jo Daviess | IL | Solar | 2 | NA | NA | NA | NA | NA | NA
AgriWind | -232981 | Operating | 8.4 | Wind Turbine | 2007 | AgriWind LLC | MISO, PJM | SERC | GATEWY | Bureau | IL | Wind | 8.4 | NA | NA | NA | 7.3739 | 18.2281 | 19.0367
Ahern Community Solar Project | -663489 | Operating | 2 | Solar | 2023 | Soltage, LLC | PJM | RFC | R-PJM | Grundy | IL | Solar | 2 | NA | NA | NA | 6.0331 | NA | NA
Albertsons at Melrose Park | -700768 | Operating | 1.9 | Solar | 2021 | Brookfield Renewable Partners L.P. | PJM | RFC | R-PJM | Cook | IL | Solar | 1.9 | NA | NA | NA | 18.2348 | 9.4809 | 0.97332
Alden Road Harvard Solar Project | -364200 | Operating | 2 | Solar | 2020 | Nexamp Capital, LLC | PJM | RFC | R-PJM | McHenry | IL | Solar | 2 | NA | NA | NA | 21.8493 | 21.4954 | NA
All World Solar Facility | -778241 | Operating | 1.5 | Solar | 2023 | All World Machinery Supply, Inc. | PJM | RFC | R-PJM | Winnebago | IL | Solar | 1.5 | NA | NA | NA | NA | NA | NA
Handsome Lake Energy | -404663 | Operating | 294.5 | Gas Turbine | 2001 | Constellation Energy Corporation | PJM | RFC | R-PJM | Venango | PA | Gas | 267.5 | 11824 | 34198 | NA | 5.6643 | 1.3149 | NA
Alta Farms II Wind Project | -752322 | Operating | 200.5 | Wind Turbine | 2023 | TradeWind Energy, Inc. | MISO | RFC | R-MISO | De Witt | IL | Wind | 200.5 | NA | NA | NA | 20.4347 | NA | NA
Altamont IC | -167052 | Operating | 7.2 | Internal Combustion | 2002 | City of Altamont, Illinois | MISO | SERC | GATEWY | Effingham | IL | Oil | 7.2 | 10500 | 10857 | 10064 | 0.12684 | 0.11098 | 0.37259
Amazon MDW6 Solar Project | -378292 | Operating | 1.9 | Solar | 2020 | Total Strong, LLC | PJM | RFC | R-PJM | Will | IL | Solar | 1.9 | NA | NA | NA | 19.0699 | 0.733 | NA
Amazon MDW7 Solar Project | -547459 | Operating | 1.9 | Solar | 2022 | HA Sustainable Infrastructure Capital, Inc. | PJM | RFC | R-PJM | Will | IL | Solar | 1.9 | NA | NA | NA | 2.1689 | NA | NA
Amazon MDW7 Solar Project | -547458 | Operating | 1.9 | Solar | 2022 | TotalEnergies SE | PJM | RFC | R-PJM | Will | IL | Solar | 1.9 | NA | NA | NA | 2.1689 | NA | NA
Ameresco Danville Solar Project | -409037 | Operating | 2 | Solar | 2021 | Greenbacker Renewable Energy Corporation | MISO | SERC | GATEWY | Vermilion | IL | Solar | 2 | NA | NA | NA | 20.3425 | 10.2397 | NA
Apple Canyon Lake Solar Farm | -316933 | Operating | 1.2 | Solar | 2020 | Bluestem Energy Solutions, Llc | MISO | MRO | MRO-US | Jo Daviess | IL | Solar | 1.2 | NA | NA | NA | 33.3048 | 31.0597 | 31.8683
Hanford Energy Park Peaker | -176276 | Operating | 92.2 | Gas Turbine | 2001 | Middle River Power III LLC | CAISO | WECC | CAMX | Kings | CA | Gas | 97.4 | 11304 | 11227 | 11162 | 0.47467 | 2.2093 | 0.97712
Hanging Rock | -138202 | Operating | 1429.8 | Combined Cycle | 2003 | Vistra Corp. | PJM | RFC | R-PJM | Lawrence | OH | Gas | 1433 | 7240 | 7135 | 7175 | 84.3206 | 79.8877 | 76.1308
Austin Solar Project | -422014 | Operating | 2 | Solar | 2013 | Goldman Sachs Asset Management, L.P. | PJM | RFC | R-PJM | Cook | IL | Solar | 2 | NA | NA | NA | NA | NA | NA
Avenue A Gen Sets | -1669 | Operating | 3.6 | Internal Combustion | 2000 | City of Rock Falls, Illinois | PJM | RFC | R-PJM | Whiteside | IL | Oil | 3.6 | 10203 | 9514 | 10150 | 0.54541 | 0.54858 | 0.67542
Baldwin Battery Storage Project | -785401 | Operating | 2 | Battery | 2024 | Vistra Corp. | MISO | SERC | GATEWY | Randolph | IL | Energy Storage | 2 | NA | NA | NA | NA | NA | NA
Baldwin Energy Complex | -200201 | Operating | 1259.6 | Steam Turbine | 1970 | Dynegy Midwest Generation, Inc. | MISO | SERC | GATEWY | Randolph | IL | Coal | 1185 | 10881 | 10926 | 10610 | 56.8258 | 57.0586 | 66.3289
Baldwin Solar Power Plant | -785360 | Operating | 68 | Solar | 2024 | Vistra Corp. | MISO | SERC | GATEWY | Randolph | IL | Solar | 68 | NA | NA | NA | NA | NA | NA
Beecher | -167922 | Operating | 3.3 | Internal Combustion | 2006 | Beecher Energy LLC | PJM | RFC | R-PJM | Will | IL | Biomass | 3.3 | 12671 | 8208 | 20739 | 11.0938 | 12.0244 | 19.0743
Beecher Sun Solar Plant | -521493 | Operating | 2 | Solar | 2021 | Consolidated Edison Development, Inc. | PJM | RFC | R-PJM | Will | IL | Solar | 2 | NA | NA | NA | 19.9772 | NA | NA
Belleville Solar Project | -393925 | Operating | 9.9 | Solar | 2021 | AES Distributed Energy, Inc. | MISO | SERC | GATEWY | Saint Clair | IL | Solar | 9.9 | NA | NA | NA | 19.9449 | 17.2455 | NA
Bennington Wind (Minonk Stewardship Wind) | -388221 | Operating | 93 | Wind Turbine | 2021 | Akuo Energy SAS | MISO | SERC | GATEWY | Marshall | IL | Wind | 93 | NA | NA | NA | 40.6666 | 41.8651 | 7.8568
Bennington Wind (Minonk Stewardship Wind) | -388220 | Operating | 93 | Wind Turbine | 2021 | Stewardship Energy LLC | MISO | SERC | GATEWY | Marshall | IL | Wind | 93 | NA | NA | NA | 40.6666 | 41.8651 | 7.8568
Big River Solar | -552978 | Operating | 149 | Solar | 2022 | Undisclosed buyer | MISO | SERC | GATEWY | White | IL | Solar | 149 | NA | NA | NA | 25.6479 | 10.1741 | NA
Big River Solar | -552977 | Operating | 149 | Solar | 2022 | D. E. Shaw & Co., L.P. | MISO | SERC | GATEWY | White | IL | Solar | 149 | NA | NA | NA | 25.6479 | 10.1741 | NA
Big Sky Wind Facility | -791370 | Operating | 239.4 | Wind Turbine | 2011 | Potentia Renewables Inc. | PJM | RFC | R-PJM | Bureau | IL | Wind | 239.4 | NA | NA | NA | NA | NA | NA
Happy Valley | -764717 | Operating | 27 | Gas Turbine | 1992 | Newfoundland and Labrador Hydro |  | NPCC | MRTM |  |  | Gas | 27 | NA | NA | NA | NA | NA | NA
Bishop Hill II Wind Farm | -141512 | Operating | 81 | Wind Turbine | 2012 | BHE Renewables, LLC | MISO | SERC | GATEWY | Henry | IL | Wind | 81 | NA | NA | NA | 32.2666 | 44.8157 | 39.9067
Bishop Hill II Wind Farm | -141511 | Operating | 81 | Wind Turbine | 2012 | BHE Renewables, LLC | MISO | SERC | GATEWY | Henry | IL | Wind | 81 | NA | NA | NA | 32.2666 | 44.8157 | 39.9067
Bishop Hill III Wind Farm | -176286 | Operating | 119 | Wind Turbine | 2018 | WEC Infrastructure LLC | MISO | MRO | MRO-US | Henry | IL | Wind | 119 | NA | NA | NA | 38.7871 | 45.1701 | 41.6648
Bishop Hill III Wind Farm | -149931 | Operating | 119 | Wind Turbine | 2018 | Invenergy Investment Company LLC | MISO | MRO | MRO-US | Henry | IL | Wind | 119 | NA | NA | NA | 38.7871 | 45.1701 | 41.6648
Bishop Hill Wind Farm | -695650 | Operating | 200 | Wind Turbine | 2012 | TerraForm Power, Inc. | PJM | RFC | R-PJM | Henry | IL | Wind | 200 | NA | NA | NA | 32.1999 | 38.2265 | 34.8909
Bishop Hill Wind Farm | -471622 | Operating | 200 | Wind Turbine | 2012 | Sprott Korea Investment | PJM | RFC | R-PJM | Henry | IL | Wind | 200 | NA | NA | NA | 32.1999 | 38.2265 | 34.8909
Bishop Hill Wind Farm | -471621 | Operating | 200 | Wind Turbine | 2012 | Alpha Asset Management &Partners | PJM | RFC | R-PJM | Henry | IL | Wind | 200 | NA | NA | NA | 32.1999 | 38.2265 | 34.8909
Bishop Hill Wind Farm | -471620 | Operating | 200 | Wind Turbine | 2012 | Korea Hydro & Nuclear Power Co., Ltd. | PJM | RFC | R-PJM | Henry | IL | Wind | 200 | NA | NA | NA | 32.1999 | 38.2265 | 34.8909
Bishop Hill Wind Farm | -471618 | Operating | 200 | Wind Turbine | 2012 | Hana Securities Co., Ltd. | PJM | RFC | R-PJM | Henry | IL | Wind | 200 | NA | NA | NA | 32.1999 | 38.2265 | 34.8909
Bishop Hill Wind Farm | -471617 | Operating | 200 | Wind Turbine | 2012 | Korea Investment & Securities Co., Ltd. | PJM | RFC | R-PJM | Henry | IL | Wind | 200 | NA | NA | NA | 32.1999 | 38.2265 | 34.8909
Blackstone Wind Farm (Top Crop I) | -102796 | Operating | 106 | Wind Turbine | 2009 | EDP Renewables North America LLC | PJM | RFC | R-PJM | LaSalle | IL | Wind | 106 | NA | NA | NA | 24.3296 | 30.54 | 26.6245
Blackstone Wind Farm (Top Crop I) | -45991 | Operating | 106 | Wind Turbine | 2009 | EDP Renewables North America LLC | PJM | RFC | R-PJM | LaSalle | IL | Wind | 106 | NA | NA | NA | 24.3296 | 30.54 | 26.6245
Blackstone Wind Farm II (Top Crop II) | -102800 | Operating | 200 | Wind Turbine | 2010 | EDP Renewables North America LLC | PJM | RFC | R-PJM | Grundy | IL | Wind | 200 | NA | NA | NA | 25.983 | 32.2959 | 29.8175
Blackstone Wind Farm II (Top Crop II) | -46047 | Operating | 200 | Wind Turbine | 2010 | EDP Renewables North America LLC | PJM | RFC | R-PJM | Grundy | IL | Wind | 200 | NA | NA | NA | 25.983 | 32.2959 | 29.8175
Blooming Grove Wind Energy Center (McLean County) | -292718 | Operating | 250 | Wind Turbine | 2020 | Invenergy Wind Development North America LLC | PJM | RFC | R-PJM | McLean | IL | Wind | 250 | NA | NA | NA | 39.5728 | 45.7195 | 41.5895
Blooming Grove Wind Energy Center (McLean County) | -292717 | Operating | 250 | Wind Turbine | 2020 | WEC Energy Group, Inc. | PJM | RFC | R-PJM | McLean | IL | Wind | 250 | NA | NA | NA | 39.5728 | 45.7195 | 41.5895
Blue Goose Solar Project | -317754 | Operating | 2 | Solar | 2020 | Summit Ridge Energy, LLC | PJM | RFC | R-PJM | Whiteside | IL | Solar | 2 | NA | NA | NA | 23.476 | 22.4543 | 22.7283
Boomtown Solar Project | -785368 | Operating | 150 | Solar | 2024 | Union Electric Company | MISO | SERC | GATEWY | White | IL | Solar | 150 | NA | NA | NA | NA | NA | NA
Bourbonnais Solar Project | -766710 | Operating | 1.66 | Solar | 2024 | Luminace Aggregator, LLC | PJM | RFC | R-PJM | Kankakee | IL | Solar | 1.66 | NA | NA | NA | NA | NA | NA
Braidwood Clean Energy Center | -396370 | Operating | 2449.8 | Nuclear | 1988 | Constellation Energy Corporation | PJM | RFC | R-PJM | Will | IL | Nuclear | 2401.2 | NA | NA | NA | 95.6219 | 95.8257 | NA
Breese | -164411 | Operating | 16.9 | Internal Combustion | 1953 | City of Breese, Illinois | MISO | SERC | GATEWY | Clinton | IL | Oil | 17 | 31046 | 11793 | 11971 | 0.1766 | 0.24644 | 0.53183
Breezewood Solar Project | -782290 | Operating | 2 | Solar | 2024 | Cypress Creek Renewables, LLC | MISO | SERC | GATEWY | McLean | IL | Solar | 2 | NA | NA | NA | NA | NA | NA
Briscoe 1A Solar | -647966 | Operating | 2 | Solar | 2023 | Briscoe 1A Road Solar 1, LLC | PJM | SERC | GATEWY | LaSalle | IL | Solar | 2 | NA | NA | NA | 23.0422 | NA | NA
Briscoe 2A Solar Project | -647636 | Operating | 2 | Solar | 2023 | 7th Road Solar 2 LLC | PJM | SERC | GATEWY | LaSalle | IL | Solar | 2 | NA | NA | NA | 21.7523 | NA | NA
Brown County Wind Farm (Adams) | -169527 | Operating | 1.5 | Wind Turbine | 2011 | Adams Electric Cooperative | MISO | SERC | GATEWY | Brown | IL | Wind | 1.5 | NA | NA | NA | 19.7641 | 22.4125 | 21.8569
Brownfield Solar Farm (DePue Solar) | -638315 | Operating | 20 | Solar | 2023 | Ameresco, Inc. | MISO | SERC | GATEWY | Bureau | IL | Solar | 20 | NA | NA | NA | 13.516 | NA | NA
Brush Creek I Solar Project | -663423 | Operating | 2 | Solar | 2022 | Clearway Energy, Inc. | PJM | RFC | R-PJM | Stephenson | IL | Solar | 2 | NA | NA | NA | 15.8619 | NA | NA
Brush Creek I Solar Project | -663422 | Operating | 2 | Solar | 2022 | Clearway Energy, Inc. | PJM | RFC | R-PJM | Stephenson | IL | Solar | 2 | NA | NA | NA | 15.8619 | NA | NA
Bunker Hill Solar Project | -777878 | Operating | 2 | Solar | 2021 | SoCore AssetCo LLC | PJM | RFC | R-PJM | Whiteside | IL | Solar | 2 | NA | NA | NA | NA | NA | NA
Bushnell | -164439 | Operating | 10.8 | Internal Combustion | 1940 | Bushnell City of IL | MISO | SERC | GATEWY | McDonough | IL | Oil | 10.8 | 11694 | 10405 | 10075 | 0.038052 | 0.083502 | 0.04228
Byron Generating Station | -396371 | Operating | 2449.8 | Nuclear | 1985 | Constellation Energy Corporation | PJM | RFC | R-PJM | Ogle | IL | Nuclear | 2378.9 | NA | NA | NA | 93.4087 | 94.4639 | NA
California Ridge Wind | -695636 | Operating | 217 | Wind Turbine | 2012 | TerraForm Power, Inc. |  | SERC | CENTRL | Vermilion | IL | Wind | 200 | NA | NA | NA | 38.5883 | 46.2715 | 44.5968
California Ridge Wind | -471610 | Operating | 217 | Wind Turbine | 2012 | Sprott Korea Investment |  | SERC | CENTRL | Vermilion | IL | Wind | 200 | NA | NA | NA | 38.5883 | 46.2715 | 44.5968
California Ridge Wind | -471609 | Operating | 217 | Wind Turbine | 2012 | Alpha Asset Management &Partners |  | SERC | CENTRL | Vermilion | IL | Wind | 200 | NA | NA | NA | 38.5883 | 46.2715 | 44.5968
California Ridge Wind | -471608 | Operating | 217 | Wind Turbine | 2012 | Korea Hydro & Nuclear Power Co., Ltd. |  | SERC | CENTRL | Vermilion | IL | Wind | 200 | NA | NA | NA | 38.5883 | 46.2715 | 44.5968
California Ridge Wind | -471606 | Operating | 217 | Wind Turbine | 2012 | Hana Securities Co., Ltd. |  | SERC | CENTRL | Vermilion | IL | Wind | 200 | NA | NA | NA | 38.5883 | 46.2715 | 44.5968
California Ridge Wind | -471605 | Operating | 217 | Wind Turbine | 2012 | Korea Investment & Securities Co., Ltd. |  | SERC | CENTRL | Vermilion | IL | Wind | 200 | NA | NA | NA | 38.5883 | 46.2715 | 44.5968
Harbec Cogeneration CHP Plant | -194494 | Operating | 0.5 | Gas Turbine | 2015 | HARBEC, Inc. | New York | NPCC | NY | Wayne | NY | Gas | 0.5 | 29529 | 48276 | 35638 | 9.8402 | 6.5297 | 7.1918
Cameron Solar Project (Trajectory) | -788801 | Operating | 2 | Solar | 2023 | Summit Ridge Energy, LLC | MISO | SERC | GATEWY | Peoria | IL | Solar | 2 | NA | NA | NA | NA | NA | NA
Camp Grove Wind Farm | -166728 | Operating | 150 | Wind Turbine | 2007 | Orion Energy LLC | PJM | RFC | R-PJM | Stark | IL | Wind | 150 | NA | NA | NA | 27.6658 | 34.406 | 31.0996
Cardinal Point Wind Project | -223366 | Operating | 150 | Wind Turbine | 2020 | Capital Power GP Holdings Inc. | MISO | SERC | GATEWY | McDonough | IL | Wind | 150 | NA | NA | NA | 41.4018 | 47.1593 | 44.1952
Cardinal Point Wind Project | -223365 | Operating | 150 | Wind Turbine | 2020 | Capital Power Corporation | MISO | SERC | GATEWY | McDonough | IL | Wind | 150 | NA | NA | NA | 41.4018 | 47.1593 | 44.1952
Carlyle | -161964 | Operating | 12.3 | Internal Combustion | 1964 | Carlyle City of | MISO | SERC | GATEWY | Clinton | IL | Oil | 12.3 | 9354 | 10057 | 10209 | 0.17541 | 0.34247 | 0.46961
Carmi | -244695 | Operating | 13.4 | Internal Combustion | 1939 | City of Carmi, Illinois | MISO | SERC | GATEWY | White | IL | Oil | 13 | 10787 | 15976 | 9643 | 0.041272 | 0.07464 | 0.18491
Casey IC | -995 | Operating | 5.4 | Internal Combustion | 2002 | City of Casey | MISO | SERC | GATEWY | Clark | IL | Oil | 5.4 | 9885 | 11308 | 9210 | 0.36783 | 0.082445 | 0.53272
Cass County Solar Project (South Beardstown Drainage District Solar Farm) | -785321 | Operating | 150 | Solar | 2024 | Union Electric Company | MISO | SERC | GATEWY | Cass | IL | Solar | 150 | NA | NA | NA | NA | NA | NA
Cattail Solar Farm | -663272 | Operating | 2 | Solar | 2022 | Clearway Energy, Inc. | PJM | RFC | R-PJM | Whiteside | IL | Solar | 2 | NA | NA | NA | 45.0799 | NA | NA
Cattail Solar Farm | -663271 | Operating | 2 | Solar | 2022 | Clearway Energy, Inc. | PJM | RFC | R-PJM | Whiteside | IL | Solar | 2 | NA | NA | NA | 45.0799 | NA | NA
CED Champaign Solar Project | -521495 | Operating | 1.6 | Solar | 2020 | Consolidated Edison Development, Inc. | MISO | SERC | GATEWY | Champaign | IL | Solar | 1.6 | NA | NA | NA | 20.391 | NA | NA
CED Hilltop Solar Project | -521494 | Operating | 2 | Solar | 2021 | Consolidated Edison Development, Inc. | PJM | RFC | R-PJM | Winnebago | IL | Solar | 2 | NA | NA | NA | 23.7557 | NA | NA
CED Peoria Solar Project | -633239 | Operating | 2 | Solar | 2021 | Summit Ridge Energy, LLC | MISO | SERC | GATEWY | Peoria | IL | Solar | 2 | NA | NA | NA | 21.1929 | 23.1849 | 13.9041
CED Spring Creek Solar Project | -521499 | Operating | 2 | Solar | 2021 | Consolidated Edison Development, Inc. | PJM | RFC | R-PJM | Kankakee | IL | Solar | 2 | NA | NA | NA | 17.6199 | NA | NA
Cedarville Illinois Solar Project | -769007 | Operating | 2 | Solar | 2024 | Generate Capital, PBC | PJM | RFC | R-PJM | Stephenson | IL | Solar | 2 | NA | NA | NA | NA | NA | NA
Chanute Air Force Base Solar Project | -641158 | Operating | 2 | Solar | 2017 | Altorfer, Inc. | MISO, PJM | SERC | GATEWY | Champaign | IL | Solar | 2 | NA | NA | NA | 17.0434 | 18.3847 | 13.9555
Charter Dura-Bar Project | -7658 | Operating | 6 | Internal Combustion | 1992 | Charter Dura-Bar, Inc. | PJM | RFC | R-PJM | McHenry | IL | Gas | 6 | 17716 | 15638 | 21648 | 16.3033 | 16.9654 | 10.624
Charter Durabar Solar Plant | -396768 | Operating | 2 | Solar | 2021 | Constellation NewEnergy, Inc. | MISO | SERC | GATEWY | McHenry | IL | Solar | 2 | NA | NA | NA | 16.0902 | 22.9224 | NA
Chicago Rockford Solar Project | -168964 | Operating | 2.6 | Solar | 2012 | Wanxiang America Corporation | MISO | SERC | GATEWY | Winnebago | IL | Solar | 2.6 | NA | NA | NA | 15.7666 | 17.1365 | 11.9424
Chicago Rockford Solar Project | -168963 | Operating | 2.6 | Solar | 2012 | New Generation Power LLC | MISO | SERC | GATEWY | Winnebago | IL | Solar | 2.6 | NA | NA | NA | 15.7666 | 17.1365 | 11.9424
Harbor CC | -3793 | Operating | 245.6 | Combined Cycle | 1995 | Los Angeles Department of Water and Power, California |  | WECC | CAMX | Los Angeles | CA | Gas | 206 | 10406 | 10409 | 11290 | 6.5013 | 4.9509 | 3.7324
Harbor Cogeneration | -142374 | Operating | 107.4 | Combined Cycle | 1988 | Clarion Energy LLC | CAISO | WECC | CAMX | Los Angeles | CA | Gas | 105.9 | 12478 | 12742 | 14585 | 2.7549 | 2.2286 | 1.684
Clay FC Solar Project | -673790 | Operating | 2 | Solar | 2021 | Nexamp Capital, LLC | MISO | SERC | GATEWY | Clay | IL | Solar | 2 | NA | NA | NA | 22.774 | 20.645 | NA
Clendenin A Community Solar Project | -366598 | Operating | 2 | Solar | 2021 | Summit Ridge Capital | MISO | SERC | GATEWY | Williamson | IL | Solar | 2 | NA | NA | NA | 12.3116 | 25.1084 | 7.3345
Clinton LFGTE Project | -92434 | Operating | 3.2 | Internal Combustion | 2006 | Wabash Valley Power Alliance | MISO | SERC | GATEWY | De Witt | IL | Biomass | 3.2 | 10500 | 10501 | 10501 | 68.2898 | 78.4175 | 61.2372
Clinton Power Station | -396375 | Operating | 1138.3 | Nuclear | 1987 | Constellation Energy Corporation | MISO | SERC | GATEWY | De Witt | IL | Nuclear | 1060.5 | NA | NA | NA | 87.2082 | 99.29 | NA
Clinton Solar 4 Project | -296261 | Operating | 2 | Solar | 2020 | Summit Ridge Energy, LLC | MISO | SERC | GATEWY | Clinton | IL | Solar | 2 | NA | NA | NA | 23.0365 | 26.7009 | 21.0616
Coffeen Battery Storage Plant | -785932 | Operating | 2 | Battery | 2024 | Vistra Corp. | MISO | SERC | GATEWY | Montgomery | IL | Energy Storage | 2 | NA | NA | NA | NA | NA | NA
Coffeen Solar Project | -785910 | Operating | 44 | Solar | 2024 | Vistra Corp. | MISO | SERC | GATEWY | Montgomery | IL | Solar | 44 | NA | NA | NA | NA | NA | NA
Conagra Foods at St. Elmo Solar Project | -324702 | Operating | 1.8 | Solar | 2021 | Conagra Brands, Inc. | MISO | SERC | GATEWY | Fayette | IL | Solar | 1.8 | NA | NA | NA | 20.5479 | 21.8544 | 19.6664
Harbor CT | -3798 | Operating | 302.5 | Gas Turbine | 1972 | Los Angeles Department of Water and Power, California |  | WECC | CAMX | Los Angeles | CA | Gas | 220 | 10907 | 12082 | 11785 | 1.9384 | 1.3058 | 1.3085
Hardee Power Station | -678945 | Operating | 287.7 | Combined Cycle | 1993 | Global Energy & Power Infrastructure Fund III, L.P. |  | SERC | FP | Hardee | FL | Gas | 255 | 8899 | 8565 | 8717 | 34.9842 | 47.9987 | 37.3287
Corn Products (IL) | -2669 | Operating | 45 | Steam Turbine | 1991 | Ingredion Incorporated | PJM | RFC | R-PJM | Cook | IL | Gas | 42.4 | 42598 | 40159 | 37150 | 58.1958 | 58.322 | 68.3367
Hardee Power Station | -142729 | Operating | 287.7 | Combined Cycle | 1993 | AMPCI North America Thermal Power Acquisition LLC |  | SERC | FP | Hardee | FL | Gas | 255 | 8899 | 8565 | 8717 | 34.9842 | 47.9987 | 37.3287
Cortland Solar 2 Project | -477781 | Operating | 2 | Solar | 2021 | Basalt Infrastructure Partners LLC | PJM | RFC | R-PJM | DeKalb | IL | Solar | 2 | NA | NA | NA | 22.0833 | 21.9349 | NA
Cortland Solar 2 Project | -477780 | Operating | 2 | Solar | 2021 | Basalt Infrastructure Partners LLC | PJM | RFC | R-PJM | DeKalb | IL | Solar | 2 | NA | NA | NA | 22.0833 | 21.9349 | NA
Cortland Solar 2 Project | -361673 | Operating | 2 | Solar | 2021 | Firstar Development, LLC | PJM | RFC | R-PJM | DeKalb | IL | Solar | 2 | NA | NA | NA | 22.0833 | 21.9349 | 14.4463
Cortland Solar 2 Project | -361672 | Operating | 2 | Solar | 2021 | Soltage, LLC | PJM | RFC | R-PJM | DeKalb | IL | Solar | 2 | NA | NA | NA | 22.0833 | 21.9349 | 14.4463
Cottage Grove North Solar 1 Project | -789342 | Operating | 2 | Solar | 2024 | Generate Capital, PBC | PJM | RFC | R-PJM | Will | IL | Solar | 2 | NA | NA | NA | NA | NA | NA
Cottage Grove South Solar 1 Project | -789351 | Operating | 2 | Solar | 2024 | Generate Capital, PBC | PJM | RFC | R-PJM | Will | IL | Solar | 2 | NA | NA | NA | NA | NA | NA
Hardee Power Station | -142728 | Operating | 287.7 | Combined Cycle | 1993 | Invenergy Clean Power, LLC |  | SERC | FP | Hardee | FL | Gas | 255 | 8899 | 8565 | 8717 | 34.9842 | 47.9987 | 37.3287
Hardee Power Station CT | -678948 | Operating | 182.4 | Gas Turbine | 1993 | Global Energy & Power Infrastructure Fund III, L.P. |  | SERC | FP | Hardee | FL | Gas | 169 | 14280 | 13444 | 14873 | 1.5581 | 1.8076 | 0.98282
Hardee Power Station CT | -142735 | Operating | 182.4 | Gas Turbine | 1993 | AMPCI North America Thermal Power Acquisition LLC |  | SERC | FP | Hardee | FL | Gas | 169 | 14280 | 13444 | 14873 | 1.5581 | 1.8076 | 0.98282
Hardee Power Station CT | -142734 | Operating | 182.4 | Gas Turbine | 1993 | Invenergy Clean Power, LLC |  | SERC | FP | Hardee | FL | Gas | 169 | 14280 | 13444 | 14873 | 1.5581 | 1.8076 | 0.98282
Harding Street CT | -546868 | Operating | 379 | Gas Turbine | 1973 | AES Indiana | MISO | RFC | R-MISO | Marion | IN | Gas | 338 | 13324 | 12516 | 12822 | 9.8247 | 8.9047 | 9.5897
Harding Street CT | -107893 | Operating | 379 | Gas Turbine | 1973 | Caisse de dépôt et placement du Québec | MISO | RFC | R-MISO | Marion | IN | Gas | 338 | 13324 | 12516 | 12822 | 9.8247 | 8.9047 | 9.5897
Hardwoods | -764718 | Operating | 54 | Gas Turbine | 1977 | Newfoundland and Labrador Hydro |  | NPCC | MRTM |  |  | Gas | 54 | NA | NA | NA | NA | NA | NA
Hargis-Hebert Generating Station | -166075 | Operating | 100.8 | Gas Turbine | 2006 | City of Lafayette, Louisiana | MISO | SERC | DELTA | Lafayette | LA | Gas | 95.1 | 11315 | 10926 | 12404 | 5.5163 | 10.1125 | 3.6011
Harlem River Yards | -511450 | Operating | 94 | Gas Turbine | 2001 | Power Authority of the State of New York | New York | NPCC | NY | Bronx | NY | Gas | 79.9 | 10877 | 10899 | 11224 | 13.2194 | 16.4992 | 9.9667
Harmattan Cogen Facility | -169354 | Operating | 45 | Gas Turbine | 2010 | Taylor Processing Inc. | Alberta | WECC | WECCCN |  |  | Gas | 45 | NA | NA | NA | NA | NA | NA
Crescent Ridge Wind Project | -143962 | Operating | 53 | Wind Turbine | 2005 | Leeward Renewable Energy, LLC | PJM | RFC | R-PJM | Bureau | IL | Wind | 53 | NA | NA | NA | 43.8992 | 46.9829 | 18.7172
Harquahala | -751380 | Operating | 1277.1 | Combined Cycle | 2004 | Capital Power Investments, LLC |  | WECC | AZNMSN | Maricopa | AZ | Gas | 1100.3 | NA | NA | NA | NA | NA | NA
Harquahala | -751379 | Operating | 1277.1 | Combined Cycle | 2004 | BlackRock, Inc. |  | WECC | AZNMSN | Maricopa | AZ | Gas | 1100.3 | NA | NA | NA | NA | NA | NA
Dakota Solar 1 Project | -780499 | Operating | 2 | Solar | 2024 | Generate Capital, PBC | PJM | RFC | R-PJM | Stephenson | IL | Solar | 2 | NA | NA | NA | NA | NA | NA
Dakota Solar Plant | -790303 | Operating | 4.99 | Solar | 2024 | Cypress Creek Holdings, LLC | PJM | RFC | R-PJM | Stephenson | IL | Solar | 4.99 | NA | NA | NA | NA | NA | NA
Dallman | -764710 | Operating | 230.1 | Steam Turbine | 1968 | City of Springfield, Illinois | MISO | SERC | GATEWY | Sangamon | IL | Coal | 204.7 | 12052 | 10587 | 11079 | 35.8656 | 68.388 | 39.3924
Dayton Hydro | -2851 | Operating | 3.6 | Hydraulic Turbine | 1925 | Hydro-Op One Associates | MISO | SERC | GATEWY | LaSalle | IL | Water | 3.6 | NA | NA | NA | 36.2633 | 35.1693 | 33.5743
Decatur | -164603 | Operating | 335 | Steam Turbine | 1987 | Archer-Daniels-Midland Company | MISO | SERC | GATEWY | Macon | IL | Coal | 335 | 35352 | 32139 | 33880 | 30.1879 | 38.2063 | 36.9765
Decatur Cogeneration | -2863 | Operating | 64.8 | Steam Turbine | 1989 | Tate & Lyle North America, Inc. | MISO | SERC | GATEWY | Macon | IL | Gas | 62 | 21105 | 25117 | 23564 | 55.3594 | 52.2582 | 60.3073
Dixon Hydroelectric Dam | -192967 | Operating | 3 | Hydraulic Turbine | 1925 | STS Hydropower, LLC | PJM | RFC | R-PJM | Lee | IL | Water | 3 | NA | NA | NA | 43.2382 | 54.5928 | 51.2481
Dodds Solar Project | -663425 | Operating | 2 | Solar | 2021 | Clearway Energy, Inc. | PJM | RFC | R-PJM | Stephenson | IL | Solar | 2 | NA | NA | NA | 24.6119 | NA | NA
Dodds Solar Project | -663424 | Operating | 2 | Solar | 2021 | Clearway Energy, Inc. | PJM | RFC | R-PJM | Stephenson | IL | Solar | 2 | NA | NA | NA | 24.6119 | NA | NA
Double Black Diamond Solar Project | -807527 | Operating | 0 | Solar | 2025 | Nala Renewables | MISO | SERC | GATEWY | Morgan | IL | Solar | 593 | NA | NA | NA | NA | NA | NA
Double Black Diamond Solar Project | -807526 | Operating | 0 | Solar | 2025 | Swift Current Energy, LLC | MISO | SERC | GATEWY | Morgan | IL | Solar | 593 | NA | NA | NA | NA | NA | NA
Double Black Diamond Solar Project | -807525 | Operating | 0 | Solar | 2025 | Buckeye Partners, L.P. | MISO | SERC | GATEWY | Morgan | IL | Solar | 593 | NA | NA | NA | NA | NA | NA
Dresden | -396386 | Operating | 2018.6 | Nuclear | 1970 | Constellation Energy Corporation | PJM | RFC | R-PJM | Grundy | IL | Nuclear | 1879.1 | NA | NA | NA | 92.7603 | 93.4651 | NA
Dressor Plains Solar Plant | -382013 | Operating | 99 | Solar | 2021 | D. E. Shaw & Co., L.P. | MISO | SERC | GATEWY | Fayette | IL | Solar | 99 | NA | NA | NA | 26.941 | 26.9703 | 8.2998
Earp Solar Project | -769000 | Operating | 47 | Solar | 2024 | Birch Creek Development, LLC | MISO | SERC | GATEWY | Warren | IL | Solar | 47 | NA | NA | NA | NA | NA | NA
East Fork (Marseilles) | -55988 | Operating | 0.6 | Hydraulic Turbine | 1972 | Flambeau Hydro LLC | PJM | RFC | R-PJM | LaSalle | IL | Water | 0.6 | NA | NA | NA | NA | NA | NA
EcoGrove Wind | -781794 | Operating | 100.5 | Wind Turbine | 2009 | BESTINVER S.A. | PJM | RFC | R-PJM | Stephenson | IL | Wind | 100.5 | NA | NA | NA | 26.3326 | 29.8957 | 27.4232
EcoGrove Wind | -431021 | Operating | 100.5 | Wind Turbine | 2009 | ACCIONA Energia Internacional, S.A. | PJM | RFC | R-PJM | Stephenson | IL | Wind | 100.5 | NA | NA | NA | 26.3326 | 29.8957 | 27.4232
EcoGrove Wind | -422758 | Operating | 100.5 | Wind Turbine | 2009 | ACCIONA Energia Internacional, S.A. | PJM | RFC | R-PJM | Stephenson | IL | Wind | 100.5 | NA | NA | NA | 26.3326 | 29.8957 | 27.4232
EcoGrove Wind | -364065 | Operating | 100.5 | Wind Turbine | 2009 | BESTINVER S.A. | PJM | RFC | R-PJM | Stephenson | IL | Wind | 100.5 | NA | NA | NA | 26.3326 | 29.8957 | 27.4232
EcoGrove Wind | -364064 | Operating | 100.5 | Wind Turbine | 2009 | Atlanta Renewables SARL | PJM | RFC | R-PJM | Stephenson | IL | Wind | 100.5 | NA | NA | NA | 26.3326 | 29.8957 | 27.4232
Edwardsville Solar II Project | -366551 | Operating | 2 | Solar | 2021 | Nexamp, Inc. | MISO | SERC | GATEWY | Madison | IL | Solar | 2 | NA | NA | NA | 23.0822 | 22.1747 | 8.0708
Edwardsville Solar II Project | -366550 | Operating | 2 | Solar | 2021 | Nexamp, Inc. | MISO | SERC | GATEWY | Madison | IL | Solar | 2 | NA | NA | NA | 23.0822 | 22.1747 | 8.0708
Elba Solar Project | -619987 | Operating | 2 | Solar | 2023 | Euclid Capital US Acquisition 1 Corp | MISO | SERC | GATEWY | Knox | IL | Solar | 2 | NA | NA | NA | 8.8984 | NA | NA
Elba Solar Project | -619986 | Operating | 2 | Solar | 2023 | SunVest Holdco, Inc | MISO | SERC | GATEWY | Knox | IL | Solar | 2 | NA | NA | NA | 8.8984 | NA | NA
Eldorado Solar Project | -805047 | Operating & Planned | NA | Solar | 2025 | Sol Systems, LLC | MISO | SERC | GATEWY | Saline | IL | Solar | 150 | NA | NA | NA | NA | NA | NA
Harrison County Power Project | -25812 | Operating | 570 | Combined Cycle | 2003 | Northeast Texas Electric Cooperative, Inc. | MISO, SPP | MRO | MRO-US | Harrison | TX | Gas | 558.6 | 7192 | 7254 | 7297 | 66.3401 | 56.4455 | 58.603
Harrison County Power Project | -25811 | Operating | 570 | Combined Cycle | 2003 | East Texas Electric Cooperative, Inc. | MISO, SPP | MRO | MRO-US | Harrison | TX | Gas | 558.6 | 7192 | 7254 | 7297 | 66.3401 | 56.4455 | 58.603
ESIL-PF Chicago 2 | -752158 | Operating | 1 | Solar | 2020 | Madison Energy Holdings, LLC | PJM | RFC | R-PJM | Cook | IL | Solar | 1 | NA | NA | NA | 17.5342 | 42.8653 | 17.4315
Evanston Township High School | -3229 | Operating | 2.4 | Internal Combustion | 1992 | Evanston Board Of Education | PJM | RFC | R-PJM | Cook | IL | Gas | 2.4 | NA | NA | NA | 0 | 0 | 0
Exelon City Solar Project | -396500 | Operating | 9 | Solar | 2009 | Constellation Energy Corporation | PJM | RFC | R-PJM | Cook | IL | Solar | 9 | NA | NA | NA | 15.964 | 17.1449 | NA
Harry Allen | -140767 | Operating | 186.5 | Gas Turbine | 1995 | Nevada Power Company |  | WECC | AZNMSN | Clark | NV | Gas | 152 | 11806 | 11671 | 11751 | 13.8465 | 10.3638 | 10.025
Farmer City | -164704 | Operating | 11.3 | Internal Combustion | 1951 | City of Farmer City, Illinois | MISO | SERC | GATEWY | De Witt | IL | Oil | 9.7 | 9750 | 9186 | 7178 | 0.042367 | 0.069435 | 0.052959
Faust Route 40 Solar Plant (IL West Hallock Project1) | -673546 | Operating | 2 | Solar | 2021 | Nexamp, Inc. | MISO | SERC | GATEWY | Peoria | IL | Solar | 2 | NA | NA | NA | 25.9646 | 25.3311 | NA
Faust Route 40 Solar Plant (IL West Hallock Project1) | -673545 | Operating | 2 | Solar | 2021 | Nexamp, Inc. | MISO | SERC | GATEWY | Peoria | IL | Solar | 2 | NA | NA | NA | 25.9646 | 25.3311 | NA
FedEx-Chicago Solar Facility | -503641 | Operating | 1.5 | Solar | 2020 | DG Illinois Solar LLC | PJM | RFC | R-PJM | Cook | IL | Solar | 1.5 | NA | NA | NA | 14.9011 | 14.9163 | 14.5358
Harry Allen | -140766 | Operating | 186.5 | Gas Turbine | 1995 | Nevada Power Company |  | WECC | AZNMSN | Clark | NV | Gas | 152 | 11806 | 11671 | 11751 | 13.8465 | 10.3638 | 10.025
Five Oaks Landfill | -166856 | Operating | 3.2 | Internal Combustion | 2008 | WM Illinois Renewable Energy, L.L.C. | MISO | SERC | GATEWY | Christian | IL | Biomass | 3.2 | 12675 | 12488 | 12586 | 78.2213 | 69.0532 | 75.0749
Flanagan Solar Project | -768604 | Operating | 10 | Solar | 2023 | Enbridge Inc. | PJM | RFC | R-PJM | Livingston | IL | Solar | 10 | NA | NA | NA | NA | NA | NA
Flora Site A | -12628 | Operating | 5.4 | Internal Combustion | 2001 | City of Flora, Illinois | MISO | SERC | GATEWY | Clay | IL | Oil | 5.4 | 10585 | 12222 | 11256 | 0.086673 | 0.057078 | 0.24734
Flora Site B | -12629 | Operating | 3.6 | Internal Combustion | 2001 | City of Flora, Illinois | MISO | SERC | GATEWY | Clay | IL | Oil | 3.6 | 11000 | 12667 | 11317 | 0.085616 | 0.066591 | 0.38052
Ford County Wind Farm (Ford Ridge) | -694647 | Operating | 121.3 | Wind Turbine | 2022 | Orsted Onshore North America, LLC | MISO | SERC | GATEWY | Ford | IL | Wind | 121.3 | NA | NA | NA | 43.313 | 35.3714 | NA
Fox Metro Solar Farm | -326936 | Operating | 2.6 | Solar | 2021 | GRNE Solar | PJM | RFC | R-PJM | Kendall | IL | Solar | 2.6 | NA | NA | NA | NA | NA | NA
Franklin Park 3-SLCHI803 Solar Project | -795735 | Operating | NA | Solar | 2025 | Upper Pumpkin, LLC | PJM | RFC | R-PJM | Cook | IL | Solar | 1.2 | NA | NA | NA | NA | NA | NA
Franklin Park 3-SLCHI803 Solar Project | -795734 | Operating | NA | Solar | 2025 | Upper Pumpkin, LLC | PJM | RFC | R-PJM | Cook | IL | Solar | 1.2 | NA | NA | NA | NA | NA | NA
Freeburg | -164727 | Operating | 15.8 | Internal Combustion | 1948 | Freeburg Village of | MISO | SERC | GATEWY | Saint Clair | IL | Oil | 15.8 | 11009 | 10557 | 9609 | 0.1669 | 0.057078 | 0.42339
French Road Solar Project | -463025 | Operating | 2.8 | Solar | 2022 | Nexamp, Inc. | PJM | RFC | R-PJM | Kane | IL | Solar | 2 | NA | NA | NA | 21.5411 | 6.1301 | NA
French Road Solar Project | -463024 | Operating | 2.8 | Solar | 2022 | Nexamp, Inc. | PJM | RFC | R-PJM | Kane | IL | Solar | 2 | NA | NA | NA | 21.5411 | 6.1301 | NA
Gala Solar Project | -663447 | Operating | 2 | Solar | 2021 | Clearway Energy, Inc. | PJM | RFC | R-PJM | Stephenson | IL | Solar | 2 | NA | NA | NA | 32.5742 | NA | NA
Gala Solar Project | -663446 | Operating | 2 | Solar | 2021 | Clearway Energy, Inc. | PJM | RFC | R-PJM | Stephenson | IL | Solar | 2 | NA | NA | NA | 32.5742 | NA | NA
Galesburg Community Solar Array Project | -776685 | Operating | 1.4 | Solar | 2020 | OnSite Partners, LLC | MISO | SERC | GATEWY | Henderson | IL | Solar | 1.4 | NA | NA | NA | NA | NA | NA
Galesburg Community Solar Array Project | -776684 | Operating | 1.4 | Solar | 2020 | OnSite Partners, LLC | MISO | SERC | GATEWY | Henderson | IL | Solar | 1.4 | NA | NA | NA | NA | NA | NA
Galt Solar Project | -782291 | Operating | 5 | Solar | 2024 | Cypress Creek Renewables, LLC | PJM | RFC | R-PJM | Whiteside | IL | Solar | 5 | NA | NA | NA | NA | NA | NA
Gar Creek Solar Project | -788625 | Operating | 4.84 | Solar | 2022 | Vezos Energy, LLC | PJM | RFC | R-PJM | Kankakee | IL | Solar | 4.84 | NA | NA | NA | NA | NA | NA
GE - Hitachi Solar Project | -503647 | Operating | 0.9 | Solar | 2020 | DG Illinois Solar LLC | PJM | RFC | R-PJM | Grundy | IL | Solar | 0.9 | NA | NA | NA | NA | NA | NA
Geneseo | -164755 | Operating | 29.4 | Internal Combustion | 1957 | City of Geneseo, Illinois | MISO | MRO | MRO-US | Henry | IL | Gas | 23.3 | 6508 | NA | 5341 | 0.17638 | -0.052913 | 0.50659
Geneseo Solar Farm | -173093 | Operating | 1.2 | Solar | 2015 | City of Geneseo, Illinois | MISO | MRO | MRO-US | Henry | IL | Solar | 0.9 | NA | NA | NA | NA | NA | NA
Geneseo Solar Project | -172154 | Operating | 1.2 | Solar | 2015 | City of Geneseo, Illinois | MISO | MRO | MRO-US | Henry | IL | Solar | 1.2 | NA | NA | NA | 15.4395 | 15.9722 | 15.2492
Geneseo Wind Farm | -169246 | Operating | 3 | Wind Turbine | 2009 | City of Geneseo, Illinois | MISO | MRO | MRO-US | Henry | IL | Wind | 3 | NA | NA | NA | 20.5213 | 28.2154 | 23.4361
Geneva Electric Generation Project | -164197 | Operating | 29.5 | Internal Combustion | 2005 | City of Geneva | PJM | RFC | R-PJM | Kane | IL | Gas | 29 | 8676 | 9053 | 8607 | 1.4384 | 4.0025 | 1.7139
Harry Allen Expansion | -141304 | Operating | 558.5 | Combined Cycle | 2011 | Nevada Power Company |  | WECC | AZNMSN | Clark | NV | Gas | 534.8 | 7335 | 7393 | 7287 | 41.1906 | 60.1339 | 64.3663
Glacier Sands Wind Farm | -781915 | Operating | 185 | Wind Turbine | 2021 | Cordelio Power LP | MISO | SERC | GATEWY | Mason | IL | Wind | 185 | NA | NA | NA | 37.7488 | 40.946 | 6.2416
Goodenow Road West Solar 1 Project | -786619 | Operating | 2 | Solar | 2024 | Generate Capital, PBC | PJM | RFC | R-PJM | Will | IL | Solar | 2 | NA | NA | NA | NA | NA | NA
Goodfarm Solar Project | -788514 | Operating | 2 | Solar | 2024 | Summit Ridge Energy, LLC | PJM | RFC | R-PJM | Grundy | IL | Solar | 2 | NA | NA | NA | NA | NA | NA
Harry Allen Expansion | -141303 | Operating | 558.5 | Combined Cycle | 2011 | Nevada Power Company |  | WECC | AZNMSN | Clark | NV | Gas | 534.8 | 7335 | 7393 | 7287 | 41.1906 | 60.1339 | 64.3663
Gooseberry Solar Project | -785598 | Operating | 3 | Solar | 2024 | Lafayette Square Holding Company, LLC | PJM | RFC | R-PJM | Cook | IL | Solar | 3 | NA | NA | NA | NA | NA | NA
Gooseberry Solar Project | -785597 | Operating | 3 | Solar | 2024 | Invenergy LLC | PJM | RFC | R-PJM | Cook | IL | Solar | 3 | NA | NA | NA | NA | NA | NA
Grand Ridge Battery Storage Project | -172636 | Operating | 36 | Battery | 2013 | Grand Ridge Energy LLC | PJM | RFC | R-PJM | LaSalle | IL | Energy Storage | 36 | NA | NM | NM | 0.40715 | 1.2107 | 0.73947
Grand Ridge Solar Project | -169553 | Operating | 20 | Solar | 2012 | Invenergy LLC | PJM | RFC | R-PJM | LaSalle | IL | Solar | 20 | NA | NA | NA | 15.8676 | 16.0342 | 16.9281
Grand Ridge Wind Energy Center | -167226 | Operating | 210 | Wind Turbine | 2008 | Grand Ridge Energy LLC | PJM | RFC | R-PJM | LaSalle | IL | Wind | 210 | NA | NA | NA | 23.1583 | 27.2692 | 26.7592
Granite Cogeneration Plant | -168075 | Operating | 78 | Steam Turbine | 2009 | United States Steel Corporation | MISO | SERC | GATEWY | Madison | IL | Other | 78 | 8734 | 8200 | 10874 | 78.8759 | 80.3122 | 77.2768
Green River Wind | -241169 | Operating | 194.3 | Wind Turbine | 2019 | Washington State Investment Board | MISO, PJM | RFC | R-PJM | Lee | IL | Wind | 194.3 | NA | NA | NA | 29.5982 | 36.0698 | 31.9514
Harry D. Mattison Power Plant | -166249 | Operating | 349 | Gas Turbine | 2007 | Southwestern Electric Power Company | SPP | MRO | MRO-US | Washington | AR | Gas | 336 | 11729 | 12187 | 11942 | 6.0201 | 7.0333 | 2.3464
Griggs Solar Project | -317752 | Operating | 2 | Solar | 2020 | Summit Ridge Energy, LLC | PJM | RFC | R-PJM | Kankakee | IL | Solar | 2 | NA | NA | NA | 22.4772 | 23.7215 | 22.0205
GSG Wind Farm | -789425 | Operating | 168.4 | Wind Turbine | 2007 | Leeward Renewable Energy, LLC | PJM | RFC | R-PJM | Lee | IL | Wind | 88.4 | NA | NA | NA | NA | NA | NA
Harlem Solar Project | -776550 | Operating | 2 | Solar | 2024 | NextEra Energy Resources, LLC | PJM | RFC | R-PJM | Stephenson | IL | Solar | 2 | NA | NA | NA | NA | NA | NA
Harmony Road Solar Project | -256379 | Operating | 1.9 | Solar | 2020 | Forefront Power, LLC | PJM | RFC | R-PJM | McHenry | IL | Solar | 1.9 | NA | NA | NA | 17.2675 | 17.676 | 18.3429
Harmony Solar Project (SoCore Energy) | -794255 | Operating | NA | Solar | 2024 | ENGIE US Solar | PJM | RFC | R-PJM | Stephenson | IL | Solar | 2 | NA | NA | NA | NA | NA | NA
Harvest Ridge Wind Farm (Broadlands Wind) | -793348 | Operating | 202 | Wind Turbine | 2020 | Schroders Greencoat LLP | MISO, PJM | SERC | GATEWY | Douglas | IL | Wind | 202 | NA | NA | NA | 39.0876 | 43.2578 | 39.1831
Harvest Ridge Wind Farm (Broadlands Wind) | -793084 | Operating | 202 | Wind Turbine | 2020 | Greencoat Columbus II LP | MISO, PJM | SERC | GATEWY | Douglas | IL | Wind | 202 | NA | NA | NA | 39.0876 | 43.2578 | 39.1831
Harvest Ridge Wind Farm (Broadlands Wind) | -793083 | Operating | 202 | Wind Turbine | 2020 | Greencoat Villiers LP | MISO, PJM | SERC | GATEWY | Douglas | IL | Wind | 202 | NA | NA | NA | 39.0876 | 43.2578 | 39.1831
Harvest Ridge Wind Farm (Broadlands Wind) | -365765 | Operating | 202 | Wind Turbine | 2020 | EDP Renewables North America LLC | MISO, PJM | SERC | GATEWY | Douglas | IL | Wind | 202 | NA | NA | NA | 39.0876 | 43.2578 | 39.1831
Harvest Ridge Wind Farm (Broadlands Wind) | -365764 | Operating | 202 | Wind Turbine | 2020 | EDP Renewables North America LLC | MISO, PJM | SERC | GATEWY | Douglas | IL | Wind | 202 | NA | NA | NA | 39.0876 | 43.2578 | 39.1831
Heartland Community College Wind Project | -169445 | Operating | 1.7 | Wind Turbine | 2012 | Heartland Community College | MISO | SERC | GATEWY | McLean | IL | Wind | 1.7 | NA | NA | NA | 6.3323 | 31.8359 | 31.245
Hickory Solar Park | -793536 | Operating | 110 | Solar | 2024 | EDP Renewables North America LLC | MISO | SERC | GATEWY | Jersey | IL | Solar | 110 | NA | NA | NA | NA | NA | NA
Hickory Solar Project (EDPR) | -791529 | Operating | 110 | Solar | 2024 | EDP Renewables North America LLC | MISO | SERC | GATEWY | Greene | IL | Solar | 110 | NA | NA | NA | NA | NA | NA
Hickory Solar Project (EDPR) | -791528 | Operating | 110 | Solar | 2024 | EDP Renewables North America LLC | MISO | SERC | GATEWY | Greene | IL | Solar | 110 | NA | NA | NA | NA | NA | NA
High Point Solar | -746601 | Operating | 100 | Solar | 2023 | Acciona Energy USA Global LLC | PJM | RFC | R-PJM | Stephenson | IL | Solar | 100 | NA | NA | NA | 1.5937 | NA | NA
High Point Solar | -746600 | Operating | 100 | Solar | 2023 | Acciona Energy USA Global LLC | PJM | RFC | R-PJM | Stephenson | IL | Solar | 100 | NA | NA | NA | 1.5937 | NA | NA
High Trail Wind Farm (Twin Groves I) | -102836 | Operating | 210.9 | Wind Turbine | 2007 | EDP Renewables North America LLC | PJM | RFC | R-PJM | McLean | IL | Wind | 210.9 | NA | NA | NA | 27.2913 | 32.7079 | 29.2621
High Trail Wind Farm (Twin Groves I) | -45971 | Operating | 210.9 | Wind Turbine | 2007 | EDP Renewables North America LLC | PJM | RFC | R-PJM | McLean | IL | Wind | 210.9 | NA | NA | NA | 27.2913 | 32.7079 | 29.2621
Highland | -785284 | Operating | 13.6 | Internal Combustion | 1967 | City Of Highland, IL | MISO | SERC | GATEWY | Madison | IL | Oil | 12.8 | 9886 | NA | NA | 0.071347 | NA | NA
HillTopper Wind Energy Project (Meridien) | -171918 | Operating | 185 | Wind Turbine | 2018 | Enel Green Power North America, Inc. | PJM | RFC | R-PJM | Logan | IL | Wind | 185 | NA | NA | NA | 33.8032 | 38.3413 | 34.5436
Hoffer Plastics | -3952 | Operating | 7.2 | Internal Combustion | 1992 | Hoffer Plastics Corporation | PJM | RFC | R-PJM | Kane | IL | Gas | 7.2 | 13558 | 12392 | 11903 | 1.4951 | 6.7431 | 11.9689
Harry L. Oswald | -9795 | Operating | 599.5 | Combined Cycle | 2003 | Arkansas Electric Cooperative Corporation | MISO, SPP | SERC | DELTA | Pulaski | AR | Gas | 548 | 8671 | 8610 | 8430 | 19.6026 | 20.8001 | 14.0277
Hartford Hospital Cogeneration | -101270 | Operating | 10.4 | Combined Cycle | 1988 | DCO Energy LLC | New England | NPCC | NE | Capitol Planning Region | CT | Gas | 8.6 | 21963 | 11774 | 14309 | 45.163 | 50.8535 | 53.9662
Hongsermeier CSG I Project | -727776 | Operating | 2.87 | Solar | 2020 | New Energy Equity, LLC | PJM | RFC | R-PJM | Ogle | IL | Solar | 2.87 | NA | NA | NA | NA | NA | NA
Hoopeston Wind Project | -105109 | Operating | 98 | Wind Turbine | 2015 | IKEA Energy US LLC | MISO | SERC | GATEWY | Vermilion | IL | Wind | 98 | NA | NA | NA | 38.9177 | 45.2984 | 37.891
Hopewell Solar Project | -761415 | Operating | 2 | Solar | 2023 | Summit Ridge Energy, LLC | MISO | SERC | GATEWY | Marshall | IL | Solar | 2 | NA | NA | NA | NA | NA | NA
Hurricane Creek Solar Project | -663401 | Operating | 2 | Solar | 2021 | Clearway Energy, Inc. | MISO | SERC | GATEWY | Williamson | IL | Solar | 2 | NA | NA | NA | 25.4224 | NA | NA
Hurricane Creek Solar Project | -663400 | Operating | 2 | Solar | 2021 | Clearway Energy, Inc. | MISO | SERC | GATEWY | Williamson | IL | Solar | 2 | NA | NA | NA | 25.4224 | NA | NA
IGS East Central Solar Project | -317911 | Operating | 2 | Solar | 2020 | Summit Ridge Capital | PJM | RFC | R-PJM | Will | IL | Solar | 2 | NA | NA | NA | 18.9384 | 15.8733 | 19.4406
IGS Frankfort 2 Solar Project | -378524 | Operating | 2 | Solar | 2021 | Summit Ridge Energy, LLC | PJM | RFC | R-PJM | Cook | IL | Solar | 2 | NA | NA | NA | 19.1438 | 20.4852 | 9.4903
IGS Stockton DG Solar Plant | -317761 | Operating | 3.8 | Solar | 2020 | Summit Ridge Energy, LLC | PJM | RFC | R-PJM | Jo Daviess | IL | Solar | 3.8 | NA | NA | NA | 10.2109 | 10.5323 | 10.7546
IKEA Joliet Rooftop PV System | -173421 | Operating | 2 | Solar | 2017 | IKEA Energy US LLC | PJM | RFC | R-PJM | Will | IL | Solar | 2 | NA | NA | NA | 9.1952 | 2.4658 | 0
Illinois PV Fulton 1 Project | -244951 | Operating | 2 | Solar | 2020 | Illinois PV Fulton 1, LLC | MISO | SERC | GATEWY | Peoria | IL | Solar | 2 | NA | NA | NA | 20.6164 | 19.5776 | 21.7409
Illinois PV Knox 1B Solar Project | -779877 | Operating | 2 | Solar | 2024 | ENGIE US Solar | MISO | SERC | GATEWY | Knox | IL | Solar | 2 | NA | NA | NA | NA | NA | NA
IMEA - Rock Falls Solar Project | -798066 | Operating | 1 | Solar | 2020 | Arevon Energy, Inc. | MISO, PJM | RFC | R-PJM | Whiteside | IL | Solar | 1 | NA | NA | NA | 19.4977 | 19.258 | 18.8242
IMEA Flora | -511864 | Operating | 9 | Internal Combustion | 2000 | Illinois Municipal Electric Agency | MISO, PJM | SERC | GATEWY | Clay | IL | Oil | 9 | 11055 | 11479 | 9846 | 0.092593 | 0.060883 | 0.19787
IMEA Highland | -511882 | Operating | 3.6 | Internal Combustion | 1996 | Illinois Municipal Electric Agency | MISO, PJM | SERC | GATEWY | Madison | IL | Oil | 3.6 | NA | NA | NA | 0 | 0 | 0
Industrial Park | -166693 | Operating | 13.4 | Internal Combustion | 2001 | City of Rock Falls, Illinois | PJM | RFC | R-PJM | Whiteside | IL | Oil | 13.4 | 10018 | 10250 | 9964 | 0.47877 | 0.4464 | 0.61508
Hartwell Energy Facility | -18047 | Operating | 360 | Gas Turbine | 1994 | Hartwell Energy Limited Partnership |  | SERC | SOU | Hart | GA | Gas | 353.6 | 12306 | 12523 | 12415 | 6.686 | 9.3786 | 5.7038
Hartzog CT | -9623 | Operating | 22.5 | Gas Turbine | 2002 | Basin Electric Power Cooperative | SPP | WECC | RMPA | Campbell | WY | Gas | 18 | 16842 | 16429 | 9948 | 0.20104 | 0.27651 | 0.40081
Iroquois Solar 1b | -639646 | Operating | 2 | Solar | 2020 | Summit Ridge Energy, LLC | MISO | SERC | GATEWY | Iroquois | IL | Solar | 2 | NA | NA | NA | 23.1963 | 19.7146 | 22.6941
Hawaii Cogen Project | -164507 | Out of Service | 12.2 | Gas Turbine | 1990 | Chevron Corporation |  | HI | HI | Honolulu | HI | Oil | NA | NA | NA | 15011 | 0 | 0 | 1.7284
Hawk Road Energy Facility | -16953 | Operating | 495 | Gas Turbine | 2001 | Heard County Power, LLC |  | SERC | SOU | Heard | GA | Gas | 546.9 | 11152 | 11225 | 11148 | 11.885 | 16.7181 | 10.5814
Jacobs Energy Corporation | -164936 | Operating | 5.6 | Steam Turbine | 2001 | Jacobs Energy Corporation | MISO | MRO | MRO-US | Rock Island | IL | Biomass | 5.6 | NA | NA | NA | NA | NA | NA
JM Huber Quincy Solar Project | -647768 | Operating | 1.5 | Solar | 2021 | Luminace Solar Illinois 2, LLC | MISO | SERC | GATEWY | Adams | IL | Solar | 1.5 | NA | NA | NA | 18.379 | 18.2268 | 2.7397
John A Logan College Solar Project | -220340 | Operating | 1.9 | Solar | 2019 | StraightUp Solar LLC | MISO | SERC | GATEWY | Williamson | IL | Solar | 1.3 | NA | NA | NA | 22.5852 | 23.0681 | 22.0407
Joliet Refinery | -4295 | Operating | 17.7 | Steam Turbine | 1986 | ExxonMobil Oil Corporation | PJM | RFC | R-PJM | Will | IL | Other | 14.5 | NA | NM | NA | 35.6715 | 28.39 | 36.8753
Hawkeye Energy Greenport | -165999 | Operating | 54 | Gas Turbine | 2003 | Hawkeye Energy Greenport, LLC | New York | NPCC | NY | Suffolk | NY | Oil | 54.1 | 11099 | 10666 | 10592 | 3.4538 | 6.6771 | 6.0933
Kankakee 2 Solar Project | -503862 | Operating | 2 | Solar | 2022 | Summit Ridge Energy, LLC | PJM | RFC | R-PJM | Kankakee | IL | Solar | 2 | NA | NA | NA | 0 | 1.2614 | NA
Kankakee Hydroelectric Facility | -757023 | Out of Service | 1.2 | Hydraulic Turbine | 1991 | City of Kankakee, Illinois | PJM | RFC | R-PJM | Kankakee | IL | Water | NA | NA | NA | NA | 0 | 0 | 7.8196
Kankakee Solar 1 Project | -782293 | Operating | 2 | Solar | 2024 | Pivot Energy Inc. | PJM | RFC | R-PJM | Kankakee | IL | Solar | 2 | NA | NA | NA | NA | NA | NA
Kankakee Solar 3 Project | -789554 | Operating | 2 | Solar | 2024 | Pivot Energy Inc. | PJM | RFC | R-PJM | Kankakee | IL | Solar | 2 | NA | NA | NA | NA | NA | NA
Kankakee Solar 4 Project | -312006 | Operating | 2 | Solar | 2020 | Summit Ridge Energy, LLC | PJM | RFC | R-PJM | Kankakee | IL | Solar | 2 | NA | NA | NA | 20.6507 | 22.1747 | 21.4155
Keeversville Solar CSG | -382183 | Operating | 2 | Solar | 2021 | Summit Ridge Energy, LLC | PJM | RFC | R-PJM | Will | IL | Solar | 2 | NA | NA | NA | 20.6164 | 19.4635 | 7.5742
Keller Community Solar Garden Project | -727785 | Operating | 2.87 | Solar | 2020 | New Energy Equity, LLC | MISO | SERC | GATEWY | Williamson | IL | Solar | 2.87 | NA | NA | NA | NA | NA | NA
Kelly Creek Wind Farm | -807130 | Operating | 184 | Wind Turbine | 2016 | EDF power solutions North America | PJM | RFC | R-PJM | Ford | IL | Wind | 184 | NA | NA | NA | NA | NA | NA
Hawthorn CC | -138806 | Operating | 312.8 | Combined Cycle | 2000 | Evergy Metro, Inc. | SPP | MRO | MRO-US | Jackson | MO | Gas | 257.4 | NA | 8905 | 9280 | -3.0615 | 9.4684 | 6.7565
Kent School Road Solar 1 Project | -317774 | Operating | 2 | Solar | 2020 | Summit Ridge Energy, LLC | PJM | RFC | R-PJM | Stephenson | IL | Solar | 2 | NA | NA | NA | 22.8196 | 23.8299 | 23.4589
Kern A Community Solar Project | -366752 | Operating | 2 | Solar | 2021 | Summit Ridge Capital | MISO | SERC | GATEWY | Franklin | IL | Solar | 2 | NA | NA | NA | 21.9292 | 24.6176 | 9.4521
Kimmel Road Solar Project | -781556 | Operating | 50 | Solar | 2024 | Birch Creek Development, LLC | MISO | SERC | GATEWY | Perry | IL | Solar | 50 | NA | NA | NA | NA | NA | NA
Kincaid Generation LLC | -135963 | Operating | 1319 | Steam Turbine | 1967 | EquiPower Resources Corp. | PJM | RFC | R-PJM | Christian | IL | Coal | 1112 | 12247 | 11980 | 11563 | 22.884 | 37.3462 | 40.5221
Hawthorn CT | -138622 | Operating | 164.4 | Gas Turbine | 2000 | Evergy Metro, Inc. | SPP | MRO | MRO-US | Jackson | MO | Gas | 157.4 | 12081 | 12544 | 13351 | 14.3376 | 8.391 | 5.5327
Kish Solar Project | -663361 | Operating | 2 | Solar | 2021 | Clearway Energy, Inc. | PJM | RFC | R-PJM | Boone | IL | Solar | 2 | NA | NA | NA | 23.1279 | NA | NA
Kish Solar Project | -663360 | Operating | 2 | Solar | 2021 | Clearway Energy, Inc. | PJM | RFC | R-PJM | Boone | IL | Solar | 2 | NA | NA | NA | 23.1279 | NA | NA
Kishwaukee Plant | -170860 | Operating | 3 | Internal Combustion | 2010 | Rock River Water Reclamation District | PJM | RFC | R-PJM | Winnebago | IL | Biomass | 3 | 11947 | 10352 | 12718 | 33.5807 | 40.8676 | 19.3683
Knox 1A Solar Project | -779711 | Operating | 2 | Solar | 2024 | ENGIE US Solar | MISO | SERC | GATEWY | Knox | IL | Solar | 2 | NA | NA | NA | NA | NA | NA
Lafayette 2 Kankakee Solar Project | -761274 | Operating | 2 | Solar | 2020 | MN8 Energy, Inc. | PJM | RFC | R-PJM | Kankakee | IL | Solar | 2 | NA | NA | NA | 23.1107 | 24.1553 | 23.339
Lake County Central Permit Facility (CPF) | -775195 | Operating | 1 | Solar | 2024 | Standard Solar, Inc. | PJM | RFC | R-PJM | Lake | IL | Solar | 1 | NA | NA | NA | NA | NA | NA
Lake Forest Hospital | -129184 | Operating | 3.2 | Internal Combustion | 1996 | Northwestern Lake Forest Hospital | PJM | RFC | R-PJM | Lake | IL | Gas | 3.2 | 11052 | 11149 | 11292 | 1.0381 | 0.93108 | 1.3092
Hay Road | -745122 | Operating | 1098.2 | Combined Cycle | 1989 | Calpine Mid-Atlantic Generation LLC | PJM | RFC | R-PJM | New Castle | DE | Gas | 1128 | 8573 | 8699 | 8668 | 19.806 | 20.0828 | 12.1462
Lakeside IC | -13158 | Operating | 5.4 | Internal Combustion | 2002 | City of Springfield, Illinois | MISO | SERC | GATEWY | Sangamon | IL | Oil | 5.1 | NA | NA | NA | 0 | 0 | 0
LaSalle County Generating Station | -396403 | Operating | 2340 | Nuclear | 1984 | Constellation Energy Corporation | PJM | RFC | R-PJM | LaSalle | IL | Nuclear | 2346.3 | NA | NA | NA | 94.6038 | 93.5129 | NA
Lawrence Solar 1 Project | -789507 | Operating | 2 | Solar | 2024 | SunVest Solar, LLC | PJM | RFC | R-PJM | McHenry | IL | Solar | 2 | NA | NA | NA | NA | NA | NA
Lawrence Solar 2 Project | -789511 | Operating | 2 | Solar | 2024 | SunVest Solar, LLC | PJM | RFC | R-PJM | McHenry | IL | Solar | 2 | NA | NA | NA | NA | NA | NA
Hay Road | -745121 | Operating | 1098.2 | Combined Cycle | 1989 | Calpine Mid-Atlantic Generation LLC | PJM | RFC | R-PJM | New Castle | DE | Gas | 1128 | 8573 | 8699 | 8668 | 19.806 | 20.0828 | 12.1462
Lee/DeKalb Battery Storage Project | -599045 | Operating | 20 | Battery | 2014 | NextEra Energy Resources, LLC | PJM | RFC | R-PJM | DeKalb | IL | Energy Storage | 20 | NA | NM | NM | 17.2951 | 16.7312 | 14.8487
Lee/DeKalb Wind Energy Center | -168184 | Operating | 217.5 | Wind Turbine | 2009 | NextEra Energy Resources, LLC | MISO, PJM | RFC | R-PJM | DeKalb | IL | Wind | 217.5 | NA | NA | NA | 32.7153 | 38.6905 | 35.4848
Lena Solar 1 Plant | -477787 | Operating | 2 | Solar | 2021 | Basalt Infrastructure Partners LLC | PJM | RFC | R-PJM | Stephenson | IL | Solar | 2 | NA | NA | NA | 22.0776 | 22.5 | NA
Lena Solar 1 Plant | -477786 | Operating | 2 | Solar | 2021 | Basalt Infrastructure Partners LLC | PJM | RFC | R-PJM | Stephenson | IL | Solar | 2 | NA | NA | NA | 22.0776 | 22.5 | NA
Lena Solar 1 Plant | -361680 | Operating | 2 | Solar | 2021 | Firstar Development, LLC | PJM | RFC | R-PJM | Stephenson | IL | Solar | 2 | NA | NA | NA | 22.0776 | 22.5 | 14.0982
Lena Solar 1 Plant | -361679 | Operating | 2 | Solar | 2021 | Soltage, LLC | PJM | RFC | R-PJM | Stephenson | IL | Solar | 2 | NA | NA | NA | 22.0776 | 22.5 | 14.0982
Lena Solar Project | -317906 | Operating | 2 | Solar | 2020 | Lena Solar LLC | PJM | RFC | R-PJM | Stephenson | IL | Solar | 2 | NA | NA | NA | 20.3938 | 21.7009 | 22.6313
Lexington Chenoa Wind Farm (Bright Stalk) | -793349 | Operating | 205.2 | Wind Turbine | 2019 | Schroders Greencoat LLP | PJM | RFC | R-PJM | McLean | IL | Wind | 205.2 | NA | NA | NA | 37.9363 | 44.2262 | 39.0637
Lexington Chenoa Wind Farm (Bright Stalk) | -793087 | Operating | 205.2 | Wind Turbine | 2019 | Greencoat Columbus II LP | PJM | RFC | R-PJM | McLean | IL | Wind | 205.2 | NA | NA | NA | 37.9363 | 44.2262 | 39.0637
Lexington Chenoa Wind Farm (Bright Stalk) | -793086 | Operating | 205.2 | Wind Turbine | 2019 | Greencoat Villiers LP | PJM | RFC | R-PJM | McLean | IL | Wind | 205.2 | NA | NA | NA | 37.9363 | 44.2262 | 39.0637
Lexington Chenoa Wind Farm (Bright Stalk) | -365768 | Operating | 205.2 | Wind Turbine | 2019 | EDP Renewables North America LLC | PJM | RFC | R-PJM | McLean | IL | Wind | 205.2 | NA | NA | NA | 37.9363 | 44.2262 | 39.0637
Lexington Chenoa Wind Farm (Bright Stalk) | -365767 | Operating | 205.2 | Wind Turbine | 2019 | EDP Renewables North America LLC | PJM | RFC | R-PJM | McLean | IL | Wind | 205.2 | NA | NA | NA | 37.9363 | 44.2262 | 39.0637
Haynes (Unit 5 & 6) Repowering Project | -169604 | Operating | 649.2 | Gas Turbine | 2013 | Los Angeles Department of Water and Power, California |  | WECC | CAMX | Los Angeles | CA | Gas | 595.2 | 10102 | 9776 | 9761 | 3.413 | 7.58 | 6.7635
Lincoln Land Wind Project - Sangamon (Meridian Way) | -764051 | Operating | 302 | Wind Turbine | 2021 | Orsted Onshore North America, LLC | MISO | SERC | GATEWY | Morgan | IL | Wind | 302 | NA | NA | NA | 35.8849 | 37.8938 | NA
Lincoln Land Wind Project - Sangamon (Meridian Way) | -497710 | Operating | 302 | Wind Turbine | 2021 | Energy Capital Partners, LLC | MISO | SERC | GATEWY | Morgan | IL | Wind | 302 | NA | NA | NA | 35.8849 | 37.8938 | NA
Lineage Logistics Solar Facility | -250193 | Operating | 1.6 | Solar | 2019 | NextEra Energy Resources, LLC | PJM | RFC | R-PJM | Will | IL | Solar | 1.6 | NA | NA | NA | 17.8938 | 18.8713 | 18.4075
Lobelia 1 Solar Project | -793495 | Operating | NA | Solar | 2024 | Dolomite Manager Llc | PJM | RFC | R-PJM | McHenry | IL | Solar | 2 | NA | NA | NA | NA | NA | NA
Lobelia 1 Solar Project | -793494 | Operating | NA | Solar | 2024 | Dolomite Manager Llc | PJM | RFC | R-PJM | McHenry | IL | Solar | 2 | NA | NA | NA | NA | NA | NA
Lockport Powerhouse | -4697 | Operating | 16 | Hydraulic Turbine | 1908 | Metropolitan Water Reclamation District of Greater Chicago | PJM | RFC | R-PJM | Will | IL | Water | 12 | NA | NA | NA | 0 | 20.7677 | 30.8885
Lone Tree Wind Farm | -632957 | Operating | 79 | Wind Turbine | 2020 | Leeward Renewable Energy, LLC | PJM | RFC | R-PJM | Bureau | IL | Wind | 79 | NA | NA | NA | 38.6054 | 46.0134 | 44.4908
Long John CSG | -663399 | Operating | 2 | Solar | 2021 | Clearway Energy, Inc. | PJM | RFC | R-PJM | DeKalb | IL | Solar | 2 | NA | NA | NA | 21.5639 | NA | NA
Long John CSG | -663398 | Operating | 2 | Solar | 2021 | Clearway Energy, Inc. | PJM | RFC | R-PJM | DeKalb | IL | Solar | 2 | NA | NA | NA | 21.5639 | NA | NA
Lowe's 1845 Chicago Brickyard Illinois Solar Project | -796632 | Operating | NA | Solar | 2025 | Distributed Solar Development, LLC | PJM | RFC | R-PJM | Cook | IL | Solar | 1 | NA | NA | NA | NA | NA | NA
Haynes Repowering CC | -164082 | Operating | 629.9 | Combined Cycle | 2005 | Los Angeles Department of Water and Power, California |  | WECC | CAMX | Los Angeles | CA | Gas | 575 | 7199 | 7141 | 7139 | 41.2585 | 39.6116 | 43.0119
Hays Energy Project | -136070 | Operating | 989 | Combined Cycle | 2002 | Dynegy Power America, Inc. | ERCOT | TRE | TRE | Hays | TX | Gas | 1036 | 7649 | 7670 | 7780 | 51.6975 | 40.4424 | 30.9597
Lukuc B Community Solar Project | -366751 | Operating | 2 | Solar | 2021 | Summit Ridge Energy, LLC | MISO | SERC | GATEWY | Williamson | IL | Solar | 2 | NA | NA | NA | 21.4897 | 24.1553 | 7.2203
Lutz I Community Solar Garden Project | -727774 | Operating | 2.89 | Solar | 2020 | New Energy Equity, LLC | PJM | RFC | R-PJM | Grundy | IL | Solar | 2.89 | NA | NA | NA | NA | NA | NA
Hazleton Cogeneration | -86986 | Operating | 171.5 | Gas Turbine | 1989 | Lotus Infrastructure Partners | PJM | RFC | R-PJM | Luzerne | PA | Gas | 150.9 | 11854 | 11995 | 11978 | 0.91483 | 1.37 | 2.9882
Macomb East University Drive (Macomb 2A) Solar Farm | -794114 | Operating | NA | Solar | 2024 | Sunrise Energy Ventures, LLC | MISO | SERC | GATEWY | McDonough | IL | Solar | 2 | NA | NA | NA | NA | NA | NA
Maple Flats Solar Project | -798096 | Operating | 250 | Solar | 2024 | Invenergy LLC | MISO | SERC | GATEWY | Clay | IL | Solar | 250 | NA | NA | NA | NA | NA | NA
Maple Flats Solar Project | -798095 | Operating | 250 | Solar | 2024 | WEC Energy Group, Inc. | MISO | SERC | GATEWY | Clay | IL | Solar | 250 | NA | NA | NA | NA | NA | NA
Marengo Community Solar Facility | -503347 | Operating | 2 | Solar | 2020 | NextEra Energy Resources, LLC | PJM | RFC | R-PJM | McHenry | IL | Solar | 2 | NA | NA | NA | 21.1929 | 19.7774 | 19.9258
Marengo Energy Battery Storage Project | -173120 | Operating | 20 | Battery | 2018 | Swiss Green Electricity Management Group Sa | PJM | RFC | R-PJM | McHenry | IL | Energy Storage | 20 | NA | NM | NM | 0 | 5.2683 | 15.1301
Marion | -397517 | Operating | 99 | Steam Turbine | 1963 | Southern Illinois Power Cooperative Inc. | MISO | SERC | GATEWY | Williamson | IL | Coal | 120 | 15612 | 16008 | 13312 | 60.5966 | 64.7666 | 59.5199
Heartland Petrochemical Power Project (Strathcona Cogen) | -679215 | Operating | 96 | Gas Turbine | 2021 | Fengate Capital Management Ltd. | Alberta | WECC | WECCCN |  |  | Gas | 96 | NA | NA | NA | NA | NA | NA
Marion Solar 4b Project | -783444 | Operating | 2 | Solar | 2024 | Pivot Energy Fund 2 Holdings A LLC | MISO | SERC | GATEWY | Marion | IL | Solar | 2 | NA | NA | NA | NA | NA | NA
Marion Solar 4b Project | -783443 | Operating | 2 | Solar | 2024 | Pivot Energy Fund 2 MM A LLC | MISO | SERC | GATEWY | Marion | IL | Solar | 2 | NA | NA | NA | NA | NA | NA
Marion Solar 4b Project | -783442 | Operating | 2 | Solar | 2024 | Bridgepoint Group plc | MISO | SERC | GATEWY | Marion | IL | Solar | 2 | NA | NA | NA | NA | NA | NA
Marlow Solar Plant | -317782 | Operating | 2 | Solar | 2020 | Summit Ridge Energy, LLC | MISO | SERC | GATEWY | Jefferson | IL | Solar | 2 | NA | NA | NA | 22.4144 | 22.871 | 22.8139
Marshall, IL | -165117 | Operating | 16.9 | Internal Combustion | 1948 | City of Marshall, Illinois | MISO | SERC | GATEWY | Clark | IL | Oil | 16.9 | 9562 | 9372 | 9541 | 0.13577 | 0.087136 | 0.32693
McDonough Solar 1 Project | -312007 | Operating | 4 | Solar | 2020 | Summit Ridge Energy, LLC | MISO | SERC | GATEWY | McDonough | IL | Solar | 4 | NA | NA | NA | 12.3744 | 12.3545 | 11.6809
McHenry Battery Storage Project | -781903 | Operating | 19.8 | Battery | 2015 | Cordelio Power LP | PJM | RFC | R-PJM | McHenry | IL | Energy Storage | 19.8 | NA | NA | NA | 0 | 0 | NA
McHenry Franks 1 Solar Project | -761276 | Operating | 2 | Solar | 2020 | MN8 Energy, Inc. | PJM | RFC | R-PJM | McHenry | IL | Solar | 2 | NA | NA | NA | 22.363 | 22.9566 | 23.8813
McHenry Franks 2 Solar Project | -761278 | Operating | 2 | Solar | 2020 | MN8 Energy, Inc. | PJM | RFC | R-PJM | McHenry | IL | Solar | 2 | NA | NA | NA | 19.0068 | 22.6941 | 20.645
McLeansboro | -4964 | Operating | 9.2 | Internal Combustion | 1950 | City of McLeansboro, Illinois | MISO | SERC | GATEWY | Hamilton | IL | Oil | 8.4 | NA | NA | 11129 | 0 | 0 | 0.042129
Mendota Hills Wind Farm | -162845 | Operating | 76.13 | Wind Turbine | 2003 | Leeward Renewable Energy, LLC | PJM | RFC | R-PJM | Lee | IL | Wind | 76.2 | NA | NA | NA | 36.4136 | 43.5215 | 40.2941
Mendota US Solar 1 Project | -477784 | Operating | 2 | Solar | 2020 | Basalt Infrastructure Partners LLC | PJM | RFC | R-PJM | LaSalle | IL | Solar | 2 | NA | NA | NA | 16.8265 | 19.3151 | NA
Mendota US Solar 1 Project | -477783 | Operating | 2 | Solar | 2020 | Basalt Infrastructure Partners LLC | PJM | RFC | R-PJM | LaSalle | IL | Solar | 2 | NA | NA | NA | 16.8265 | 19.3151 | NA
Mendota US Solar 1 Project | -316917 | Operating | 2 | Solar | 2020 | Firstar Development, LLC | PJM | RFC | R-PJM | LaSalle | IL | Solar | 2 | NA | NA | NA | 16.8265 | 19.3151 | 17.226
Mendota US Solar 1 Project | -316916 | Operating | 2 | Solar | 2020 | Soltage, LLC | PJM | RFC | R-PJM | LaSalle | IL | Solar | 2 | NA | NA | NA | 16.8265 | 19.3151 | 17.226
Midland Wind Farm | -785800 | Operating | 105.5 | Wind Turbine | 2023 | Avangrid Renewables, LLC | PJM | RFC | R-PJM | Henry | IL | Wind | 105.5 | NA | NA | NA | NA | NA | NA
Milam Gas Recovery | -5074 | Operating | 2.4 | Internal Combustion | 1991 | Waste Management, Inc. | MISO | SERC | GATEWY | Madison | IL | Gas | 2.4 | 10888 | 10753 | 10727 | 91.9949 | 91.8189 | 93.0603
Minonk Wind Farm | -788531 | Operating | 200 | Wind Turbine | 2012 | Clearlight Energy | PJM | RFC | R-PJM | Woodford | IL | Wind | 192.3 | NA | NA | NA | NA | NA | NA
Moline | -141141 | Operating | 3.6 | Hydraulic Turbine | 1942 | MidAmerican Energy Company | MISO | MRO | MRO-US | Rock Island | IL | Water | 3.2 | NA | NA | NA | 76.5375 | 62.6142 | 63.7486
Moline | -141140 | Operating | 3.6 | Hydraulic Turbine | 1942 | MidAmerican Energy Company | MISO | MRO | MRO-US | Rock Island | IL | Water | 3.2 | NA | NA | NA | 76.5375 | 62.6142 | 63.7486
Hebron | -3867 | Operating | 56.7 | Gas Turbine | 1973 | Nebraska Public Power District | SPP | MRO | MRO-US | Thayer | NE | Oil | 42 | 13161 | 12534 | 12799 | 1.2258 | 0.64815 | 0.79579
Hell Gate | -511451 | Operating | 94 | Gas Turbine | 2001 | Power Authority of the State of New York | New York | NPCC | NY | Bronx | NY | Gas | 79.9 | 10901 | 10905 | 11110 | 14.2598 | 15.7326 | 10.0451
Henrietta Peaker Project | -176277 | Operating | 98 | Gas Turbine | 2002 | Middle River Power III LLC | CAISO | WECC | CAMX | Kings | CA | Gas | 96.1 | 11124 | 10598 | 10550 | 0.42003 | 5.7821 | 2.9648
Monee Solar 1 Project | -786600 | Operating | 2.9 | Solar | 2024 | Lafayette Square Holding Company, LLC | PJM | RFC | R-PJM | Will | IL | Solar | 2.9 | NA | NA | NA | NA | NA | NA
Monee Solar 1 Project | -786599 | Operating | 2.9 | Solar | 2024 | Invenergy LLC | PJM | RFC | R-PJM | Will | IL | Solar | 2.9 | NA | NA | NA | NA | NA | NA
Mooseheart Power House | -5219 | Operating | 1.8 | Internal Combustion | 1986 | Moose International, Incorporated | PJM | RFC | R-PJM | Kane | IL | Gas | 1.8 | NA | NA | NA | 0 | 0 | 0
Mooseheart School Solar Project | -310799 | Operating | 2 | Solar | 2020 | Forefront Power, LLC | PJM | RFC | R-PJM | Kane | IL | Solar | 2 | NA | NA | NA | 19.863 | 17.7854 | 19.3721
Moraine Sands Wind Project | -781918 | Operating & Planned | 171 | Wind Turbine | 2023 | Cordelio Power LP | MISO | SERC | GATEWY | Mason | IL | Wind | 165 | NA | NA | NA | 3.837 | NA | NA
Moraine Solar Farm | -663389 | Operating | 2 | Solar | 2021 | Clearway Energy, Inc. | MISO | SERC | GATEWY | McLean | IL | Solar | 2 | NA | NA | NA | 44.726 | NA | NA
Moraine Solar Farm | -663388 | Operating | 2 | Solar | 2021 | Clearway Energy, Inc. | MISO | SERC | GATEWY | McLean | IL | Solar | 2 | NA | NA | NA | 44.726 | NA | NA
Morgan 1 Solar Project | -378558 | Operating | 2 | Solar | 2021 | Summit Ridge Energy, LLC | MISO | SERC | GATEWY | Morgan | IL | Solar | 2 | NA | NA | NA | 24.8573 | 25.2626 | 7.6541
Morgan Solar 1b Project | -378559 | Operating | 2 | Solar | 2021 | Summit Ridge Energy, LLC | MISO | SERC | GATEWY | Morgan | IL | Solar | 2 | NA | NA | NA | 25.1769 | 26.3756 | 7.8824
Morgan Solar 2 Project | -316862 | Operating | 2 | Solar | 2020 | Summit Ridge Energy, LLC | MISO | SERC | GATEWY | Morgan | IL | Solar | 2 | NA | NA | NA | 23.8756 | 24.5377 | 22.4315
Morgan Solar 4 Project | -312008 | Operating | 2 | Solar | 2020 | Summit Ridge Energy, LLC | MISO | SERC | GATEWY | Morgan | IL | Solar | 2 | NA | NA | NA | 23.6244 | 20.3082 | 22.8368
Henry County | -524377 | Operating | 181.5 | Gas Turbine | 2001 | Duke Energy Indiana, LLC | MISO | RFC | R-MISO | Henry | IN | Gas | 134 | 10396 | 11409 | NA | 20.7809 | 16.2395 | NA
MPEA Energy Center - IC | -170179 | Operating | 6 | Internal Combustion | 2010 | Metropolitan Pier and Exposition Authority | PJM | RFC | R-PJM | Cook | IL | Oil | 6 | NA | NA | 11286 | NA | NA | 0.026636
Mt. Morris Community Solar Facility | -503637 | Operating | 2 | Solar | 2020 | DG Illinois Solar LLC | PJM | RFC | R-PJM | Ogle | IL | Solar | 2 | NA | NA | NA | 12.2317 | 18.1963 | 18.9555
MTHS Co-Gen Buildings | -86999 | Operating | 1.2 | Internal Combustion | 1992 | Maine Township High School District 207 | PJM | RFC | R-PJM | Cook | IL | Gas | 1.2 | NA | NA | NA | 0 | 0 | 0
Mulberry Solar Project | -761832 | Operating | 2.94 | Solar | 2023 | Lafayette Square Holding Company, LLC | MISO | SERC | GATEWY | Madison | IL | Solar | 2.94 | NA | NA | NA | NA | NA | NA
Mulberry Solar Project | -761831 | Operating | 2.94 | Solar | 2023 | Invenergy LLC | MISO | SERC | GATEWY | Madison | IL | Solar | 2.94 | NA | NA | NA | NA | NA | NA
Mulligan Solar Plant | -798654 | Operating | 70 | Solar | 2022 | ERG S.p.A. | MISO | SERC | GATEWY | Logan | IL | Solar | 70 | NA | NA | NA | NA | NA | NA
Mulligan Solar Plant | -798653 | Operating | 70 | Solar | 2022 | ERG S.p.A. | MISO | SERC | GATEWY | Logan | IL | Solar | 70 | NA | NA | NA | NA | NA | NA
Mulligan Solar Plant | -798652 | Operating | 70 | Solar | 2022 | ERG S.p.A. | MISO | SERC | GATEWY | Logan | IL | Solar | 70 | NA | NA | NA | NA | NA | NA
Mulligan Solar Plant | -798651 | Operating | 70 | Solar | 2022 | Apex Clean Energy, Inc. | MISO | SERC | GATEWY | Logan | IL | Solar | 70 | NA | NA | NA | NA | NA | NA
Museum of Science and Industry Cogen | -172043 | Operating | 1.7 | Internal Combustion | 2003 | Museum of Science and Industry | PJM | RFC | R-PJM | Cook | IL | Gas | 1.7 | 11486 | 11556 | NA | 0.24846 | 0.24174 | 0
Henry County | -524376 | Operating | 181.5 | Gas Turbine | 2001 | Duke Energy Indiana, LLC | MISO | RFC | R-MISO | Henry | IN | Gas | 134 | 10396 | 11409 | NA | 20.7809 | 16.2395 | NA
Herbert A Wagner CT | -759704 | Operating | 16 | Gas Turbine | 1967 | Talen Energy Supply, LLC | PJM | RFC | R-PJM | Anne Arundel | MD | Oil | 12.9 | 21984 | 15228 | 20098 | 0.05398 | 0.77785 | 0.036282
Hermiston | -794346 | Operating | 621.2 | Combined Cycle | 1996 | PacifiCorp |  | WECC | NWPP | Umatilla | OR | Gas | 486 | NA | NA | NA | NA | NA | NA
Newton | -136020 | Operating | 617.4 | Steam Turbine | 1977 | Illinois Power Generating Company | MISO | SERC | GATEWY | Jasper | IL | Coal | 615 | 11114 | 10853 | 10835 | 57.2121 | 65.1484 | 60.407
North Baker Road 2 Solar Plant | -807971 | Operating | NA | Solar | 2025 | Greenbacker Renewable Energy Corporation | PJM | RFC | R-PJM | Stephenson | IL | Solar | 1.9 | NA | NA | NA | NA | NA | NA
Hermiston | -768721 | Operating | 621.2 | Combined Cycle | 1996 | Perennial Power Holdings, Inc. |  | WECC | NWPP | Umatilla | OR | Gas | 486 | 7563 | 7519 | 7416 | 70.2205 | 58.0654 | 66.3089
North Cottage Grove (Verduin) Solar Plant | -785600 | Operating | 2.9 | Solar | 2024 | Lafayette Square Holding Company, LLC | PJM | RFC | R-PJM | Cook | IL | Solar | 2.9 | NA | NA | NA | NA | NA | NA
North Cottage Grove (Verduin) Solar Plant | -785599 | Operating | 2.9 | Solar | 2024 | Invenergy LLC | PJM | RFC | R-PJM | Cook | IL | Solar | 2.9 | NA | NA | NA | NA | NA | NA
North Ninth Street | -5481 | Operating | 17.1 | Internal Combustion | 1936 | Rochelle Municipal Utilities | PJM | RFC | R-PJM | Ogle | IL | Gas | 14.3 | 10666 | 10824 | 13725 | 1.0194 | 1.2956 | 1.963
North Ninth Street Solar | -172649 | Operating | 0.3 | Solar | 2014 | Rochelle Municipal Utilities | PJM | RFC | R-PJM | Ogle | IL | Solar | 0.3 | NA | NA | NA | 9.6271 | 9.8935 | 14.1553
North Solon Road (South) Solar Project | -789951 | Operating | 2 | Solar | 2024 | Greenbacker Renewable Energy Corporation | PJM | RFC | R-PJM | McHenry | IL | Solar | 2 | NA | NA | NA | NA | NA | NA
Northeastern Illinois University | -65704 | Operating | 3.2 | Internal Combustion | 1995 | Northeastern Illinois University | PJM | RFC | R-PJM | Cook | IL | Gas | 3.2 | NA | 3545 | 3182 | 0 | 0.039241 | 0.039241
Northrop Grumman-Rolling Meadows Solar Facility | -503466 | Operating | 1.1 | Solar | 2020 | NextEra Energy Resources, LLC | PJM | RFC | R-PJM | Cook | IL | Solar | 1.1 | NA | NA | NA | 15.7327 | 15.5562 | 14.6119
Northwest Community Hospital | -346630 | Operating | 4.4 | Internal Combustion | 1996 | Northwest Community Hospital Inc | PJM | RFC | R-PJM | Cook | IL | Gas | 4.4 | 10659 | 12026 | 12952 | 1.209 | 3.7542 | 3.1081
Nostrand Solar Farm | -663363 | Operating | 2 | Solar | 2021 | Clearway Energy, Inc. | PJM | RFC | R-PJM | Kankakee | IL | Solar | 2 | NA | NA | NA | 16.758 | NA | NA
Nostrand Solar Farm | -663362 | Operating | 2 | Solar | 2021 | Clearway Energy, Inc. | PJM | RFC | R-PJM | Kankakee | IL | Solar | 2 | NA | NA | NA | 16.758 | NA | NA
Old Trail Wind Farm (Twin Groves II) | -789067 | Operating | 213.8 | Wind Turbine | 2007 | Atlantica Sustainable Infrastructure Limited | PJM | RFC | R-PJM | McLean | IL | Wind | 213.8 | NA | NA | NA | NA | NA | NA
Old Trail Wind Farm (Twin Groves II) | -102711 | Operating | 213.8 | Wind Turbine | 2007 | EDP Renewables North America LLC | PJM | RFC | R-PJM | McLean | IL | Wind | 213.8 | NA | NA | NA | 27.7772 | 32.6894 | 29.8909
Old Trail Wind Farm (Twin Groves II) | -51663 | Operating | 213.8 | Wind Turbine | 2007 | EDP Renewables North America LLC | PJM | RFC | R-PJM | McLean | IL | Wind | 213.8 | NA | NA | NA | 27.7772 | 32.6894 | 29.8909
Olmstead II Project | -663435 | Operating | 2 | Solar | 2021 | Clearway Energy, Inc. | PJM | RFC | R-PJM | Stephenson | IL | Solar | 2 | NA | NA | NA | 11.1986 | NA | NA
Olmstead II Project | -663434 | Operating | 2 | Solar | 2021 | Clearway Energy, Inc. | PJM | RFC | R-PJM | Stephenson | IL | Solar | 2 | NA | NA | NA | 11.1986 | NA | NA
Olney Solar II Project | -365013 | Operating | 2 | Solar | 2021 | Nexamp Capital, LLC | MISO | SERC | GATEWY | Richland | IL | Solar | 2 | NA | NA | NA | 25.5822 | 25.4566 | 9.3607
Otter Creek Wind Farm | -785816 | Operating | 150 | Wind Turbine | 2020 | Avangrid Renewables, LLC | PJM | RFC | R-PJM | LaSalle | IL | Wind | 150 | NA | NA | NA | NA | NA | NA
Panther Creek Wind Project (Illinois Winds) | -795150 | Operating | NA | Wind Turbine | 2025 | Greenbacker Renewable Energy Company LLC | MISO | SERC | GATEWY | Pike | IL | Wind | 54.4 | NA | NA | NA | NA | NA | NA
Hermiston Power Project | -745020 | Operating | 689.4 | Combined Cycle | 2002 | Calpine Generating Company, LLC |  | WECC | NWPP | Umatilla | OR | Gas | 658 | 7180 | 7237 | 7181 | 67.9745 | 67.9966 | 76.4747
Hermiston Power Project | -745019 | Operating | 689.4 | Combined Cycle | 2002 | Calpine Generating Company, LLC |  | WECC | NWPP | Umatilla | OR | Gas | 658 | 7180 | 7237 | 7181 | 67.9745 | 67.9966 | 76.4747
Hibernia | -11461 | Operating | 52 | Gas Turbine | 1997 | Hibernia Management And Development Company Ltd. |  | NPCC | MRTM |  |  | Oil | 52 | NA | NA | NA | NA | NA | NA
Peru, IL Hydro | -5836 | Operating | 7.6 | Hydraulic Turbine | 1996 | City of Peru, Illinois | MISO | RFC | R-MISO | LaSalle | IL | Water | 6.8 | NA | NA | NA | 55.1622 | 52.6759 | 65.3203
Peru, IL IC | -165357 | Operating | 18.9 | Internal Combustion | 1973 | City of Peru, Illinois | MISO | RFC | R-MISO | LaSalle | IL | Oil | 18.9 | 9515 | 9579 | 9939 | 0.078519 | 0.14073 | 0.67829
Peterman II Solar Plant | -405460 | Operating | 2 | Solar | 2021 | Cypress Creek Renewables, LLC | PJM | RFC | R-PJM | Kankakee | IL | Solar | 2 | NA | NA | NA | 19.3664 | 20.9018 | 10.9132
Phoenix Solar South Farms | -199013 | Operating | 4.7 | Solar | 2015 | RC Energy Group | MISO | SERC | GATEWY | Champaign | IL | Solar | 4.7 | NA | NA | NA | 17.3492 | 17.6722 | 17.5143
Pike County Wind Farm | -166837 | Operating | 1.7 | Wind Turbine | 2005 | Illinois Rural Electric Cooperative | MISO | SERC | GATEWY | Pike | IL | Wind | 1.7 | NA | NA | NA | 11.1469 | 21.7432 | 13.9874
Pilot Hill Wind Project (K4 Wind Farm) | -807118 | Operating | 175 | Wind Turbine | 2015 | EDF power solutions North America | PJM | RFC | R-PJM | Kankakee | IL | Wind | 175 | NA | NA | NA | NA | NA | NA
Pilot Hill Wind Project (K4 Wind Farm) | -170255 | Operating | 175 | Wind Turbine | 2015 | Orion Energy Group LLC | PJM | RFC | R-PJM | Kankakee | IL | Wind | 175 | NA | NA | NA | 37.0532 | 44.5945 | 39.4877
Pilot Hill Wind Project (K4 Wind Farm) | -170254 | Operating | 175 | Wind Turbine | 2015 | Vision Energy LLC | PJM | RFC | R-PJM | Kankakee | IL | Wind | 175 | NA | NA | NA | 37.0532 | 44.5945 | 39.4877
Hickory Run Energy Station | -792839 | Operating | 1033.7 | Combined Cycle | 2020 | Tyr Energy, Inc. | PJM | RFC | R-PJM | Lawrence | PA | Gas | 1076.9 | NA | NA | NA | NA | NA | NA
Pine Road Solar Plant | -350229 | Operating | 2 | Solar | 2021 | Summit Ridge Energy, LLC | PJM | RFC | R-PJM | DeKalb | IL | Solar | 2 | NA | NA | NA | 15.6906 | 21.9064 | 18.7272
Pioneer Trail Wind Farm | -202016 | Operating | 150.4 | Wind Turbine | 2011 | E.ON Climate & Renewables North America Inc. | MISO, PJM | SERC | GATEWY | Ford | IL | Wind | 150.4 | NA | NA | NA | 32.9283 | 38.2797 | 33.9731
Plote Somonauk Solar Project | -772869 | Operating | 2 | Solar | 2024 | Luminace Holdings, LLC | PJM | RFC | R-PJM | DeKalb | IL | Solar | 2 | NA | NA | NA | NA | NA | NA
Pontiac 1B Solar Project | -344790 | Operating | 2 | Solar | 2021 | Pontiac Solar LLC | PJM | RFC | R-PJM | Livingston | IL | Solar | 2 | NA | NA | NA | 22.6199 | 21.3927 | 21.1706
Poplar Grove Solar Project | -761198 | Operating | 4 | Solar | 2024 | Summit Ridge Energy, LLC | PJM | RFC | R-PJM | Boone | IL | Solar | 4 | NA | NA | NA | NA | NA | NA
Powerton | -107211 | Operating | 1785.6 | Steam Turbine | 1972 | Midwest Generation LLC | PJM | RFC | R-PJM | Tazewell | IL | Coal | 1538 | 13396 | 12186 | 12305 | 9.9283 | 37.816 | 20.0501
PPG Industries Inc Works 14 | -165416 | Operating | 4.7 | Internal Combustion | 1980 | PPG Industries, Inc. | MISO | SERC | GATEWY | Macon | IL | Oil | 4.7 | NA | NA | NA | 0 | 0 | 0
Prairie Creek Solar Project | -743189 | Operating | 30 | Solar | 2023 | Sol Systems, LLC | MISO | SERC | GATEWY | Morgan | IL | Solar | 30 | NA | NA | NA | 2.0514 | NA | NA
Prairie State Energy Campus | -511867 | Operating | 1766 | Steam Turbine | 2012 | Illinois Municipal Electric Agency | MISO, PJM | SERC | GATEWY | Washington | IL | Coal | 1630 | 9510 | 9412 | 9574 | 87.4233 | 81.3016 | 88.8432
Prairie State Energy Campus | -161954 | Operating | 1766 | Steam Turbine | 2012 | Northern Illinois Municipal Power Agency | MISO, PJM | SERC | GATEWY | Washington | IL | Coal | 1630 | 9510 | 9412 | 9574 | 87.4233 | 81.3016 | 88.8432
Prairie State Energy Campus | -161953 | Operating | 1766 | Steam Turbine | 2012 | Kentucky Municipal Power Agency | MISO, PJM | SERC | GATEWY | Washington | IL | Coal | 1630 | 9510 | 9412 | 9574 | 87.4233 | 81.3016 | 88.8432
Prairie State Energy Campus | -161952 | Operating | 1766 | Steam Turbine | 2012 | Missouri Joint Municipal Electric Utility Commission | MISO, PJM | SERC | GATEWY | Washington | IL | Coal | 1630 | 9510 | 9412 | 9574 | 87.4233 | 81.3016 | 88.8432
Prairie State Energy Campus | -161950 | Operating | 1766 | Steam Turbine | 2012 | Prairie Power, Inc. | MISO, PJM | SERC | GATEWY | Washington | IL | Coal | 1630 | 9510 | 9412 | 9574 | 87.4233 | 81.3016 | 88.8432
Prairie State Energy Campus | -161949 | Operating | 1766 | Steam Turbine | 2012 | Southern Illinois Power Cooperative Inc. | MISO, PJM | SERC | GATEWY | Washington | IL | Coal | 1630 | 9510 | 9412 | 9574 | 87.4233 | 81.3016 | 88.8432
Prairie State Energy Campus | -161948 | Operating | 1766 | Steam Turbine | 2012 | Indiana Municipal Power Agency | MISO, PJM | SERC | GATEWY | Washington | IL | Coal | 1630 | 9510 | 9412 | 9574 | 87.4233 | 81.3016 | 88.8432
Prairie State Energy Campus | -161946 | Operating | 1766 | Steam Turbine | 2012 | American Municipal Power, Inc. | MISO, PJM | SERC | GATEWY | Washington | IL | Coal | 1630 | 9510 | 9412 | 9574 | 87.4233 | 81.3016 | 88.8432
Prairie State Energy Campus | -105932 | Operating | 1766 | Steam Turbine | 2012 | Wabash Valley Power Alliance | MISO, PJM | SERC | GATEWY | Washington | IL | Coal | 1630 | 9510 | 9412 | 9574 | 87.4233 | 81.3016 | 88.8432
Prairie State Solar Project | -366649 | Operating | 99 | Solar | 2021 | Ranger Solar LLC | MISO | RFC | R-MISO | Perry | IL | Solar | 99 | NA | NA | NA | 27.0098 | 26.804 | 10.9394
Prairie Wolf Solar Project | -808561 | Operating | 200 | Solar | 2021 | National Grid Renewables, LLC | MISO | SERC | GATEWY | Coles | IL | Solar | 200 | NA | NA | NA | NA | NA | NA
Prairie Wolf Solar Project | -808560 | Operating | 200 | Solar | 2021 | National Grid Renewables, LLC | MISO | SERC | GATEWY | Coles | IL | Solar | 200 | NA | NA | NA | NA | NA | NA
Preferred Freezer Services (Chicago III) | -255885 | Operating | 1.4 | Solar | 2020 | Preferred Freezer Services, LLC | PJM | RFC | R-PJM | Cook | IL | Solar | 1.4 | NA | NA | NA | 18.4605 | 45.4583 | 18.6562
Pretzel Solar Project | -436563 | Operating | 2 | Solar | 2022 | Trajectory Energy Partners, LLC | PJM | RFC | R-PJM | Stephenson | IL | Solar | 2 | NA | NA | NA | 22.6712 | 12.3858 | NA
Princeton, IL | -6059 | Operating | 37.9 | Internal Combustion | 1953 | City of Princeton, Illinois | MISO | SERC | GATEWY | Bureau | IL | Gas | 37.7 | NA | NM | 9298 | 0.30976 | 0.13898 | 0.4115
Prophet Solar Farm | -405294 | Operating | 2 | Solar | 2021 | Cypress Creek Renewables, LLC | PJM | RFC | R-PJM | Whiteside | IL | Solar | 2 | NA | NA | NA | 29.8516 | 23.1393 | 9.1153
Prosperity Wind Project (Goose Creek Wind Project) | -795151 | Operating | NA | Wind Turbine | 2025 | Apex Clean Energy, Inc. | MISO | SERC | GATEWY | Piatt | IL | Wind | 300 | NA | NA | NA | NA | NA | NA
Providence Heights Wind Farm | -785775 | Operating | 72 | Wind Turbine | 2008 | Avangrid Renewables, LLC | PJM | RFC | R-PJM | Bureau | IL | Wind | 72 | NA | NA | NA | NA | NA | NA
Putnam Solar 1 Project | -782364 | Operating | 2 | Solar | 2024 | Pivot Energy Inc. | MISO | SERC | GATEWY | Putnam | IL | Solar | 2 | NA | NA | NA | NA | NA | NA
Putnam Solar1B Project | -782368 | Operating | 2 | Solar | 2024 | Pivot Energy Inc. | MISO | SERC | GATEWY | Winnebago | IL | Solar | 2 | NA | NA | NA | NA | NA | NA
Quad Cities | -396420 | Operating | 2018.6 | Nuclear | 1972 | Constellation Energy Corporation | MISO, PJM | RFC | R-PJM | Rock Island | IL | Nuclear | 1874 | NA | NA | NA | 92.3779 | 91.6578 | NA
Quad Cities | -140924 | Operating | 2018.6 | Nuclear | 1972 | MidAmerican Energy Company | MISO, PJM | RFC | R-PJM | Rock Island | IL | Nuclear | 1874 | NA | NA | NA | 92.3779 | 91.6578 | 95.4041
Quad Cities | -140923 | Operating | 2018.6 | Nuclear | 1972 | MidAmerican Energy Company | MISO, PJM | RFC | R-PJM | Rock Island | IL | Nuclear | 1874 | NA | NA | NA | 92.3779 | 91.6578 | 95.4041
Hickory Run Energy Station | -235489 | Operating | 1033.7 | Combined Cycle | 2020 | The Kansai Electric Power Company, Incorporated | PJM | RFC | R-PJM | Lawrence | PA | Gas | 1076.9 | 6698 | 6839 | 6729 | 69.6128 | 65.568 | 69.5847
Radford’s Run and Lake Fork Wind Farms (Twin Forks) | -202034 | Operating | 278 | Wind Turbine | 2017 | E.ON Climate & Renewables North America Inc. | PJM | RFC | R-PJM | Macon | IL | Wind | 278 | NA | NA | NA | 43.4592 | 48.5415 | 44.1462
Rail Splitter Wind Farm | -102745 | Operating | 100.5 | Wind Turbine | 2009 | EDP Renewables North America LLC | MISO | SERC | GATEWY | Logan | IL | Wind | 100.5 | NA | NA | NA | 29.0637 | 32.8863 | 30.9565
Rail Splitter Wind Farm | -46007 | Operating | 100.5 | Wind Turbine | 2009 | EDP Renewables North America LLC | MISO | SERC | GATEWY | Logan | IL | Wind | 100.5 | NA | NA | NA | 29.0637 | 32.8863 | 30.9565
Rantoul | -165449 | Operating | 14.4 | Internal Combustion | 1951 | Rantoul Village of | MISO | SERC | GATEWY | Champaign | IL | Oil | 14.4 | 10860 | 10775 | 9726 | 0.13001 | 0.13397 | 0.66749
Red Bud | -6173 | Operating | 15 | Internal Combustion | 1948 | Red Bud City of | MISO | SERC | GATEWY | Randolph | IL | Oil | 14.4 | 9032 | 9611 | 11239 | 0.099093 | 0.042808 | 0.74677
Reed Road Solar Project | -253027 | Operating | 1.3 | Solar | 2020 | Forefront Power, LLC | PJM | RFC | R-PJM | McHenry | IL | Solar | 1.3 | NA | NA | NA | 17.0267 | 17.9926 | 17.9399
Hidalgo Energy Center | -745124 | Operating | 551.3 | Combined Cycle | 2000 | Calpine Corporation | ERCOT | TRE | TRE | Hidalgo | TX | Gas | 530 | 7565 | 7377 | 7453 | 60.1206 | 54.8134 | 54.1228
Richland Township Solar Project | -795725 | Operating | NA | Solar | 2025 | Birch Creek Development, LLC | MISO | SERC | GATEWY | Marshall | IL | Solar | 35 | NA | NA | NA | NA | NA | NA
Ridge Farm Solar 1 Project | -316921 | Operating | 2 | Solar | 2020 | Soltage, LLC | MISO | SERC | GATEWY | Vermilion | IL | Solar | 2 | NA | NA | NA | 23.8014 | 24.2751 | 22.2945
River Ferry Solar Project | -752663 | Operating | 165.3 | Solar | 2023 | ENGIE North America Inc. |  | RFC | R-PJM | Clark | IL | Solar | 172.2 | NA | NA | NA | 0.030561 | NA | NA
Rochelle Energy Center | -170667 | Operating | 4.8 | Internal Combustion | 2011 | William Charles Construction Company, LLC | PJM | RFC | R-PJM | Ogle | IL | Biomass | 3.2 | 11175 | 11199 | 11213 | 44.4278 | 49.4007 | 42.8701
Rochelle Energy Center | -170666 | Operating | 4.8 | Internal Combustion | 2011 | William Charles Ltd | PJM | RFC | R-PJM | Ogle | IL | Biomass | 3.2 | 11175 | 11199 | 11213 | 44.4278 | 49.4007 | 42.8701
Rockford Baxter Road Holdco Solar Project | -408547 | Operating | 2 | Solar | 2021 | Rockford Baxter Rd Holdco LLC | PJM | RFC | R-PJM | Winnebago | IL | Solar | 2 | NA | NA | NA | 22.7511 | 22.7283 | NA
Rockford CS 1 Solar | -508475 | Operating | 2 | Solar | 2021 | Rockford CS LLC | PJM | RFC | R-PJM | Winnebago | IL | Solar | 2 | NA | NA | NA | 22.7626 | 23.282 | 14.4977
Rockford CS 2 Solar Project | -508311 | Operating | 2 | Solar | 2021 | Nexamp, Inc. | PJM | RFC | R-PJM | Winnebago | IL | Solar | 2 | NA | NA | NA | 22.5171 | 22.6027 | 14.7432
Rockford CS 2 Solar Project | -508310 | Operating | 2 | Solar | 2021 | Nexamp, Inc. | PJM | RFC | R-PJM | Winnebago | IL | Solar | 2 | NA | NA | NA | 22.5171 | 22.6027 | 14.7432
Hidalgo Energy Center | -745123 | Operating | 551.3 | Combined Cycle | 2000 | Calpine Corporation | ERCOT | TRE | TRE | Hidalgo | TX | Gas | 530 | 7565 | 7377 | 7453 | 60.1206 | 54.8134 | 54.1228
Hidalgo Energy Center | -8723 | Operating | 551.3 | Combined Cycle | 2000 | Brownsville Public Utilities Board | ERCOT | TRE | TRE | Hidalgo | TX | Gas | 530 | 7565 | 7377 | 7453 | 60.1206 | 54.8134 | 54.1228
Rockford Solar Plant | -789377 | Operating | 2 | Solar | 2024 | ENGIE North America Inc. | PJM | RFC | R-PJM | Winnebago | IL | Solar | 2 | NA | NA | NA | NA | NA | NA
Rock-Tenn Company (IL) | -145303 | Operating | 2.9 | Internal Combustion | 1992 | WestRock RKT, LLC | PJM | RFC | R-PJM | Kane | IL | Gas | 2.9 | NA | NA | 10556 | NA | 0 | 0.070855
Rockton | -192995 | Operating | 1.1 | Hydraulic Turbine | 1929 | Eagle Creek Renewable Energy, LLC | PJM | RFC | R-PJM | Winnebago | IL | Water | 1.1 | NA | NA | NA | 59.7343 | 72.7377 | 47.1773
Higginsville | -3908 | Operating | 40 | Gas Turbine | 1996 | City of Higginsville, Missouri | SPP | MRO | MRO-US | Lafayette | MO | Gas | 40 | 17529 | 17234 | 15826 | 0.71033 | 3.5605 | 3.7129
Round Grove 1 Solar Project | -778173 | Operating | 2 | Solar | 2021 | ENGIE North America Inc. | PJM | RFC | R-PJM | Whiteside | IL | Solar | 2 | NA | NA | NA | NA | NA | NA
Round Grove 2 Solar Project | -778171 | Operating | 2 | Solar | 2021 | ENGIE North America Inc. | PJM | RFC | R-PJM | Whiteside | IL | Solar | 2 | NA | NA | NA | NA | NA | NA
Route 76 Boone Solar 1 | -296308 | Operating | 2 | Solar | 2020 | Nexamp, Inc. | PJM | RFC | R-PJM | Boone | IL | Solar | 2 | NA | NA | NA | 21.758 | 18.282 | 22.8311
Route 76 Boone Solar 1 | -296307 | Operating | 2 | Solar | 2020 | Nexamp, Inc. | PJM | RFC | R-PJM | Boone | IL | Solar | 2 | NA | NA | NA | 21.758 | 18.282 | 22.8311
Saint Mary of Nazareth Hospital | -495971 | Operating | 4.2 | Internal Combustion | 1993 | Undisclosed buyer | PJM | RFC | R-PJM | Cook | IL | Oil | 4.2 | 15462 | 13000 | 23231 | 0.035334 | 0.043488 | 0.035334
Salt Creek Township Solar Project | -793274 | Operating | NA | Solar | 2025 | Birch Creek Development, LLC | MISO | SERC | GATEWY | Mason | IL | Solar | 50 | NA | NA | NA | NA | NA | NA
Sand Prairie Solar | -789625 | Operating | 2 | Solar | 2024 | NextEra Energy Resources, LLC | MISO | SERC | GATEWY | Tazewell | IL | Solar | 2 | NA | NA | NA | NA | NA | NA
Sandoval Holdco Solar Project | -348294 | Operating | 2 | Solar | 2021 | Soltage, LLC | MISO | SERC | GATEWY | Clinton | IL | Solar | 2 | NA | NA | NA | 26.2272 | 24.9315 | 21.3413
Sapphire Sky Wind Energy Center (Blue Ridge Wind Farm) | -553358 | Operating | 259.8 | Wind Turbine | 2023 | Invenergy LLC | MISO | SERC | GATEWY | McLean | IL | Wind | 259.8 | NA | NA | NA | 31.4908 | NA | NA
Sapphire Sky Wind Energy Center (Blue Ridge Wind Farm) | -553357 | Operating | 259.8 | Wind Turbine | 2023 | WEC Energy Group, Inc. | MISO | SERC | GATEWY | McLean | IL | Wind | 259.8 | NA | NA | NA | 31.4908 | NA | NA
Sauger 2 Solar (OE IL Solar 3) | -547478 | Operating | 2 | Solar | 2022 | Nexamp, Inc. | PJM | RFC | R-PJM | Ogle | IL | Solar | 2 | NA | NA | NA | 23.6701 | 18.6187 | NA
Sauger 2 Solar (OE IL Solar 3) | -547477 | Operating | 2 | Solar | 2022 | Nexamp, Inc. | PJM | RFC | R-PJM | Ogle | IL | Solar | 2 | NA | NA | NA | 23.6701 | 18.6187 | NA
Schmidt CSG 1 Solar Project | -793539 | Operating | NA | Solar | 2024 | SunVest Solar, LLC | MISO | SERC | GATEWY | Saint Clair | IL | Solar | 2 | NA | NA | NA | NA | NA | NA
Schulte 2 Community Solar Project | -317993 | Operating | 2 | Solar | 2020 | Summit Ridge Energy, LLC | MISO | SERC | GATEWY | Marshall | IL | Solar | 2 | NA | NA | NA | 21.21 | 20.7591 | 20.6221
SCS American Bottoms 009885 Sauget Solar | -319356 | Operating | 1.8 | Solar | 2020 | Capital Dynamics, Inc. | MISO | SERC | GATEWY | Saint Clair | IL | Solar | 1.8 | NA | NA | NA | 18.9878 | 18.0175 | 17.7321
SCS American Bottoms 009885 Sauget Solar | -317889 | Operating | 1.8 | Solar | 2020 | Sol Systems, LLC | MISO | SERC | GATEWY | Saint Clair | IL | Solar | 1.8 | NA | NA | NA | 18.9878 | 18.0175 | 17.7321
SCS COUNTY 012631 Champaign | -503911 | Operating | 2 | Solar | 2021 | Sol Systems, LLC | MISO | SERC | GATEWY | Champaign | IL | Solar | 2 | NA | NA | NA | 20.5537 | 9.3721 | 4.9658
SCS Galena 012589 Peoria Solar Project | -510807 | Operating | 2 | Solar | 2021 | SCS Galena 012589 Peoria, LLC | MISO | SERC | GATEWY | Peoria | IL | Solar | 2 | NA | NA | NA | 21.2614 | 21.4669 | 0.35959
SCS Plainfield 011755 Naperville Solar Project | -503925 | Operating | 1 | Solar | 2021 | Golden Charlie Foxtrot, LLC | PJM | RFC | R-PJM | Will | IL | Solar | 1 | NA | NA | NA | 19.2466 | 18.7443 | 16.7808
SCS Plainfield 011755 Naperville Solar Project | -503924 | Operating | 1 | Solar | 2021 | Regguheert II, LLC | PJM | RFC | R-PJM | Will | IL | Solar | 1 | NA | NA | NA | 19.2466 | 18.7443 | 16.7808
SCS Plainfield 011755 Naperville Solar Project | -503923 | Operating | 1 | Solar | 2021 | Regguheert II, LLC | PJM | RFC | R-PJM | Will | IL | Solar | 1 | NA | NA | NA | 19.2466 | 18.7443 | 16.7808
SCS Plainfield 011755 Naperville Solar Project | -503922 | Operating | 1 | Solar | 2021 | Platinum Compass B 2018 RSC Limited | PJM | RFC | R-PJM | Will | IL | Solar | 1 | NA | NA | NA | 19.2466 | 18.7443 | 16.7808
SCS West Fairchild 011958 Danville | -503998 | Operating | 1.6 | Solar | 2021 | Golden Charlie Foxtrot, LLC | MISO | SERC | GATEWY | Vermilion | IL | Solar | 1.6 | NA | NA | NA | 19.3422 | 18.6572 | 9.2394
SCS West Fairchild 011958 Danville | -503997 | Operating | 1.6 | Solar | 2021 | Regguheert II, LLC | MISO | SERC | GATEWY | Vermilion | IL | Solar | 1.6 | NA | NA | NA | 19.3422 | 18.6572 | 9.2394
SCS West Fairchild 011958 Danville | -503996 | Operating | 1.6 | Solar | 2021 | Regguheert II, LLC | MISO | SERC | GATEWY | Vermilion | IL | Solar | 1.6 | NA | NA | NA | 19.3422 | 18.6572 | 9.2394
SCS West Fairchild 011958 Danville | -503995 | Operating | 1.6 | Solar | 2021 | Platinum Compass B 2018 RSC Limited | MISO | SERC | GATEWY | Vermilion | IL | Solar | 1.6 | NA | NA | NA | 19.3422 | 18.6572 | 9.2394
Segunda II Solar Facility | -663421 | Operating | 2 | Solar | 2021 | Clearway Energy, Inc. | PJM | RFC | R-PJM | LaSalle | IL | Solar | 2 | NA | NA | NA | 34.6347 | NA | NA
Segunda II Solar Facility | -663420 | Operating | 2 | Solar | 2021 | Clearway Energy, Inc. | PJM | RFC | R-PJM | LaSalle | IL | Solar | 2 | NA | NA | NA | 34.6347 | NA | NA
High Bridge Conversion | -164187 | Operating | 644 | Combined Cycle | 2008 | Northern States Power Company | MISO | MRO | MRO-US | Ramsey | MN | Gas | 606 | 6452 | 7201 | 6862 | 45.9574 | 34.4298 | 59.6947
Settlers Trail Wind Farm | -493149 | Operating | 150.4 | Wind Turbine | 2011 | Undisclosed buyer | MISO | SERC | GATEWY | Iroquois | IL | Wind | 150.4 | NA | NA | NA | 24.3934 | 27.2377 | 28.1612
Settlers Trail Wind Farm | -202017 | Operating | 150.4 | Wind Turbine | 2011 | E.ON Climate & Renewables North America Inc. | MISO | SERC | GATEWY | Iroquois | IL | Wind | 150.4 | NA | NA | NA | 24.3934 | 27.2377 | 28.1612
Settlers Trail Wind Farm | -47069 | Operating | 150.4 | Wind Turbine | 2011 | JPMorgan Capital Corporation | MISO | SERC | GATEWY | Iroquois | IL | Wind | 150.4 | NA | NA | NA | 24.3934 | 27.2377 | 28.1612
Shady Oaks Wind | -788534 | Operating | 109.5 | Wind Turbine | 2012 | Clearlight Energy | PJM | RFC | R-PJM | Lee | IL | Wind | 109.5 | NA | NA | NA | NA | NA | NA
Shady Oaks Wind 2 Project | -788798 | Operating | 108.3 | Wind Turbine | 2023 | Clearlight Energy | PJM | RFC | R-PJM | Lee | IL | Wind | 108.3 | NA | NA | NA | NA | NA | NA
High Desert Power Project | -794565 | Operating | 960 | Combined Cycle | 2003 | Avenue Golden Continuation Fund, L.P. | CAISO | WECC | CAMX | San Bernardino | CA | Gas | 895 | 7220 | 7517 | 7507 | 52.0951 | 55.4142 | 50.7578
SIU - Carbondale | -12505 | Operating | 3.5 | Steam Turbine | 1998 | Southern Illinois University | MISO | SERC | GATEWY | Jackson | IL | Coal | 2.8 | NA | NM | NA | 22.1094 | 28.7182 | 29.5947
SIU - Carbondale (IC) | -48110 | Operating | 1.6 | Internal Combustion | 1998 | Southern Illinois University | MISO | SERC | GATEWY | Jackson | IL | Oil | 1.6 | NA | NA | NA | 0 | 0 | 0
Skyline Solar Project | -786618 | Operating | 5 | Solar | 2024 | Cypress Creek Renewables, LLC | MISO | SERC | GATEWY | Christian | IL | Solar | 5 | NA | NA | NA | NA | NA | NA
Slidematic at Rockford Solar Project | -700657 | Operating | 1.8 | Solar | 2022 | Brookfield Renewable Partners L.P. | PJM | RFC | R-PJM | Winnebago | IL | Solar | 1.8 | NA | NA | NA | 6.2278 | 15.9056 | NA
Solar Farm 2.0 Project (Urbana-Champaign) | -347945 | Operating | 10 | Solar | 2021 | Sol Systems, LLC | MISO | SERC | GATEWY | Champaign | IL | Solar | 10 | NA | NA | NA | 21.7192 | 20.1678 | 20.137
Solar Farm 2.0 Project (Urbana-Champaign) | -347944 | Operating | 10 | Solar | 2021 | Capital Dynamics, Inc. | MISO | SERC | GATEWY | Champaign | IL | Solar | 10 | NA | NA | NA | 21.7192 | 20.1678 | 20.137
Solar Star Urbana Landfill East Project | -674499 | Operating | 1.9 | Solar | 2021 | Nexamp Capital, LLC | MISO | SERC | GATEWY | Champaign | IL | Solar | 1.9 | NA | NA | NA | 19.2922 | 18.9678 | NA
Solar Star Urbana Landfill Project | -673560 | Operating | 1.9 | Solar | 2021 | Nexamp Capital, LLC | MISO | SERC | GATEWY | Champaign | IL | Solar | 1.9 | NA | NA | NA | 21.1728 | 20.3377 | NA
Somonauk Road Solar 1 Project | -348286 | Operating | 2 | Solar | 2021 | Nexamp Capital, LLC | PJM | RFC | R-PJM | DeKalb | IL | Solar | 2 | NA | NA | NA | 20.8105 | 22.7283 | 19.2009
South Main Street IC | -166904 | Operating | 15.8 | Internal Combustion | 1967 | Rochelle Municipal Utilities | PJM | RFC | R-PJM | Ogle | IL | Oil | 14.4 | 9916 | 9866 | 9875 | 0.52876 | 0.91958 | 1.0567
Southland Solar Farm | -663371 | Operating | 2 | Solar | 2021 | Clearway Energy, Inc. | PJM | RFC | R-PJM | Kankakee | IL | Solar | 2 | NA | NA | NA | NA | NA | NA
Southland Solar Farm | -663370 | Operating | 2 | Solar | 2021 | Clearway Energy, Inc. | PJM | RFC | R-PJM | Kankakee | IL | Solar | 2 | NA | NA | NA | NA | NA | NA
Square Barn Solar Project | -253015 | Operating | 1.5 | Solar | 2020 | Forefront Power, LLC | PJM | RFC | R-PJM | McHenry | IL | Solar | 1.5 | NA | NA | NA | 15.9132 | 17.0928 | 15.3957
St. Clair Solar 3 Project | -786804 | Operating | 2 | Solar | 2024 | Pivot Energy Inc. | MISO | SERC | GATEWY | Saint Clair | IL | Solar | 2 | NA | NA | NA | NA | NA | NA
State Farm | -25979 | Operating | 5.1 | Internal Combustion | 1996 | State Farm Mutual Automobile Insurance Company | MISO | SERC | GATEWY | McLean | IL | Oil | 5.1 | 20053 | 24250 | 19286 | 0.042528 | 0.035813 | 0.047005
Streator Cayuga Ridge South Wind Farm | -785780 | Operating | 300 | Wind Turbine | 2010 | Avangrid Renewables, LLC | PJM | RFC | R-PJM | Livingston | IL | Wind | 300 | NA | NA | NA | NA | NA | NA
Sugar Creek Wind One Project (Springfield Sugar Creek Project) | -788535 | Operating | 202 | Wind Turbine | 2020 | Clearlight Energy | MISO | SERC | GATEWY | Logan | IL | Wind | 202 | NA | NA | NA | NA | NA | NA
Sugar Creek Wind One Project (Springfield Sugar Creek Project) | -646948 | Operating | 202 | Wind Turbine | 2020 | Infrared Capital Partners Limited | MISO | SERC | GATEWY | Logan | IL | Wind | 202 | NA | NA | NA | 34.296 | NA | NA
Sullivan B Community Solar Project | -778409 | Operating | 2 | Solar | 2020 | Sullivan B Community Solar LLC | MISO | SERC | GATEWY | McDonough | IL | Solar | 2 | NA | NA | NA | 11.4498 | 23.9041 | 20.9132
Sullivan, IL | -752455 | Operating | 23.7 | Internal Combustion | 1934 | Sullivan City of IL | MISO | SERC | GATEWY | Moultrie | IL | Oil | 24.1 | 9745 | NA | NA | 0.10398 | NA | NA
SV CSG Baileyville 1 Solar Project | -704329 | Operating | 2 | Solar | 2023 | SunVest Solar, LLC | PJM | RFC | R-PJM | Stephenson | IL | Solar | 1.6 | NA | NA | NA | 3.282 | NA | NA
SV CSG Baileyville 2 Solar Project | -748839 | Operating | 2 | Solar | 2023 | Euclid Capital US Acquisition 1 Corp | PJM | RFC | R-PJM | Stephenson | IL | Solar | 2 | NA | NA | NA | 2.5685 | NA | NA
SV CSG Baileyville 2 Solar Project | -748838 | Operating | 2 | Solar | 2023 | SunVest Solar, LLC | PJM | RFC | R-PJM | Stephenson | IL | Solar | 2 | NA | NA | NA | 2.5685 | NA | NA
SV CSG Barrass Farms II Project | -748812 | Operating | 2 | Solar | 2023 | SunVest Solar, LLC | MISO | SERC | GATEWY | Williamson | IL | Solar | 2 | NA | NA | NA | 3.8356 | NA | NA
SV CSG Gardner 1 Solar Project | -669000 | Operating | 2 | Solar | 2021 | Summit Ridge Energy, LLC | PJM | RFC | R-PJM | Grundy | IL | Solar | 2 | NA | NA | NA | 22.2945 | 23.9155 | 2.5514
SV CSG Lily Lake 2 Solar Project | -317928 | Operating | 2 | Solar | 2020 | Summit Ridge Capital | PJM | RFC | R-PJM | Kane | IL | Solar | 2 | NA | NA | NA | 19.1324 | 20.742 | 22.0148
SV CSG Mt Morris 2 Project | -350323 | Operating | 2 | Solar | 2021 | Summit Ridge Capital | PJM | RFC | R-PJM | Ogle | IL | Solar | 2 | NA | NA | NA | 20.6735 | 21.1587 | 17.0605
SV CSG South DeKalb 1 Solar Project | -742535 | Operating | 2 | Solar | 2023 | SunVest Solar, LLC | PJM | RFC | R-PJM | DeKalb | IL | Solar | 2 | NA | NA | NA | 2.5514 | NA | NA
SV CSG South Dekalb 2 Solar Project | -742534 | Operating | 2 | Solar | 2023 | SunVest Solar, LLC | PJM | RFC | R-PJM | DeKalb | IL | Solar | 1.6 | NA | NA | NA | 3.0822 | NA | NA
SV CSG Wagner A Solar Project | -789512 | Operating | 2 | Solar | 2024 | SunVest Solar, LLC | MISO | SERC | GATEWY | Randolph | IL | Solar | 2 | NA | NA | NA | NA | NA | NA
SV CSG Wagner B Solar Project | -789508 | Operating | 2 | Solar | 2024 | SunVest Solar, LLC | MISO | SERC | GATEWY | Randolph | IL | Solar | 2 | NA | NA | NA | NA | NA | NA
TAC-Distributed Energy Resource (IC) | -199708 | Operating | 1 | Internal Combustion | 2017 | Ameren Illinois Company | MISO | SERC | GATEWY | Champaign | IL | Gas | 1 | NA | NA | 8462 | 0 | 0 | 1.0616
TAC-Distributed Energy Resource (Solar) | -199710 | Operating | 0.13 | Solar | 2017 | Ameren Illinois Company | MISO | SERC | GATEWY | Champaign | IL | Solar | 0.1 | NA | NA | NA | 24.3151 | 20.6621 | 21.5753
TAC-Distributed Energy Resource (Wind) | -646454 | Operating | 0.1 | Wind Turbine | 2017 | Ameren Illinois Company | MISO | SERC | GATEWY | Champaign | IL | Wind | 0.1 | NA | NA | NA | 12.1005 | 16.6667 | 14.1553
TAC-Distributed Energy Resource Battery Storage Project | -583429 | Operating | 0.3 | Battery | 2017 | Ameren Illinois Company | MISO | SERC | GATEWY | Champaign | IL | Energy Storage | 0.3 | NA | NM | NM | 0.038052 | 1.0654 | 0.038052
Tazewell Gas Recovery | -7137 | Operating | 2.4 | Internal Combustion | 1989 | Waste Management, Inc. | MISO | SERC | GATEWY | Tazewell | IL | Biomass | 2.4 | 12574 | 12610 | 12716 | 67.3849 | 71.6372 | 76.0702
The GSI at Assumption Solar Project | -396767 | Operating | 1.5 | Solar | 2021 | Constellation NewEnergy, Inc. | MISO | SERC | GATEWY | Christian | IL | Solar | 1.5 | NA | NA | NA | 24.1476 | 24.1248 | NA
Thornridge High School | -758319 | Operating | 1 | Internal Combustion | 1996 | Thornton Township High School District No 205 | PJM | RFC | R-PJM | Cook | IL | Gas | 1 | NA | NA | NA | 0 | 0 | 0
Thornwood High School | -758320 | Operating | 1.4 | Internal Combustion | 1996 | Thornton Township High School District No 205 | PJM | RFC | R-PJM | Cook | IL | Gas | 1.4 | NA | NA | NA | 0 | 0 | 0
High Desert Power Project | -794564 | Operating | 960 | Combined Cycle | 2003 | Avenue Golden Continuation Fund, L.P. | CAISO | WECC | CAMX | San Bernardino | CA | Gas | 895 | 7220 | 7517 | 7507 | 52.0951 | 55.4142 | 50.7578
Torrence Ave Solar Plant | -787121 | Operating | 2 | Solar | 2024 | Lafayette Square Holding Company, LLC | PJM | RFC | R-PJM | Cook | IL | Solar | 2 | NA | NA | NA | NA | NA | NA
Torrence Ave Solar Plant | -787120 | Operating | 2 | Solar | 2024 | Invenergy LLC | PJM | RFC | R-PJM | Cook | IL | Solar | 2 | NA | NA | NA | NA | NA | NA
Tower Road Solar Project | -350340 | Operating | 2 | Solar | 2021 | Summit Ridge Energy, LLC | PJM | RFC | R-PJM | DeKalb | IL | Solar | 2 | NA | NA | NA | 24.6461 | 24.1495 | 15.04
Trenton East Solar Project | -780500 | Operating | 2 | Solar | 2024 | Generate Capital, PBC | MISO | SERC | GATEWY | Clinton | IL | Solar | 2 | NA | NA | NA | NA | NA | NA
Trenton West Solar Project | -775549 | Operating | 2 | Solar | 2024 | Generate NY Community Solar VII, LLC | MISO | SERC | GATEWY | Clinton | IL | Solar | 2 | NA | NA | NA | NA | NA | NA
Trenton West Solar Project | -775548 | Operating | 2 | Solar | 2024 | Generate NY Community Solar VII, LLC | MISO | SERC | GATEWY | Clinton | IL | Solar | 2 | NA | NA | NA | NA | NA | NA
Trenton West Solar Project | -775547 | Operating | 2 | Solar | 2024 | Generate NY Community Solar MM VII, LLC | MISO | SERC | GATEWY | Clinton | IL | Solar | 2 | NA | NA | NA | NA | NA | NA
Trinity Freeport Solar Project | -775158 | Operating | 2 | Solar | 2024 | Generate Capital, PBC | PJM | RFC | R-PJM | Stephenson | IL | Solar | 2 | NA | NA | NA | NA | NA | NA
Triton East and West Cogeneration | -170966 | Operating | 3.6 | Internal Combustion | 1998 | Triton College | PJM | RFC | R-PJM | Cook | IL | Gas | 3.6 | 4118 | 3131 | 3853 | 0.40271 | 1.3318 | 0.23782
Unity Solar Plant | -789510 | Operating | 2 | Solar | 2024 | SoCore Energy LLC | PJM | RFC | R-PJM | Stephenson | IL | Solar | 2 | NA | NA | NA | NA | NA | NA
University of Illinois Cogeneration | -773001 | Operating | 36.5 | Internal Combustion | 1993 | University of Illinois | PJM | RFC | R-PJM | Cook | IL | Gas | 29.1 | 11037 | 14552 | 10318 | 2.1708 | 10.2042 | 7.933
High Sierra | -645764 | Operating | 49.8 | Gas Turbine | 1989 | ContourGlobal Limited | CAISO | WECC | CAMX | Kern | CA | Gas | 48 | 10384 | 10563 | NA | 5.5468 | 10.2794 | NA
High Sierra | -239774 | Operating | 49.8 | Gas Turbine | 1989 | Pitney Bowes Credit Corporation | CAISO | WECC | CAMX | Kern | CA | Gas | 48 | 10384 | 10563 | 11007 | 5.5468 | 10.2794 | 4.6749
Upper Sterling | -7402 | Operating | 2.2 | Hydraulic Turbine | 1988 | City of Rock Falls, Illinois | PJM | RFC | R-PJM | Whiteside | IL | Water | 2 | NA | NA | NA | 52.4772 | 68.6416 | 56.4555
USS Goodrich Solar Plant | -498613 | Operating | 2 | Solar | 2022 | US Solar DG Development LLC | PJM | RFC | R-PJM | Kankakee | IL | Solar | 2 | NA | NA | NA | 17.9909 | 6.4498 | NA
USS Solar Brick Project | -365007 | Operating | 2 | Solar | 2021 | US Solar DG Development LLC | MISO | SERC | GATEWY | Macoupin | IL | Solar | 2 | NA | NA | NA | 26.5468 | 24.8858 | 12.6884
USS Sycamore Solar Project | -472314 | Operating | 2 | Solar | 2022 | US Solar DG Development LLC | PJM | RFC | R-PJM | DeKalb | IL | Solar | 2 | NA | NA | NA | 23.2135 | 11.4897 | NA
Hill Top Energy Center | -366647 | Operating | 664.7 | Combined Cycle | 2021 | Ardian Infrastructure | PJM | RFC | R-PJM | Greene | PA | Gas | 622.8 | 6703 | 6596 | 6576 | 72.3196 | 75.7107 | 34.5829
Vermilion Solar 1 Plant | -316861 | Operating | 2 | Solar | 2020 | Summit Ridge Energy, LLC | MISO | SERC | GATEWY | Vermilion | IL | Solar | 2 | NA | NA | NA | 21.5068 | 20.137 | 21.7409
Viking Solar Project | -663397 | Operating | 2 | Solar | 2021 | Clearway Energy, Inc. | MISO | SERC | GATEWY | Macoupin | IL | Solar | 2 | NA | NA | NA | 33.4989 | NA | NA
Viking Solar Project | -663396 | Operating | 2 | Solar | 2021 | Clearway Energy, Inc. | MISO | SERC | GATEWY | Macoupin | IL | Solar | 2 | NA | NA | NA | 33.4989 | NA | NA
Vulcan Solar Farm | -663369 | Operating | 2 | Solar | 2021 | Clearway Energy, Inc. | PJM | RFC | R-PJM | Kankakee | IL | Solar | 2 | NA | NA | NA | 10.9247 | NA | NA
Vulcan Solar Farm | -663368 | Operating | 2 | Solar | 2021 | Clearway Energy, Inc. | PJM | RFC | R-PJM | Kankakee | IL | Solar | 2 | NA | NA | NA | 10.9247 | NA | NA
Walldog Solar Project | -786780 | Operating | 4.99 | Solar | 2024 | Cypress Creek Renewables, LLC | PJM | RFC | R-PJM | Livingston | IL | Solar | 4.99 | NA | NA | NA | NA | NA | NA
Walnut Ridge Wind Farm | -163429 | Operating | 212 | Wind Turbine | 2018 | BHE Renewables, LLC | PJM | SERC | GATEWY | Bureau | IL | Wind | 212 | NA | NA | NA | 40.2547 | 47.7586 | 41.6374
Walnut Ridge Wind Farm | -163428 | Operating | 212 | Wind Turbine | 2018 | BHE Renewables, LLC | PJM | SERC | GATEWY | Bureau | IL | Wind | 212 | NA | NA | NA | 40.2547 | 47.7586 | 41.6374
Hill Top Energy Center | -366646 | Operating | 664.7 | Combined Cycle | 2021 | Hill Top Energy Center, LLC | PJM | RFC | R-PJM | Greene | PA | Gas | 622.8 | 6703 | 6596 | 6576 | 72.3196 | 75.7107 | 34.5829
Waterloo, IL | -7611 | Operating | 16.6 | Internal Combustion | 1946 | The City of Waterloo | MISO | SERC | GATEWY | Monroe | IL | Oil | 15.1 | 9495 | 10135 | 9247 | 0.073332 | 0.12323 | 0.38329
Hillabee Energy Center | -396367 | Operating | 822.8 | Combined Cycle | 2010 | Constellation Energy Resources, LLC |  | SERC | SOU | Tallapoosa | AL | Gas | 815 | 7310 | 6965 | NA | 57.1321 | 71.6695 | NA
Whiskey Acres Solar Project | -770053 | Operating | 1.9 | Solar | 2024 | Luminace Aggregator, LLC | PJM | RFC | R-PJM | DeKalb | IL | Solar | 1.9 | NA | NA | NA | NA | NA | NA
White Oak Wind Energy Center | -787352 | Operating | 150 | Wind Turbine | 2011 | XPLR Infrastructure, LP | MISO | SERC | CENTRL | McLean | IL | Wind | 150 | NA | NA | NA | 30.006 | 35.1421 | 31.2441
Whiteside Solar 1 Project | -256718 | Operating | 2 | Solar | 2020 | Summit Ridge Energy, LLC | PJM | RFC | R-PJM | Whiteside | IL | Solar | 2 | NA | NA | NA | 19.0468 | 19.4121 | 23.6986
Whitney Hill Wind Farm | -242196 | Operating | 65 | Wind Turbine | 2019 | Enel Green Power North America, Inc. | PJM | RFC | R-PJM | Logan | IL | Wind | 65 | NA | NA | NA | 30.6331 | 36.4598 | 35.9907
Willis Tower Solar Project | -743481 | Operating | 2 | Solar | 2010 | Pythagoras Solar Ltd. | PJM | RFC | R-PJM | Cook | IL | Solar | 2 | NA | NA | NA | NA | NA | NA
Winnetka | -7817 | Operating | 28.2 | Steam Turbine | 1948 | Winnetka Village of | PJM | RFC | R-PJM | Cook | IL | Gas | 28.2 | 14569 | 17753 | 18391 | 1.4658 | 0.90596 | 1.4581
Winnetka IC | -13216 | Operating | 5.2 | Internal Combustion | 1979 | Winnetka Village of | PJM | RFC | R-PJM | Cook | IL | Oil | 5.2 | 11079 | 10635 | 10955 | 0.44345 | 0.52907 | 0.63005
Wolf Run Solar Park Project | -787119 | Operating | 140 | Solar | 2024 | EDP Renewables North America LLC | MISO | SERC | GATEWY | Morgan | IL | Solar | 140 | NA | NA | NA | NA | NA | NA
Wolf Run Solar Park Project | -787118 | Operating | 140 | Solar | 2024 | EDP Renewables North America LLC | MISO | SERC | GATEWY | Morgan | IL | Solar | 140 | NA | NA | NA | NA | NA | NA
Wolf/Werz Solar Project (IL Sidney Project1) | -673554 | Operating | 2 | Solar | 2021 | Nexamp Capital, LLC | MISO | SERC | GATEWY | Champaign | IL | Solar | 2 | NA | NA | NA | 23.9441 | 19.7489 | NA
Wolfcastle Solar Project | -405313 | Operating | 2 | Solar | 2021 | Cypress Creek Renewables, LLC | PJM | RFC | R-PJM | DeKalb | IL | Solar | 2 | NA | NA | NA | 23.7272 | 23.0822 | 0.83904
Woodland Landfill Gas Recovery | -165838 | Operating | 4.8 | Internal Combustion | 1992 | WM Illinois Renewable Energy, L.L.C. | PJM | RFC | R-PJM | Kane | IL | Biomass | 4.8 | 11677 | 11169 | 11079 | 38.028 | 45.2245 | 29.288
Woodlawn II Solar Project | -663419 | Operating | 2 | Solar | 2021 | Clearway Energy, Inc. | PJM | RFC | R-PJM | Will | IL | Solar | 2 | NA | NA | NA | 21.3756 | NA | NA
Woodlawn II Solar Project | -663418 | Operating | 2 | Solar | 2021 | Clearway Energy, Inc. | PJM | RFC | R-PJM | Will | IL | Solar | 2 | NA | NA | NA | 21.3756 | NA | NA
Woodlawn Solar Project | -663254 | Operating | 2 | Solar | 2021 | Clearway Energy, Inc. | PJM | RFC | R-PJM | Will | IL | Solar | 2 | NA | NA | NA | 24.5263 | NA | NA
Woodlawn Solar Project | -663253 | Operating | 2 | Solar | 2021 | Clearway Energy, Inc. | PJM | RFC | R-PJM | Will | IL | Solar | 2 | NA | NA | NA | 24.5263 | NA | NA
Woodridge Greene Valley Treatment Plant | -3014 | Operating | 1.5 | Internal Combustion | 1996 | County of DuPage, Illinois | PJM | RFC | R-PJM | DuPage | IL | Gas | 1.5 | NA | NA | NA | NA | 0 | 0
York Solar Project (DPC York) | -245700 | Operating | 1.5 | Solar | 2019 | ENGIE US Solar | MISO | MRO | MRO-US | Carroll | IL | Solar | 1.5 | NA | NA | NA | NA | NA | NA
Yorktown 1 Solar Project | -776534 | Operating | 2 | Solar | 2024 | SoCore Energy LLC | PJM | RFC | R-PJM | Whiteside | IL | Solar | 2 | NA | NA | NA | NA | NA | NA
Yorktown 2 Solar Project | -776540 | Operating | 2 | Solar | 2024 | SoCore Energy LLC | PJM | RFC | R-PJM | Whiteside | IL | Solar | 2 | NA | NA | NA | NA | NA | NA
Hillburn | -132684 | Operating | 46.5 | Gas Turbine | 1971 | Alliance Energy, New York LLC | New York | NPCC | NY | Rockland | NY | Gas | 43.8 | 18159 | 16676 | 23781 | 0.17332 | 0.35341 | 0.035706
Hilton Head | -510463 | Operating | 117.9 | Gas Turbine | 1973 | South Carolina Public Service Authority |  | SERC | VACAR | Beaufort | SC | Oil | 100 | NA | 21749 | NA | -0.0031963 | 0.48071 | -0.0022831
Hinds Energy Facility | -49741 | Operating | 551.3 | Combined Cycle | 2001 | Entergy Mississippi, LLC | MISO | SERC | DELTA | Hinds | MS | Gas | 514.99 | 7128 | 7096 | 7082 | 73.2763 | 67.3144 | 81.1528
Amazon Web Services Wind Farm (Fowler Ridge IV Wind Farm) | -407361 | Operating | 150 | Wind Turbine | 2015 | Undisclosed buyer | PJM | RFC | R-PJM | Benton | IN | Wind | 150 | NA | NA | NA | 29.5021 | 35.137 | 30.1361
Amazon Web Services Wind Farm (Fowler Ridge IV Wind Farm) | -222912 | Operating | 150 | Wind Turbine | 2015 | Pattern Energy Group LLC | PJM | RFC | R-PJM | Benton | IN | Wind | 150 | NA | NA | NA | 29.5021 | 35.137 | 30.1361
Hinds Energy Facility (Black Start) | -218868 | Operating | 49.1 | Gas Turbine | 2020 | Entergy Mississippi, LLC | MISO | SERC | DELTA | Hinds | MS | Gas | 33.4 | 10753 | 10604 | 10881 | 1.471 | 11.2481 | 2.921
Auburn Renewables Solar Project | -763390 | Operating | 11 | Solar | 2022 | Auburn Renewables LLC | PJM | RFC | R-PJM | DeKalb | IN | Solar | 11 | NA | NA | NA | 16.9728 | NA | NA
Bartholomew County Solar Farm | -173350 | Operating | 1 | Solar | 2017 | Hoosier Energy Rural Electric Cooperative, Inc. | MISO | RFC | R-MISO | Bartholomew | IN | Solar | 1 | NA | NA | NA | NA | NA | NA
Bellflower Solar Project | -619962 | Operating | 152.5 | Solar | 2023 | Lightsource bp Renewable Energy Investments Limited | PJM | RFC | R-PJM | Henry | IN | Solar | 152.5 | NA | NA | NA | 18.8426 | NA | NA
Belmont Solar Project | -798000 | Operating | 3.8 | Solar | 2015 | D. E. Shaw Renewable Investments, L.L.C. | MISO | RFC | R-MISO | Marion | IN | Solar | 3.8 | NA | NA | NA | NA | NA | NA
Belmont Solar Project | -797999 | Operating | 3.8 | Solar | 2015 | Macquarie Asset Management Pty Limited | MISO | RFC | R-MISO | Marion | IN | Solar | 3.8 | NA | NA | NA | NA | NA | NA
Belmont Solar Project | -171770 | Operating | 3.8 | Solar | 2015 | Bright Plain Renewable Energy, LLC | MISO | RFC | R-MISO | Marion | IN | Solar | 3.8 | NA | NA | NA | 15.2127 | 18.2498 | 17.5709
Benton County Wind Farm | -166573 | Operating | 130.5 | Wind Turbine | 2008 | Orion Energy Group LLC | MISO | RFC | R-MISO | Benton | IN | Wind | 130.5 | NA | NA | NA | 28.6508 | 32.2503 | 29.1748
Benton County Wind Farm | -166572 | Operating | 130.5 | Wind Turbine | 2008 | Vision Energy LLC | MISO | RFC | R-MISO | Benton | IN | Wind | 130.5 | NA | NA | NA | 28.6508 | 32.2503 | 29.1748
Bitter Ridge Wind Farm | -695767 | Operating | 130 | Wind Turbine | 2020 | Scout Clean Energy LLC | PJM | RFC | R-PJM | Jay | IN | Wind | 130 | NA | NA | NA | 32.2092 | 37.8156 | NA
Bluff Point Wind Farm | -787392 | Operating | 119.7 | Wind Turbine | 2017 | XPLR Infrastructure, LP | PJM | RFC | R-PJM | Jay | IN | Wind | 119.7 | NA | NA | NA | 35.7819 | 40.2123 | 36.2955
Bos Dairy | -316808 | Operating | 1 | Internal Combustion | 2005 | Bos Dairy LLC | MISO, PJM | RFC | R-MISO | Jasper | IN | Gas | 0.9 | 9318 | 11895 | 11837 | 86.6312 | 95.586 | 97.2856
Bremen Solar Array | -547138 | Operating | 6.8 | Solar | 2022 | Indiana Municipal Power Agency | MISO | RFC | R-MISO | Marshall | IN | Solar | 6.8 | NA | NA | NA | 21.2094 | 0.87967 | NA
Burns Harbor | -81862 | Operating | 176.2 | Steam Turbine | 1969 | ArcelorMittal S.A. | MISO | RFC | R-MISO | Porter | IN | Other | 174.7 | 26173 | 21421 | 22378 | 53.5992 | 66.6449 | 61.3712
C&B Graham Energy Solar Project | -758751 | Operating | 7 | Solar | 2023 | Hendricks Power LLC | MISO | RFC | R-MISO | Hendricks | IN | Solar | 7 | NA | NA | NA | 7.0581 | NA | NA
C&B Graham Energy Solar Project | -758750 | Operating | 7 | Solar | 2023 | Solential Energy, Llc | MISO | RFC | R-MISO | Hendricks | IN | Solar | 7 | NA | NA | NA | 7.0581 | NA | NA
Camp Atterbury Microgrid Battery Storage Project | -591513 | Operating | 5 | Battery | 2019 | Duke Energy Corporation | MISO | RFC | R-MISO | Johnson | IN | Energy Storage | 5 | NA | NM | NM | 0.047945 | 3.0525 | 2.8721
Camp Atterbury Microgrid Project | -217494 | Operating | 2 | Solar | 2019 | Duke Energy Corporation | MISO | RFC | R-MISO | Johnson | IN | Solar | 2 | NA | NA | NA | 3.6644 | 17.3801 | 15.9703
Caterpillar | -807908 | Operating | 11.8 | Internal Combustion | 1983 | Caterpillar Inc. | MISO | RFC | R-MISO | Tippecanoe | IN | Gas | 9.2 | NA | NA | NA | NA | NA | NA
Cavalry Battery Storage Plant | -770800 | Operating | 45 | Battery | 2024 | Northern Indiana Public Service Company, LLC | MISO | RFC | R-MISO | White | IN | Energy Storage | 45 | NA | NA | NA | NA | NA | NA
Cavalry Battery Storage Plant | -770799 | Operating | 45 | Battery | 2024 | Northern Indiana Public Service Company, LLC | MISO | RFC | R-MISO | White | IN | Energy Storage | 45 | NA | NA | NA | NA | NA | NA
Cavalry Solar Project | -770765 | Operating | 200 | Solar | 2024 | Northern Indiana Public Service Company, LLC | MISO | RFC | R-MISO | White | IN | Solar | 200 | NA | NA | NA | NA | NA | NA
Cavalry Solar Project | -770764 | Operating | 200 | Solar | 2024 | Northern Indiana Public Service Company, LLC | MISO | RFC | R-MISO | White | IN | Solar | 200 | NA | NA | NA | NA | NA | NA
Cayuga | -524381 | Operating | 1062 | Steam Turbine | 1970 | Duke Energy Indiana, LLC | MISO | RFC | R-MISO | Vermillion | IN | Coal | 1005 | 10110 | 10122 | NA | 48.9536 | 50.4027 | NA
Cayuga | -524380 | Operating | 1062 | Steam Turbine | 1970 | Duke Energy Indiana, LLC | MISO | RFC | R-MISO | Vermillion | IN | Coal | 1005 | 10110 | 10122 | NA | 48.9536 | 50.4027 | NA
Hines Energy Complex | -41883 | Operating | 2266.3 | Combined Cycle | 1999 | Duke Energy Florida, LLC |  | SERC | FP | Polk | FL | Gas | 2149 | 7383 | 7337 | 7256 | 58.1753 | 65.0222 | 60.6177
HO Clarke Generating Station (ProEnergy South Houston Plant) | -512029 | Operating | 484 | Gas Turbine | 2021 | WattBridge Energy, LLC | ERCOT | TRE | TRE | Harris | TX | Gas | 398.4 | 10020 | 10306 | 10429 | 11.8797 | 9.9473 | 6.7422
Cayuga IC | -524385 | Operating | 10.4 | Internal Combustion | 1972 | Duke Energy Indiana, LLC | MISO | RFC | R-MISO | Vermillion | IN | Oil | 10 | 21249 | 27752 | NA | 0.30708 | 0.51941 | NA
Cayuga IC | -524384 | Operating | 10.4 | Internal Combustion | 1972 | Duke Energy Indiana, LLC | MISO | RFC | R-MISO | Vermillion | IN | Oil | 10 | 21249 | 27752 | NA | 0.30708 | 0.51941 | NA
Centennial Park Landfill Gas to Energy Facility (Munster) | -806382 | Operating | 1.1 | Internal Combustion | 2012 | Energy Systems Group, LLC | MISO | RFC | R-MISO | Lake | IN | Biomass | 1.1 | 22370 | NA | NA | 35.9278 | NA | NA
Centerville Solar Park | -296260 | Operating | 1.1 | Solar | 2020 | Indiana Municipal Power Agency | MISO | RFC | R-MISO | Wayne | IN | Solar | 1.1 | NA | NA | NA | 21.1602 | 21.6791 | 21.264
Central Soya Company Inc. | -346141 | Operating | 2 | Steam Turbine | 1950 | Bunge North America (East) Inc. | PJM | RFC | R-PJM | Adams | IN | Gas | 2.2 | NA | NM | NA | 44.7281 | 53.1029 | 69.588
Clifty Creek | -808377 | Operating | 1303.8 | Steam Turbine | 1955 | The Dayton Power and Light Company | MISO, PJM | RFC | R-PJM | Jefferson | IN | Coal | 1198.2 | NA | NA | NA | NA | NA | NA
Clifty Creek | -808376 | Operating | 1303.8 | Steam Turbine | 1955 | The Dayton Power and Light Company | MISO, PJM | RFC | R-PJM | Jefferson | IN | Coal | 1198.2 | NA | NA | NA | NA | NA | NA
Clifty Creek | -806039 | Operating | 1303.8 | Steam Turbine | 1955 | Monongahela Power Company | MISO, PJM | RFC | R-PJM | Jefferson | IN | Coal | 1198.2 | 11147 | 10682 | 10838 | 47.3231 | 55.3888 | 47.9622
Clifty Creek | -753119 | Operating | 1303.8 | Steam Turbine | 1955 | Energy Harbor Generation LLC | MISO, PJM | RFC | R-PJM | Jefferson | IN | Coal | 1198.2 | 11147 | 10682 | 10838 | 47.3231 | 55.3888 | 47.9622
Clifty Creek | -154002 | Operating | 1303.8 | Steam Turbine | 1955 | Southern Indiana Gas and Electric Company | MISO, PJM | RFC | R-PJM | Jefferson | IN | Coal | 1198.2 | 11147 | 10682 | 10838 | 47.3231 | 55.3888 | 47.9622
Clifty Creek | -122433 | Operating | 1303.8 | Steam Turbine | 1955 | Peninsula Generation Cooperative | MISO, PJM | RFC | R-PJM | Jefferson | IN | Coal | 1198.2 | 11147 | 10682 | 10838 | 47.3231 | 55.3888 | 47.9622
Clifty Creek | -51065 | Operating | 1303.8 | Steam Turbine | 1955 | Buckeye Power Generating LLC | MISO, PJM | RFC | R-PJM | Jefferson | IN | Coal | 1198.2 | 11147 | 10682 | 10838 | 47.3231 | 55.3888 | 47.9622
Clifty Creek | -51061 | Operating | 1303.8 | Steam Turbine | 1955 | Allegheny Energy Supply Company, LLC | MISO, PJM | RFC | R-PJM | Jefferson | IN | Coal | 1198.2 | 11147 | 10682 | 10838 | 47.3231 | 55.3888 | 47.9622
Clifty Creek | -51057 | Operating | 1303.8 | Steam Turbine | 1955 | Louisville Gas and Electric Company | MISO, PJM | RFC | R-PJM | Jefferson | IN | Coal | 1198.2 | 11147 | 10682 | 10838 | 47.3231 | 55.3888 | 47.9622
Clifty Creek | -51055 | Operating | 1303.8 | Steam Turbine | 1955 | Duke Energy Ohio, Inc. | MISO, PJM | RFC | R-PJM | Jefferson | IN | Coal | 1198.2 | 11147 | 10682 | 10838 | 47.3231 | 55.3888 | 47.9622
Clifty Creek | -51053 | Operating | 1303.8 | Steam Turbine | 1955 | Ohio Power Company | MISO, PJM | RFC | R-PJM | Jefferson | IN | Coal | 1198.2 | 11147 | 10682 | 10838 | 47.3231 | 55.3888 | 47.9622
Clifty Creek | -51049 | Operating | 1303.8 | Steam Turbine | 1955 | Indiana Michigan Power Company | MISO, PJM | RFC | R-PJM | Jefferson | IN | Coal | 1198.2 | 11147 | 10682 | 10838 | 47.3231 | 55.3888 | 47.9622
Clifty Creek | -51047 | Operating | 1303.8 | Steam Turbine | 1955 | Appalachian Power Company | MISO, PJM | RFC | R-PJM | Jefferson | IN | Coal | 1198.2 | 11147 | 10682 | 10838 | 47.3231 | 55.3888 | 47.9622
Clifty Creek | -51045 | Operating | 1303.8 | Steam Turbine | 1955 | Kentucky Utilities Company | MISO, PJM | RFC | R-PJM | Jefferson | IN | Coal | 1198.2 | 11147 | 10682 | 10838 | 47.3231 | 55.3888 | 47.9622
Columbia City Solar Park | -350211 | Operating | 4.3 | Solar | 2021 | Indiana Municipal Power Agency | MISO | RFC | R-MISO | Whitley | IN | Solar | 4.3 | NA | NA | NA | 19.0453 | 19.948 | 15.1216
County Line Landfill Gas-to-Energy Project | -171910 | Operating | 6 | Internal Combustion | 2014 | Republic Services, Inc. | MISO | RFC | R-MISO | Marshall | IN | Biomass | 6 | NA | NA | NA | NA | NA | NA
Covanta Indianapolis EfW Facility | -383252 | Operating | 6.5 | Steam Turbine | 1988 | Covanta Energy, LLC | MISO | RFC | R-MISO | Marion | IN | Biomass | 6.5 | NA | NM | NA | 0 | 39.575 | 73.653
Crane Battery Storage System | -524432 | Operating | 5 | Battery | 2020 | Duke Energy Indiana, LLC | MISO | RFC | R-MISO | Martin | IN | Energy Storage | 5 | NA | NA | NA | NA | NA | NA
Crane Battery Storage System | -524431 | Operating | 5 | Battery | 2020 | Duke Energy Indiana, LLC | MISO | RFC | R-MISO | Martin | IN | Energy Storage | 5 | NA | NA | NA | NA | NA | NA
Crawfordsville 2 Solar Park | -220354 | Operating | 7.9 | Solar | 2019 | Indiana Municipal Power Agency | MISO | RFC | R-MISO | Montgomery | IN | Solar | 7.9 | NA | NA | NA | 0 | 16.4615 | 18.0828
Crawfordsville 3 Solar Park | -220355 | Operating | 4.8 | Solar | 2019 | Indiana Municipal Power Agency | MISO | RFC | R-MISO | Montgomery | IN | Solar | 4.8 | NA | NA | NA | 20.0866 | 20.108 | 19.8012
Crawfordsville 4 Solar Park | -244886 | Operating | 2.3 | Solar | 2020 | Indiana Municipal Power Agency | MISO | RFC | R-MISO | Montgomery | IN | Solar | 2.3 | NA | NA | NA | 19.6843 | 19.2029 | 21.0046
Crawfordsville 5 Solar Park | -251561 | Operating | 9.8 | Solar | 2020 | Indiana Municipal Power Agency | MISO | RFC | R-MISO | Montgomery | IN | Solar | 9.8 | NA | NA | NA | 21.0325 | 21.4985 | 21.9679
Crawfordsville Solar Park | -171907 | Operating | 3 | Solar | 2015 | Indiana Municipal Power Agency | MISO | RFC | R-MISO | Montgomery | IN | Solar | 3 | NA | NA | NA | 14.9924 | 15.7002 | 5.6012
Decatur Co Solar RES | -172531 | Operating | 1.1 | Solar | 2017 | Hoosier Energy Rural Electric Cooperative, Inc. | MISO | RFC | R-MISO | Decatur | IN | Solar | 1.1 | NA | NA | NA | 17.1337 | 17.3205 | 16.9988
Deer Creek (Clean Energy Solar Pilot Project) | -172001 | Operating | 2.5 | Solar | 2015 | Indiana Michigan Power Company | PJM | RFC | R-PJM | Grant | IN | Solar | 2.5 | NA | NA | NA | 14.9224 | 13.9909 | 15.968
Deercroft Gas Recovery | -164606 | Operating | 6.4 | Internal Combustion | 1999 | Wabash Valley Power Alliance | MISO, PJM | RFC | R-MISO | LaPorte | IN | Gas | 6.4 | 12376 | 10501 | 12377 | 31.118 | 29.6982 | 27.3491
Duke Building 129 | -172127 | Operating | 3.4 | Solar | 2014 | Half Moon Power LLC | MISO | RFC | R-MISO | Marion | IN | Solar | 3.4 | NA | NA | NA | 15.0349 | 15.0584 | 15.3002
Duke Building 129 | -172126 | Operating | 3.4 | Solar | 2014 | Cwp Usa Inc. | MISO | RFC | R-MISO | Marion | IN | Solar | 3.4 | NA | NA | NA | 15.0349 | 15.0584 | 15.3002
Duke Building 87 | -172134 | Operating | 2.7 | Solar | 2014 | Half Moon Power LLC | MISO | RFC | R-MISO | Marion | IN | Solar | 2.7 | NA | NA | NA | 14.3201 | 13.6437 | 11.4367
Duke Building 87 | -172133 | Operating | 2.7 | Solar | 2014 | Cwp Usa Inc. | MISO | RFC | R-MISO | Marion | IN | Solar | 2.7 | NA | NA | NA | 14.3201 | 13.6437 | 11.4367
Duke Building 98 | -172129 | Operating | 2.7 | Solar | 2014 | Half Moon Power LLC | MISO | RFC | R-MISO | Marion | IN | Solar | 2.7 | NA | NA | NA | 16.4595 | 16.2777 | 15.6266
Duke Building 98 | -172128 | Operating | 2.7 | Solar | 2014 | Cwp Usa Inc. | MISO | RFC | R-MISO | Marion | IN | Solar | 2.7 | NA | NA | NA | 16.4595 | 16.2777 | 15.6266
Dunns Bridge II Battery Storage Plant | -793268 | Operating | NA | Battery | 2025 | Northern Indiana Public Service Company, LLC | MISO | RFC | R-MISO | Jasper | IN | Energy Storage | 56.3 | NA | NA | NA | NA | NA | NA
Dunns Bridge II Battery Storage Plant | -793267 | Operating | NA | Battery | 2025 | Northern Indiana Public Service Company, LLC | MISO | RFC | R-MISO | Jasper | IN | Energy Storage | 56.3 | NA | NA | NA | NA | NA | NA
Dunns Bridge Solar I | -751704 | Operating | 265 | Solar | 2023 | Northern Indiana Public Service Company, LLC | MISO | RFC | R-MISO | Jasper | IN | Solar | 265 | NA | NA | NA | 12.2307 | NA | NA
Dunns Bridge Solar I | -751703 | Operating | 265 | Solar | 2023 | Northern Indiana Public Service Company, LLC | MISO | RFC | R-MISO | Jasper | IN | Solar | 265 | NA | NA | NA | 12.2307 | NA | NA
Dunns Bridge Solar II | -793236 | Operating | NA | Solar | 2025 | Northern Indiana Public Service Company, LLC | MISO | RFC | R-MISO | Jasper | IN | Solar | 435 | NA | NA | NA | NA | NA | NA
Dunns Bridge Solar II | -793235 | Operating | NA | Solar | 2025 | Northern Indiana Public Service Company, LLC | MISO | RFC | R-MISO | Jasper | IN | Solar | 435 | NA | NA | NA | NA | NA | NA
Hobbs Generating Station | -645774 | Operating | 674.3 | Combined Cycle | 2008 | ContourGlobal Limited | SPP | MRO | MRO-US | Lea | NM | Gas | 634 | 7370 | 7424 | NA | 70.6128 | 61.4783 | NA
Hobbs Generating Station CT | -645789 | Operating | 7.2 | Gas Turbine | 2008 | ContourGlobal Limited | SPP | MRO | MRO-US | Lea | NM | Gas | 7.2 | 11909 | 12310 | NA | 8.5474 | 1.243 | NA
Earthmovers Landfill Gas Plant | -168481 | Operating | 4.8 | Internal Combustion | 2010 | Wabash Valley Power Alliance | MISO, PJM | RFC | R-PJM | Elkhart | IN | Biomass | 4.8 | 12375 | 10500 | 12375 | 60.6592 | 55.5793 | 52.138
Ecos PV #1 Solar Plant | -172709 | Operating | 1 | Solar | 2012 | Ecos Energy, LLC | MISO | RFC | R-MISO | Lake | IN | Solar | 1 | NA | NA | NA | NA | NA | NA
Ecos PV #1 Solar Plant | -172708 | Operating | 1 | Solar | 2012 | Ecos Energy, LLC | MISO | RFC | R-MISO | Lake | IN | Solar | 1 | NA | NA | NA | NA | NA | NA
Ecos PV #2 Solar Plant | -172911 | Operating | 1 | Solar | 2012 | Ecos Energy, LLC | MISO | RFC | R-MISO |  | IN | Solar | 1 | NA | NA | NA | NA | NA | NA
Ecos PV #2 Solar Plant | -172910 | Operating | 1 | Solar | 2012 | Ecos Energy, LLC | MISO | RFC | R-MISO |  | IN | Solar | 1 | NA | NA | NA | NA | NA | NA
Ecos PV #3 Solar Plant | -172914 | Operating | 1 | Solar | 2012 | Ecos Energy, LLC | MISO | RFC | R-MISO | Porter | IN | Solar | 1 | NA | NA | NA | NA | NA | NA
Ecos PV #3 Solar Plant | -172913 | Operating | 1 | Solar | 2012 | Ecos Energy, LLC | MISO | RFC | R-MISO | Porter | IN | Solar | 1 | NA | NA | NA | NA | NA | NA
Edwardsport IGCC | -524412 | Operating | 804.5 | Integrated Gasification | 2013 | Duke Energy Indiana, LLC | MISO | RFC | R-MISO | Knox | IN | Gas | 555 | 11298 | 11039 | NA | 67.3288 | 72.8157 | NA
Edwardsport IGCC | -524411 | Operating | 804.5 | Integrated Gasification | 2013 | Duke Energy Indiana, LLC | MISO | RFC | R-MISO | Knox | IN | Gas | 555 | 11298 | 11039 | NA | 67.3288 | 72.8157 | NA
Elkhart | -3154 | Operating | 3.4 | Hydraulic Turbine | 1913 | Indiana Michigan Power Company | PJM | RFC | R-PJM | Elkhart | IN | Water | 3.4 | NA | NA | NA | 37.134 | 44.8026 | 9.2264
Ellettsville Solar RES | -172462 | Operating | 1.1 | Solar | 2016 | Hoosier Energy Rural Electric Cooperative, Inc. | MISO | RFC | R-MISO | Monroe | IN | Solar | 1.1 | NA | NA | NA | 16.6148 | 17.746 | 13.6467
Evonik Industries AG (Eli Lilly & Company) | -254002 | Operating | 1.2 | Internal Combustion | 1992 | Evonik Corporation | MISO | RFC | R-MISO | Tippecanoe | IN | Oil | 1.2 | 17800 | 10400 | 6714 | 0.047565 | 0.047565 | 0.066591
Evonik Industries AG (Eli Lilly & Company) | -254001 | Operating | 1.2 | Internal Combustion | 1992 | Evonik Corporation | MISO | RFC | R-MISO | Tippecanoe | IN | Oil | 1.2 | 17800 | 10400 | 6714 | 0.047565 | 0.047565 | 0.066591
Expander Turbine | -81865 | Operating | 20 | Other | 1981 | ArcelorMittal S.A. | MISO | RFC | R-MISO | Lake | IN | Other | 18.8 | NA | NA | NA | 27.0026 | 14.6884 | 21.0647
F.B. Culley | -154152 | Operating | 368.9 | Steam Turbine | 1955 | Southern Indiana Gas and Electric Company | MISO | RFC | R-MISO | Warrick | IN | Coal | 360 | 11016 | 11263 | 10842 | 47.6034 | 27.1274 | 67.1667
Fowler Ridge Wind Farm | -780776 | Operating | 688.3 | Wind Turbine | 2009 | BP Alternative Energy International Ltd. | MISO, PJM | RFC | R-PJM | Benton | IN | Wind | 688.3 | NA | NA | NA | 19.636 | NA | NA
Fowler Ridge Wind Farm | -765860 | Operating | 688.3 | Wind Turbine | 2009 | Blackstone Inc. | MISO, PJM | RFC | R-PJM | Benton | IN | Wind | 688.3 | NA | NA | NA | 19.636 | NA | NA
Fowler Ridge Wind Farm | -765859 | Operating | 688.3 | Wind Turbine | 2009 | Invenergy LLC | MISO, PJM | RFC | R-PJM | Benton | IN | Wind | 688.3 | NA | NA | NA | 19.636 | NA | NA
Fowler Ridge Wind Farm | -765858 | Operating | 688.3 | Wind Turbine | 2009 | Caisse de dépôt et placement du Québec | MISO, PJM | RFC | R-PJM | Benton | IN | Wind | 688.3 | NA | NA | NA | 19.636 | NA | NA
Frankton Solar Park | -171657 | Operating | 1 | Solar | 2014 | Indiana Municipal Power Agency | MISO | RFC | R-MISO | Madison | IN | Solar | 1 | NA | NA | NA | 13.5388 | 14.2466 | 14.6918
Gary Works | -11761 | Operating | 161 | Steam Turbine | 1951 | United States Steel Corporation | MISO | RFC | R-MISO | Lake | IN | Other | 161 | 22212 | 23465 | 20725 | 86.3587 | 72.9994 | 88.8658
Gas City 2 Solar Park | -638437 | Operating | 1.8 | Solar | 2023 | Indiana Municipal Power Agency | PJM | RFC | R-PJM | Grant | IN | Solar | 1.8 | NA | NA | NA | 21.7022 | NA | NA
Gas City Solar Park | -244885 | Operating | 2.5 | Solar | 2020 | Indiana Municipal Power Agency | PJM | RFC | R-PJM | Grant | IN | Solar | 2.5 | NA | NA | NA | 18.5662 | 19.6804 | 20.8813
Hoffmann LaRoche Inc. | -609219 | Operating | 10.6 | Gas Turbine | 1987 | Hoffmann-La Roche Inc. | PJM | RFC | R-PJM | Passaic | NJ | Gas | 10.6 | 13030 | 12430 | 13281 | 53.8231 | 55.1574 | 54.087
Hog Bayou Energy Center | -755853 | Operating | 280 | Combined Cycle | 2001 | Argo Infrastructure Partners LP |  | SERC | SOU | Mobile | AL | Gas | 245 | 7596 | 7613 | 7618 | 70.3847 | 71.5206 | 70.7638
Holden | -7 | Operating | 321.3 | Gas Turbine | 2002 | Associated Electric Cooperative, Inc. |  | SERC | DELTA | Johnson | MO | Gas | 294 | 15045 | 14955 | 12493 | 7.6588 | 6.6269 | 3.2156
Gibson | -524392 | Operating | 3339.5 | Steam Turbine | 1975 | Duke Energy Indiana, LLC | MISO, PJM | RFC | R-MISO | Gibson | IN | Coal | 3157 | 11735 | 11383 | NA | 28.8223 | 33.2685 | NA
Gibson | -524391 | Operating | 3339.5 | Steam Turbine | 1975 | Duke Energy Indiana, LLC | MISO, PJM | RFC | R-MISO | Gibson | IN | Coal | 3157 | 11735 | 11383 | NA | 28.8223 | 33.2685 | NA
Gibson | -158597 | Operating | 3339.5 | Steam Turbine | 1975 | Indiana Municipal Power Agency | MISO, PJM | RFC | R-MISO | Gibson | IN | Coal | 3157 | 11735 | 11383 | 10998 | 28.8223 | 33.2685 | 33.3767
Gibson | -158596 | Operating | 3339.5 | Steam Turbine | 1975 | Wabash Valley Power Alliance | MISO, PJM | RFC | R-MISO | Gibson | IN | Coal | 3157 | 11735 | 11383 | 10998 | 28.8223 | 33.2685 | 33.3767
Green Cow Power Project | -408489 | Operating | 4.3 | Internal Combustion | 2015 | BioTown Ag Inc | MISO | RFC | R-MISO | Elkhart | IN | Biomass | 4.3 | 13637 | 13683 | 11944 | 34.1006 | 26.9645 | 63.1969
Greenfield Solar Park Project | -173364 | Operating | 2.8 | Solar | 2017 | Indiana Municipal Power Agency | MISO, PJM | RFC | R-MISO | Hancock | IN | Solar | 2.8 | NA | NA | NA | 19.3615 | 21.2043 | 20.0628
Griffith Solar Photovoltaic Facility | -64879 | Operating | 2 | Solar | 2013 | Bright Plain Renewable Energy, LLC | MISO | RFC | R-MISO | Lake | IN | Solar | 2 | NA | NA | NA | 17.3459 | 17.5114 | 17.597
Griffith Solar Photovoltaic Facility | -64878 | Operating | 2 | Solar | 2013 | DESRI II, LLC | MISO | RFC | R-MISO | Lake | IN | Solar | 2 | NA | NA | NA | 17.3459 | 17.5114 | 17.597
Grindstone Solar Project | -405247 | Operating | 6.6 | Solar | 2016 | Cypress Creek Renewables, LLC | MISO | RFC | R-MISO | Vigo | IN | Solar | 6.6 | NA | NA | NA | NA | NA | NA
Harding Street | -546867 | Operating | 663 | Steam Turbine | 1941 | AES Indiana | MISO | RFC | R-MISO | Marion | IN | Gas | 618 | 11772 | 12668 | 12387 | 48.1882 | 20.6131 | 23.1623
Harding Street | -107890 | Operating | 663 | Steam Turbine | 1941 | Caisse de dépôt et placement du Québec | MISO | RFC | R-MISO | Marion | IN | Gas | 618 | 11772 | 12668 | 12387 | 48.1882 | 20.6131 | 23.1623
Harding Street Battery Storage Project | -637285 | Operating | 20 | Battery | 2016 | AES Indiana | MISO | RFC | R-MISO | Marion | IN | Energy Storage | 20 | NA | NA | NA | 0 | 0 | 0
Harding Street Battery Storage Project | -637284 | Operating | 20 | Battery | 2016 | Caisse de dépôt et placement du Québec | MISO | RFC | R-MISO | Marion | IN | Energy Storage | 20 | NA | NA | NA | 0 | 0 | 0
Holland City CC Project | -170252 | Operating | 149.4 | Combined Cycle | 2017 | City of Holland, Michigan | MISO | RFC | R-MISO | Ottawa | MI | Gas | 149.1 | 7506 | 7031 | 7003 | 72.5047 | 62.238 | 65.18
Holland Energy | -14696 | Operating | 702.1 | Combined Cycle | 2002 | Wabash Valley Power Alliance | MISO, PJM | SERC | GATEWY | Shelby | IL | Gas | 687.5 | 7396 | 7345 | 7294 | 40.808 | 32.9049 | 27.9451
Harding Street IC | -546869 | Operating | 2.7 | Internal Combustion | 1967 | AES Indiana | MISO | RFC | R-MISO | Marion | IN | Oil | 3 | 11867 | 11485 | 11922 | 0.39954 | 0.39193 | 0.38813
Harding Street IC | -107902 | Operating | 2.7 | Internal Combustion | 1967 | Caisse de dépôt et placement du Québec | MISO | RFC | R-MISO | Marion | IN | Oil | 3 | 11867 | 11485 | 11922 | 0.39954 | 0.39193 | 0.38813
Hardy Hills Solar Project (Clinton County Solar) | -780454 | Operating | 195 | Solar | 2024 | AES Indiana | MISO | RFC | R-MISO | Clinton | IN | Solar | 195 | NA | NA | NA | NA | NA | NA
Hardy Hills Solar Project (Clinton County Solar) | -780453 | Operating | 195 | Solar | 2024 | AES Indiana | MISO | RFC | R-MISO | Clinton | IN | Solar | 195 | NA | NA | NA | NA | NA | NA
Hardy Hills Solar Project (Clinton County Solar) | -780452 | Operating | 195 | Solar | 2024 | Caisse de dépôt et placement du Québec | MISO | RFC | R-MISO | Clinton | IN | Solar | 195 | NA | NA | NA | NA | NA | NA
Headwaters II Wind Farm | -366529 | Operating | 200 | Wind Turbine | 2021 | EDP Renewables North America LLC | PJM | RFC | R-PJM | Randolph | IN | Wind | 200 | NA | NA | NA | 30.7433 | 35.1064 | 14.2354
Headwaters II Wind Farm | -366528 | Operating | 200 | Wind Turbine | 2021 | EDP Renewables North America LLC | PJM | RFC | R-PJM | Randolph | IN | Wind | 200 | NA | NA | NA | 30.7433 | 35.1064 | 14.2354
Headwaters Wind Farm | -156253 | Operating | 200 | Wind Turbine | 2014 | Axium Infrastructure Inc. | PJM | RFC | R-PJM | Randolph | IN | Wind | 200 | NA | NA | NA | 35.5551 | 38.9857 | 30.9265
Headwaters Wind Farm | -102817 | Operating | 200 | Wind Turbine | 2014 | EDP Renewables North America LLC | PJM | RFC | R-PJM | Randolph | IN | Wind | 200 | NA | NA | NA | 35.5551 | 38.9857 | 30.9265
Headwaters Wind Farm | -90166 | Operating | 200 | Wind Turbine | 2014 | EDP Renewables North America LLC | PJM | RFC | R-PJM | Randolph | IN | Wind | 200 | NA | NA | NA | 35.5551 | 38.9857 | 30.9265
Heat Recovery Coke Facility (Cokenergy) | -763129 | Operating | 94.6 | Steam Turbine | 1998 | Primary Energy Operations LLC | MISO | RFC | R-MISO | Lake | IN | Other | 88 | 3412 | 3412 | 8843 | 62.4752 | 59.0805 | 60.3246
Hendricks Regional Health | -808679 | Operating | 4.3 | Internal Combustion | 1992 | Hendricks Regional Health Guild, Inc. | MISO | RFC | R-MISO | Hendricks | IN | Oil | 3 | NA | NA | NA | NA | NA | NA
Holland Energy | -14695 | Operating | 702.1 | Combined Cycle | 2002 | Hoosier Energy Rural Electric Cooperative, Inc. | MISO, PJM | SERC | GATEWY | Shelby | IL | Gas | 687.5 | 7396 | 7345 | 7294 | 40.808 | 32.9049 | 27.9451
Holtsville | -10494 | Operating | 567 | Gas Turbine | 1974 | National Grid Generation LLC | New York | NPCC | NY | Suffolk | NY | Oil | 649.2 | 17138 | 15539 | 15045 | 0.27937 | 0.52142 | 0.63515
Henryville Solar RES | -172533 | Operating | 1.1 | Solar | 2016 | Hoosier Energy Rural Electric Cooperative, Inc. | MISO | RFC | R-MISO | Clark | IN | Solar | 1.1 | NA | NA | NA | 17.8082 | 15.7223 | 18.0677
Herrema Dairy Plant | -785630 | Operating | 1.5 | Internal Combustion | 2022 | Herrema Dairy, LLC | MISO | RFC | R-MISO | Jasper | IN | Gas | 0.8 | NA | NA | NA | NA | NA | NA
Hidden View Dairy | -516617 | Operating | 1 | Internal Combustion | 2007 | Hidden View Dairy, LLC | MISO | RFC | R-MISO | Jasper | IN | Gas | 0.9 | 12419 | 12000 | NA | 74.0741 | 1.966 | NA
Hobart Solar Plant | -793353 | Operating | 1 | Solar | 2012 | Alberta Investment Management Corporation | MISO | RFC | R-MISO | Lake | IN | Solar | 1 | NA | NA | NA | 7.9338 | 14.1553 | 14.7717
Hobart Solar Plant | -793352 | Operating | 1 | Solar | 2012 | The AES Corporation | MISO | RFC | R-MISO | Lake | IN | Solar | 1 | NA | NA | NA | 7.9338 | 14.1553 | 14.7717
Honeysuckle Solar Farm | -778063 | Operating | 150 | Solar | 2024 | Lightsource BP Renewable Energy Investments Limited | PJM | RFC | R-PJM | Saint Joseph | IN | Solar | 150 | NA | NA | NA | NA | NA | NA
Honeysuckle Solar Farm | -778062 | Operating | 150 | Solar | 2024 | BP p.l.c. | PJM | RFC | R-PJM | Saint Joseph | IN | Solar | 150 | NA | NA | NA | NA | NA | NA
Hoosier Wind | -756656 | Operating | 106 | Wind Turbine | 2009 | AES Indiana | MISO | RFC | R-MISO | Benton | IN | Wind | 106 | NA | NA | NA | NA | NA | NA
Hurricane Creek Lift Station | -173585 | Operating | 2 | Internal Combustion | 2004 | Johnson County Rural Electric Membership Corporation | MISO | RFC | R-MISO | Johnson | IN | Oil | 2 | 9744 | 8093 | 8746 | 0.7363 | 0.61644 | 0.8105
IMPA Anderson 2 Solar Park | -173278 | Operating | 8.1 | Solar | 2017 | Indiana Municipal Power Agency | PJM | RFC | R-MISO | Madison | IN | Solar | 8.1 | NA | NA | NA | 19.7362 | 21.0046 | 19.0766
IMPA Anderson 3 Solar Park | -408510 | Operating | 8.7 | Solar | 2021 | Indiana Municipal Power Agency | MISO, PJM | RFC | R-MISO | Madison | IN | Solar | 8.7 | NA | NA | NA | 21.8299 | 22.0451 | 0.11416
IMPA Anderson 4 Solar Park | -378556 | Operating | 7.8 | Solar | 2021 | Indiana Municipal Power Agency | MISO, PJM | RFC | R-MISO | Madison | IN | Solar | 7.8 | NA | NA | NA | 21.9354 | 22.3686 | 6.9723
IMPA Anderson 5 Solar Park | -378673 | Operating | 3 | Solar | 2021 | Indiana Municipal Power Agency | MISO, PJM | RFC | R-MISO | Madison | IN | Solar | 3 | NA | NA | NA | 22.93 | 23.3105 | 5.6279
IMPA Anderson 6 Solar Park | -480178 | Operating | 6.8 | Solar | 2022 | Indiana Municipal Power Agency | MISO, PJM | RFC | R-MISO | Madison | IN | Solar | 6.8 | NA | NA | NA | 22.455 | 12.9314 | NA
IMPA Anderson Solar Park | -123433 | Operating | 5 | Solar | 2017 | Indiana Solar Holding, Llc | MISO, PJM | RFC | R-MISO | Madison | IN | Solar | 5 | NA | NA | NA | 8.5068 | 6.242 | 11.7443
IMPA Huntingburg Solar Park | -172112 | Operating | 2 | Solar | 2016 | Indiana Municipal Power Agency | MISO | RFC | R-MISO | Dubois | IN | Solar | 2 | NA | NA | NA | 16.1187 | 10.2454 | 14.6804
IMPA Knightstown Solar Park | -742553 | Operating | 1.4 | Solar | 2023 | Indiana Municipal Power Agency | MISO, PJM | RFC | R-MISO | Henry | IN | Solar | 1.4 | NA | NA | NA | 1.6879 | NA | NA
IMPA Middletown Solar Park | -677047 | Operating | 1.4 | Solar | 2023 | Indiana Municipal Power Agency | MISO, PJM | RFC | R-MISO | Henry | IN | Solar | 1.4 | NA | NA | NA | 5.4061 | NA | NA
IMPA Pendleton Solar Park | -172287 | Operating | 2 | Solar | 2015 | Indiana Municipal Power Agency | MISO | RFC | R-MISO | Madison | IN | Solar | 2 | NA | NA | NA | 17.6199 | 17.9395 | 8.0479
IMPA Peru 2 Solar Project | -350334 | Operating | 9.5 | Solar | 2021 | Indiana Municipal Power Agency | MISO | RFC | R-MISO | Miami | IN | Solar | 9.5 | NA | NA | NA | 21.4023 | 22.086 | 15.5287
IMPA Peru Solar Park | -172303 | Operating | 3 | Solar | 2015 | Indiana Municipal Power Agency | MISO | RFC | R-MISO | Miami | IN | Solar | 3 | NA | NA | NA | 15.9589 | 15.1865 | 6.2747
IMPA Richmond 8 Solar Park | -793501 | Operating | NA | Solar | 2024 | Indiana Municipal Power Agency | MISO, PJM | RFC | R-MISO | Wayne | IN | Solar | 6.1 | NA | NA | NA | NA | NA | NA
IMPA Richmond Solar Park 7 | -704639 | Operating | 4.4 | Solar | 2023 | Indiana Municipal Power Agency | MISO, PJM | RFC | R-MISO | Wayne | IN | Solar | 4.4 | NA | NA | NA | 2.5581 | NA | NA
IMPA Tell City Solar Park | -172223 | Operating | 1.1 | Solar | 2015 | Indiana Municipal Power Agency | MISO | RFC | R-MISO | Perry | IN | Solar | 1.1 | NA | NA | NA | 52.9577 | 57.638 | 16.3346
IMPA Tell City Solar Park 2 | -250259 | Operating | 3.2 | Solar | 2020 | Indiana Municipal Power Agency | MISO | RFC | R-MISO | Perry | IN | Solar | 3.2 | NA | NA | NA | 5.5829 | 5.8576 | 20.9725
IMPA Tipton Solar Park | -200428 | Operating | 5.3 | Solar | 2019 | Indiana Municipal Power Agency | MISO | RFC | R-MISO | Tipton | IN | Solar | 5.3 | NA | NA | NA | 19.4796 | 20.4338 | 19.9556
IMPA Washington Solar Park | -172874 | Operating | 4 | Solar | 2016 | Indiana Municipal Power Agency | MISO, PJM | RFC | R-MISO | Daviess | IN | Solar | 4 | NA | NA | NA | 7.8025 | 10.4909 | 13.9041
IMPA Washington Solar Park 2 | -676292 | Operating | 9.9 | Solar | 2023 | Indiana Municipal Power Agency | MISO | RFC | R-MISO | Daviess | IN | Solar | 9.9 | NA | NA | NA | 4.6412 | NA | NA
Indiana Crossroads II Wind Farm | -773772 | Operating | 204 | Wind Turbine | 2024 | EDP Renewables North America LLC | MISO | RFC | R-MISO | White | IN | Wind | 204 | NA | NA | NA | NA | NA | NA
Indiana Crossroads II Wind Farm | -773771 | Operating | 204 | Wind Turbine | 2024 | EDP Renewables North America LLC | MISO | RFC | R-MISO | White | IN | Wind | 204 | NA | NA | NA | NA | NA | NA
Indiana Crossroads Solar Park | -772289 | Operating | 200 | Solar | 2023 | Northern Indiana Public Service Company, LLC | MISO | RFC | R-MISO | White | IN | Solar | 200 | NA | NA | NA | 12.1755 | NA | NA
Indiana Crossroads Solar Park | -772288 | Operating | 200 | Solar | 2023 | Northern Indiana Public Service Company, LLC | MISO | RFC | R-MISO | White | IN | Solar | 200 | NA | NA | NA | 12.1755 | NA | NA
Indiana Crossroads Wind Farm | -743707 | Operating | 302.4 | Wind Turbine | 2021 | Northern Indiana Public Service Company, LLC | MISO | RFC | R-MISO | White | IN | Wind | 302.4 | NA | NA | NA | NA | NA | NA
Indiana Crossroads Wind Farm | -743706 | Operating | 302.4 | Wind Turbine | 2021 | Northern Indiana Public Service Company, LLC | MISO | RFC | R-MISO | White | IN | Wind | 302.4 | NA | NA | NA | NA | NA | NA
Indiana Crossroads Wind Farm | -407262 | Operating | 302.4 | Wind Turbine | 2021 | EDP Renewables North America LLC | MISO | RFC | R-MISO | White | IN | Wind | 302.4 | NA | NA | NA | 30.7365 | 31.7564 | 2.0924
Indiana Crossroads Wind Farm | -407261 | Operating | 302.4 | Wind Turbine | 2021 | EDP Renewables North America LLC | MISO | RFC | R-MISO | White | IN | Wind | 302.4 | NA | NA | NA | 30.7365 | 31.7564 | 2.0924
Indiana Harbor Works (Ironside) | -763132 | Operating | 152 | Steam Turbine | 1939 | Primary Energy Recycling Holdings LLC | MISO | RFC | R-MISO | Lake | IN | Gas | 146.18 | 25569 | 38511 | 39223 | 17.9084 | 10.9346 | 17.5994
Indiana Harbor Works (Ironside) | -81866 | Operating | 152 | Steam Turbine | 1939 | ArcelorMittal S.A. | MISO | RFC | R-MISO | Lake | IN | Gas | 146.18 | 25569 | 38511 | 39223 | 17.9084 | 10.9346 | 17.5994
Indianapolis Airport Solar Farm | -744767 | Operating | 10 | Solar | 2013 | CleanCapital LLC | MISO | RFC | R-MISO | Marion | IN | Solar | 10 | NA | NA | NA | NA | 16.984 | 16.8881
Indianapolis International Airport Solar Phase II-A | -139610 | Operating | 7.5 | Solar | 2014 | Washington Gas Light Company | MISO | RFC | R-MISO | Marion | IN | Solar | 7.5 | NA | NA | NA | 16.5038 | 17.9117 | 0
Indianapolis International Airport Solar Phase II-B (INDY III) | -139573 | Operating | 2.5 | Solar | 2015 | Washington Gas Light Company | MISO | RFC | R-MISO | Marion | IN | Solar | 2.5 | NA | NA | NA | 14.5479 | 18.7489 | 0
Indianapolis Motor Speedway Solar Project | -312233 | Operating | 9 | Solar | 2014 | Boralex Inc. | MISO | RFC | R-MISO | Marion | IN | Solar | 9 | NA | NA | NA | 15.5036 | 16.1796 | 15.5403
Indy Grocers Solar Project | -172429 | Operating | 1 | Solar | 2015 | Global Energy Services | MISO | RFC | R-MISO | Marion | IN | Solar | 1 | NA | NA | NA | 17.363 | 16.4041 | 0
Indy Solar I | -392655 | Operating | 10 | Solar | 2013 | Onward Energy | MISO | RFC | R-MISO | Marion | IN | Solar | 10 | NA | NA | NA | 17 | 17.2432 | 17.1644
Indy Solar II | -392656 | Operating | 10.1 | Solar | 2013 | Onward Energy | MISO | RFC | R-MISO | Marion | IN | Solar | 10 | NA | NA | NA | 17.1164 | 16.5537 | 16.5468
Indy Solar III | -392657 | Operating | 8.6 | Solar | 2013 | Onward Energy | MISO | RFC | R-MISO | Marion | IN | Solar | 8.6 | NA | NA | NA | 17.1127 | 15.9313 | 14.7751
Jackson Solar RES | -172535 | Operating | 1.1 | Solar | 2017 | Hoosier Energy Rural Electric Cooperative, Inc. | MISO | RFC | R-MISO | Jackson | IN | Solar | 1.1 | NA | NA | NA | 16.5836 | 19.0535 | 18.7733
Jay County | -166240 | Operating | 3.2 | Internal Combustion | 2005 | Wabash Valley Power Alliance | MISO, PJM | RFC | R-MISO | Jay | IN | Biomass | 3.2 | 12374 | 10499 | 12375 | 60.7056 | 58.1229 | 71.0652
Johnson Co. Solar RES | -172534 | Operating | 1.1 | Solar | 2016 | Hoosier Energy Rural Electric Cooperative, Inc. | MISO | RFC | R-MISO | Johnson | IN | Solar | 1.1 | NA | NA | NA | 18.5969 | 18.1403 | 17.5176
Jordan Creek Wind Farm | -356179 | Operating | 398.6 | Wind Turbine | 2020 | NextEra Energy Resources, LLC | MISO | RFC | R-MISO | Warren | IN | Wind | 398.6 | NA | NA | NA | 32.9944 | 39.0106 | 36.0399
Kokomo Solar 1 | -670550 | Operating | 6 | Solar | 2016 | Undisclosed buyer | MISO | RFC | R-MISO | Howard | IN | Solar | 5.4 | NA | NA | NA | 13.261 | NA | NA
Kokomo Solar 1 | -171949 | Operating | 6 | Solar | 2016 | Inovateus Solar LLC | MISO | RFC | R-MISO | Howard | IN | Solar | 5.4 | NA | NA | NA | 13.261 | 16.2629 | 16.4806
Lake County East Chicago Solar Photovoltaic Facility | -206999 | Operating | 2 | Solar | 2013 | DESRI II, LLC | MISO | RFC | R-MISO | Lake | IN | Solar | 2 | NA | NA | NA | 16.6381 | 17.871 | 18.1221
Lake County East Chicago Solar Photovoltaic Facility | -206998 | Operating | 2 | Solar | 2013 | Bright Plain Renewable Energy, LLC | MISO | RFC | R-MISO | Lake | IN | Solar | 2 | NA | NA | NA | 16.6381 | 17.871 | 18.1221
Lake County Solar (Lincoln Solar) | -169785 | Operating | 1.5 | Solar | 2012 | Ecos Energy, LLC | MISO | RFC | R-MISO | Lake | IN | Solar | 1.5 | NA | NA | NA | 12.8767 | 14.1476 | 15.9589
Lake County Solar (Lincoln Solar) | -169784 | Operating | 1.5 | Solar | 2012 | Ecos Energy, LLC | MISO | RFC | R-MISO | Lake | IN | Solar | 1.5 | NA | NA | NA | 12.8767 | 14.1476 | 15.9589
Lanesville Solar RES | -172530 | Operating | 1.1 | Solar | 2015 | Hoosier Energy Rural Electric Cooperative, Inc. | MISO | RFC | R-MISO | Harrison | IN | Solar | 1.1 | NA | NA | NA | 16.3242 | 7.7937 | 9.7966
Holyrood CT | -764738 | Operating & Planned | 138.5 | Gas Turbine | 1966 | Newfoundland and Labrador Hydro |  | NPCC | MRTM |  |  | Gas | 138.5 | NA | NA | NA | NA | NA | NA
Hopedale | -764723 | Operating | 1.53 | Gas Turbine | 1999 | Newfoundland and Labrador Hydro |  | NPCC | MRTM |  |  | Oil | 1.53 | NA | NA | NA | NA | NA | NA
Hopewell Cogeneration | -136298 | Operating | 399 | Combined Cycle | 1990 | GDF SUEZ Energy Generation North America, Inc. | PJM | SERC | VACAR | Hopewell | VA | Gas | 399 | 9910 | 9563 | 9568 | 26.0961 | 19.3901 | 27.4539
Horizon Cogeneration Facility CC | -170375 | Operating | 201 | Combined Cycle | 2009 | Canadian Natural Resources Limited | Alberta | WECC | WECCCN |  |  | Gas | 201 | NA | NA | NA | NA | NA | NA
Lenape Solar II | -663156 | Operating | 4 | Solar | 2015 | Clearway Energy, Inc. | MISO | RFC | R-MISO | Marion | IN | Solar | 4 | NA | NA | NA | 11.464 | NA | NA
Lenape Solar II | -663155 | Operating | 4 | Solar | 2015 | Clearway Energy, Inc. | MISO | RFC | R-MISO | Marion | IN | Solar | 4 | NA | NA | NA | 11.464 | NA | NA
Liberty Landfill | -166243 | Operating | 12.8 | Internal Combustion | 2005 | Wabash Valley Power Alliance | MISO, PJM | RFC | R-MISO | White | IN | Gas | 12.8 | 12374 | 10500 | 11256 | 23.8469 | 78.9651 | 79.2978
Lilly Technical Center - IC | -170968 | Operating | 6 | Internal Combustion | 1998 | Eli Lilly and Company | MISO | RFC | R-MISO | Marion | IN | Oil | 6 | NA | NA | NA | 0 | 0 | 0
Linton Solar Project | -488142 | Operating | 5.4 | Solar | 2022 | Indiana Municipal Power Agency | MISO | RFC | R-MISO | Greene | IN | Solar | 5.4 | NA | NA | NA | 22.3554 | 9.4347 | NA
Logansport Solar Project | -381989 | Operating | 16 | Solar | 2021 | Inovateus Solar LLC | MISO | RFC | R-MISO | Cass | IN | Solar | 16 | NA | NA | NA | 17.3837 | 15.7677 | 0.47803
M. G. Emmett J. Bean Federal Center | -758403 | Operating | 1.9 | Solar | 2011 | General Services Administration | MISO | RFC | R-MISO | Marion | IN | Solar | 1.5 | NA | NA | NA | 0.19026 | 0.33486 | 5.2226
Mammoth North Solar Project | -778276 | Operating | 400 | Solar | 2024 | Doral Group Renewable Energy Resources Ltd | PJM | RFC | R-PJM | Starke | IN | Solar | 400 | NA | NA | NA | NA | NA | NA
Mammoth North Solar Project | -778275 | Operating | 400 | Solar | 2024 | Migdal Insurance and Financial Holdings Ltd. | PJM | RFC | R-PJM | Starke | IN | Solar | 400 | NA | NA | NA | NA | NA | NA
Mammoth North Solar Project | -778274 | Operating | 400 | Solar | 2024 | Migdal Insurance and Financial Holdings Ltd. | PJM | RFC | R-PJM | Starke | IN | Solar | 400 | NA | NA | NA | NA | NA | NA
Marion County Solar | -807324 | Operating | 7.1 | Solar | 2015 | EDF power solutions North America | MISO | RFC | R-MISO | Marion | IN | Solar | 7.1 | NA | NA | NA | NA | NA | NA
Marion Solar LNG | -797996 | Operating | 1.5 | Solar | 2015 | D. E. Shaw Renewable Investments, L.L.C. | MISO | RFC | R-MISO | Marion | IN | Solar | 1.5 | NA | NA | NA | NA | NA | NA
Marion Solar LNG | -797995 | Operating | 1.5 | Solar | 2015 | Macquarie Asset Management Pty Limited | MISO | RFC | R-MISO | Marion | IN | Solar | 1.5 | NA | NA | NA | NA | NA | NA
Marion Solar LNG | -171643 | Operating | 1.5 | Solar | 2015 | Bright Plain Renewable Energy, LLC | MISO | RFC | R-MISO | Marion | IN | Solar | 1.5 | NA | NA | NA | 17.1918 | 15.449 | 16.9482
Markland | -524396 | Operating | 77.7 | Hydraulic Turbine | 1967 | Duke Energy Indiana, LLC | MISO | RFC | R-MISO | Switzerland | IN | Water | 53.7 | NA | NA | NA | 83.8969 | 60.835 | NA
Markland | -524395 | Operating | 77.7 | Hydraulic Turbine | 1967 | Duke Energy Indiana, LLC | MISO | RFC | R-MISO | Switzerland | IN | Water | 53.7 | NA | NA | NA | 83.8969 | 60.835 | NA
Maywood Solar Farm | -594422 | Operating | 8 | Solar | 2014 | Hanwha Q Cells USA Corp. | MISO | RFC | R-MISO | Marion | IN | Solar | 8 | NA | NA | NA | 13.6858 | 13.0636 | 13.7243
McDonald Solar | -405200 | Operating | 5.2 | Solar | 2015 | Cypress Creek Renewables, LLC | MISO | RFC | R-MISO | Vigo | IN | Solar | 5.2 | NA | NA | NA | 19.3559 | 19.1342 | 19.0595
Meadow Lake I Wind Farm | -102825 | Operating | 199.7 | Wind Turbine | 2009 | EDP Renewables North America LLC | PJM | RFC | R-PJM | White | IN | Wind | 199.7 | NA | NA | NA | 22.8084 | 26.3348 | 23.6333
Meadow Lake I Wind Farm | -46023 | Operating | 199.7 | Wind Turbine | 2009 | EDP Renewables North America LLC | PJM | RFC | R-PJM | White | IN | Wind | 199.7 | NA | NA | NA | 22.8084 | 26.3348 | 23.6333
Meadow Lake VI Wind Farm Project | -191938 | Operating | 200.4 | Wind Turbine | 2018 | AxInfra US L.P. | PJM | RFC | R-PJM | Benton | IN | Wind | 200.4 | NA | NA | NA | 34.6028 | 38.2583 | 34.1176
Meadow Lake VI Wind Farm Project | -191937 | Operating | 200.4 | Wind Turbine | 2018 | EDP Renewables North America LLC | PJM | RFC | R-PJM | Benton | IN | Wind | 200.4 | NA | NA | NA | 34.6028 | 38.2583 | 34.1176
Meadow Lake VI Wind Farm Project | -191936 | Operating | 200.4 | Wind Turbine | 2018 | EDP Renewables North America LLC | PJM | RFC | R-PJM | Benton | IN | Wind | 200.4 | NA | NA | NA | 34.6028 | 38.2583 | 34.1176
Meadow Lake Wind Farm II | -102827 | Operating | 102.3 | Wind Turbine | 2010 | EDP Renewables North America LLC | MISO, PJM | RFC | R-PJM | White | IN | Wind | 102.3 | NA | NA | NA | 22.8892 | 27.446 | 24.5111
Meadow Lake Wind Farm II | -46654 | Operating | 102.3 | Wind Turbine | 2010 | EDP Renewables North America LLC | MISO, PJM | RFC | R-PJM | White | IN | Wind | 102.3 | NA | NA | NA | 22.8892 | 27.446 | 24.5111
Meadow Lake Wind Farm III | -102830 | Operating | 103.5 | Wind Turbine | 2010 | EDP Renewables North America LLC | MISO, PJM | RFC | R-PJM | White | IN | Wind | 103.5 | NA | NA | NA | 25.8384 | 30.7466 | 25.7849
Meadow Lake Wind Farm III | -46043 | Operating | 103.5 | Wind Turbine | 2010 | EDP Renewables North America LLC | MISO, PJM | RFC | R-PJM | White | IN | Wind | 103.5 | NA | NA | NA | 25.8384 | 30.7466 | 25.7849
Meadow Lake Wind Farm IV | -102832 | Operating | 105.7 | Wind Turbine | 2010 | EDP Renewables North America LLC | MISO, PJM | RFC | R-PJM | White | IN | Wind | 105.7 | NA | NA | NA | 18.6638 | 21.8516 | 18.1581
Meadow Lake Wind Farm IV | -46039 | Operating | 105.7 | Wind Turbine | 2010 | EDP Renewables North America LLC | MISO, PJM | RFC | R-PJM | White | IN | Wind | 105.7 | NA | NA | NA | 18.6638 | 21.8516 | 18.1581
Meadow Lake Wind Farm V | -299489 | Operating | 100 | Wind Turbine | 2017 | Connor, Clark & Lunn Infrastructure Ltd. | MISO, PJM | RFC | R-MISO | White | IN | Wind | 100 | NA | NA | NA | 35.6104 | 39.9158 | 37.0153
Meadow Lake Wind Farm V | -299488 | Operating | 100 | Wind Turbine | 2017 | Connor, Clark & Lunn Infrastructure Ltd. | MISO, PJM | RFC | R-MISO | White | IN | Wind | 100 | NA | NA | NA | 35.6104 | 39.9158 | 37.0153
Meadow Lake Wind Farm V | -299487 | Operating | 100 | Wind Turbine | 2017 | Desjardins Group | MISO, PJM | RFC | R-MISO | White | IN | Wind | 100 | NA | NA | NA | 35.6104 | 39.9158 | 37.0153
Meadow Lake Wind Farm V | -299486 | Operating | 100 | Wind Turbine | 2017 | EDP Renewables North America LLC | MISO, PJM | RFC | R-MISO | White | IN | Wind | 100 | NA | NA | NA | 35.6104 | 39.9158 | 37.0153
Meadow Lake Wind Farm V | -299485 | Operating | 100 | Wind Turbine | 2017 | EDP Renewables North America LLC | MISO, PJM | RFC | R-MISO | White | IN | Wind | 100 | NA | NA | NA | 35.6104 | 39.9158 | 37.0153
Merom Generating Station | -497936 | Operating | 1080 | Steam Turbine | 1982 | Hallador Power Company, LLC | MISO | RFC | R-MISO | Sullivan | IN | Coal | 990 | 10890 | 10911 | NA | 49.4033 | 55.6217 | NA
Merrell Brothers Solar Farm | -170775 | Operating | 1 | Solar | 2013 | Merrell Bros., Inc. | MISO | RFC | R-MISO | Marion | IN | Solar | 1 | NA | NA | NA | NA | NA | NA
Michigan City | -743664 | Operating | 540 | Steam Turbine | 1950 | Northern Indiana Public Service Company, LLC | MISO | RFC | R-MISO | LaPorte | IN | Coal | 455 | NA | NA | NA | NA | NA | NA
Michigan City | -743663 | Operating | 540 | Steam Turbine | 1950 | Northern Indiana Public Service Company, LLC | MISO | RFC | R-MISO | LaPorte | IN | Coal | 455 | NA | NA | NA | NA | NA | NA
Middlebury Solar | -170298 | Operating | 1.5 | Solar | 2012 | Middlebury Solar LLC | MISO | RFC | R-MISO | Elkhart | IN | Solar | 1.5 | NA | NA | NA | 11.1111 | 11.0807 | 15.9209
Horseshoe Lake GT | -15275 | Operating & Planned | 121 | Gas Turbine | 2000 | Oklahoma Gas and Electric Company | SPP | MRO | MRO-US | Oklahoma | OK | Gas | 88 | 4823 | 11630 | 9945 | 24.7234 | 23.418 | 24.2791
Nabb Battery Storage System | -524429 | Operating | 5 | Battery | 2020 | Duke Energy Indiana, LLC | MISO | RFC | R-MISO | Clark | IN | Energy Storage | 5 | NA | NA | NA | NA | NA | NA
Nabb Battery Storage System | -524428 | Operating | 5 | Battery | 2020 | Duke Energy Indiana, LLC | MISO | RFC | R-MISO | Clark | IN | Energy Storage | 5 | NA | NA | NA | NA | NA | NA
New Castle Solar RES | -172442 | Operating | 1.1 | Solar | 2016 | Hoosier Energy Rural Electric Cooperative, Inc. | MISO | RFC | R-MISO | Henry | IN | Solar | 1.1 | NA | NA | NA | 13.159 | 15.3798 | 14.6326
New Haven Solar RES | -172529 | Operating | 1.1 | Solar | 2016 | Hoosier Energy Rural Electric Cooperative, Inc. | MISO | RFC | R-MISO | Spencer | IN | Solar | 1.1 | NA | NA | NA | 16.6563 | 20.3923 | 19.1469
Hot Spring Energy Facility | -49745 | Operating | 714.8 | Combined Cycle | 2002 | Entergy Arkansas, LLC | MISO | SERC | DELTA | Hot Spring | AR | Gas | 636.2 | 7267 | 7304 | 7190 | 38.9867 | 60.0209 | 47.5872
Houston Chemical Complex Battleground | -164883 | Operating | 380.7 | Combined Cycle | 1982 | Oxy Vinyls, LP | ERCOT | TRE | TRE | Harris | TX | Gas | 300 | 10969 | 10814 | 10735 | 65.7831 | 73.6732 | 67.355
North Lake Energy Facility | -763126 | Operating | 90 | Steam Turbine | 1996 | Primary Energy Operations LLC | MISO | RFC | R-MISO | Lake | IN | Other | 90 | 21385 | 21135 | 21826 | 84.1005 | 68.7973 | 63.1508
Norway | -743667 | Operating | 7.3 | Hydraulic Turbine | 1923 | Northern Indiana Public Service Company, LLC | MISO | RFC | R-MISO | White | IN | Water | 4 | NA | NA | NA | NA | NA | NA
Norway | -743666 | Operating | 7.3 | Hydraulic Turbine | 1923 | Northern Indiana Public Service Company, LLC | MISO | RFC | R-MISO | White | IN | Water | 4 | NA | NA | NA | NA | NA | NA
Notre Dame Hydro | -461950 | Operating | 2.5 | Hydraulic Turbine | 2022 | University of Notre Dame du Lac | PJM | RFC | R-PJM | Saint Joseph | IN | Water | 2.5 | NA | NA | NA | 25.1461 | 16.6027 | NA
NSA Crane Solar Project | -524416 | Operating | 17 | Solar | 2017 | Duke Energy Indiana, LLC | MISO | RFC | R-MISO | Martin | IN | Solar | 17 | NA | NA | NA | 19.4521 | 18.8188 | NA
NSA Crane Solar Project | -524415 | Operating | 17 | Solar | 2017 | Duke Energy Indiana, LLC | MISO | RFC | R-MISO | Martin | IN | Solar | 17 | NA | NA | NA | 19.4521 | 18.8188 | NA
Oak Hill Array (Evansville) Battery Storage Project | -628578 | Operating | 1 | Battery | 2018 | Southern Indiana Gas and Electric Company | MISO | RFC | R-MISO | Vanderburgh | IN | Energy Storage | 1 | NA | NA | NA | NA | NA | NA
Oak Hill Solar Array (Evansville) | -153960 | Operating | 2 | Solar | 2018 | Southern Indiana Gas and Electric Company | MISO | RFC | R-MISO | Vanderburgh | IN | Solar | 2 | NA | NA | NA | 19.2237 | 20.4966 | 19.9258
Oak Ridge | -166244 | Operating | 3.2 | Internal Combustion | 2003 | Wabash Valley Power Alliance | MISO, PJM | RFC | R-MISO | Cass | IN | Biomass | 3.2 | 12375 | 10500 | 12375 | 77.4936 | 84.3179 | 83.3619
Oakdale | -743670 | Operating | 11.8 | Hydraulic Turbine | 1925 | Northern Indiana Public Service Company, LLC | MISO | RFC | R-MISO | Carroll | IN | Water | 6 | NA | NA | NA | NA | NA | NA
Oakdale | -743669 | Operating | 11.8 | Hydraulic Turbine | 1925 | Northern Indiana Public Service Company, LLC | MISO | RFC | R-MISO | Carroll | IN | Water | 6 | NA | NA | NA | NA | NA | NA
Olive Solar (Clean Energy Solar Pilot Project) | -171999 | Operating | 5 | Solar | 2016 | Indiana Michigan Power Company | PJM | RFC | R-PJM | Saint Joseph | IN | Solar | 5 | NA | NA | NA | 18.3128 | 16.6119 | 18.8744
Osprey Point RES Plant | -172046 | Out of Service | 13.2 | Internal Combustion | 2013 | Hoosier Energy Rural Electric Cooperative, Inc. | MISO | RFC | R-MISO | Sullivan | IN | Other | NA | NA | NA | NA | NA | NA | NA
Pastime Solar Farm | -405199 | Operating | 5.2 | Solar | 2015 | Cypress Creek Renewables, LLC | MISO | RFC | R-MISO | Clay | IN | Solar | 5.2 | NA | NA | NA | 19.6962 | 18.9673 | 19.582
Pastime Solar Farm (FL) | -364242 | Operating | 5 | Solar | 2015 | Duke Energy Florida, LLC |  | SERC | FP | Clay | IN | Solar | 5 | NA | NA | NA | NA | NA | NA
Perry K | -789568 | Operating | 8.4 | Steam Turbine | 1925 | Citizens Thermal Energy Inc. | MISO | RFC | R-MISO | Marion | IN | Gas | 5 | NA | NA | NA | NA | NA | NA
Peru 3 Solar Project | -516696 | Operating | 2.9 | Solar | 2022 | Indiana Municipal Power Agency | MISO | RFC | R-MISO | Miami | IN | Solar | 2.9 | NA | NA | NA | 21.0636 | 3.094 | NA
Petersburg | -669483 | Operating | 1341.8 | Steam Turbine | 1967 | AES Indiana | MISO | RFC | R-MISO | Pike | IN | Coal | 1074.9 | 10933 | NA | NA | 35.2866 | NA | NA
Petersburg | -669482 | Operating | 1341.8 | Steam Turbine | 1967 | Caisse de dépôt et placement du Québec | MISO | RFC | R-MISO | Pike | IN | Coal | 1074.9 | 10933 | NA | NA | 35.2866 | NA | NA
Petersburg IC | -546879 | Operating | 8.1 | Internal Combustion | 1967 | AES Indiana | MISO | RFC | R-MISO | Pike | IN | Oil | 9 | 12344 | 12682 | 10810 | 0.040589 | 0.027905 | 0.053272
Petersburg IC | -107935 | Operating | 8.1 | Internal Combustion | 1967 | Caisse de dépôt et placement du Québec | MISO | RFC | R-MISO | Pike | IN | Oil | 9 | 12344 | 12682 | 10810 | 0.040589 | 0.027905 | 0.053272
Pike County Energy Storage Project (Petersburg) | -807450 | Operating | NA | Battery | 2025 | AES Indiana | MISO | RFC | R-MISO | Pike | IN | Energy Storage | 200 | NA | NA | NA | NA | NA | NA
Pike County Energy Storage Project (Petersburg) | -807449 | Operating | NA | Battery | 2025 | AES Indiana | MISO | RFC | R-MISO | Pike | IN | Energy Storage | 200 | NA | NA | NA | NA | NA | NA
Pike County Energy Storage Project (Petersburg) | -807448 | Operating | NA | Battery | 2025 | Caisse de dépôt et placement du Québec | MISO | RFC | R-MISO | Pike | IN | Energy Storage | 200 | NA | NA | NA | NA | NA | NA
POET Biorefining - North Manchester Project | -250043 | Operating | 3.9 | Steam Turbine | 2017 | POET, LLC | MISO | RFC | R-MISO | Wabash | IN | Gas | 3.9 | NA | NM | NA | 56.7498 | 58.4768 | 59.8291
POET Biorefining - Portland Project | -250047 | Operating | 3.5 | Steam Turbine | 2017 | POET, LLC | PJM | RFC | R-PJM | Jay | IN | Gas | 3.5 | NA | NM | NA | 65.5577 | 59.5793 | 74.2107
POET Biorefining - Shelbyville Project | -250367 | Operating | 6.1 | Steam Turbine | 2020 | POET, LLC | MISO | RFC | R-MISO | Shelby | IN | Gas | 6.1 | 44957 | 45077 | NA | 63.7903 | 61.8029 | NA
POET Biorefining- Alexandria Project | -250053 | Operating | 3.6 | Steam Turbine | 2008 | POET, LLC | PJM | RFC | R-PJM | Madison | IN | Gas | 3.6 | NA | NM | NA | 52.3275 | 50.8403 | 52.6668
Portage Solar Farm | -172707 | Operating | 1.5 | Solar | 2012 | Ecos Energy, LLC | MISO | RFC | R-MISO | Porter | IN | Solar | 1.5 | NA | NA | NA | 15.7458 | 15.449 | 17.6712
Portage Solar Farm | -172706 | Operating | 1.5 | Solar | 2012 | ALLCO Renewable Energy Limited | MISO | RFC | R-MISO | Porter | IN | Solar | 1.5 | NA | NA | NA | 15.7458 | 15.449 | 17.6712
Howard Down CT (West Avenue) | -167734 | Operating | 68.2 | Gas Turbine | 2012 | City of Vineland, New Jersey | PJM | RFC | R-PJM | Cumberland | NJ | Gas | 60 | 10246 | 10442 | 10678 | 13.0778 | 12.8421 | 8.2215
Prairie View Gas Recovery | -165418 | Operating | 6.4 | Internal Combustion | 1994 | Wabash Valley Power Alliance | MISO, PJM | RFC | R-MISO | Saint Joseph | IN | Gas | 6.4 | 12375 | 10500 | 12375 | 54.477 | 68.5306 | 57.2114
Howard University CHP Plant | -806121 | Operating | NA | Combined Cycle | 2025 | ENGIE North America Inc. | PJM | RFC | R-PJM | Washington | DC | Gas | 5.6 | NA | NA | NA | NA | NA | NA
Purdue University - Wade Utility Plant | -6089 | Operating | 41.5 | Steam Turbine | 1969 | Purdue University | MISO | RFC | R-MISO | Tippecanoe | IN | Gas | 41.4 | 18318 | 24183 | 29993 | 39.6066 | 36.8575 | 37.2838
Purdue University IC | -13184 | Operating | 1.8 | Internal Combustion | 2000 | Purdue University | MISO | RFC | R-MISO | Tippecanoe | IN | Oil | 1.8 | NA | NA | 9011 | 0 | 0 | 0.56443
R.M. Schahfer | -743672 | Operating | 847 | Steam Turbine | 1976 | Northern Indiana Public Service Company, LLC | MISO | RFC | R-MISO | Jasper | IN | Coal | 722 | NA | NA | NA | NA | NA | NA
R.M. Schahfer | -743671 | Operating | 847 | Steam Turbine | 1976 | Northern Indiana Public Service Company, LLC | MISO | RFC | R-MISO | Jasper | IN | Coal | 722 | NA | NA | NA | NA | NA | NA
HP Hood Cogeneration | -172430 | Operating | 15 | Gas Turbine | 2015 | HP Hood LLC | PJM | RFC | R-PJM | Frederick | VA | Gas | 15 | 11042 | 11234 | 10870 | 70.3752 | 76.2024 | 71.0137
HR Milner CC (M2 Expansion) | -680530 | Operating | 300 | Combined Cycle | 2023 | Milner Power Inc. | Alberta | WECC | WECCCN |  |  | Gas | 300 | NA | NA | NA | NA | NA | NA
Rensselaer | -165461 | Operating | 21.8 | Internal Combustion | 1950 | City of Rensselaer, Indiana | MISO | RFC | R-MISO | Jasper | IN | Gas | 12.5 | NA | NA | NA | 0 | 0 | 0
Rensselaer Solar Farm | -171658 | Operating | 1 | Solar | 2014 | Indiana Municipal Power Agency | MISO | RFC | R-MISO | Jasper | IN | Solar | 1 | NA | NA | NA | 9.6689 | 16.1416 | 16.9064
Rensselaer Solar Site 2 Project | -173915 | Operating | 3.8 | Solar | 2018 | Indiana Municipal Power Agency | MISO | RFC | R-MISO | Jasper | IN | Solar | 3.8 | NA | NA | NA | 22.3624 | 22.6027 | 22.1131
Reynolds Biogas Project | -171524 | Operating | 6 | Internal Combustion | 2011 | BioTown Ag Inc | MISO | RFC | R-MISO | White | IN | Biomass | 6 | 12497 | 11749 | 12715 | 57.3973 | 70.097 | 65.2036
HR Milner CC (M2 Expansion) | -680529 | Operating | 300 | Combined Cycle | 2023 | Maxim Power Corp. | Alberta | WECC | WECCCN |  |  | Gas | 300 | NA | NA | NA | NA | NA | NA
Richmond 4 Solar Project | -296259 | Operating | 7.1 | Solar | 2020 | Indiana Municipal Power Agency | MISO, PJM | RFC | R-MISO | Wayne | IN | Solar | 7.1 | NA | NA | NA | 20.8116 | 21.7104 | 21.1702
Richmond 5 Solar Project | -365138 | Operating | 9 | Solar | 2021 | Indiana Municipal Power Agency | MISO, PJM | RFC | R-MISO | Wayne | IN | Solar | 9 | NA | NA | NA | 22.2273 | 22.7981 | 11.4447
Richmond 6 Solar Project | -670587 | Operating | 5.3 | Solar | 2023 | Indiana Municipal Power Agency | PJM | RFC | R-PJM | Wayne | IN | Solar | 5.3 | NA | NA | NA | 7.1401 | NA | NA
Richmond Solar Farm | -171656 | Operating | 1 | Solar | 2014 | Indiana Municipal Power Agency | MISO | RFC | R-MISO | Wayne | IN | Solar | 1 | NA | NA | NA | 8.79 | 17.3059 | 15.6507
Richmond Solar Park 3 Project | -220366 | Operating | 6.5 | Solar | 2019 | Indiana Municipal Power Agency | MISO, PJM | RFC | R-MISO | Wayne | IN | Solar | 6.5 | NA | NA | NA | 18.6881 | 20.5866 | 20.8483
Richmond Solar Site 2 Project | -174034 | Operating | 7.4 | Solar | 2018 | Indiana Municipal Power Agency | PJM | RFC | R-PJM | Wayne | IN | Solar | 7.4 | NA | NA | NA | 20.4739 | 21.4272 | 21.0755
Riverstart Solar Park | -391010 | Operating | 200 | Solar | 2022 | Connor, Clark & Lunn Infrastructure Ltd. | PJM | RFC | R-PJM | Randolph | IN | Solar | 200 | NA | NA | NA | 22.9434 | 23.7943 | NA
Riverstart Solar Park | -391009 | Operating | 200 | Solar | 2022 | Connor, Clark & Lunn Infrastructure Ltd. | PJM | RFC | R-PJM | Randolph | IN | Solar | 200 | NA | NA | NA | 22.9434 | 23.7943 | NA
Riverstart Solar Park | -391008 | Operating | 200 | Solar | 2022 | Desjardins Group | PJM | RFC | R-PJM | Randolph | IN | Solar | 200 | NA | NA | NA | 22.9434 | 23.7943 | NA
Riverstart Solar Park | -391007 | Operating | 200 | Solar | 2022 | EDP Renewables North America LLC | PJM | RFC | R-PJM | Randolph | IN | Solar | 200 | NA | NA | NA | 22.9434 | 23.7943 | NA
Riverstart Solar Park | -391006 | Operating | 200 | Solar | 2022 | EDP Renewables North America LLC | PJM | RFC | R-PJM | Randolph | IN | Solar | 200 | NA | NA | NA | 22.9434 | 23.7943 | NA
Riverstart Solar Park III | -796590 | Operating | 0 | Solar | 2025 | EDP Renewables North America LLC | PJM | RFC | R-PJM | Randolph | IN | Solar | 100 | NA | NA | NA | NA | NA | NA
Riverstart Solar Park III | -796589 | Operating | 0 | Solar | 2025 | EDP Renewables North America LLC | PJM | RFC | R-PJM | Randolph | IN | Solar | 100 | NA | NA | NA | NA | NA | NA
Rockport | -6336 | Operating | 2600 | Steam Turbine | 1984 | Indiana Michigan Power Company | PJM | RFC | R-PJM | Spencer | IN | Coal | 2600 | 12502 | 14072 | 10688 | 10.9486 | 19.7598 | 21.0843
Rockport | -6335 | Operating | 2600 | Steam Turbine | 1984 | AEP Generating Company | PJM | RFC | R-PJM | Spencer | IN | Coal | 2600 | 12502 | 14072 | 10688 | 10.9486 | 19.7598 | 21.0843
Rockville Solar I LLC | -221499 | Operating | 2.8 | Solar | 2014 | Greenbacker Renewable Energy Company LLC | MISO | RFC | R-MISO | Marion | IN | Solar | 2.8 | NA | NA | NA | 15.1011 | 8.4475 | 14.9054
Rockville Solar II LLC | -221498 | Operating | 2.7 | Solar | 2014 | Greenbacker Renewable Energy Company LLC | MISO | RFC | R-MISO | Marion | IN | Solar | 2.7 | NA | NA | NA | 13.8086 | 8.7604 | 13.8931
Rosewater Wind Project (Meadow Lake VII) | -743695 | Operating | 102 | Wind Turbine | 2020 | Northern Indiana Public Service Company, LLC | MISO | RFC | R-MISO | White | IN | Wind | 102 | NA | NA | NA | NA | NA | NA
Rosewater Wind Project (Meadow Lake VII) | -743694 | Operating | 102 | Wind Turbine | 2020 | Northern Indiana Public Service Company, LLC | MISO | RFC | R-MISO | White | IN | Wind | 102 | NA | NA | NA | NA | NA | NA
Rosewater Wind Project (Meadow Lake VII) | -314306 | Operating | 102 | Wind Turbine | 2020 | EDP Renewables North America LLC | MISO | RFC | R-MISO | White | IN | Wind | 102 | NA | NA | NA | 32.1338 | 37.4497 | 35.4537
Rosewater Wind Project (Meadow Lake VII) | -314305 | Operating | 102 | Wind Turbine | 2020 | EDP Renewables North America LLC | MISO | RFC | R-MISO | White | IN | Wind | 102 | NA | NA | NA | 32.1338 | 37.4497 | 35.4537
HSCo Main Plant CHP | -101284 | Operating | 4 | Gas Turbine | 2009 | DCO Energy LLC | New England | NPCC | NE | Capitol Planning Region | CT | Gas | 4 | 13077 | 13817 | 13814 | 75.8505 | 75.5508 | 78.5702
Sagamore Cogeneration | -6423 | Operating | 7.4 | Steam Turbine | 1984 | Tate & Lyle North America, Inc. | MISO | RFC | R-MISO | Tippecanoe | IN | Gas | 7.4 | NA | NM | NA | 25.9672 | 49.1762 | 10.6288
Scotland Solar RES (Greene County) | -172461 | Operating | 1.1 | Solar | 2015 | Hoosier Energy Rural Electric Cooperative, Inc. | MISO | RFC | R-MISO | Greene | IN | Solar | 1.1 | NA | NA | NA | 17.5488 | 14.0515 | 8.8003
Scottsburg Solar Array Project | -296258 | Operating | 7.1 | Solar | 2020 | Indiana Municipal Power Agency | MISO | RFC | R-MISO | Scott | IN | Solar | 7.1 | NA | NA | NA | 19.8518 | 21.1927 | 21.1075
Sheridan School Corporation Solar | -249314 | Operating | 1.5 | Solar | 2016 | Sheridan Community School Corporation | MISO | RFC | R-MISO | Hamilton | IN | Solar | 0.8 | NA | NA | NA | 27.383 | 20.7905 | 29.1381
South Bend Solar Project | -346633 | Operating | 20 | Solar | 2021 | Indiana Michigan Power Company | PJM | RFC | R-PJM | Saint Joseph | IN | Solar | 20 | NA | NA | NA | 18.4937 | 13.395 | 12.1124
Spring Mill Solar RES | -172532 | Operating | 1.1 | Solar | 2017 | Hoosier Energy Rural Electric Cooperative, Inc. | MISO | RFC | R-MISO | Lawrence | IN | Solar | 1.1 | NA | NA | NA | 15.494 | 15.2553 | 16.8327
HTW Plant 303 COGEN | -172019 | Operating | 7.4 | Gas Turbine | 2008 | The University of Utah |  | WECC | NWPP | Salt Lake | UT | Gas | 6.6 | 12555 | 11996 | 12173 | 79.5264 | 72.3969 | 58.8799
Hudson Gas Project | -746025 | Operating | 96 | Gas Turbine | 2020 | Ineos USA, LLC | ERCOT | TRE | TRE | Brazoria | TX | Gas | 96 | NA | NA | NA | NA | NA | NA
St. Joseph Solar Farm | -349667 | Operating | 20 | Solar | 2021 | Indiana Michigan Power Company | PJM | RFC | R-PJM | Saint Joseph | IN | Solar | 20 | NA | NA | NA | 18.4914 | 13.8562 | 15.5371
Staunton Solar Project | -405303 | Operating | 4 | Solar | 2018 | Cypress Creek Renewables, LLC | MISO | RFC | R-MISO | Clay | IN | Solar | 4 | NA | NA | NA | 15.4224 | 19.0925 | 19.4578
Hueneme Paper Mill - Cogen (Oxnard) | -60475 | Operating | 29 | Gas Turbine | 1986 | Schwarz Partners LP | CAISO | WECC | CAMX | Ventura | CA | Gas | 29 | 10938 | 11043 | 11016 | 80.257 | 75.8589 | 74.7229
Hueneme Paper Mill - Cogen (Oxnard) | -60474 | Operating | 29 | Gas Turbine | 1986 | Kraft Group LLC | CAISO | WECC | CAMX | Ventura | CA | Gas | 29 | 10938 | 11043 | 11016 | 80.257 | 75.8589 | 74.7229
Sullivan Solar | -405201 | Operating | 5.2 | Solar | 2016 | Cypress Creek Renewables, LLC | MISO | RFC | R-MISO | Sullivan | IN | Solar | 5.2 | NA | NA | NA | 12.3222 | 18.9871 | 19.7225
Hunlock Repowering | -784954 | Operating | 145.9 | Combined Cycle | 2011 | UGI Development Company | PJM | RFC | R-PJM | Luzerne | PA | Gas | 128.9 | NA | NA | NA | NA | NA | NA
Tippecanoe County Solar Plant | -524425 | Operating | 1.6 | Solar | 2019 | Duke Energy Indiana, LLC | MISO | RFC | R-MISO | Tippecanoe | IN | Solar | 1.6 | NA | NA | NA | 20.498 | 20.2055 | NA
Tippecanoe County Solar Plant | -524424 | Operating | 1.6 | Solar | 2019 | Duke Energy Indiana, LLC | MISO | RFC | R-MISO | Tippecanoe | IN | Solar | 1.6 | NA | NA | NA | 20.498 | 20.2055 | NA
Troy Solar Farm | -348356 | Operating | 50.4 | Solar | 2021 | Southern Indiana Gas and Electric Company | MISO | RFC | R-MISO | Spencer | IN | Solar | 50.4 | NA | NA | NA | 21.1681 | 23.4236 | 19.2587
Twin Branch | -7317 | Operating | 4.8 | Hydraulic Turbine | 1989 | Indiana Michigan Power Company | PJM | RFC | R-PJM | Saint Joseph | IN | Water | 4.8 | NA | NA | NA | 43.3695 | 57.5152 | 59.1586
Twin Branch Solar (Clean Energy Solar Pilot Project) | -172002 | Operating | 2.6 | Solar | 2016 | Indiana Michigan Power Company | PJM | RFC | R-PJM | Saint Joseph | IN | Solar | 2.6 | NA | NA | NA | 16.8247 | 15.973 | 17.3999
Twin Bridges Gas Recovery | -165695 | Operating | 12.8 | Internal Combustion | 1994 | Wabash Valley Power Alliance | MISO, PJM | RFC | R-MISO | Hendricks | IN | Gas | 12.8 | 12018 | 10500 | 11986 | 5.4589 | 51.3627 | 67.983
Twin Lakes Solar Project | -789509 | Operating | 150 | Solar | 2024 | ENGIE North America Inc. | MISO | RFC | R-MISO | White | IN | Solar | 150 | NA | NA | NA | NA | NA | NA
University of Notre Dame | -7374 | Operating | 21.1 | Steam Turbine | 1952 | University of Notre Dame du Lac | PJM | RFC | R-PJM | Saint Joseph | IN | Gas | 21.1 | 24162 | 30004 | 32888 | 27.9718 | 30.361 | 30.8225
Hunterstown | -619536 | Operating | 60 | Gas Turbine | 1971 | Heritage Power, LLC | PJM | RFC | R-PJM | Adams | PA | Gas | 64 | 15607 | 14913 | 14688 | 7.0418 | 3.8165 | 5.5205
University of Notre Dame IC | -166906 | Operating | 7.7 | Internal Combustion | 1952 | University of Notre Dame du Lac | PJM | RFC | R-PJM | Saint Joseph | IN | Oil | 7.4 | 10348 | 11703 | 11299 | 0.32395 | 0.37949 | 0.62014
Valparaiso Solar Plant | -793355 | Operating | 1 | Solar | 2012 | Alberta Investment Management Corporation | MISO | RFC | R-MISO | Porter | IN | Solar | 1 | NA | NA | NA | 9.0525 | 11.3242 | 15.7078
Valparaiso Solar Plant | -793354 | Operating | 1 | Solar | 2012 | The AES Corporation | MISO | RFC | R-MISO | Porter | IN | Solar | 1 | NA | NA | NA | 9.0525 | 11.3242 | 15.7078
Veolia ES Blackfoot Landfill | -154047 | Operating | 3.2 | Internal Combustion | 2009 | Southern Indiana Gas and Electric Company | MISO | RFC | R-MISO | Pike | IN | Biomass | 2.2 | 10765 | 9200 | 10014 | 46.9126 | 50.8977 | 53.3572
Hunterstown CC | -766799 | Operating | 898 | Combined Cycle | 2003 | LS Power Development, LLC | PJM | RFC | R-PJM | Adams | PA | Gas | 938.1 | NA | NA | NA | NA | NA | NA
Huntington Beach Energy Project (Repowering) | -663704 | Operating | 699.2 | Combined Cycle | 2020 | Ullico Infrastructure Fund, L.P. | CAISO | WECC | CAMX | Orange | CA | Gas | 690 | 6981 | 6843 | NA | 50.3808 | 64.7706 | NA
Huntington Beach Energy Project (Repowering) | -663703 | Operating | 699.2 | Combined Cycle | 2020 | The AES Corporation | CAISO | WECC | CAMX | Orange | CA | Gas | 690 | 6981 | 6843 | NA | 50.3808 | 64.7706 | NA
Volkman Road Battery Storage Project (Evansville 2) | -628580 | Operating | 1 | Battery | 2019 | Southern Indiana Gas and Electric Company | MISO | RFC | R-MISO | Vanderburgh | IN | Energy Storage | 1 | NA | NM | NM | 1.8836 | 5.7534 | 4.1781
Volkman Road Solar Array (Evansville 2 Solar Project) | -154052 | Operating | 2 | Solar | 2018 | Southern Indiana Gas and Electric Company | MISO | RFC | R-MISO | Vanderburgh | IN | Solar | 2 | NA | NA | NA | 12.597 | 21.7295 | 19.7089
Hutch Plant 2 | -4049 | Operating | 65.5 | Combined Cycle | 1994 | Hutchinson Utilities Commission | SPP | MRO | MRO-US | McLeod | MN | Gas | 51 | 10699 | 10665 | 10558 | 5.5811 | 3.3262 | 3.1005
Wabash Valley Power IGCC | -165754 | Operating | 192 | Integrated Gasification | 1995 | Wabash Valley Power Alliance | MISO, PJM | RFC | R-MISO | Vigo | IN | Gas | 182 | NA | NA | NA | NA | NA | NA
Walkerton Solar Project | -488888 | Operating | 1.1 | Solar | 2022 | Indiana Municipal Power Agency | PJM | RFC | R-PJM | Saint Joseph | IN | Solar | 1.1 | NA | NA | NA | 19.1988 | 7.7003 | NA
Warrick | -154038 | Operating | 822.8 | Steam Turbine | 1960 | Southern Indiana Gas and Electric Company | MISO | RFC | R-MISO | Warrick | IN | Coal | 775.2 | 11621 | 11308 | 11319 | 61.1229 | 67.9854 | 73.3525
Warrick | -115423 | Operating | 822.8 | Steam Turbine | 1960 | Alcoa Power Generating Inc. | MISO | RFC | R-MISO | Warrick | IN | Coal | 775.2 | 11621 | 11308 | 11319 | 61.1229 | 67.9854 | 73.3525
Waterloo Solar Plant | -797614 | Operating | 1 | Solar | 2012 | Alberta Investment Management Corporation | MISO | RFC | R-MISO | DeKalb | IN | Solar | 1 | NA | NA | NA | 6.3927 | 13.71 | 15.7877
Waterloo Solar Plant | -797613 | Operating | 1 | Solar | 2012 | The AES Corporation | MISO | RFC | R-MISO | DeKalb | IN | Solar | 1 | NA | NA | NA | 6.3927 | 13.71 | 15.7877
Hutch Plant 2 CT | -9478 | Operating | 25 | Gas Turbine | 1977 | Hutchinson Utilities Commission | SPP | MRO | MRO-US | McLeod | MN | Gas | 24.3 | 14845 | 22852 | 11673 | 0.027247 | 0.098653 | 0.024428
Hutchinson GT | -138631 | Operating | 283.6 | Gas Turbine | 1974 | Westar Energy (KPL) | SPP | MRO | MRO-US | Reno | KS | Gas | 238.3 | 25253 | 22757 | 16376 | 1.1925 | 1.6968 | 1.571
Wheeler Landfill Gas Recovery | -12915 | Operating | 0.8 | Internal Combustion | 1997 | Wabash Valley Power Alliance | MISO, PJM | RFC | R-MISO | Porter | IN | Biomass | 0.8 | NA | NA | NA | NA | NA | NA
Whitewater Valley | -7773 | Operating | 93.9 | Steam Turbine | 1955 | City of Richmond | PJM | RFC | R-PJM | Wayne | IN | Coal | 99.7 | 17345 | 14220 | 14364 | 1.8616 | 5.7673 | 3.202
Indeck Corinth Energy Center | -4089 | Operating | 147 | Combined Cycle | 1995 | Indeck Energy Services, Inc. | New York | NPCC | NY | Saratoga | NY | Gas | 145.4 | 8167 | 8047 | 8131 | 43.4112 | 52.2321 | 47.4861
Whiting Refinery | -165820 | Operating | 83.8 | Steam Turbine | 1928 | BP p.l.c. | MISO | RFC | R-MISO | Lake | IN | Other | 88.6 | 23229 | 23366 | 26200 | 57.359 | 59.3484 | 52.7502
Wildcat Wind Farm | -202020 | Operating | 200 | Wind Turbine | 2012 | EC&R Investco Mgmt, LLC | PJM | RFC | R-PJM | Madison | IN | Wind | 200 | NA | NA | NA | 37.096 | 41.022 | 36.5349
Wildcat Wind Farm | -85370 | Operating | 200 | Wind Turbine | 2012 | Enbridge Inc. | PJM | RFC | R-PJM | Madison | IN | Wind | 200 | NA | NA | NA | 37.096 | 41.022 | 36.5349
Indeck Niles Energy Center | -465760 | Operating | 1174.4 | Combined Cycle | 2022 | Daelim Co., Ltd. | PJM | RFC | R-PJM | Cass | MI | Gas | 1115.5 | 6461 | 6773 | NA | 77.1689 | 32.0176 | NA
Zimmerman Energy | -764062 | Operating | 7.6 | Internal Combustion | 2014 | Aria Energy Corp. | MISO | RFC | R-MISO | Marshall | IN | Biomass | 7.1 | 10355 | 10735 | 11799 | 85.8592 | 81.9458 | 95.0463
Zimmerman Energy | -504051 | Operating | 7.6 | Internal Combustion | 2014 | Ares EIF Management, LLC | MISO | RFC | R-MISO | Marshall | IN | Biomass | 7.1 | 10355 | 10735 | 11799 | 85.8592 | 81.9458 | 95.0463
Alexander Wind Farm (Rush County Wind) | -226425 | Operating | 50.7 | Wind Turbine | 2015 | Ardian Infrastructure | SPP | MRO | MRO-US | Rush | KS | Wind | 50.7 | NA | NA | NA | 42.3725 | 48.5077 | 47.4692
Alexander Wind Farm (Rush County Wind) | -153982 | Operating | 50.7 | Wind Turbine | 2015 | Transatlantic Power Holdings LLC | SPP | MRO | MRO-US | Rush | KS | Wind | 50.7 | NA | NA | NA | 42.3725 | 48.5077 | 47.4692
Americus Solar Project | -678332 | Operating | 1 | Solar | 2021 | Today's Power, Inc. | SPP | MRO | MRO-US | Lyon | KS | Solar | 1 | NA | NA | NA | 27.7854 | 26.9406 | NA
Anthony | -1572 | Operating | 11.1 | Internal Combustion | 1972 | City of Anthony | SPP | MRO | MRO-US | Harper | KS | Gas | 11.1 | 31537 | NM | 13391 | 0.042165 | 0.011313 | 0.24168
Arkalon Ethanol | -170904 | Operating | 3 | Steam Turbine | 2008 | Conestoga Energy Partners LLC | SPP | MRO | MRO-US | Seward | KS | Gas | 3 | NA | 28106 | 10843 | 0 | 12.3021 | 47.2717
Ashland IC | -164314 | Operating | 5.6 | Internal Combustion | 1953 | City of Ashland, Kansas | SPP | MRO | MRO-US | Clark | KS | Oil | 4.9 | 9889 | 11105 | 9700 | 0.062902 | 0.044264 | 0.71522
Augusta 1 | -164324 | Operating | 11.5 | Internal Combustion | 1929 | City of Augusta, Kansas | SPP | MRO | MRO-US | Butler | KS | Gas | 11.5 | NA | NA | 10609 | -0.13302 | -0.16677 | 0.022831
Augusta 2 | -164325 | Operating | 20.7 | Internal Combustion | 1968 | City of Augusta, Kansas | SPP | MRO | MRO-US | Butler | KS | Gas | 20.1 | 16401 | 17920 | 12507 | 0.77012 | 1.0859 | 1.6459
Baldwin City | -793347 | Operating | 6.4 | Internal Combustion | 2004 | City of Baldwin City, Kansas | SPP | MRO | MRO-US | Douglas | KS | Gas | 10 | NA | NA | NA | NA | NA | NA
Baldwin City Solar Project | -212239 | Operating | 1 | Solar | 2019 | Evergy Kansas Central, Inc. | SPP | MRO | MRO-US | Douglas | KS | Solar | 1 | NA | NA | NA | NA | NA | NA
Baldwin, KS | -164328 | Operating | 4.2 | Internal Combustion | 1956 | City of Baldwin City, Kansas | SPP | MRO | MRO-US | Douglas | KS | Oil | 2.9 | 10632 | 10941 | 11370 | 0.074791 | 0.066919 | 0.10628
Belleville, KS | -747039 | Operating | 14.3 | Internal Combustion | 1946 | City of Belleville, Kansas | SPP | MRO | MRO-US | Republic | KS | Gas | 14.3 | 11371 | 10574 | 11094 | 0.1421 | 0.26024 | 0.22192
Beloit | -1823 | Operating | 19.3 | Internal Combustion | 1950 | City of Beloit, Kansas | SPP | MRO | MRO-US | Mitchell | KS | Gas | 16.6 | 10145 | 10871 | 9582 | 0.080459 | 0.14441 | 0.51164
Beloit Solar Project | -466563 | Operating | 2 | Solar | 2022 | Priority Power Management Inc. | SPP | MRO | MRO-US | Mitchell | KS | Solar | 2 | NA | NA | NA | 26.992 | 15.5479 | NA
Bird City | -1916 | Operating | 4 | Internal Combustion | 1965 | Midwest Energy, Inc. |  | MRO | MRO-US | Cheyenne | KS | Oil | 2 | NA | NA | 13901 | 0 | 0 | 0.4024
Bloom Wind Power Project | -170620 | Operating | 178.2 | Wind Turbine | 2017 | Capital Power GP Holdings Inc. | SPP | MRO | MRO-US | Ford | KS | Wind | 178.2 | NA | NA | NA | 39.4164 | 43.9098 | 39.8041
Bloom Wind Power Project | -170619 | Operating | 178.2 | Wind Turbine | 2017 | Capital Power Corporation | SPP | MRO | MRO-US | Ford | KS | Wind | 178.2 | NA | NA | NA | 39.4164 | 43.9098 | 39.8041
Bonanza BioEnergy LLC | -170907 | Operating | 2 | Steam Turbine | 2008 | Bonanza Bioenergy, LLC | SPP | MRO | MRO-US | Finney | KS | Gas | 2 | NA | NM | NA | 31.6438 | 22.8995 | 30.7249
Bowersock Power Plant (Kansas River) | -756796 | Operating | 7 | Hydraulic Turbine | 1920 | The Bowersock Mills & Power Co | SPP | MRO | MRO-US | Douglas | KS | Water | 7.1 | NA | NA | NA | 21.6107 | 38.0539 | 48.1494
BPU Solar Farm | -173517 | Operating | 1 | Solar | 2017 | City of Kansas City, Kansas | SPP | MRO | MRO-US | Wyandotte | KS | Solar | 1 | NA | NA | NA | 20.3539 | 20.7648 | 19.8174
Buckeye Wind Energy Project | -168980 | Operating | 200.5 | Wind Turbine | 2015 | Invenergy Renewables LLC | SPP | MRO | MRO-US | Ellis | KS | Wind | 200.5 | NA | NA | NA | 42.3435 | 44.9556 | 42.6222
Buffalo Dunes Wind Project | -242016 | Operating | 249.8 | Wind Turbine | 2013 | EGPNA Development Holdings, LLC |  | SERC | SOU | Grant | KS | Wind | 249.8 | NA | NA | NA | 36.4432 | 44.2363 | 41.5095
Burlingame | -2148 | Operating | 4 | Internal Combustion | 1951 | City of Burlingame, Kansas | SPP | MRO | MRO-US | Osage | KS | Gas | 3.8 | 11043 | 13583 | 7494 | 0.14119 | 0.072098 | 0.26736
Burlington, KS | -780112 | Operating | 10.4 | Internal Combustion | 1935 | City of Burlington, Kansas | SPP | MRO | MRO-US | Coffey | KS | Oil | 10.4 | 12444 | 11324 | NA | 0.12842 | 0.10815 | NA
Caney River Wind | -241989 | Operating | 200 | Wind Turbine | 2012 | Enel Green Power North America, Inc. |  | SERC | CENTRL | Elk | KS | Wind | 200 | NA | NA | NA | 38.5413 | 43.0413 | 38.3882
Cedar Bluff Wind Farm | -787400 | Operating | 198.6 | Wind Turbine | 2015 | XPLR Infrastructure, LP | SPP | MRO | MRO-US | Ness | KS | Wind | 198.6 | NA | NA | NA | 46.1256 | 50.6449 | 47.1455
Cedar Bluff Wind Farm | -157049 | Operating | 198.6 | Wind Turbine | 2015 | NextEra Energy Equity Partners, LP | SPP | MRO | MRO-US | Ness | KS | Wind | 198.6 | NA | NA | NA | 46.1256 | 50.6449 | 47.1455
Central Plains Wind Farm | -138684 | Operating | 99 | Wind Turbine | 2009 | Evergy Kansas Central, Inc. | SPP | MRO | MRO-US | Wichita | KS | Wind | 99 | NA | NA | NA | 14.9601 | 18.0152 | 17.4186
Indeck Niles Energy Center | -465759 | Operating | 1174.4 | Combined Cycle | 2022 | DL Holdings CO., LTD. | PJM | RFC | R-PJM | Cass | MI | Gas | 1115.5 | 6461 | 6773 | NA | 77.1689 | 32.0176 | NA
Chanute 2 IC | -13106 | Operating | 4 | Internal Combustion | 1965 | City of Chanute, Kansas | SPP | MRO | MRO-US | Neosho | KS | Gas | 4 | 9250 | 10000 | 9538 | 0.022831 | 0.085616 | 0.074201
Chanute 3 | -2380 | Operating | 34.8 | Internal Combustion | 1985 | City of Chanute, Kansas | SPP | MRO | MRO-US | Neosho | KS | Gas | 32.1 | 9669 | 9505 | 29152 | 0.2468 | 1.4915 | 1.4947
Cheney Solar Project | -678337 | Operating | 1 | Solar | 2021 | Today's Power, Inc. | SPP | MRO | MRO-US | Sedgwick | KS | Solar | 1 | NA | NA | NA | 27.968 | 28.0594 | NA
Cimarron Bend Wind Project | -156096 | Operating | 200 | Wind Turbine | 2016 | Enel Green Power North America, Inc. | SPP | MRO | MRO-US | Clark | KS | Wind | 200 | NA | NA | NA | 45.7145 | 51.1632 | 45.7874
Cimarron Bend Wind Project II | -163770 | Operating | 200 | Wind Turbine | 2017 | Enel Green Power North America, Inc. | SPP | MRO | MRO-US | Clark | KS | Wind | 200 | NA | NA | NA | 44.2354 | 49.6417 | 45.9737
Cimarron Bend Wind Project III | -295879 | Operating | 198.8 | Wind Turbine | 2020 | TradeWind Energy, Inc. | SPP | MRO | MRO-US | Clark | KS | Wind | 198.8 | NA | NA | NA | 39.8868 | 47.0071 | 46.3836
Cimarron II Wind Plant | -695668 | Operating | 131 | Wind Turbine | 2012 | Brookfield Renewable Partners L.P. | SPP | MRO | MRO-US | Gray | KS | Wind | 131 | NA | NA | NA | 41.432 | NA | NA
Cimarron II Wind Plant | -193264 | Operating | 131 | Wind Turbine | 2012 | John Hancock Life Insurance Company (U.S.A) | SPP | MRO | MRO-US | Gray | KS | Wind | 131 | NA | NA | NA | 41.432 | 39.8766 | 47.818
Cimarron II Wind Plant | -169434 | Operating | 131 | Wind Turbine | 2012 | Sumitomo Corporation of Americas | SPP | MRO | MRO-US | Gray | KS | Wind | 131 | NA | NA | NA | 41.432 | 39.8766 | 47.818
Cimarron River | -215501 | Operating | 50 | Steam Turbine | 1963 | Mid-Kansas Electric Company, INC. | SPP | MRO | MRO-US | Seward | KS | Gas | 53.6 | 10803 | 11025 | 11170 | 5.488 | 0.97501 | 0.11799
Indeck Niles Energy Center | -465758 | Operating | 1174.4 | Combined Cycle | 2022 | Korea Southern Power Co., Ltd. | PJM | RFC | R-PJM | Cass | MI | Gas | 1115.5 | 6461 | 6773 | NA | 77.1689 | 32.0176 | NA
Cimarron Wind Energy | -126630 | Operating | 165.6 | Wind Turbine | 2012 | ESI Energy, LLC |  | SERC | CENTRL | Gray | KS | Wind | 165.6 | NA | NA | NA | 33.4609 | 41.5769 | 43.8318
Clay Center | -164528 | Operating | 8 | Steam Turbine | 1942 | City of Clay Center, Kansas | SPP | MRO | MRO-US | Clay | KS | Gas | 8 | NA | NA | NA | 0 | 0 | 0
Clay Center IC | -164529 | Operating | 21.9 | Internal Combustion | 1958 | City of Clay Center, Kansas | SPP | MRO | MRO-US | Clay | KS | Gas | 21.7 | NA | 33924 | 24551 | 0.10048 | 0.24357 | 0.41348
Indeck Niles Energy Center | -465757 | Operating | 1174.4 | Combined Cycle | 2022 | Indeck Energy Services, Inc. | PJM | RFC | R-PJM | Cass | MI | Gas | 1115.5 | 6461 | 6773 | NA | 77.1689 | 32.0176 | NA
Clifton IC | -13107 | Operating | 2.5 | Internal Combustion | 1974 | Sunflower Electric Power Corporation, Inc. | SPP | MRO | MRO-US | Washington | KS | Oil | 2.5 | NA | 13429 | 29000 | 0 | 0.031963 | 0.0045662
CML&P Generating Facility No. 2 | -172125 | Operating | 56.1 | Internal Combustion | 2017 | City of Coffeyville, Kansas | SPP | MRO | MRO-US | Montgomery | KS | Gas | 56.1 | 8919 | 9094 | 9782 | 18.9599 | 18.8124 | 11.6446
Coffeyville | -244696 | Operating | 40 | Steam Turbine | 1956 | City of Coffeyville, Kansas | SPP | MRO | MRO-US | Montgomery | KS | Gas | 38.2 | 12647 | 13380 | 15550 | 3.2678 | 0.52924 | 0.068433
Coffeyville IC | -167932 | Operating | 4 | Internal Combustion | 2007 | City of Coffeyville, Kansas | SPP | MRO | MRO-US | Montgomery | KS | Oil | 4 | 8333 | 8333 | 14229 | 0.017123 | 0.0085616 | 0.87043
Indeck Olean Energy Center | -4091 | Operating | 90.6 | Combined Cycle | 1994 | Indeck Energy Services, Inc. | New York | NPCC | NY | Cattaraugus | NY | Gas | 87.8 | 9326 | 8972 | 9302 | 4.7095 | 13.0657 | 6.7749
Colby, KS | -761475 | Operating | 20.7 | Internal Combustion | 1958 | City of Colby, Kansas | SPP | MRO | MRO-US | Thomas | KS | Oil | 17.7 | NA | NA | NA | NA | NA | NA
Corvias - Fort Riley Solar Project | -795185 | Operating | 16.53 | Solar | 2018 | Onyx Asset Services Group LLC | SPP | MRO | MRO-US | Geary | KS | Solar | 16.53 | NA | NA | NA | NA | NA | NA
Corvias - Fort Riley Solar Project | -795184 | Operating | 16.53 | Solar | 2018 | Onyx Asset Services Group LLC | SPP | MRO | MRO-US | Geary | KS | Solar | 16.53 | NA | NA | NA | NA | NA | NA
DeGraff Butler Electric Solar Plant | -678367 | Operating | 1 | Solar | 2021 | Today's Power, Inc. | SPP | MRO | MRO-US | Butler | KS | Solar | 1 | NA | NA | NA | 27.2831 | 28.4589 | NA
East 12th St | -3060 | Operating | 26.5 | Steam Turbine | 1970 | City of Winfield, Kansas | SPP | MRO | MRO-US | Cowley | KS | Gas | 28.6 | 12501 | 13322 | 12681 | 1.4772 | 0.62267 | 0.58195
East 12th Street IC | -13147 | Operating | 1.6 | Internal Combustion | 2002 | City of Winfield, Kansas | SPP | MRO | MRO-US | Cowley | KS | Oil | 1.6 | 9667 | 11500 | 8300 | 0.021404 | 0.014269 | 0.071347
East Fork Wind Project (Solomon Forks) | -496037 | Operating | 195.8 | Wind Turbine | 2020 | HA Sustainable Infrastructure Capital, Inc. | SPP | MRO | MRO-US | Thomas | KS | Wind | 195.8 | NA | NA | NA | 43.0735 | 47.5629 | 42.1699
East Fork Wind Project (Solomon Forks) | -496036 | Operating | 195.8 | Wind Turbine | 2020 | ENGIE North America Inc. | SPP | MRO | MRO-US | Thomas | KS | Wind | 195.8 | NA | NA | NA | 43.0735 | 47.5629 | 42.1699
East Kansas Agri-Energy | -172059 | Operating | 2 | Steam Turbine | 2005 | East Kansas Agri-Energy LLC | SPP | MRO | MRO-US | Anderson | KS | Other | 0.8 | 3412 | 3413 | 8843 | 44.492 | 11.8293 | 71.0331
El Dorado Refinery Cogen | -65056 | Operating | 38.9 | Integrated Gasification | 1996 | HF Sinclair Corporation | SPP | MRO | MRO-US | Butler | KS | Gas | 38 | 13830 | 14025 | 14014 | 67.0698 | 39.9225 | 61.4071
Elk River Wind | -785751 | Operating | 150 | Wind Turbine | 2005 | Avangrid Renewables, LLC | SPP | MRO | MRO-US | Butler | KS | Wind | 150 | NA | NA | NA | NA | NA | NA
Ellinwood | -3158 | Operating | 8.5 | Internal Combustion | 1948 | City of Ellinwood | SPP | MRO | MRO-US | Barton | KS | Gas | 7.2 | 13745 | 11931 | 9901 | 0.074518 | 0.045979 | 0.38527
Indeck Oswego Energy Center | -4092 | Operating | 57.4 | Combined Cycle | 1990 | Indeck Energy Services, Inc. | New York | NPCC | NY | Oswego | NY | Gas | 60.6 | 9602 | 9472 | 9479 | 6.8325 | 2.4809 | 4.4715
Enel Green Power Diamond Vista Wind Project | -173010 | Operating | 299.3 | Wind Turbine | 2018 | Enel Green Power North America, Inc. | SPP | MRO | MRO-US | Marion | KS | Wind | 299.3 | NA | NA | NA | 40.6298 | 46.6878 | 45.1591
Ensign Wind Project | -787382 | Operating | 98.9 | Wind Turbine | 2012 | XPLR Infrastructure, LP | SPP | MRO | MRO-US | Gray | KS | Wind | 98.9 | NA | NA | NA | 55.7507 | 56.5912 | 43.1487
Ensign Wind Project | -426612 | Operating | 98.9 | Wind Turbine | 2012 | NextEra Energy Resources, LLC | SPP | MRO | MRO-US | Gray | KS | Wind | 98.9 | NA | NA | NA | 55.7507 | 56.5912 | 43.1487
Erie | -164688 | Operating | 4.3 | Internal Combustion | 1953 | The City of Erie | SPP | MRO | MRO-US | Neosho | KS | Oil | 3.9 | 12000 | 11500 | 13200 | 0.023416 | 0.035125 | 0.029271
Erie Energy Center | -3209 | Operating | 20 | Internal Combustion | 1999 | The City of Erie | SPP | MRO | MRO-US | Neosho | KS | Oil | 20 | 11731 | 10969 | 26329 | 1.0822 | 1.972 | 0.87443
Flat Ridge 2 Wind Farm | -522356 | Operating | 470.4 | Wind Turbine | 2012 | BP Wind Energy North America Inc. | MISO, SPP | SERC | DELTA | Harper | KS | Wind | 470.4 | NA | NA | NA | 23.4472 | 41.354 | NA
Flat Ridge 3 Wind Farm | -765890 | Operating | 128 | Wind Turbine | 2021 | Blackstone Inc. | SPP | MRO | MRO-US | Kingman | KS | Wind | 128 | NA | NA | NA | 44.161 | NA | NA
Flat Ridge 3 Wind Farm | -765889 | Operating | 128 | Wind Turbine | 2021 | Invenergy LLC | SPP | MRO | MRO-US | Kingman | KS | Wind | 128 | NA | NA | NA | 44.161 | NA | NA
Flat Ridge 3 Wind Farm | -765888 | Operating | 128 | Wind Turbine | 2021 | Caisse de dépôt et placement du Québec | SPP | MRO | MRO-US | Kingman | KS | Wind | 128 | NA | NA | NA | 44.161 | NA | NA
Flat Ridge Wind Energy | -168084 | Operating | 44 | Wind Turbine | 2009 | BP Wind Energy North America Inc. | SPP | MRO | MRO-US | Barber | KS | Wind | 44 | NA | NA | NA | 45.5251 | 44.1026 | 47.8541
Flat Ridge Wind Farm | -138670 | Operating | 50 | Wind Turbine | 2009 | Evergy Kansas Central, Inc. | SPP | MRO | MRO-US | Barber | KS | Wind | 50 | NA | NA | NA | 10.2989 | 10.3502 | 10.8632
Fort Dodge | -215502 | Operating | 149 | Steam Turbine | 1969 | Mid-Kansas Electric Company, INC. | SPP | MRO | MRO-US | Ford | KS | Gas | 148.8 | 11667 | 16826 | 46301 | 8.2345 | 0.47902 | 0.069813
Fort Hays State University Wind Farm | -168782 | Operating | 4 | Wind Turbine | 2013 | Fort Hays State University | SPP | MRO | MRO-US | Ellis | KS | Wind | 4 | NA | NA | NA | 35.9275 | 45.2597 | 44.9201
Fredonia IC (KS) | -669776 | Operating | 3 | Internal Combustion | 2023 | Fredonia City of KS | SPP | MRO | MRO-US | Wilson | KS | Oil | 3 | 8313 | NA | NA | 0.060883 | NA | NA
Fredonia Solar (KS) Project | -762762 | Operating | 2 | Solar | 2024 | PPM Solar LLC | SPP | MRO | MRO-US | Wilson | KS | Solar | 2 | NA | NA | NA | NA | NA | NA
FreeState Crooked Post Solar I Project | -746870 | Operating | 1.6 | Solar | 2023 | Evergy Kansas Central, Inc. | SPP | MRO | MRO-US | Shawnee | KS | Solar | 1.6 | NA | NA | NA | 24.4863 | NA | NA
FreeState Kiro Solar I Project | -746896 | Operating | 1 | Solar | 2023 | Evergy Kansas Central, Inc. | SPP | MRO | MRO-US | Shawnee | KS | Solar | 1 | NA | NA | NA | 25.1826 | NA | NA
FreeState Stull Solar I Project | -747816 | Operating | 1.3 | Solar | 2023 | Evergy Kansas Central, Inc. | SPP | MRO | MRO-US | Douglas | KS | Solar | 1.3 | NA | NA | NA | 1.888 | NA | NA
Garden City 1 | -164748 | Operating | 97.9 | Steam Turbine | 1961 | Sunflower Electric Power Corporation, Inc. | SPP | MRO | MRO-US | Finney | KS | Gas | 97.3 | 12051 | 15457 | 27774 | 5.7342 | 0.64937 | 0.13661
Indeck Silver Springs Energy Center | -4094 | Operating | 56.6 | Combined Cycle | 1991 | Indeck Energy Services, Inc. | New York | NPCC | NY | Wyoming | NY | Gas | 62.3 | 9687 | 9345 | 10233 | 7.4685 | 3.1023 | 6.8993
Indeck Yerkes Energy Center | -4097 | Operating | 59.9 | Combined Cycle | 1989 | Indeck Energy Services, Inc. | New York | NPCC | NY | Erie | NY | Gas | 57.3 | 10132 | 10219 | 10133 | 6.1433 | 2.8881 | 4.473
Garnett Municipal | -3481 | Operating | 11.7 | Internal Combustion | 1930 | City of Garnett, Kansas | SPP | MRO | MRO-US | Anderson | KS | Oil | 10.2 | 8182 | NA | NA | 0.012311 | 0 | 0
Girard | -3573 | Operating | 10.8 | Internal Combustion | 1955 | City of Girard, Kansas | SPP | MRO | MRO-US | Crawford | KS | Gas | 9.6 | 11603 | 10427 | 11074 | 0.2188 | 0.46732 | 0.75628
Goodland | -3608 | Operating | 18.7 | Internal Combustion | 1939 | City of Goodland, Kansas | SPP | MRO | MRO-US | Sherman | KS | Gas | 17.7 | NA | NA | NA | -1.9329 | -1.9406 | -2.4314
Goodman Energy Center | -166806 | Operating | 103.5 | Internal Combustion | 2008 | Midwest Energy, Inc. | SPP | MRO | MRO-US | Ellis | KS | Gas | 101.4 | 9120 | 9127 | 9152 | 12.6225 | 11.0204 | 9.9407
Independence Station CC | -747045 | Operating | 1086.1 | Combined Cycle | 1994 | Dynegy Power, LLC | New York | NPCC | NY | Oswego | NY | Gas | 1197 | 7213 | 7335 | 7319 | 38.5528 | 35.1869 | 34.0339
Gordon Evans IC (Wichita) | -138876 | Operating | 2.9 | Internal Combustion | 1969 | Evergy Kansas South, Inc. | SPP | MRO | MRO-US | Sedgwick | KS | Oil | 3 | 11231 | 11000 | NA | 0.049467 | 0.072298 | 0.072298
Gray County Wind Farm | -109061 | Operating | 112.2 | Wind Turbine | 2001 | NextEra Energy Resources, LLC | SPP | MRO | MRO-US | Gray | KS | Wind | 112.2 | NA | NA | NA | 30.9601 | 35.2969 | 33.4663
Great Bend 3 (Arthur Mullergren) | -215500 | Operating | 81.6 | Steam Turbine | 1963 | Mid-Kansas Electric Company, INC. | SPP | MRO | MRO-US | Barton | KS | Gas | 99.8 | 13084 | 11847 | NA | 3.6575 | 1.9766 | -0.11965
Greensburg Wind Farm | -396501 | Operating | 12.5 | Wind Turbine | 2010 | Continental Wind, LLC | SPP | MRO | MRO-US | Kiowa | KS | Wind | 12.5 | NA | NA | NA | 11.8877 | 10.3945 | NA
Herington | -164848 | Operating | 1.6 | Internal Combustion | 1947 | City of Herington | SPP | MRO | MRO-US | Dickinson | KS | Oil | 1.5 | NA | NA | NA | 0 | 0 | 0
High Banks Wind Project | -752403 | Operating | 643.4 | Wind Turbine | 2023 | NextEra Energy Resources, LLC | SPP | MRO | MRO-US | Republic | KS | Wind | 604 | NA | NA | NA | 5.7457 | NA | NA
Hill City | -3929 | Operating | 6.9 | Internal Combustion | 1952 | Hill City City of | SPP | MRO | MRO-US | Graham | KS | Oil | 6.4 | NA | NM | NM | 0.065996 | 0.021404 | 0.0071347
Hoisington | -780639 | Operating | 10.9 | Internal Combustion | 1940 | City of Hoisington, Kansas | SPP | MRO | MRO-US | Barton | KS | Gas | 11 | 9403 | NA | NA | 0.064342 | NA | NA
Holcomb | -3961 | Operating | 348.7 | Steam Turbine | 1983 | Sunflower Electric Power Corporation, Inc. | SPP | MRO | MRO-US | Finney | KS | Coal | 358.9 | 11093 | 10740 | 10797 | 50.4023 | 52.872 | 50.8492
Holton | -3973 | Operating | 21.5 | Internal Combustion | 1958 | City Of Holton | SPP | MRO | MRO-US | Jackson | KS | Oil | 20.9 | 27054 | 27846 | 21604 | 0.56805 | 0.52653 | 0.78543
Hugoton 2 | -4024 | Operating | 19.2 | Internal Combustion | 1964 | City of Hugoton, Kansas | SPP | MRO | MRO-US | Stevens | KS | Oil | 17.3 | 10000 | NA | 27000 | 0.012537 | NA | 0.20192
Independent Light – Nikiski Co-Generation CC | -169380 | Operating | 80.8 | Combined Cycle | 2013 | Alaska Electric & Energy Cooperative Inc. |  | ASCC | ALASKA | Kenai Peninsula | AK | Gas | 82 | 8898 | 8855 | 8933 | 58.0292 | 60.1597 | 55.5956
Hutchinson IC | -138692 | Operating | 2.7 | Internal Combustion | 1983 | Evergy Kansas Central, Inc. | SPP | MRO | MRO-US | Reno | KS | Oil | 3 | NA | NA | NA | 0 | 0 | 0
Iola IC | -378547 | Operating | 29.3 | Internal Combustion | 1969 | City of Iola, Kansas | SPP | MRO | MRO-US | Allen | KS | Oil | 30.3 | 10328 | 10487 | 10890 | 0.34209 | 0.5768 | 0.62804
Irish Creek Wind Project | -787488 | Operating | 300.6 | Wind Turbine | 2021 | XPLR Infrastructure, LP | SPP | MRO | MRO-US | Marshall | KS | Wind | 300.6 | NA | NA | NA | 38.1344 | 44.2349 | 3.9577
Irish Creek Wind Project | -426927 | Operating | 300.6 | Wind Turbine | 2021 | NextEra Energy Resources, LLC | SPP | MRO | MRO-US | Marshall | KS | Wind | 300.6 | NA | NA | NA | 38.1344 | 44.2349 | 3.9577
Iron Star Wind | -692282 | Operating | 297.6 | Wind Turbine | 2021 | ENGIE North America Inc. | SPP | MRO | MRO-US | Ford | KS | Wind | 297.6 | NA | NA | NA | 44.5083 | 40.2873 | 1.2701
Ironwood Wind Plant - Duke | -695669 | Operating | 167.9 | Wind Turbine | 2012 | Brookfield Renewable Partners L.P. | SPP | MRO | MRO-US | Ford | KS | Wind | 167.9 | NA | NA | NA | 34.9693 | NA | NA
Ironwood Wind Plant - Duke | -193266 | Operating | 167.9 | Wind Turbine | 2012 | John Hancock Life Insurance Company (U.S.A) | SPP | MRO | MRO-US | Ford | KS | Wind | 167.9 | NA | NA | NA | 34.9693 | 34.8697 | 41.4685
Ironwood Wind Plant - Duke | -169501 | Operating | 167.9 | Wind Turbine | 2012 | Sumitomo Corporation of Americas | SPP | MRO | MRO-US | Ford | KS | Wind | 167.9 | NA | NA | NA | 34.9693 | 34.8697 | 41.4685
Independent Light – Soldotna Facility | -169389 | Operating | 50 | Gas Turbine | 2014 | Homer Electric Association, Inc. |  | ASCC | ALASKA | Kenai Peninsula | AK | Gas | 49 | 9713 | 10464 | 9988 | 5.2987 | 3.8584 | 7.7164
Jayhawk Wind Project | -516253 | Operating | 197.4 | Wind Turbine | 2021 | WEC Infrastructure Wind Holding II LLC | SPP | MRO | MRO-US | Bourbon | KS | Wind | 197.4 | NA | NA | NA | 33.6666 | 39.0827 | NA
Jayhawk Wind Project | -387678 | Operating | 197.4 | Wind Turbine | 2021 | Invenergy LLC | SPP | MRO | MRO-US | Bourbon | KS | Wind | 197.4 | NA | NA | NA | 33.6666 | 39.0827 | NA
Jeffrey Energy Center | -138783 | Operating | 2160 | Steam Turbine | 1978 | Evergy Missouri West, Inc. | SPP | MRO | MRO-US | Pottawatomie | KS | Coal | 2011.5 | 11391 | 11283 | 11582 | 33.2048 | 51.0293 | 47.3541
Jeffrey Energy Center | -138782 | Operating | 2160 | Steam Turbine | 1978 | Westar Energy (KPL) | SPP | MRO | MRO-US | Pottawatomie | KS | Coal | 2011.5 | 11391 | 11283 | 11582 | 33.2048 | 51.0293 | 47.3541
Jeffrey Energy Center | -138781 | Operating | 2160 | Steam Turbine | 1978 | Evergy Kansas South, Inc. | SPP | MRO | MRO-US | Pottawatomie | KS | Coal | 2011.5 | 11391 | 11283 | 11582 | 33.2048 | 51.0293 | 47.3541
Jetmore | -164950 | Operating | 2.5 | Internal Combustion | 1946 | Jetmore City of | SPP | MRO | MRO-US | Hodgeman | KS | Oil | 2.5 | 10328 | 10317 | 10295 | 0.27854 | 0.93607 | 0.99087
Johnson | -164964 | Operating | 6 | Internal Combustion | 1950 | City of Johnson City | SPP | MRO | MRO-US | Stanton | KS | Oil | 6 | 11306 | 12655 | 10311 | 0.068493 | 0.055175 | 0.36149
Johnson Corner Solar Project | -226805 | Operating | 20 | Solar | 2020 | Lightsource bp Renewable Energy Investments Limited | SPP | MRO | MRO-US | Stanton | KS | Solar | 20 | NA | NA | NA | 25.4686 | 25.0839 | 24.3453
Indian River CT | -4118 | Operating | 342.8 | Gas Turbine | 1989 | Kissimmee Utility Authority |  | SERC | FP | Brevard | FL | Gas | 296.6 | NA | NM | NA | 0.24948 | 0.17658 | 0.099315
Kaw | -4350 | Out of Service | 165.7 | Steam Turbine | 1955 | City of Kansas City, Kansas | SPP | MRO | MRO-US | Wyandotte | KS | Gas | NA | NA | NA | NA | NA | NA | NA
Kingman | -164989 | Operating | 19.1 | Internal Combustion | 1953 | City of Kingman, Kansas | SPP | MRO | MRO-US | Kingman | KS | Gas | 18.2 | NA | 12939 | 12158 | -0.21388 | 2.9254 | 4.129
Kingman Wind Energy Center | -787408 | Operating | 214.8 | Wind Turbine | 2016 | XPLR Infrastructure, LP | SPP | MRO | MRO-US | Kingman | KS | Wind | 200 | NA | NA | NA | 42.7287 | 47.3561 | 48.0321
La Crosse | -4500 | Operating | 5.5 | Internal Combustion | 1950 | La Crosse City of |  | MRO | MRO-US | Rush | KS | Oil | 5.5 | 19920 | 8741 | 7089 | 0.051889 | 0.17642 | 0.16397
La Cygne | -138826 | Operating | 1598.9 | Steam Turbine | 1973 | Evergy Metro, Inc. | SPP | MRO | MRO-US | Linn | KS | Coal | 1426 | 10867 | 10869 | 10881 | 52.9103 | 52.4531 | 51.1383
La Cygne | -138825 | Operating | 1598.9 | Steam Turbine | 1973 | Evergy Kansas South, Inc. | SPP | MRO | MRO-US | Linn | KS | Coal | 1426 | 10867 | 10869 | 10881 | 52.9103 | 52.4531 | 51.1383
Larned IC | -165033 | Operating | 16.4 | Internal Combustion | 1976 | City of Larned | SPP | MRO | MRO-US | Pawnee | KS | Oil | 16 | NA | NA | NA | -0.92109 | -222.4593 | -0.19406
Lawrence | -138703 | Operating | 517 | Steam Turbine | 1952 | Westar Energy (KPL) | SPP | MRO | MRO-US | Douglas | KS | Coal | 485.3 | 11678 | 11389 | 11275 | 40.7399 | 46.8638 | 44.4332
Lincoln Center | -409038 | Operating | 8.8 | Internal Combustion | 1958 | Lincoln Center City of | SPP | MRO | MRO-US | Lincoln | KS | Oil | 7.6 | 39615 | 14205 | 10576 | 0.019527 | 0.05858 | 0.1732
Marshall (Summerfield) Wind Farm | -141419 | Operating | 73.8 | Wind Turbine | 2016 | BHE Renewables, LLC | MISO, SPP | MRO | MRO-US | Marshall | KS | Wind | 72 | NA | NA | NA | 33.8881 | 50.5974 | 36.0727
Marshall (Summerfield) Wind Farm | -141418 | Operating | 73.8 | Wind Turbine | 2016 | BHE Renewables, LLC | MISO, SPP | MRO | MRO-US | Marshall | KS | Wind | 72 | NA | NA | NA | 33.8881 | 50.5974 | 36.0727
Marshall Wind (GWE 8) | -349611 | Operating | 2 | Wind Turbine | 2016 | RPM Access LLC | MISO | MRO | MRO-US | Marshall | KS | Wind | 2 | NA | NA | NA | NA | NA | NA
Marshall Wind (GWE 8) | -349610 | Operating | 2 | Wind Turbine | 2016 | RPM Access LLC | MISO | MRO | MRO-US | Marshall | KS | Wind | 2 | NA | NA | NA | NA | NA | NA
Marshall Wind (GWE 8) | -349609 | Operating | 2 | Wind Turbine | 2016 | RPM Access LLC | MISO | MRO | MRO-US | Marshall | KS | Wind | 2 | NA | NA | NA | NA | NA | NA
Indian River CT | -4117 | Operating | 342.8 | Gas Turbine | 1989 | Florida Municipal Power Agency |  | SERC | FP | Brevard | FL | Gas | 296.6 | NA | NM | NA | 0.24948 | 0.17658 | 0.099315
Indian River CT | -4116 | Operating | 342.8 | Gas Turbine | 1989 | Orlando Utilities Commission |  | SERC | FP | Brevard | FL | Gas | 296.6 | NA | NM | NA | 0.24948 | 0.17658 | 0.099315
Meade | -4982 | Operating | 8.2 | Internal Combustion | 1951 | City of Meade | SPP | MRO | MRO-US | Meade | KS | Gas | 7 | 17029 | 12065 | 10794 | 0.17123 | 0.12557 | 0.4028
Meridian Way Wind Farm (Cloud County Facility) | -102838 | Operating | 201 | Wind Turbine | 2008 | EDP Renewables North America LLC | SPP | MRO | MRO-US | Cloud | KS | Wind | 201 | NA | NA | NA | 20.1975 | 21.9477 | 18.8433
Meridian Way Wind Farm (Cloud County Facility) | -90146 | Operating | 201 | Wind Turbine | 2008 | Axium Infrastructure Inc. | SPP | MRO | MRO-US | Cloud | KS | Wind | 201 | NA | NA | NA | 20.1975 | 21.9477 | 18.8433
Meridian Way Wind Farm (Cloud County Facility) | -90145 | Operating | 201 | Wind Turbine | 2008 | EDP Renewables North America LLC | SPP | MRO | MRO-US | Cloud | KS | Wind | 201 | NA | NA | NA | 20.1975 | 21.9477 | 18.8433
Midwest Energy Community Solar Garden | -171673 | Operating | 1 | Solar | 2015 | Midwest Energy, Inc. | SPP | MRO | MRO-US | Thomas | KS | Solar | 0.9 | NA | NA | NA | 8.549 | 0 | 10.5784
Minneapolis | -165158 | Operating | 9.1 | Internal Combustion | 1936 | City of Minneapolis, Kansas | SPP | MRO | MRO-US | Ottawa | KS | Gas | 8 | 12321 | 8301 | 5064 | 0.11986 | 0.11844 | 0.53653
Mulvane 2 | -166700 | Operating | 9.2 | Internal Combustion | 2003 | City of Mulvane, Kansas |  | MRO | MRO-US | Sedgwick | KS | Oil | 4.8 | NA | NM | 10242 | 0.026548 | 0.031857 | 0.33981
Nearman Creek | -5338 | Operating | 261 | Steam Turbine | 1981 | City of Kansas City, Kansas | SPP | MRO | MRO-US | Wyandotte | KS | Coal | 243 | 11386 | 11337 | 11157 | 32.0878 | 55.8665 | 59.7588
Indian River GT | -107170 | Operating | 18.6 | Gas Turbine | 1967 | NRG Northeast Generating LLC | PJM | RFC | R-PJM | Sussex | DE | Oil | 16.1 | 22083 | 20348 | 22881 | 0.42897 | 0.57007 | 0.36232
Neosho Ridge Wind Project | -788551 | Operating | 301 | Wind Turbine | 2021 | Clearlight Energy | SPP | MRO | MRO-US | Neosho | KS | Wind | 294.4 | NA | NA | NA | NA | NA | NA
Neosho Ridge Wind Project | -787841 | Operating | 301 | Wind Turbine | 2021 | The Empire District Electric Company | SPP | MRO | MRO-US | Neosho | KS | Wind | 294.4 | NA | NA | NA | NA | NA | NA
Ninnescah Wind Farm | -787384 | Operating | 208.3 | Wind Turbine | 2016 | XPLR Infrastructure, LP | SPP | MRO | MRO-US | Pratt | KS | Wind | 208.3 | NA | NA | NA | 42.9552 | 46.0817 | 45.5807
Oak Grove Landfill Facility | -121126 | Operating | 3.6 | Internal Combustion | 2010 | Mas Energy, LLC | SPP | MRO | MRO-US | Crawford | KS | Biomass | 3.4 | 10571 | 11120 | 11330 | 67.9526 | 50.5003 | 39.679
Oberlin, KS | -768908 | Operating | 12.9 | Internal Combustion | 1954 | Oberlin City of KS | SPP | MRO | MRO-US | Decatur | KS | Oil | 6 | NA | NA | NA | NA | NA | NA
Osage City | -408481 | Operating | 11.1 | Internal Combustion | 1955 | City of Osage City | SPP | MRO | MRO-US | Osage | KS | Gas | 10.1 | NA | NA | 19753 | -0.1085 | -0.056513 | 0.30971
Osage City Solar Project | -793534 | Operating | NA | Solar | 2024 | Evergy Kansas Central, Inc. | SPP | MRO | MRO-US | Osage | KS | Solar | 1.75 | NA | NA | NA | NA | NA | NA
Indianola | -4123 | Operating | 40.9 | Gas Turbine | 1977 | Indianola Municipal Utilities | MISO | MRO | MRO-US | Warren | IA | Oil | 47 | NA | NA | NA | -0.073837 | -0.05222 | 0.040076
Osawatomie Power Plant North Sub | -173311 | Operating | 6 | Internal Combustion | 2018 | City of Osawatomie, Kansas | SPP | MRO | MRO-US | Miami | KS | Oil | 6 | 35000 | 9333 | 10873 | 0.0076104 | 0.039954 | 0.25495
Osawatomie Power Plant South Sub | -173322 | Operating | 6 | Internal Combustion | 2017 | City of Osawatomie, Kansas | SPP | MRO | MRO-US | Miami | KS | Oil | 6 | 21400 | 9789 | 9478 | 0.0095129 | 0.036149 | 0.04376
Osawatomie Solar Project | -797206 | Operating | NA | Solar | 2024 | Evergy Kansas Central, Inc. | SPP | MRO | MRO-US | Miami | KS | Solar | 5 | NA | NA | NA | NA | NA | NA
Osborne | -5654 | Operating | 7.1 | Internal Combustion | 1957 | City of Osborne | SPP | MRO | MRO-US | Osborne | KS | Oil | 5.1 | 15800 | 8786 | 8314 | 0.011192 | 0.062673 | 0.22831
Ottawa, KS | -5667 | Operating | 19.2 | Internal Combustion | 1958 | City of Ottawa, Kansas | SPP | MRO | MRO-US | Franklin | KS | Gas | 18 | 39445 | 31749 | 15953 | 0.26065 | 0.3431 | 1.3001
Oxford, KS | -165328 | Operating | 5.1 | Internal Combustion | 1986 | Oxford City of KS | SPP | MRO | MRO-US | Sumner | KS | Oil | 4.8 | NA | 17000 | 22600 | 0 | 0.014269 | 0.023782
Post Rock Wind Farm Facility | -407338 | Operating | 201 | Wind Turbine | 2012 | Undisclosed buyer | SPP | MRO | MRO-US | Ellsworth | KS | Wind | 201 | NA | NA | NA | 25.8838 | 42.1458 | 43.3002
Post Rock Wind Farm Facility | -222893 | Operating | 201 | Wind Turbine | 2012 | Pattern Energy Group LLC | SPP | MRO | MRO-US | Ellsworth | KS | Wind | 201 | NA | NA | NA | 25.8838 | 42.1458 | 43.3002
Prairie Horizon Agri Energy | -170874 | Operating | 1.7 | Steam Turbine | 2006 | Prairie Horizon Agri Energy Llc | SPP | MRO | MRO-US | Phillips | KS | Gas | 1.7 | NA | NA | NA | 0 | 5.2511 | 26.7459
Prairie Queen Wind Farm | -180222 | Operating | 199.3 | Wind Turbine | 2019 | AxInfra US L.P. | SPP | MRO | MRO-US | Allen | KS | Wind | 199.3 | NA | NA | NA | 36.2208 | 35.6461 | 34.9623
Prairie Queen Wind Farm | -180221 | Operating | 199.3 | Wind Turbine | 2019 | EDP Renewables North America LLC | SPP | MRO | MRO-US | Allen | KS | Wind | 199.3 | NA | NA | NA | 36.2208 | 35.6461 | 34.9623
Prairie Queen Wind Farm | -180220 | Operating | 199.3 | Wind Turbine | 2019 | EDP Renewables North America LLC | SPP | MRO | MRO-US | Allen | KS | Wind | 199.3 | NA | NA | NA | 36.2208 | 35.6461 | 34.9623
Prairie Sky Solar Farm | -173251 | Operating | 1 | Solar | 2017 | Kansas Electric Power Cooperative, Inc. | SPP | MRO | MRO-US | Butler | KS | Solar | 1 | NA | NA | NA | 20.7306 | 22.4201 | 21.4269
Pratt | -165424 | Operating | 14 | Steam Turbine | 1938 | City of Pratt, Kansas | SPP | MRO | MRO-US | Pratt | KS | Gas | 13 | 16905 | 15185 | 15337 | 2.5211 | 1.0985 | 0.45135
Pratt 2 | -165425 | Operating | 16 | Internal Combustion | 1994 | City of Pratt, Kansas | SPP | MRO | MRO-US | Pratt | KS | Gas | 15.2 | 12040 | 10264 | 13990 | 0.16973 | 0.24784 | 0.15246
Pratt IC | -6045 | Operating | 1.5 | Internal Combustion | 1958 | City of Pratt, Kansas | SPP | MRO | MRO-US | Pratt | KS | Oil | 1.5 | 12000 | 13667 | 11750 | 0.015221 | 0.022831 | 0.030441
Pratt Solar Project | -204453 | Operating | 6 | Solar | 2019 | Kenyon Energy, LLC | SPP | MRO | MRO-US | Pratt | KS | Solar | 6 | NA | NA | NA | 18.9212 | 21.7161 | 21.817
Pratt Wind Energy Farm | -163755 | Operating | 243.8 | Wind Turbine | 2018 | NextEra Energy Resources, LLC | SPP | MRO | MRO-US | Pratt | KS | Wind | 243.8 | NA | NA | NA | 45.4968 | 49.875 | 47.8716
Indigo Energy Facility | -62454 | Operating | 149.7 | Gas Turbine | 2001 | Diamond Generating Corporation | CAISO | WECC | CAMX | Riverside | CA | Gas | 142.5 | 10466 | 8353 | 10882 | 2.1029 | 3.4027 | 2.5796
Reading Wind Project (Lyon County) | -345990 | Operating | 200.1 | Wind Turbine | 2020 | Southern Power Company | SPP | MRO | MRO-US | Lyon | KS | Wind | 200.1 | NA | NA | NA | 35.7785 | 40.3804 | 38.1217
Industrial Power Plant | -172852 | Operating | 25 | Gas Turbine | 2016 | Alaska Electric Light and Power Company |  | ASCC | ALASKA | Juneau | AK | Oil | 23.5 | NA | NA | NA | -0.058778 | -0.0077723 | -0.061207
Rolling Meadows Landfill | -168119 | Operating | 5.6 | Internal Combustion | 2010 | Waste Management, Inc. | SPP | MRO | MRO-US | Shawnee | KS | Biomass | 5.6 | 12054 | 11900 | 11863 | 92.4637 | 93.3586 | 95.603
Rubart Station | -215514 | Operating | 120 | Internal Combustion | 2014 | Mid-Kansas Electric Company, INC. | SPP | MRO | MRO-US | Grant | KS | Gas | 106.4 | 9527 | 9745 | 10209 | 7.5373 | 14.0502 | 5.5033
Russell | -6397 | Operating | 15.7 | Internal Combustion | 1951 | City of Russell, Kansas | SPP | MRO | MRO-US | Russell | KS | Gas | 14.4 | 11538 | 11796 | 10455 | 0.06342 | 0.038844 | 0.42491
Ingleside Cogeneration | -25921 | Operating | 517 | Combined Cycle | 1999 | Ingleside Cogeneration LP | ERCOT | TRE | TRE | San Patricio | TX | Gas | 508 | 9626 | 9653 | 9533 | 61.4973 | 64.1858 | 59.6724
Russell Solar Project | -805053 | Operating | NA | Solar | 2025 | Sunflower Electric Power Corporation, Inc. | SPP | MRO | MRO-US | Russell | KS | Solar | 20 | NA | NA | NA | NA | NA | NA
Sabetha | -6416 | Operating | 21.8 | Internal Combustion | 1947 | City of Sabetha, Kansas | SPP | MRO | MRO-US | Nemaha | KS | Oil | 18.7 | NA | NA | NA | -0.49386 | -0.23503 | -0.38764
Sharon Spring | -6649 | Operating | 3 | Internal Combustion | 1951 | Sharon Springs City of | SPP | MRO | MRO-US | Wallace | KS | Gas | 3 | NA | NM | NA | 0 | 0.076104 | 0.17504
Sharpe | -10430 | Operating | 20 | Internal Combustion | 2002 | Kansas Electric Power Cooperative, Inc. | SPP | MRO | MRO-US | Coffey | KS | Oil | 20 | 16853 | 14672 | 12463 | 0.59989 | 0.85959 | 1.5662
Shooting Star Wind Project | -396513 | Operating | 104 | Wind Turbine | 2012 | Continental Wind, LLC | SPP | MRO | MRO-US | Kiowa | KS | Wind | 104 | NA | NA | NA | 21.1165 | 42.5668 | NA
Slate Creek Wind Project | -807126 | Operating | 150 | Wind Turbine | 2015 | EDF power solutions North America | SPP | MRO | MRO-US | Sumner | KS | Wind | 150 | NA | NA | NA | NA | NA | NA
Slate Creek Wind Project | -114567 | Operating | 150 | Wind Turbine | 2015 | Axium Infrastructure Inc. | SPP | MRO | MRO-US | Sumner | KS | Wind | 150 | NA | NA | NA | 38.9687 | 42.8447 | 46.7775
Smoky Hills II | -242022 | Operating | 148.5 | Wind Turbine | 2009 | Enel Smoky, LLC | SPP | MRO | MRO-US | Lincoln | KS | Wind | 148.5 | NA | NA | NA | 33.6453 | 37.7047 | 34.9802
Smoky Hills Wind Farm | -241986 | Operating | 100.8 | Wind Turbine | 2008 | Enel Smoky, LLC | SPP | MRO | MRO-US | Lincoln | KS | Wind | 100.8 | NA | NA | NA | 30.8033 | 36.1912 | 34.0892
Soldier Creek Wind Energy Center | -787426 | Operating | 300 | Wind Turbine | 2020 | XPLR Infrastructure, LP | SPP | MRO | MRO-US | Nemaha | KS | Wind | 300 | NA | NA | NA | 40.6433 | 46.8494 | 39.5256
Soldier Creek Wind Energy Center | -591594 | Operating | 300 | Wind Turbine | 2020 | Colleges of Applied Arts and Technology Pension Plan | SPP | MRO | MRO-US | Nemaha | KS | Wind | 300 | NA | NA | NA | 40.6433 | 46.8494 | 39.5256
Soldier Creek Wind Energy Center | -591593 | Operating | 300 | Wind Turbine | 2020 | Healthcare of Ontario Pension Plan | SPP | MRO | MRO-US | Nemaha | KS | Wind | 300 | NA | NA | NA | 40.6433 | 46.8494 | 39.5256
Soldier Creek Wind Energy Center | -591592 | Operating | 300 | Wind Turbine | 2020 | Keskinäinen työeläkevakuutusyhtiö Varma | SPP | MRO | MRO-US | Nemaha | KS | Wind | 300 | NA | NA | NA | 40.6433 | 46.8494 | 39.5256
Soldier Creek Wind Energy Center | -591591 | Operating | 300 | Wind Turbine | 2020 | KKR & Co. Inc. | SPP | MRO | MRO-US | Nemaha | KS | Wind | 300 | NA | NA | NA | 40.6433 | 46.8494 | 39.5256
Soldier Creek Wind Energy Center | -296477 | Operating | 300 | Wind Turbine | 2020 | NextEra Energy Resources, LLC | SPP | MRO | MRO-US | Nemaha | KS | Wind | 300 | NA | NA | NA | 40.6433 | 46.8494 | 39.5256
Solomon Forks Wind Facility (Infinity) | -693184 | Operating | 275.6 | Wind Turbine | 2019 | ENGIE North America Inc. | SPP | MRO | MRO-US | Thomas | KS | Wind | 275.6 | NA | NA | NA | 43.1051 | 40.4671 | 43.8845
Solomon Forks Wind Facility (Infinity) | -496003 | Operating | 275.6 | Wind Turbine | 2019 | HA Sustainable Infrastructure Capital, Inc. | SPP | MRO | MRO-US | Thomas | KS | Wind | 275.6 | NA | NA | NA | 43.1051 | 40.4671 | 43.8845
South Hutchinson Community Solar Project | -191670 | Operating | 1 | Solar | 2017 | ENGIE US Solar | SPP | MRO | MRO-US | Reno | KS | Solar | 1 | NA | NA | NA | 25.0457 | 28.2192 | 25.274
Spearville | -138867 | Operating | 148.5 | Wind Turbine | 2006 | Evergy Metro, Inc. | SPP | MRO | MRO-US | Ford | KS | Wind | 148.5 | NA | NA | NA | 16.0617 | 17.5403 | 16.0509
Spearville 3 Wind Project | -807117 | Operating | 108 | Wind Turbine | 2012 | EDF power solutions North America | SPP | MRO | MRO-US | Ford | KS | Wind | 108 | NA | NA | NA | NA | NA | NA
Spearville 3 Wind Project | -384869 | Operating | 108 | Wind Turbine | 2012 | Tokyo Electric Power Company Holdings, Incorporated | SPP | MRO | MRO-US | Ford | KS | Wind | 108 | NA | NA | NA | 20.9476 | 40.1838 | 34.7101
Spearville 3 Wind Project | -52250 | Operating | 108 | Wind Turbine | 2012 | Tokyo Electric Power Company Holdings, Incorporated | SPP | MRO | MRO-US | Ford | KS | Wind | 108 | NA | NA | NA | 20.9476 | 40.1838 | 34.7101
Spearville 3 Wind Project | -52249 | Operating | 108 | Wind Turbine | 2012 | BlackRock Financial Management, Inc | SPP | MRO | MRO-US | Ford | KS | Wind | 108 | NA | NA | NA | 20.9476 | 40.1838 | 34.7101
Spearville 3 Wind Project | -52248 | Operating | 108 | Wind Turbine | 2012 | Toyota Tsusho Corporation | SPP | MRO | MRO-US | Ford | KS | Wind | 108 | NA | NA | NA | 20.9476 | 40.1838 | 34.7101
St. Francis, KS | -165608 | Operating | 5.1 | Internal Combustion | 1953 | St Francis City of | SPP | MRO | MRO-US | Cheyenne | KS | Oil | 5.1 | NA | NA | NA | 0 | 0 | 0
St. John | -752319 | Operating | 6.8 | Internal Combustion | 1952 | St John City of | SPP | MRO | MRO-US | Stafford | KS | Oil | 6.8 | 15063 | NA | NA | 0.02686 | NA | NA
Stafford | -780642 | Operating | 4.9 | Internal Combustion | 1953 | City of Stafford | SPP | MRO | MRO-US | Stafford | KS | Oil | 4.9 | NA | NA | NA | NA | NA | NA
Sterling | -6989 | Operating | 10.3 | Internal Combustion | 1950 | City of Sterling, Kansas | SPP | MRO | MRO-US | Rice | KS | Oil | 8.3 | 10222 | 10213 | 10285 | 0.21731 | 0.064642 | 0.43874
Stockton, KS | -480137 | Operating | 8.6 | Internal Combustion | 1951 | City of Stockton, Kansas | SPP | MRO | MRO-US | Rooks | KS | Gas | 7.3 | NA | NA | NA | -0.32683 | -0.24708 | NA
Strotherfield Substation | -167054 | Operating | 1.6 | Internal Combustion | 2003 | City of Winfield, Kansas |  | MRO | MRO-US | Cowley | KS | Oil | 1.6 | 9667 | 11500 | 9200 | 0.021404 | 0.014269 | 0.035674
Sunflower Wind Farm | -694740 | Operating | 200.6 | Wind Turbine | 2023 | Orsted Onshore North America, LLC | SPP | MRO | MRO-US | Marion | KS | Wind | 200.6 | NA | NA | NA | 19.8461 | NA | NA
Thunderbird Generator Plant | -249975 | Operating | 1 | Internal Combustion | 2019 | 4 Rivers Electric Cooperative Inc. | SPP | MRO | MRO-US | Lyon | KS | Oil | 1 | 9657 | 9838 | 9744 | 1.2329 | 1.2671 | 1.0274
Wamego | -165756 | Operating | 15.2 | Internal Combustion | 1956 | City of Wamego, Kansas | SPP | MRO | MRO-US | Pottawatomie | KS | Gas | 15.2 | NA | NA | NA | -0.34472 | -0.48065 | -0.17724
Washington | -768912 | Operating | 11.4 | Internal Combustion | 1953 | City of Washington, Kansas | SPP | MRO | MRO-US | Washington | KS | Gas | 10.6 | NA | NA | NA | NA | NA | NA
Waverly Wind Farm | -510918 | Operating | 199 | Wind Turbine | 2016 | Axium US Wind Acquisition Co LLC | SPP | MRO | MRO-US | Coffey | KS | Wind | 199 | NA | NA | NA | 40.8423 | 43.0675 | 42.1733
Waverly Wind Farm | -510917 | Operating | 199 | Wind Turbine | 2016 | EDP Renewables North America LLC | SPP | MRO | MRO-US | Coffey | KS | Wind | 199 | NA | NA | NA | 40.8423 | 43.0675 | 42.1733
Waverly Wind Farm | -510916 | Operating | 199 | Wind Turbine | 2016 | EDP Renewables North America LLC | SPP | MRO | MRO-US | Coffey | KS | Wind | 199 | NA | NA | NA | 40.8423 | 43.0675 | 42.1733
Intercession City | -112437 | Operating | 1197.3 | Gas Turbine | 1974 | Duke Energy Florida, LLC |  | SERC | FP | Osceola | FL | Gas | 1146 | 13945 | 13863 | 13301 | 2.7048 | 3.9041 | 3.6617
Wellington Municipal | -7654 | Operating | 20 | Steam Turbine | 1972 | City of Wellington, Kansas | SPP | MRO | MRO-US | Sumner | KS | Gas | 19.5 | 15212 | 14828 | 17888 | 1.967 | 1.2276 | 0.27749
Wellington Municipal IC | -165787 | Operating | 4 | Internal Combustion | 1956 | City of Wellington, Kansas | SPP | MRO | MRO-US | Sumner | KS | Oil | 4 | 7000 | 18000 | 15300 | 0.011416 | 0.017123 | 0.028539
Interstate | -4142 | Operating | 138.6 | Gas Turbine | 1997 | City of Springfield, Illinois | MISO | SERC | GATEWY | Sangamon | IL | Gas | 114.6 | 14073 | 9889 | 10776 | 3.9366 | 0.12607 | 0.11847
Invenergy Nelson Expansion Project | -638785 | Operating | 380 | Gas Turbine | 2023 | Invenergy LLC | PJM | RFC | R-PJM | Lee | IL | Gas | 314 | 11245 | NA | NA | 12.0275 | NA | NA
Westar Storage Project | -758628 | Operating | 1 | Battery | 2022 | Invenergy LLC | SPP | MRO | MRO-US | Sedgwick | KS | Energy Storage | 1 | NA | NA | NA | NA | NA | NA
Western Plains Wind Plant | -508152 | Operating | 2.7 | Wind Turbine | 2021 | Western Plains Wind, LLC | SPP | MRO | MRO-US | Gove | KS | Wind | 2.7 | NA | NA | NA | 47.6619 | 56.0291 | 10.5995
Western Plains Wind Project | -138702 | Operating | 280.6 | Wind Turbine | 2017 | Evergy Kansas Central, Inc. | SPP | MRO | MRO-US | Ford | KS | Wind | 280.6 | NA | NA | NA | 43.2519 | 47.7389 | 44.7456
Wild Plains Wind Project (Oxford Wind) | -791966 | Operating | NA | Wind Turbine | 2025 | NextEra Energy Resources, LLC | SPP | MRO | MRO-US | Sumner | KS | Wind | 307.2 | NA | NA | NA | NA | NA | NA
Wolf Creek | -145322 | Operating | 1296.3 | Nuclear | 1985 | Evergy Kansas South, Inc. | SPP | MRO | MRO-US | Coffey | KS | Nuclear | 1255 | NA | NA | NA | 93.7061 | 81.7002 | 77.9961
Wolf Creek | -138055 | Operating | 1296.3 | Nuclear | 1985 | Evergy Metro, Inc. | SPP | MRO | MRO-US | Coffey | KS | Nuclear | 1255 | NA | NA | NA | 93.7061 | 81.7002 | 77.9961
Wolf Creek | -7835 | Operating | 1296.3 | Nuclear | 1985 | Kansas Electric Power Cooperative, Inc. | SPP | MRO | MRO-US | Coffey | KS | Nuclear | 1255 | NA | NA | NA | 93.7061 | 81.7002 | 77.9961
Wolf Creek Generator | -193855 | Operating | 1 | Internal Combustion | 2014 | Lyon-Lincoln Electric Cooperative Inc. | SPP | MRO | MRO-US | Coffey | KS | Oil | 1 | 10370 | 10189 | 5524 | 1.2329 | 1.2671 | 1.6324
Aero Solar Facility | -638435 | Operating | 2 | Solar | 2023 | Duke Energy Kentucky, Inc. | PJM | SERC | CENTRL | Boone | KY | Solar | 2 | NA | NA | NA | 14.7717 | NA | NA
Amazon Air Hub Rooftop Solar Project | -645504 | Operating | 2 | Solar | 2023 | Duke Energy Kentucky, Inc. | PJM | RFC | R-PJM | Boone | KY | Solar | 2 | NA | NA | NA | NA | NA | NA
Amazon Air Hub Rooftop Solar Project | -645503 | Operating | 2 | Solar | 2023 | Amazon.com, Inc. | PJM | RFC | R-PJM | Boone | KY | Solar | 2 | NA | NA | NA | NA | NA | NA
Barkley | -510442 | Operating | 130 | Hydraulic Turbine | 1966 | USCE - Nashville District |  | SERC | CENTRL | Lyon | KY | Water | 148 | NA | NA | NA | 38.6031 | 48.4719 | 47.7504
Bavarian Landfill | -166042 | Operating | 4.8 | Internal Combustion | 2003 | East Kentucky Power Cooperative, Inc. | PJM | SERC | CENTRL | Boone | KY | Biomass | 4.7 | 12228 | 12182 | 12087 | 67.7305 | 73.6714 | 75.4566
Big Sandy | -164367 | Operating | 280.5 | Steam Turbine | 1963 | Kentucky Power Company | PJM | RFC | R-PJM | Lawrence | KY | Gas | 260 | 10169 | 10307 | 10297 | 51.4749 | 22.3898 | 24.172
Blue Ridge Generating | -414549 | Operating | 1.6 | Internal Combustion | 2013 | Advanced Disposal Services, Inc. | PJM | SERC | CENTRL | Estill | KY | Biomass | 1.2 | 25037 | 11760 | 10826 | 21.4802 | 44.2066 | 47.3744
Blue Ridge Generating | -172109 | Operating | 1.6 | Internal Combustion | 2013 | North American Natural Resources, Inc. | PJM | SERC | CENTRL | Estill | KY | Biomass | 1.2 | 25037 | 11760 | 10826 | 21.4802 | 44.2066 | 47.3744
Inver Hills | -4145 | Operating | 280.8 | Gas Turbine | 1972 | Northern States Power Company | MISO | MRO | MRO-US | Dakota | MN | Gas | 371 | 23415 | 20688 | 15761 | 2.4059 | 0.50514 | 2.7434
Bowling Green Solar Project | -169458 | Operating | 2.1 | Solar | 2011 | Scotty's Development Company, LLC |  | SERC | CENTRL | Warren | KY | Solar | 2.1 | NA | NA | NA | NA | NA | NA
Ipr Canovanas Gas Plant | -486756 | Operating | 15.4 | Gas Turbine | 2002 | AstraZeneca PLC |  |  |  | Canovanas | PR | Oil | 15.4 | NA | NA | NA | NA | NA | NA
Iroquois Falls | -751440 | Operating | 126 | Combined Cycle | 1996 | Hut 8 Corp. | Ontario | NPCC | ONT |  |  | Gas | 126 | NA | NA | NA | NA | NA | NA
Iroquois Falls | -751439 | Operating | 126 | Combined Cycle | 1996 | Macquarie Group Limited | Ontario | NPCC | ONT |  |  | Gas | 126 | NA | NA | NA | NA | NA | NA
Cannelton Dam | -164154 | Operating | 87.9 | Hydraulic Turbine | 2016 | American Municipal Power, Inc. | MISO, PJM | SERC | CENTRL | Hancock | KY | Water | 87.9 | NA | NA | NA | 59.8223 | 61.6446 | 67.835
Central KY Landfill | -200415 | Operating | 2 | Internal Combustion | 2016 | Waste Services of the Bluegrass, Inc. |  | SERC | CENTRL | Scott | KY | Biomass | 2 | 9332 | 16225 | 13412 | 9.8516 | 5.3824 | 21.7523
Central KY Landfill | -200414 | Operating | 2 | Internal Combustion | 2016 | Toyota Motor Sales, U.S.A., Inc. |  | SERC | CENTRL | Scott | KY | Biomass | 2 | 9332 | 16225 | 13412 | 9.8516 | 5.3824 | 21.7523
Community Solar Project (Solar Share Program) | -487648 | Operating & Planned | 2.5 | Solar | 2019 | Louisville Gas and Electric Company |  | SERC | CENTRL | Shelby | KY | Solar | 2.5 | NA | NA | NA | 16.4338 | 14.9361 | NA
Community Solar Project (Solar Share Program) | -487647 | Operating & Planned | 2.5 | Solar | 2019 | Kentucky Utilities Company |  | SERC | CENTRL | Shelby | KY | Solar | 2.5 | NA | NA | NA | 16.4338 | 14.9361 | NA
Cooperative Solar One (Clark County Solar) | -172964 | Operating | 8.5 | Solar | 2017 | East Kentucky Power Cooperative, Inc. | PJM | SERC | CENTRL | Clark | KY | Solar | 8.5 | NA | NA | NA | 17.6256 | 17.2374 | 17.733
Cox Waste-to-Energy | -2717 | Operating | 5 | Steam Turbine | 1995 | Cox Waste-To-Energy Inc | PJM | SERC | CENTRL | Taylor | KY | Biomass | 3.9 | NA | NM | NA | 3.0956 | 3.4213 | 4.5729
Crittenden Solar Facility | -173444 | Operating | 2.7 | Solar | 2017 | Duke Energy Kentucky, Inc. | PJM | RFC | R-PJM | Grant | KY | Solar | 2.7 | NA | NA | NA | 19.009 | 19.1739 | 19.7319
D.B. Wilson | -17909 | Operating | 509.4 | Steam Turbine | 1984 | Big Rivers Electric Corporation | MISO | SERC | CENTRL | Ohio | KY | Coal | 417 | 10962 | 10962 | 10879 | 79.3658 | 65.3875 | 83.5934
Dix Dam | -20976 | Operating | 28.2 | Hydraulic Turbine | 1925 | Kentucky Utilities Company |  | SERC | CENTRL | Mercer | KY | Water | 31.5 | NA | NA | NA | 15.9618 | 21.9432 | 32.2443
E.W. Brown | -162955 | Operating | 464 | Steam Turbine | 1957 | Kentucky Utilities Company |  | SERC | CENTRL | Mercer | KY | Coal | 416 | 11750 | 11881 | 12004 | 24.4901 | 27.0742 | 25.598
Island Cogeneration | -98689 | Operating | 275 | Combined Cycle | 2002 | Capital Power Corporation |  | WECC | WECCCN |  |  | Gas | 275 | NA | NA | NA | NA | NA | NA
Island Cogeneration | -77865 | Operating | 275 | Combined Cycle | 2002 | Capital Power GP Holdings Inc. |  | WECC | WECCCN |  |  | Gas | 275 | NA | NA | NA | NA | NA | NA
E.W. Brown CT Battery Storage Project | -598960 | Operating & Planned | 1 | Battery | 2017 | Louisville Gas and Electric Company |  | SERC | CENTRL | Mercer | KY | Energy Storage | 1 | NA | NA | NA | NA | NA | NA
E.W. Brown CT Battery Storage Project | -598959 | Operating & Planned | 1 | Battery | 2017 | Kentucky Utilities Company |  | SERC | CENTRL | Mercer | KY | Energy Storage | 1 | NA | NA | NA | NA | NA | NA
E.W. Brown Solar Project (Universal Solar Facility) | -171142 | Operating | 10 | Solar | 2016 | Louisville Gas and Electric Company |  | SERC | CENTRL | Mercer | KY | Solar | 10 | NA | NA | NA | 18.734 | 19.4543 | 18.8664
E.W. Brown Solar Project (Universal Solar Facility) | -171141 | Operating | 10 | Solar | 2016 | Kentucky Utilities Company |  | SERC | CENTRL | Mercer | KY | Solar | 10 | NA | NA | NA | 18.734 | 19.4543 | 18.8664
East Bend | -84470 | Operating | 772 | Steam Turbine | 1981 | Duke Energy Kentucky, Inc. | PJM | RFC | R-PJM | Boone | KY | Coal | 600 | 11023 | 11296 | 11040 | 42.1475 | 52.8482 | 48.3766
Ghent | -21020 | Operating | 2225.9 | Steam Turbine | 1974 | Kentucky Utilities Company |  | SERC | CENTRL | Carroll | KY | Coal | 1924 | 10860 | 10801 | 10718 | 58.1297 | 59.7161 | 62.9509
Glasgow Regional Landfill | -172616 | Operating | 1 | Internal Combustion | 2015 | East Kentucky Power Cooperative, Inc. | PJM | SERC | CENTRL | Barren | KY | Biomass | 0.9 | 13167 | 12103 | 12412 | 54.9087 | 49.7844 | 71.5373
Glover Creek Farm (Metcalfe) | -769061 | Operating | 55 | Solar | 2024 | Pine Gate Renewables, LLC | PJM | SERC | CENTRL | Metcalfe | KY | Solar | 55 | NA | NA | NA | NA | NA | NA
Green Valley Landfill | -166045 | Operating | 2.4 | Internal Combustion | 2003 | East Kentucky Power Cooperative, Inc. | PJM | SERC | CENTRL | Greenup | KY | Biomass | 2.4 | 11588 | 11722 | 11515 | 80.4509 | 77.7064 | 74.5576
H.L. Spurlock | -164809 | Operating | 1608.5 | Steam Turbine | 1977 | East Kentucky Power Cooperative, Inc. | PJM | SERC | CENTRL | Mason | KY | Coal | 1346 | 10681 | 10700 | 10558 | 63.5836 | 71.1613 | 71.4864
Island Street Peaking | -164206 | Operating | 60.5 | Gas Turbine | 2004 | WPPI Energy | MISO | MRO | MRO-US | Outagamie | WI | Gas | 60 | 12385 | 11512 | 12081 | 1.5219 | 2.2374 | 2.4382
Hardin County LFGTE | -166040 | Operating | 2.4 | Internal Combustion | 2006 | East Kentucky Power Cooperative, Inc. | PJM | SERC | CENTRL | Hardin | KY | Biomass | 2.4 | 11599 | 11935 | 13055 | 42.442 | 52.207 | 49.1866
J. Sherman Cooper | -4197 | Operating | 344 | Steam Turbine | 1965 | East Kentucky Power Cooperative, Inc. | PJM | SERC | CENTRL | Pulaski | KY | Coal | 341 | 10630 | 10957 | 11081 | 15.9841 | 18.3881 | 16.0223
J Street | -4198 | Operating | 27 | Gas Turbine | 1972 | Lincoln Electric System | SPP | MRO | MRO-US | Lancaster | NE | Gas | 31.7 | 18486 | 25361 | 19193 | 1.6335 | 0.47859 | 0.87255
Kentucky | -4378 | Operating | 218.6 | Hydraulic Turbine | 1944 | Tennessee Valley Authority |  | SERC | CENTRL | Livingston | KY | Water | 222.5 | NA | NA | NA | 60.8965 | 55.7758 | 68.0003
Kentucky Mill | -389361 | Operating | 88 | Steam Turbine | 2001 | Domtar Paper Company, LLC | MISO | SERC | CENTRL | Hancock | KY | Biomass | 60 | 41263 | NM | 35685 | 62.3811 | 64.9831 | 64.906
Laurel | -510472 | Operating | 70 | Hydraulic Turbine | 1977 | USCE - Nashville District | PJM | SERC | CENTRL | Laurel | KY | Water | 61 | NA | NA | NA | 7.4023 | 14.6246 | 17.0572
Laurel Ridge Landfill | -785298 | Operating | 3.2 | Internal Combustion | 2003 | East Kentucky Power Cooperative, Inc. | PJM | SERC | CENTRL | Laurel | KY | Biomass | 3.2 | 11700 | NA | NA | 0.085616 | NA | NA
LGE-KU Solar Share Facility | -503917 | Operating | 1.7 | Solar | 2019 | Kentucky Utilities Company |  | SERC | CENTRL | Shelby | KY | Solar | 1.7 | NA | NA | NA | NA | 0 | NA
L'Oreal Solar - Florence | -173999 | Operating | 1.1 | Solar | 2017 | L'Oreal USA Products Inc | PJM | SERC | CENTRL | Kenton | KY | Solar | 0.9 | NA | NA | NA | 17.1487 | 35.0076 | 16.4891
J. Lamar Stall | -166256 | Operating | 624 | Combined Cycle | 2010 | Southwestern Electric Power Company | SPP | MRO | MRO-US | Caddo | LA | Gas | 534 | 7329 | 7170 | 7387 | 73.8115 | 66.7323 | 59.1879
Martin County Solar Project | -787881 | Operating & Planned | 111 | Solar | 2024 | Savion, LLC | PJM | RFC | R-PJM | Martin | KY | Solar | 111 | NA | NA | NA | NA | NA | NA
Meldahl Hydropower Project | -167481 | Operating | 105 | Hydraulic Turbine | 2016 | City of Hamilton, Ohio | MISO | RFC | R-MISO | Bracken | KY | Water | 105 | NA | NA | NA | 58.6355 | 60.7004 | 68.314
Meldahl Hydropower Project | -167480 | Operating | 105 | Hydraulic Turbine | 2016 | American Municipal Power, Inc. | MISO | RFC | R-MISO | Bracken | KY | Water | 105 | NA | NA | NA | 58.6355 | 60.7004 | 68.314
Mill Creek | -793346 | Operating | 1717.2 | Steam Turbine | 1972 | Louisville Gas and Electric Company |  | SERC | CENTRL | Jefferson | KY | Coal | 1177 | NA | NA | NA | NA | NA | NA
Morehead Generating Facility | -476996 | Operating | 1.6 | Internal Combustion | 2019 | North American Bio-Fuels, LLC | PJM | SERC | CENTRL | Rowan | KY | Biomass | 1.4 | 16379 | 15504 | NA | 31.5802 | 58.5127 | NA
Mother Ann Lee Hydro | -12947 | Operating | 2.1 | Hydraulic Turbine | 1927 | Shaker Landing Hydro Associates, Inc. | PJM | SERC | CENTRL | Mercer | KY | Water | 2.3 | NA | NA | NA | 30.7524 | 34.4848 | 54.7598
Mother Ann Lee Hydro | -12943 | Operating | 2.1 | Hydraulic Turbine | 1927 | Salt River Electric Cooperative Corporation | PJM | SERC | CENTRL | Mercer | KY | Water | 2.3 | NA | NA | NA | 30.7524 | 34.4848 | 54.7598
Ohio Falls | -20987 | Operating | 109.6 | Hydraulic Turbine | 1928 | Louisville Gas and Electric Company |  | SERC | CENTRL | Jefferson | KY | Water | 100.8 | NA | NA | NA | 30.7999 | 31.4676 | 29.7528
J. Robert Massengale | -4195 | Operating | 84 | Combined Cycle | 1959 | City of Lubbock, Texas | ERCOT | TRE | TRE | Lubbock | TX | Gas | 78 | 9128 | 8965 | 8940 | 5.1638 | 2.5034 | 9.1051
J. Wayne Leonard Power Station (St. Charles) | -176635 | Operating | 1000 | Combined Cycle | 2019 | Entergy Louisiana, LLC | MISO | SERC | DELTA | Saint Charles | LA | Gas | 1000 | 6857 | 7144 | 6821 | 57.7566 | 63.2144 | 57.2066
J.D. Kennedy CT | -164920 | Operating | 370 | Gas Turbine | 1973 | JEA |  | SERC | FP | Duval | FL | Gas | 382.4 | 11417 | 11255 | 11355 | 5.4732 | 7.861 | 8.2427
J.K. Smith | -164194 | Operating | 1055 | Gas Turbine | 1999 | East Kentucky Power Cooperative, Inc. | PJM | SERC | CENTRL | Clark | KY | Gas | 989 | 12821 | 12928 | 12573 | 4.7794 | 8.2014 | 6.7446
Paris, KY | -5746 | Operating | 11.5 | Internal Combustion | 1934 | Paris City of KY |  | SERC | CENTRL | Bourbon | KY | Oil | 11.9 | 9946 | 12267 | 12286 | 0.32232 | 0.043168 | 0.04029
Pendleton County Landfill | -166213 | Operating | 3.2 | Internal Combustion | 2007 | East Kentucky Power Cooperative, Inc. | PJM | SERC | CENTRL | Pendleton | KY | Biomass | 3.2 | 12126 | 11500 | 11933 | 82.2275 | 71.504 | 85.5023
Jack A. Fusco Energy Center (Brazos Valley) | -745008 | Operating | 675.6 | Combined Cycle | 2003 | Calpine Construction Finance Company, L.P. | ERCOT | TRE | TRE | Fort Bend | TX | Gas | 562 | 7498 | 7517 | 7572 | 68.6034 | 65.206 | 52.9187
R.A Jones Roof Mounted Solar Project | -769120 | Operating | 1.3 | Solar | 2024 | RA Jones & Co. Inc. | PJM | RFC | R-PJM | Kenton | KY | Solar | 1.3 | NA | NA | NA | NA | NA | NA
Jack A. Fusco Energy Center (Brazos Valley) | -745007 | Operating | 675.6 | Combined Cycle | 2003 | Calpine Construction Finance Company, L.P. | ERCOT | TRE | TRE | Fort Bend | TX | Gas | 562 | 7498 | 7517 | 7572 | 68.6034 | 65.206 | 52.9187
R.D. Green | -17919 | Operating | 586 | Steam Turbine | 1979 | Big Rivers Electric Corporation | MISO | SERC | CENTRL | Webster | KY | Gas | 454 | 15036 | 12761 | 11302 | 3.6132 | 19.1853 | 60.0186
Ravenna Hydroelectric Project (Lock 12 Hydro) | -381983 | Operating | 2.5 | Hydraulic Turbine | 2021 | Soft Energy Associates | PJM | SERC | CENTRL | Estill | KY | Water | 2.5 | NA | NA | NA | 24.0548 | 32.5708 | 21.4795
Jack County Generation | -806697 | Operating | 1280 | Combined Cycle | 2006 | LS Power Development, LLC | ERCOT | TRE | TRE | Jack | TX | Gas | 1280 | 7226 | NA | NA | 55.7589 | NA | NA
Russellville Solar Project | -781936 | Operating | 173 | Solar | 2024 | Shell New Energies US LLC |  | SERC | CENTRL | Logan | KY | Solar | 173 | NA | NA | NA | NA | NA | NA
Russellville Solar Project | -781935 | Operating | 173 | Solar | 2024 | Silicon Ranch Corporation |  | SERC | CENTRL | Logan | KY | Solar | 173 | NA | NA | NA | NA | NA | NA
Shawnee | -165554 | Operating | 1575 | Steam Turbine | 1953 | Tennessee Valley Authority |  | SERC | CENTRL | McCracken | KY | Coal | 1242 | 11855 | 11370 | 11419 | 43.41 | 55.0509 | 55.182
Smithland Lock and Dam | -164151 | Operating | 75.9 | Hydraulic Turbine | 2017 | American Municipal Power, Inc. | MISO | SERC | CENTRL | Livingston | KY | Water | 75.9 | NA | NA | NA | 64.6398 | 63.9755 | 68.285
SR Franklin Solar Project | -749969 | Operating | 2.5 | Solar | 2023 | Silicon Ranch Corporation |  | SERC | CENTRL | Simpson | KY | Solar | 2.5 | NA | NA | NA | 0.58904 | NA | NA
SR Warren Solar Project | -789949 | Operating | 3.5 | Solar | 2024 | Shell New Energies US LLC |  | SERC | CENTRL | Simpson | KY | Solar | 3.5 | NA | NA | NA | NA | NA | NA
SR Warren Solar Project | -789948 | Operating | 3.5 | Solar | 2024 | Silicon Ranch Corporation |  | SERC | CENTRL | Simpson | KY | Solar | 3.5 | NA | NA | NA | NA | NA | NA
Trimble County | -511879 | Operating | 1400.1 | Steam Turbine | 1990 | Illinois Municipal Electric Agency | MISO, PJM | SERC | CENTRL | Trimble | KY | Coal | 1253 | 9874 | 9762 | 9653 | 63.5645 | 75.5103 | 73.9847
Trimble County | -165686 | Operating | 1400.1 | Steam Turbine | 1990 | Indiana Municipal Power Agency | MISO, PJM | SERC | CENTRL | Trimble | KY | Coal | 1253 | 9874 | 9762 | 9653 | 63.5645 | 75.5103 | 73.9847
Trimble County | -165684 | Operating | 1400.1 | Steam Turbine | 1990 | Louisville Gas and Electric Company | MISO, PJM | SERC | CENTRL | Trimble | KY | Coal | 1253 | 9874 | 9762 | 9653 | 63.5645 | 75.5103 | 73.9847
Trimble County | -165683 | Operating | 1400.1 | Steam Turbine | 1990 | Kentucky Utilities Company | MISO, PJM | SERC | CENTRL | Trimble | KY | Coal | 1253 | 9874 | 9762 | 9653 | 63.5645 | 75.5103 | 73.9847
Jack McDonough CC | -166566 | Operating | 2764.8 | Combined Cycle | 2011 | Georgia Power Company |  | SERC | SOU | Cobb | GA | Gas | 2709 | 6920 | 6932 | 6984 | 75.1119 | 77.6559 | 76.8428
Jack McDonough CT | -4202 | Operating | 83.6 | Gas Turbine | 1971 | Georgia Power Company |  | SERC | SOU | Cobb | GA | Oil | 80 | NA | NM | NA | -0.01484 | 0.021261 | -0.0039954
Turkey Creek Farm | -759871 | Operating | 50 | Solar | 2022 | Shell New Energies US LLC | PJM | SERC | CENTRL | Garrard | KY | Solar | 50 | NA | NA | NA | 25.253 | 0.78242 | NA
Turkey Creek Farm | -759870 | Operating | 50 | Solar | 2022 | Silicon Ranch Corporation | PJM | SERC | CENTRL | Garrard | KY | Solar | 50 | NA | NA | NA | 25.253 | 0.78242 | NA
Unbridled Solar Project | -808565 | Operating | NA | Solar | 2025 | Ngv Emerald Energy Venture Holdings, LLC | MISO | SERC | CENTRL | Henderson | KY | Solar | 160 | NA | NA | NA | NA | NA | NA
Unbridled Solar Project | -808564 | Operating | NA | Solar | 2025 | Ngv Emerald Energy Venture Holdings, LLC | MISO | SERC | CENTRL | Henderson | KY | Solar | 160 | NA | NA | NA | NA | NA | NA
Unbridled Solar Project | -805037 | Operating | NA | Solar | 2025 | Washington State Investment Board | MISO | SERC | CENTRL | Henderson | KY | Solar | 160 | NA | NA | NA | NA | NA | NA
Walton 1 Solar Facility | -173442 | Operating | 2 | Solar | 2017 | Duke Energy Kentucky, Inc. | PJM | RFC | R-PJM | Kenton | KY | Solar | 2 | NA | NA | NA | 16.6667 | 17.4829 | 19.5091
Walton 2 Solar Facility | -173443 | Operating | 2 | Solar | 2017 | Duke Energy Kentucky, Inc. | PJM | RFC | R-PJM | Kenton | KY | Solar | 2 | NA | NA | NA | 17.9338 | 18.2135 | 18.6986
Wolf Creek Dam | -510486 | Operating | 270 | Hydraulic Turbine | 1951 | USCE - Nashville District |  | SERC | CENTRL | Russell | KY | Water | 300 | NA | NA | NA | 17.9026 | 35.2087 | 33.056
Jack Watson CT | -4205 | Operating | 41.9 | Gas Turbine | 1970 | Mississippi Power Company |  | SERC | SOU | Harrison | MS | Gas | 41.2 | 21252 | 17091 | 16477 | 0.41367 | 0.69989 | 0.77941
Jackson Generation Energy Center | -598124 | Operating | 1288.6 | Combined Cycle | 2022 | Gulf Energy USA, LLC | PJM | RFC | R-PJM | Will | IL | Gas | 1116 | 6471 | NA | NA | 72.5895 | NA | NA
ADA Carbon Solutions Red River | -150487 | Operating | 20.8 | Steam Turbine | 2011 | ADA Carbon Solutions, LLC | MISO | SERC | DELTA | Red River | LA | Other | 20.8 | 3412 | 3412 | 8843 | 56.6473 | 69.7406 | 62.4808
Agrilectric Power Partners | -164257 | Operating | 12.1 | Steam Turbine | 1984 | Agrilectric Power Partners Ltd | MISO | SERC | DELTA | Calcasieu | LA | Biomass | 11.1 | 16514 | 16531 | 16464 | 87.0902 | 82.671 | 86.5307
Amite Solar Project | -805232 | Operating | NA | Solar | 2025 | ESI Energy, LLC | MISO | SERC | DELTA | Tangipahoa | LA | Solar | 100 | NA | NA | NA | NA | NA | NA
Arabi | -164301 | Operating | 14 | Steam Turbine | 1949 | Tate & Lyle North America, Inc. | MISO | SERC | DELTA | Saint Bernard | LA | Gas | 5.4 | NA | NA | NA | NA | NA | 56.7515
Arsenal Hill | -1614 | Operating | 125 | Steam Turbine | 1960 | Southwestern Electric Power Company | SPP | MRO | MRO-US | Caddo | LA | Gas | 110 | 12421 | 12735 | 12595 | 18.4545 | 8.8551 | 4.6229
Jackson Generation Energy Center | -598123 | Operating | 1288.6 | Combined Cycle | 2022 | J-POWER USA Development Co., Ltd. | PJM | RFC | R-PJM | Will | IL | Gas | 1116 | 6471 | NA | NA | 72.5895 | NA | NA
Jackson Michigan (Triton) | -100234 | Operating | 570 | Combined Cycle | 2002 | Consumers Energy Company | MISO | RFC | R-MISO | Jackson | MI | Gas | 484.7 | 7808 | 7607 | 7411 | 37.929 | 40.6903 | 40.6294
Jackson Michigan GT (Triton) | -68678 | Operating | 79 | Gas Turbine | 2002 | Triton Power Company LLC | MISO | RFC | R-MISO | Jackson | MI | Gas | 75.6 | 12257 | 12069 | 12085 | 48.6975 | 72.2178 | 62.9741
Jackson Square | -4210 | Operating | 36 | Gas Turbine | 1969 | City of Independence, Missouri | SPP | MRO | MRO-US | Jackson | MO | Oil | 30 | 27360 | 26743 | 23995 | 0.71766 | 0.68189 | 0.71499
Jacksonville Brewery Cogen | -4214 | Operating | 8.7 | Gas Turbine | 1987 | Anheuser-Busch, LLC |  | SERC | FP | Duval | FL | Gas | 8.7 | 12342 | 12498 | 12859 | 91.2009 | 98.9096 | 97.7077
Bayou Galion Solar Project | -785916 | Operating | 98 | Solar | 2024 | Canadian Solar Inc. | MISO | SERC | DELTA | Morehouse | LA | Solar | 98 | NA | NA | NA | NA | NA | NA
Bayou Galion Solar Project | -785915 | Operating | 98 | Solar | 2024 | BlackRock, Inc. | MISO | SERC | DELTA | Morehouse | LA | Solar | 98 | NA | NA | NA | NA | NA | NA
Big Cajun 1 | -762577 | Operating | 227.2 | Steam Turbine | 1972 | Atlas Capital Resources IV LP | MISO | SERC | DELTA | Pointe Coupee | LA | Gas | 173.4 | NA | NA | NA | NA | NA | NA
Jamaica Bay | -158195 | Operating | 60.5 | Gas Turbine | 2003 | Hull Street Energy, LLC | New York | NPCC | NY | Queens | NY | Gas | 60 | 10950 | 10413 | 10758 | 10.5615 | 12.699 | 7.9612
Big Cajun 2 | -762578 | Operating | 1902.9 | Steam Turbine | 1981 | Atlas Capital Resources IV LP | MISO | SERC | DELTA | Pointe Coupee | LA | Coal | 1640 | NA | NA | NA | NA | NA | NA
Big Cajun 2 | -100429 | Operating | 1902.9 | Steam Turbine | 1981 | Entergy Louisiana, LLC | MISO | SERC | DELTA | Pointe Coupee | LA | Coal | 1640 | 11874 | 11383 | 12081 | 16.1809 | 27.1906 | 18.4182
Big Cajun 2 | -23670 | Operating | 1902.9 | Steam Turbine | 1981 | Entergy Texas, Inc. | MISO | SERC | DELTA | Pointe Coupee | LA | Coal | 1640 | 11874 | 11383 | 12081 | 16.1809 | 27.1906 | 18.4182
Bogalusa | -192657 | Operating | 99.5 | Steam Turbine | 1979 | Gaylord Container Corp. | MISO | SERC | DELTA | Washington | LA | Biomass | 93.6 | 36015 | 37639 | 43268 | 49.0754 | 54.0871 | 46.3872
Brame Energy Center (Rodemacher 1) (Nesbitt Unit 1) | -105676 | Operating | 445.5 | Steam Turbine | 1975 | Cleco Power LLC | MISO | SERC | DELTA | Rapides | LA | Gas | 422 | 10478 | 10900 | 11826 | 37.4889 | 15.5321 | 10.9846
Brame Energy Center (Rodemacher 2) (Rodemacher Lake) | -105064 | Operating | 558 | Steam Turbine | 1982 | Cleco Power LLC | MISO | SERC | DELTA | Rapides | LA | Coal | 496 | 12099 | 11362 | 11148 | 36.584 | 55.1885 | 51.6937
Brame Energy Center (Rodemacher 2) (Rodemacher Lake) | -6356 | Operating | 558 | Steam Turbine | 1982 | Lafayette Louisiana Public Power Authority | MISO | SERC | DELTA | Rapides | LA | Coal | 496 | 12099 | 11362 | 11148 | 36.584 | 55.1885 | 51.6937
Brame Energy Center (Rodemacher 2) (Rodemacher Lake) | -6355 | Operating | 558 | Steam Turbine | 1982 | Louisiana Energy & Power Authority | MISO | SERC | DELTA | Rapides | LA | Coal | 496 | 12099 | 11362 | 11148 | 36.584 | 55.1885 | 51.6937
Brame Energy Center (Rodemacher 3) (Madison Unit 3) | -105065 | Operating | 703.8 | Steam Turbine | 2010 | Cleco Power LLC | MISO | SERC | DELTA | Rapides | LA | Coal | 637.2 | 10313 | 10185 | 9955 | 20.2457 | 45.4585 | 61.5117
James River Power Station CT | -4223 | Operating | 197.5 | Gas Turbine | 1989 | City Utilities of Springfield | SPP | MRO | MRO-US | Greene | MO | Gas | 155 | 13250 | 13631 | 13373 | 10.2143 | 10.4207 | 7.6746
Jameson Energy Project | -170607 | Operating | 27.6 | Gas Turbine | 2014 | Kansas Municipal Energy Agency | SPP | MRO | MRO-US | Finney | KS | Gas | 32.1 | 12208 | 12238 | 11500 | 0.39403 | 1.6746 | 0.37341
Chalmette Refinery | -202596 | Out of Service | 5.7 | Other | 1990 | PBF Holding Company LLC | MISO | SERC | DELTA | Saint Bernard | LA | Other | NA | NA | NM | NA | NA | 13.7026 | 26.5822
CII Carbon LLC | -345966 | Operating | 46 | Steam Turbine | 1951 | Rain CII Carbon LLC | MISO | SERC | DELTA | Saint Bernard | LA | Other | 23 | 3412 | 3412 | 8860 | 5.5202 | 10.3638 | 10.04
CITGO Refinery Powerhouse | -2467 | Operating | 75 | Steam Turbine | 1942 | CITGO Petroleum Corporation | MISO | SERC | DELTA | Calcasieu | LA | Other | 50 | NA | NM | NA | 26.5479 | 35.2578 | 32.5653
Colonial Sugar Refinery | -458659 | Operating | 6.7 | Steam Turbine | 1930 | Imperial Sugar Company | MISO | SERC | DELTA | Saint James | LA | Gas | 5.3 | NA | NM | NA | 49.8643 | 43.1593 | 37.1995
Jamestown | -4225 | Operating | 48.2 | Gas Turbine | 1976 | Otter Tail Power Company | MISO | MRO | MRO-US | Stutsman | ND | Oil | 53.9 | 21331 | 23421 | 20515 | 0.18426 | 0.19448 | 0.35852
D.G. Hunter Expansion Project | -171366 | Operating | 65.1 | Internal Combustion | 2016 | City of Alexandria, Louisiana | MISO | SERC | DELTA | Rapides | LA | Gas | 60.2 | 8447 | 8586 | 9071 | 22.3475 | 22.8164 | 19.5706
DeRidder Mill | -145855 | Operating | 61.5 | Steam Turbine | 1969 | Boise Inc. | MISO | SERC | DELTA | Beauregard | LA | Biomass | 61.5 | 46620 | 45142 | 47092 | 72.2068 | 75.5533 | 69.8019
Elizabeth Solar Facility | -776714 | Operating | 125 | Solar | 2024 | Opdenergy SA | MISO | SERC | DELTA | Allen | LA | Solar | 125 | NA | NA | NA | NA | NA | NA
Enterprise Sugar Factory Project | -756799 | Operating | 3 | Steam Turbine | 1981 | M.A.Patout & Son, Ltd. | MISO | SERC | DELTA | Iberia | LA | Biomass | 3 | NA | NA | NA | 0 | 0 | 0
Eunice LA Gas Plant | -790294 | Operating | 4.63 | Steam Turbine | 2024 | EnLink Midstream Operating, LP | MISO | SERC | DELTA | Acadia | LA | Gas | 4.63 | NA | NA | NA | NA | NA | NA
Eunice LA Gas Plant | -790293 | Operating | 4.63 | Steam Turbine | 2024 | EnLink Midstream Operating, LP | MISO | SERC | DELTA | Acadia | LA | Gas | 4.63 | NA | NA | NA | NA | NA | NA
Jasper County | -150926 | Operating | 1068.2 | Combined Cycle | 2004 | Dominion Energy South Carolina, Inc. |  | SERC | VACAR | Jasper | SC | Gas | 961 | 7277 | 7371 | 7463 | 63.1762 | 60.3863 | 57.9056
Formosa Plastics Corp ST | -13138 | Operating | 12 | Steam Turbine | 1985 | Formosa Plastics Corporation, U.S.A. | MISO | SERC | DELTA | East Baton Rouge | LA | Gas | 12 | 5944 | 9139 | 11384 | 51.2367 | 31.8408 | 43.0204
Jasper CT | -437982 | Operating | 6 | Gas Turbine | 1975 | ATCO Electric Ltd. | Alberta | WECC | WECCCN |  |  | Gas | 6 | NA | NA | NA | NA | NA | NA
Jasper CT | -137328 | Operating | 6 | Gas Turbine | 1975 | ATCO Electric Ltd. | Alberta | WECC | WECCCN |  |  | Gas | 6 | NA | NA | NA | NA | NA | NA
Geismar ST | -166891 | Operating | 7.2 | Steam Turbine | 2005 | BASF Corporation | MISO | SERC | DELTA | Ascension | LA | Gas | 7.2 | NA | NM | 42373 | 0 | 1.0084 | 58.79
JCO - Oxides & Olefins Plant | -4232 | Operating | 73.8 | Gas Turbine | 1992 | Huntsman Corporation | MISO | SERC | DELTA | Jefferson | TX | Gas | 71 | 13119 | 12276 | 12413 | 85.4179 | 93.6671 | 94.436
Gramercy Alumina ST | -85699 | Operating | 44.6 | Steam Turbine | 1958 | Noranda Aluminum Holding Corporation | MISO | SERC | DELTA | Saint James | LA | Gas | 40 | NA | NM | NA | 27.5508 | 31.911 | 33.2414
Grand Isle | -3647 | Operating | 9 | Internal Combustion | 1965 | Exxon Mobil Corporation | MISO | SERC | DELTA | Jefferson | LA | Gas | 9 | NA | NA | NA | NA | 0 | 0
JM Shafer Generating Station Project | -32303 | Operating | 396.9 | Combined Cycle | 1994 | Tri-State Generation and Transmission Association, Inc. |  | WECC | RMPA | Weld | CO | Gas | 271.99 | 9335 | 9211 | 9181 | 44.0804 | 37.5307 | 33.2376
Hodge, Louisiana | -164858 | Operating | 66.4 | Steam Turbine | 1938 | WestRock CP, LLC | MISO | SERC | DELTA | Jackson | LA | Biomass | 66.4 | 45103 | 47918 | 46073 | 70.8734 | 64.6404 | 68.8654
Houma | -4005 | Out of Service | 78.9 | Steam Turbine | 1967 | Terrebonne Parish Consolidated Government | MISO | SERC | DELTA | Terrebonne | LA | Gas | NA | NA | NA | 14015 | -0.18417 | -0.25808 | 3.2691
Iris Solar Facility | -798033 | Operating | 50 | Solar | 2022 | D. E. Shaw Renewable Investments, L.L.C. | MISO | SERC | DELTA | Washington | LA | Solar | 50 | NA | NA | NA | NA | NA | NA
Iris Solar Facility | -798032 | Operating | 50 | Solar | 2022 | Macquarie Asset Management Pty Limited | MISO | SERC | DELTA | Washington | LA | Solar | 50 | NA | NA | NA | NA | NA | NA
Ivanhoe Generation Facility | -638882 | Operating | 31 | Steam Turbine | 2023 | Orion S.A. | MISO | SERC | DELTA | Saint Mary | LA | Other | 26.9 | 3412 | NA | NA | 13.974 | NA | NA
Joffre Cogeneration | -781308 | Operating | 474 | Combined Cycle | 2001 | TransAlta Corporation | Alberta | WECC | WECCCN |  |  | Gas | 474 | NA | NA | NA | NA | NA | NA
John R Kelly CC | -366859 | Operating | 141.6 | Combined Cycle | 2001 | Gainesville Regional Utilities |  | SERC | FP | Alachua | FL | Gas | 122 | NA | NM | 4784 | 6.7462 | 21.9714 | 14.8655
LA3 West Baton Rouge Solar Facility (Capital Region) | -252354 | Operating | 50 | Solar | 2020 | Sol Systems, LLC | MISO | SERC | DELTA | West Baton Rouge | LA | Solar | 50 | NA | NA | NA | 26.9466 | 28.4142 | 25.4349
LA3 West Baton Rouge Solar Facility (Capital Region) | -252353 | Operating | 50 | Solar | 2020 | Nationwide Corporation | MISO | SERC | DELTA | West Baton Rouge | LA | Solar | 50 | NA | NA | NA | 26.9466 | 28.4142 | 25.4349
Lacassine Syrup | -167901 | Operating | 6.82 | Steam Turbine | 2005 | Lake Charles Cane-Lacassine Mill LLC | MISO | SERC | DELTA | Jefferson Davis | LA | Biomass | 6.82 | NA | NA | NA | NA | NA | NA
Lake Charles Plant (Sulphur Cogeneration) | -168795 | Operating | 36.4 | Steam Turbine | 2012 | Rain CII Carbon LLC | MISO | SERC | DELTA | Calcasieu | LA | Other | 28 | 3412 | 3412 | 8843 | 66.8163 | 75.0461 | 75.157
John R Kelly CT | -365692 | Operating | 96.1 | Gas Turbine | 1968 | Gainesville Regional Utilities |  | SERC | FP | Alachua | FL | Gas | 96.1 | 12859 | 12881 | 12993 | 16.3881 | 53.6462 | 24.7207
Lake Charles Polymers IC | -746355 | Operating | 16.8 | Internal Combustion | 2011 | Equistar Chemicals, LP | MISO | SERC | DELTA | Calcasieu | LA | Gas | 17 | 9058 | 8980 | 9247 | 46.7076 | 58.1211 | 59.8523
John S Rainey CC | -510438 | Operating & Planned | 520 | Combined Cycle | 2001 | South Carolina Public Service Authority |  | SERC | VACAR | Anderson | SC | Gas | 520 | 7133 | 7137 | 7115 | 73.8797 | 83.0254 | 76.1124
John Sevier CC Plant | -168065 | Operating | 996.9 | Combined Cycle | 2012 | Tennessee Valley Authority |  | SERC | CENTRL | Hawkins | TN | Gas | 947 | 7115 | 7047 | 7135 | 51.9837 | 54.0321 | 48.769
Lieberman | -242443 | Operating | 228 | Steam Turbine | 1947 | Southwestern Electric Power Company | SPP | MRO | MRO-US | Caddo | LA | Gas | 208 | 12526 | 12220 | 11530 | 7.6423 | 7.3935 | 3.8872
Little Gypsy | -165057 | Operating | 1002.9 | Steam Turbine | 1961 | Entergy Louisiana, LLC | MISO | SERC | DELTA | Saint Charles | LA | Gas | 929.1 | 11411 | 11848 | 12641 | 7.0768 | 10.7635 | 7.3489
John Twitty Energy Center (Southwest Power GT) | -6845 | Operating | 109 | Gas Turbine | 1983 | City Utilities of Springfield | SPP | MRO | MRO-US | Greene | MO | Gas | 104 | 15284 | 15373 | 15502 | 9.1778 | 8.0504 | 5.378
Louisiana 2 | -100463 | Operating | 175 | Steam Turbine | 1950 | Entergy Louisiana, LLC | MISO | SERC | DELTA | East Baton Rouge | LA | Gas | 80 | NA | NA | NA | 0 | 0 | 0
Johnson County | -806701 | Operating | 282.6 | Combined Cycle | 1996 | LS Power Development, LLC | ERCOT | TRE | TRE | Johnson | TX | Gas | 278 | 7982 | NA | NA | 45.4004 | NA | NA
Johnsonville CT | -4289 | Operating & Planned | 1426 | Gas Turbine | 1975 | Tennessee Valley Authority |  | SERC | CENTRL | Humphreys | TN | Gas | 1372 | 13905 | 13556 | 13162 | 4.91 | 7.0376 | 6.1839
Mansfield Mill | -4868 | Operating | 110 | Steam Turbine | 1981 | International Paper Company | MISO | SERC | DELTA | De Soto | LA | Biomass | 110 | 8782 | 8324 | 8550 | 61.9511 | 62.0016 | 65.1609
Johnston Rhode Island CC Plant | -423853 | Operating | 35.7 | Combined Cycle | 2013 | Energy Developments Pty Limited | New England | NPCC | NE | Providence | RI | Biomass | 35.1 | 9921 | 9825 | 9851 | 75.1369 | 69.7492 | 66.412
Neptune | -763502 | Operating | 4.5 | Other | 2004 | Marathon Oil Company | MISO | SERC | DELTA | Saint Mary | LA | Other | 3.5 | NA | NM | NA | 36.8102 | 33.4475 | 46.7971
Neptune | -166539 | Operating | 4.5 | Other | 2004 | Enterprise Products Operating LLC | MISO | SERC | DELTA | Saint Mary | LA | Other | 3.5 | NA | NM | NA | 36.8102 | 33.4475 | 46.7971
New Orleans Commercial Rooftop Solar Project | -408465 | Operating | 5 | Solar | 2020 | Entergy New Orleans, LLC | MISO | SERC | DELTA | Orleans | LA | Solar | 5 | NA | NA | NA | 1.1941 | 1.1941 | 11.9543
New Orleans Power Station (IC) | -251854 | Operating | 131.6 | Internal Combustion | 2020 | Entergy New Orleans, LLC | MISO | SERC | DELTA | Orleans | LA | Gas | 131.6 | 17579 | 8415 | 6678 | 15.7544 | 31.9146 | 14.5056
New Orleans Residential Rooftop Solar Project | -648313 | Operating | 1 | Solar | 2020 | Entergy New Orleans, LLC | MISO | SERC | DELTA | Orleans | LA | Solar | 1 | NA | NA | NA | NA | NA | NA
New Orleans Solar Project | -242104 | Operating | 1.1 | Solar | 2016 | Entergy New Orleans, LLC | MISO | SERC | DELTA | Orleans | LA | Solar | 1.1 | NA | NA | NA | 0 | 1.9095 | 2.2935
New Orleans Solar Station | -316709 | Operating | 20 | Solar | 2020 | Entergy New Orleans, LLC | MISO | SERC | DELTA | Orleans | LA | Solar | 20 | NA | NA | NA | 20.6769 | 21.2146 | 18.6781
New Roads | -5388 | Operating | 9.4 | Internal Combustion | 1951 | City of New Roads | MISO | SERC | DELTA | Pointe Coupee | LA | Oil | 7 | NA | NA | 13500 | 0 | 0 | 0.019569
Ninemile | -165251 | Operating | 1790.2 | Steam Turbine | 1951 | Entergy Louisiana, LLC | MISO | SERC | DELTA | Jefferson | LA | Gas | 1489.5 | 10697 | 10373 | 10149 | 28.6463 | 35.0348 | 33.3392
Joliet Refinery CT | -13273 | Operating | 25.7 | Gas Turbine | 1987 | ExxonMobil Oil Corporation | PJM | RFC | R-PJM | Will | IL | Other | 22 | 11560 | 10556 | 11295 | 69.8749 | 57.7008 | 72.3033
Jones CT Plant | -168698 | Operating | 365.4 | Gas Turbine | 2011 | Southwestern Public Service Company | SPP | MRO | MRO-US | Lubbock | TX | Gas | 366 | 11005 | 11007 | 10780 | 15.7748 | 18.6533 | 17.2398
Oak Ridge Solar Project | -775485 | Operating | 200 | Solar | 2023 | PIP5 LUMOS LLC | MISO | SERC | DELTA | Morehouse | LA | Solar | 200 | NA | NA | NA | NA | NA | NA
Oak Ridge Solar Project | -775484 | Operating | 200 | Solar | 2023 | Aes Clean Energy Development Holdings, Llc | MISO | SERC | DELTA | Morehouse | LA | Solar | 200 | NA | NA | NA | NA | NA | NA
Jones Street | -511508 | Operating | 130 | Gas Turbine | 1973 | Omaha Public Power District | SPP | MRO | MRO-US | Douglas | NE | Oil | 123.4 | 17066 | 16950 | 15570 | 1.0323 | 0.74858 | 0.88429
Joseph J. Seymour Power Project | -511449 | Operating | 94 | Gas Turbine | 2001 | Power Authority of the State of New York | New York | NPCC | NY | Kings | NY | Gas | 79.9 | 11461 | 11332 | 11047 | 7.5065 | 16.2781 | 10.9165
Oxbow Solar Farm (Ventress Solar Farm) | -769178 | Operating | 300 | Solar | 2024 | TEPCO Fuel & Power Inc. | MISO | SERC | DELTA | Pointe Coupee | LA | Solar | 300 | NA | NA | NA | NA | NA | NA
Oxbow Solar Farm (Ventress Solar Farm) | -769177 | Operating | 300 | Solar | 2024 | TEPCO Fuel & Power Inc. | MISO | SERC | DELTA | Pointe Coupee | LA | Solar | 300 | NA | NA | NA | NA | NA | NA
Oxbow Solar Farm (Ventress Solar Farm) | -769176 | Operating | 300 | Solar | 2024 | Chubu Electric Power Company, Incorporated | MISO | SERC | DELTA | Pointe Coupee | LA | Solar | 300 | NA | NA | NA | NA | NA | NA
PCS Nitrogen Fertilizer (LA) ST | -594412 | Out of Service | 10 | Steam Turbine | 2006 | Pcs Nitrogen Fertilizer, Lp | MISO | SERC | DELTA | Iberville | LA | Other | NA | NA | NA | NA | NA | NA | NA
PCS Nitrogen Fertilizer LP (IC) | -594431 | Operating | 4 | Internal Combustion | 2010 | Pcs Nitrogen Fertilizer, Lp | MISO | SERC | DELTA | Iberville | LA | Oil | 3.6 | NA | NA | NA | NA | NA | NA
Juniata Locomotive Shop GT Cogen Project | -173522 | Operating | 1.5 | Gas Turbine | 2015 | Norfolk Southern Corporation | PJM | RFC | R-PJM | Blair | PA | Gas | 1.5 | NA | NA | NA | 0 | 0 | 0
Kalaeloa Cogeneration | -663687 | Operating | 299.4 | Combined Cycle | 1989 | Harbert Infrastructure Fund VI, LP |  | HI | HI | Honolulu | HI | Oil | 220 | 9315 | NA | NA | 67.7267 | NA | NA
Plant 31 Paper Mill | -179671 | Operating | 45 | Steam Turbine | 1928 | Graphic Packaging Corporation | MISO | SERC | DELTA | Ouachita | LA | Biomass | 45 | NA | 48925 | 47555 | 69.9863 | 88.122 | 75.2605
Kalaeloa Cogeneration | -663686 | Operating | 299.4 | Combined Cycle | 1989 | PSEG Power LLC |  | HI | HI | Honolulu | HI | Oil | 220 | 9315 | NA | NA | 67.7267 | NA | NA
Plant 'C' Caustic | -788843 | Operating | 3.4 | Steam Turbine | 1986 | Eagle Spinco Inc. | MISO | SERC | DELTA | Calcasieu | LA | Gas | 2.7 | 4109 | 3666 | 3635 | 25.4651 | 12.2738 | 8.2445
Plant 'C' Caustic | -788842 | Operating | 3.4 | Steam Turbine | 1986 | Eagle Spinco Inc. | MISO | SERC | DELTA | Calcasieu | LA | Gas | 2.7 | 4109 | 3666 | 3635 | 25.4651 | 12.2738 | 8.2445
Kalaeloa Cogeneration | -9674 | Operating | 299.4 | Combined Cycle | 1989 | Harbert Power, LLC |  | HI | HI | Honolulu | HI | Oil | 220 | 9315 | 9523 | 8900 | 67.7267 | 63.3037 | 61.6041
Kalamazoo River Generation Station | -4324 | Operating | 77.4 | Gas Turbine | 1999 | Hydra-Co Enterprises, Inc. | MISO | RFC | R-MISO | Kalamazoo | MI | Gas | 76 | 12171 | 11712 | 12235 | 28.3757 | 16.0552 | 5.9885
PPG Powerhouse A | -788527 | Out of Service | 52.5 | Steam Turbine | 1943 | Eagle Spinco Inc. | MISO | SERC | DELTA | Calcasieu | LA | Other | NA | NA | NA | NA | NA | NA | NA
PPG Powerhouse A | -788526 | Out of Service | 52.5 | Steam Turbine | 1943 | Eagle Spinco Inc. | MISO | SERC | DELTA | Calcasieu | LA | Other | NA | NA | NA | NA | NA | NA | NA
Kalkaska CT | -9626 | Operating | 60.5 | Gas Turbine | 2002 | Michigan Public Power Agency | MISO | RFC | R-MISO | Kalkaska | MI | Gas | 57.9 | 10463 | 10704 | 10669 | 10.7519 | 8.2054 | 9.8242
Kalkaska Gas Plant South | -24718 | Operating | NA | Gas Turbine | NA | Merit Energy Company, LLC | MISO | RFC | R-MISO | Kalkaska | MI | Gas | 15 | NA | NA | NA | NA | NA | NA
PPG Riverside | -788847 | Operating | 162 | Steam Turbine | 1947 | Eagle Spinco Inc. | MISO | SERC | DELTA | Calcasieu | LA | Other | 70 | 4653 | 3412 | 8932 | 0.2445 | 16.2782 | 4.2194
PPG Riverside | -788846 | Operating | 162 | Steam Turbine | 1947 | Eagle Spinco Inc. | MISO | SERC | DELTA | Calcasieu | LA | Other | 70 | 4653 | 3412 | 8932 | 0.2445 | 16.2782 | 4.2194
Prairie Ronde Solar Farm Project | -787504 | Operating | 145 | Solar | 2024 | Lightsource Renewable Energy Us, LLC | MISO | SERC | DELTA | Saint Landry | LA | Solar | 145 | NA | NA | NA | NA | NA | NA
R.S. Nelson | -165231 | Operating | 1433.6 | Steam Turbine | 1959 | Phillips 66 Company | MISO, SPP | SERC | DELTA | Calcasieu | LA | Coal | 1184.3 | 11050 | 11915 | 12451 | 16.7734 | 31.4606 | 27.7988
R.S. Nelson | -165230 | Operating | 1433.6 | Steam Turbine | 1959 | Entergy Power Gas Operations Corporation | MISO, SPP | SERC | DELTA | Calcasieu | LA | Coal | 1184.3 | 11050 | 11915 | 12451 | 16.7734 | 31.4606 | 27.7988
R.S. Nelson | -165229 | Operating | 1433.6 | Steam Turbine | 1959 | Entergy Texas, Inc. | MISO, SPP | SERC | DELTA | Calcasieu | LA | Coal | 1184.3 | 11050 | 11915 | 12451 | 16.7734 | 31.4606 | 27.7988
R.S. Nelson | -165228 | Operating | 1433.6 | Steam Turbine | 1959 | Sasol Chemicals (USA) LLC | MISO, SPP | SERC | DELTA | Calcasieu | LA | Coal | 1184.3 | 11050 | 11915 | 12451 | 16.7734 | 31.4606 | 27.7988
R.S. Nelson | -165227 | Operating | 1433.6 | Steam Turbine | 1959 | Entergy Louisiana, LLC | MISO, SPP | SERC | DELTA | Calcasieu | LA | Coal | 1184.3 | 11050 | 11915 | 12451 | 16.7734 | 31.4606 | 27.7988
R.S. Nelson | -165226 | Operating | 1433.6 | Steam Turbine | 1959 | Sam Rayburn G&T Elec Coop Inc | MISO, SPP | SERC | DELTA | Calcasieu | LA | Coal | 1184.3 | 11050 | 11915 | 12451 | 16.7734 | 31.4606 | 27.7988
R.S. Nelson | -165225 | Operating | 1433.6 | Steam Turbine | 1959 | East Texas Electric Cooperative, Inc. | MISO, SPP | SERC | DELTA | Calcasieu | LA | Coal | 1184.3 | 11050 | 11915 | 12451 | 16.7734 | 31.4606 | 27.7988
R.S. Nelson | -165224 | Operating | 1433.6 | Steam Turbine | 1959 | CITGO Petroleum Corporation | MISO, SPP | SERC | DELTA | Calcasieu | LA | Coal | 1184.3 | 11050 | 11915 | 12451 | 16.7734 | 31.4606 | 27.7988
Rayne | -6169 | Out of Service | 8.2 | Internal Combustion | 1969 | City of Rayne | MISO | SERC | DELTA | Acadia | LA | Oil | NA | NA | NA | NA | NA | NA | NA
Red River Mill (Campti Biomass) | -15347 | Operating | 78.8 | Steam Turbine | 1988 | International Paper Company | MISO | SERC | DELTA | Natchitoches | LA | Biomass | 62 | 40368 | 31119 | NA | 68.2275 | 70.951 | NA
River Bend | -100473 | Operating | 1035.9 | Nuclear | 1986 | Entergy Louisiana, LLC | MISO | SERC | DELTA | West Feliciana | LA | Nuclear | 989.7 | NA | NA | NA | 50.6479 | 97.9991 | 87.8066
Kanoelehua | -4339 | Operating | 11.5 | Gas Turbine | 1962 | Hawaii Electric Light Company, Inc. |  | HI | HI | Hawaii | HI | Oil | 10.5 | 41346 | 41356 | 32073 | 2.1603 | 1.6373 | 1.5917
Kansas Ethanol Power Plant | -509026 | Operating | 13.5 | Gas Turbine | 2020 | Kansas Ethanol, LLC | SPP | MRO | MRO-US | Rice | KS | Gas | 13.5 | 11092 | 11000 | NA | 95.9259 | 96.6785 | NA
Saint James Solar Project | -798031 | Operating | 20 | Solar | 2023 | D. E. Shaw Renewable Investments, L.L.C. | MISO | SERC | DELTA | Saint James | LA | Solar | 20 | NA | NA | NA | NA | NA | NA
Saint James Solar Project | -798030 | Operating | 20 | Solar | 2023 | Macquarie Asset Management Pty Limited | MISO | SERC | DELTA | Saint James | LA | Solar | 20 | NA | NA | NA | NA | NA | NA
Kapaia Power Station | -9975 | Operating | 39.1 | Gas Turbine | 2002 | Kauai Island Utility Cooperative |  | HI | HI | Kauai | HI | Other | 27.5 | 9357 | 9431 | 9367 | 74.3026 | 70.0008 | 62.8613
Sidney A Murray Jr Hydroelectric | -245696 | Operating | 192 | Hydraulic Turbine | 1990 | Catalyst Vidalia Corp. | MISO | SERC | DELTA | Concordia | LA | Water | 192 | NA | NA | NA | 42.067 | 54.4654 | 65.9471
South Alexander Development Project | -524200 | Operating | 5 | Solar | 2020 | Entergy Louisiana, LLC | MISO | SERC | DELTA | Livingston | LA | Solar | 5 | NA | NA | NA | NA | NA | NA
St. Francisville Mill | -423105 | Operating | 12.5 | Steam Turbine | 1966 | KPAQ Industries, LLC | MISO | SERC | DELTA | West Feliciana | LA | Biomass | 16.5 | NA | NM | NA | 80.2504 | 83.0656 | 78.7699
St. Francisville Operations | -423106 | Operating | 17.4 | Steam Turbine | 2010 | KPAQ Industries, LLC | MISO | SERC | DELTA | West Feliciana | LA | Biomass | 12.4 | NA | NA | NA | NA | NA | NA
St. Mary Clean Energy Center (Cabot Waste Heat Recovery) | -190977 | Operating | 50.9 | Steam Turbine | 2019 | Cleco Power LLC | MISO | SERC | DELTA | Saint Mary | LA | Other | 43.4 | 3412 | 3412 | 8843 | 57.5582 | 56.5517 | 48.4009
Kapuskasing CC | -751442 | Mothballed | 40 | Combined Cycle | 1997 | Hut 8 Corp. | Ontario | NPCC | ONT |  |  | Gas | NA | NA | NA | NA | NA | NA | NA
Sunlight Road Solar Facility | -798088 | Operating | 50 | Solar | 2024 | D. E. Shaw Renewable Investments, L.L.C. | MISO | SERC | DELTA | Washington | LA | Solar | 50 | NA | NA | NA | NA | NA | NA
Sunlight Road Solar Facility | -798087 | Operating | 50 | Solar | 2024 | Macquarie Asset Management Pty Limited | MISO | SERC | DELTA | Washington | LA | Solar | 50 | NA | NA | NA | NA | NA | NA
Kapuskasing CC | -751441 | Mothballed | 40 | Combined Cycle | 1997 | Macquarie Group Limited | Ontario | NPCC | ONT |  |  | Gas | NA | NA | NA | NA | NA | NA | NA
Kasabonika First Nation | -99836 | Operating | 2 | Gas Turbine | 1999 | Hydro One Remote Communities Inc. | Ontario | NPCC | ONT |  |  | Oil | 2 | NA | NA | NA | NA | NA | NA
TCI Alvar Solar Facility | -377245 | Operating | 1.9 | Solar | 2019 | Entergy New Orleans, LLC | MISO | SERC | DELTA | Orleans | LA | Solar | 1.9 | NA | NA | NA | 15.8075 | 10.2079 | 3.8452
TCI France Solar Plant | -377251 | Operating | 1.5 | Solar | 2019 | Entergy New Orleans, LLC | MISO | SERC | DELTA | Orleans | LA | Solar | 1.5 | NA | NA | NA | 11.9102 | 14.3988 | 10.6925
Kaukauna Gas Turbine | -4349 | Operating | 18 | Gas Turbine | 1969 | City of Kaukauna, Wisconsin | MISO | MRO | MRO-US | Outagamie | WI | Gas | 18.3 | 18526 | 17497 | 16851 | 0.46161 | 0.84525 | 1.4154
Kaweah Delta - CT | -757033 | Operating | 3.5 | Gas Turbine | 2008 | Kaweah Delta Hospital District | CAISO | WECC | CAMX | Tulare | CA | Gas | 3.5 | 16692 | 17943 | 16960 | 68.5714 | 63.1507 | 64.9511
Uncle Sam | -165703 | Operating | 26 | Steam Turbine | 1968 | Mosaic Fertilizer LLC | MISO | SERC | DELTA | Saint James | LA | Other | 26 | NA | NA | NA | -31.4862 | -31.239 | -35.0768
Keahole | -164982 | Operating | 17.6 | Gas Turbine | 1989 | Hawaii Electric Light Company, Inc. |  | HI | HI | Hawaii | HI | Oil | 15.9 | 16944 | 17018 | 15856 | 7.6836 | 9.7377 | 7.3174
Waterford 1 & 2 | -759140 | Operating | 891 | Steam Turbine | 1975 | Entergy Louisiana, LLC | MISO | SERC | DELTA | Saint Charles | LA | Gas | 417 | NA | NA | NA | NA | NA | NA
Waterford 3 | -7607 | Operating | 1199.8 | Nuclear | 1985 | Entergy Louisiana, LLC | MISO | SERC | DELTA | Saint Charles | LA | Nuclear | 1172.1 | NA | NA | NA | 76.1658 | 76.4505 | 95.1145
Keahole CC | -168101 | Operating | 64 | Combined Cycle | 2009 | Hawaii Electric Light Company, Inc. |  | HI | HI | Hawaii | HI | Oil | 59.2 | 9643 | 9810 | 10013 | 44.9444 | 52.0883 | 51.5559
0 Hammond Street Battery Storage | -664069 | Operating | 5 | Battery | 2021 | Clearway Energy, Inc. | New England | NPCC | NE | Plymouth | MA | Energy Storage | 5 | NA | NA | NA | 0.92922 | 0 | 0
0 Hammond Street Battery Storage | -664068 | Operating | 5 | Battery | 2021 | Clearway Energy, Inc. | New England | NPCC | NE | Plymouth | MA | Energy Storage | 5 | NA | NA | NA | 0.92922 | 0 | 0
0 Hammond Street Solar Project | -663433 | Operating | 4.8 | Solar | 2021 | Clearway Energy, Inc. | New England | NPCC | NE | Plymouth | MA | Solar | 4.8 | NA | NA | NA | 16.8046 | NA | NA
0 Hammond Street Solar Project | -663432 | Operating | 4.8 | Solar | 2021 | Clearway Energy, Inc. | New England | NPCC | NE | Plymouth | MA | Solar | 4.8 | NA | NA | NA | 16.8046 | NA | NA
1 Commercial Battery Project | -777605 | Operating | 1 | Battery | 2023 | EQT Infrastructure VI Fund | New England | NPCC | NE | Norfolk | MA | Energy Storage | 1 | NA | NA | NA | NA | NA | NA
1 Commercial Solar Project | -777600 | Operating | 0.5 | Solar | 2023 | EQT Infrastructure VI Fund | New England | NPCC | NE | Norfolk | MA | Solar | 0.5 | NA | NA | NA | NA | NA | NA
115 G Fisher Solar Plant | -503673 | Operating | 1 | Solar | 2015 | Greenbacker Renewable Energy Corporation | New England | NPCC | NE | Plymouth | MA | Solar | 1 | NA | NA | NA | 17.3402 | 17.5571 | 3.2877
126 Grove Solar Project | -173583 | Operating | 2 | Solar | 2012 | 126 Grove Solar LLC | New England | NPCC | NE | Norfolk | MA | Solar | 2 | NA | NA | NA | 11.9977 | 13.9726 | 12.5856
147 Williamsville Road Facility (Williamsville Hybrid) | -663345 | Operating | 5 | Solar | 2021 | Clearway Energy, Inc. | New England | NPCC | NE | Worcester | MA | Solar | 5 | NA | NA | NA | 16.226 | NA | NA
147 Williamsville Road Facility (Williamsville Hybrid) | -663344 | Operating | 5 | Solar | 2021 | Clearway Energy, Inc. | New England | NPCC | NE | Worcester | MA | Solar | 5 | NA | NA | NA | 16.226 | NA | NA
147 Williamsville Road Facility (Williamsville Hybrid) Battery Storage Plant | -663500 | Operating | 3.3 | Battery | 2021 | Clearway Energy, Inc. | New England | NPCC | NE | Worcester | MA | Energy Storage | 3.3 | NA | NA | NA | 1.2695 | NA | NA
147 Williamsville Road Facility (Williamsville Hybrid) Battery Storage Plant | -663499 | Operating | 3.3 | Battery | 2021 | Clearway Energy, Inc. | New England | NPCC | NE | Worcester | MA | Energy Storage | 3.3 | NA | NA | NA | 1.2695 | NA | NA
154 D Fisher Solar Project | -503678 | Operating | 1 | Solar | 2015 | Greenbacker Renewable Energy Corporation | New England | NPCC | NE | Plymouth | MA | Solar | 1 | NA | NA | NA | 18.0365 | 18.2192 | 3.4018
160 Tihonet Road Battery Storage Project | -664085 | Operating | 3.3 | Battery | 2021 | Clearway Energy, Inc. | New England | NPCC | NE | Plymouth | MA | Energy Storage | 3.3 | NA | NM | NA | 0 | 0.0069185 | 0
160 Tihonet Road Battery Storage Project | -664084 | Operating | 3.3 | Battery | 2021 | Clearway Energy, Inc. | New England | NPCC | NE | Plymouth | MA | Energy Storage | 3.3 | NA | NM | NA | 0 | 0.0069185 | 0
160 Tihonet Road Solar Project | -663445 | Operating | 5 | Solar | 2021 | Clearway Energy, Inc. | New England | NPCC | NE | Plymouth | MA | Solar | 5 | NA | NA | NA | 22.3311 | NA | NA
160 Tihonet Road Solar Project | -663444 | Operating | 5 | Solar | 2021 | Clearway Energy, Inc. | New England | NPCC | NE | Plymouth | MA | Solar | 5 | NA | NA | NA | 22.3311 | NA | NA
196 Tremont Battery Storage Project | -664093 | Operating | 1.5 | Battery | 2021 | Clearway Energy, Inc. | New England | NPCC | NE | Plymouth | MA | Energy Storage | 1.5 | NA | NA | NA | 0.12177 | 0 | 0
196 Tremont Battery Storage Project | -664092 | Operating | 1.5 | Battery | 2021 | Clearway Energy, Inc. | New England | NPCC | NE | Plymouth | MA | Energy Storage | 1.5 | NA | NA | NA | 0.12177 | 0 | 0
196 Tremont Project | -663452 | Operating | 1.5 | Solar | 2021 | Clearway Energy, Inc. | New England | NPCC | NE | Plymouth | MA | Solar | 1.5 | NA | NA | NA | 28.6073 | NA | NA
196 Tremont Project | -663451 | Operating | 1.5 | Solar | 2021 | Clearway Energy, Inc. | New England | NPCC | NE | Plymouth | MA | Solar | 1.5 | NA | NA | NA | 28.6073 | NA | NA
201 Sturbridge B | -172614 | Operating | 2 | Solar | 2014 | Se Solarne2, Llc | New England | NPCC | NE | Hampden | MA | Solar | 2 | NA | NA | NA | 16.9578 | 16.5126 | 14.8687
205 Sturbridge A Solar | -172613 | Operating | 3 | Solar | 2014 | Sh Solarne2 Llc | New England | NPCC | NE | Hampden | MA | Solar | 3 | NA | NA | NA | 19.0335 | 13.3752 | 14.5282
26 Huntington Road Solar Project | -431578 | Operating | 1 | Solar | 2016 | BlueWave Solar, LLC | New England | NPCC | NE | Hampshire | MA | Solar | 1 | NA | NA | NA | NA | NA | NA
2734 Elm Street-Dighton Solar Project | -663413 | Operating | 2.8 | Solar | 2020 | Clearway Energy, Inc. | New England | NPCC | NE | Bristol | MA | Solar | 2.8 | NA | NA | NA | 32.6606 | NA | NA
2734 Elm Street-Dighton Solar Project | -663412 | Operating | 2.8 | Solar | 2020 | Clearway Energy, Inc. | New England | NPCC | NE | Bristol | MA | Solar | 2.8 | NA | NA | NA | 32.6606 | NA | NA
276 Federal Road Battery Storage | -664061 | Operating | 3.3 | Battery | 2021 | Clearway Energy, Inc. | New England | NPCC | NE | Plymouth | MA | Energy Storage | 3.3 | NA | NM | NA | 0.73336 | 0.083022 | 0
276 Federal Road Battery Storage | -664060 | Operating | 3.3 | Battery | 2021 | Clearway Energy, Inc. | New England | NPCC | NE | Plymouth | MA | Energy Storage | 3.3 | NA | NM | NA | 0.73336 | 0.083022 | 0
276 Federal Road Solar Project | -663427 | Operating | 5 | Solar | 2021 | Clearway Energy, Inc. | New England | NPCC | NE | Plymouth | MA | Solar | 5 | NA | NA | NA | 11.153 | NA | NA
276 Federal Road Solar Project | -663426 | Operating | 5 | Solar | 2021 | Clearway Energy, Inc. | New England | NPCC | NE | Plymouth | MA | Solar | 5 | NA | NA | NA | 11.153 | NA | NA
28 Livermore Hill Road Solar | -253023 | Operating | 5 | Solar | 2020 | Nexamp, Inc. | New England | NPCC | NE | Worcester | MA | Solar | 5 | NA | NA | NA | 17.137 | 18.484 | 16.8425
28 Livermore Hill Road Solar | -253022 | Operating | 5 | Solar | 2020 | Nexamp, Inc. | New England | NPCC | NE | Worcester | MA | Solar | 5 | NA | NA | NA | 17.137 | 18.484 | 16.8425
299 Farm To Market Road Battery Energy Storage System | -664077 | Operating | 2.3 | Battery | 2021 | Clearway Energy, Inc. | New England | NPCC | NE | Plymouth | MA | Energy Storage | 2.3 | NA | NM | NA | 1.757 | 0.039706 | 0
299 Farm To Market Road Battery Energy Storage System | -664076 | Operating | 2.3 | Battery | 2021 | Clearway Energy, Inc. | New England | NPCC | NE | Plymouth | MA | Energy Storage | 2.3 | NA | NM | NA | 1.757 | 0.039706 | 0
299 Farm To Market Road Solar Project | -663441 | Operating | 3 | Solar | 2021 | Clearway Energy, Inc. | New England | NPCC | NE | Plymouth | MA | Solar | 3 | NA | NA | NA | 30.3463 | NA | NA
299 Farm To Market Road Solar Project | -663440 | Operating | 3 | Solar | 2021 | Clearway Energy, Inc. | New England | NPCC | NE | Plymouth | MA | Solar | 3 | NA | NA | NA | 30.3463 | NA | NA
3 Colton Solar Plant | -752254 | Operating | 3.4 | Solar | 2023 | Madison Energy Holdings, LLC | New England | NPCC | NY | Worcester | MA | Solar | 3.4 | NA | NA | NA | 5.2377 | NA | NA
301 Chestnut Solar NG Project | -173816 | Operating | 2 | Solar | 2017 | NuGen Capital Management, LLC | New England | NPCC | NE | Hampden | MA | Solar | 2 | NA | NA | NA | 13.9041 | 14.2295 | 13.4646
311 Shoemaker Lane Solar Project | -393936 | Operating | 4.5 | Solar | 2021 | Engie SA | New England | NPCC | NE | Hampden | MA | Solar | 5 | NA | NA | NA | 12.3242 | 14.9041 | 14.4977
36 Milford Street Solar Facility | -173109 | Operating | 1.39 | Solar | 2017 | Ameresco, Inc. | New England | NPCC | NE | Worcester | MA | Solar | 1.39 | NA | NA | NA | NA | NA | NA
363 Quaker Highway Solar Project | -431576 | Operating | NA | Solar | NA | BlueWave Solar, LLC | New England | NPCC | NE | Worcester | MA | Solar | 3.87 | NA | NA | NA | NA | NA | NA
433 Purchase Solar NG Project | -173678 | Operating | 2.5 | Solar | 2012 | 433 Purchase Solar NG, LLC | New England | NPCC | NE | Bristol | MA | Solar | 2.8 | NA | NA | NA | 15.627 | 16.895 | 15.5577
580 River Solar | -503345 | Operating | 3.1 | Solar | 2018 | NuGen Capital Management, LLC | New England | NPCC | NE | Worcester | MA | Solar | 3.1 | NA | NA | NA | 16.4936 | 17.7088 | 16.593
59 Federal Road Battery Energy Storage System | -664073 | Operating | 5 | Battery | 2021 | Clearway Energy, Inc. | New England | NPCC | NE | Plymouth | MA | Energy Storage | 5 | NA | NA | NA | 0.015982 | 0 | 0
59 Federal Road Battery Energy Storage System | -664072 | Operating | 5 | Battery | 2021 | Clearway Energy, Inc. | New England | NPCC | NE | Plymouth | MA | Energy Storage | 5 | NA | NA | NA | 0.015982 | 0 | 0
59 Federal Road Solar Project | -663439 | Operating | 5 | Solar | 2021 | Clearway Energy, Inc. | New England | NPCC | NE | Plymouth | MA | Solar | 5 | NA | NA | NA | 29.274 | NA | NA
59 Federal Road Solar Project | -663438 | Operating | 5 | Solar | 2021 | Clearway Energy, Inc. | New England | NPCC | NE | Plymouth | MA | Solar | 5 | NA | NA | NA | 29.274 | NA | NA
631 Owner Turbine(Lightolier) | -167288 | Out of Service | 2 | Wind Turbine | 2012 | Lightolier Genlyte Inc | New England | NPCC | NE | Bristol | MA | Wind | NA | NA | NA | NA | 0 | 0 | 0.31393
71 Charlotte Furnace Road Battery Storage Project | -664081 | Operating | 1 | Battery | 2021 | Clearway Energy, Inc. | New England | NPCC | NE | Plymouth | MA | Energy Storage | 1 | NA | NA | NA | 2.7626 | 0 | 0
71 Charlotte Furnace Road Battery Storage Project | -664080 | Operating | 1 | Battery | 2021 | Clearway Energy, Inc. | New England | NPCC | NE | Plymouth | MA | Energy Storage | 1 | NA | NA | NA | 2.7626 | 0 | 0
71 Charlotte Furnace Road Project | -663443 | Operating | 1 | Solar | 2021 | Clearway Energy, Inc. | New England | NPCC | NE | Plymouth | MA | Solar | 1 | NA | NA | NA | 78.6758 | NA | NA
71 Charlotte Furnace Road Project | -663442 | Operating | 1 | Solar | 2021 | Clearway Energy, Inc. | New England | NPCC | NE | Plymouth | MA | Solar | 1 | NA | NA | NA | 78.6758 | NA | NA
77 Farm to Market Road Battery Storage Project | -664089 | Operating | 2.2 | Battery | 2021 | Clearway Energy, Inc. | New England | NPCC | NE | Plymouth | MA | Energy Storage | 2.2 | NA | NA | NA | 0.17642 | 0 | 0
77 Farm to Market Road Battery Storage Project | -664088 | Operating | 2.2 | Battery | 2021 | Clearway Energy, Inc. | New England | NPCC | NE | Plymouth | MA | Energy Storage | 2.2 | NA | NA | NA | 0.17642 | 0 | 0
77 Farm to Market Road Solar Project | -663449 | Operating | 5 | Solar | 2021 | Clearway Energy, Inc. | New England | NPCC | NE | Plymouth | MA | Solar | 5 | NA | NA | NA | 25.2397 | NA | NA
77 Farm to Market Road Solar Project | -663448 | Operating | 5 | Solar | 2021 | Clearway Energy, Inc. | New England | NPCC | NE | Plymouth | MA | Solar | 5 | NA | NA | NA | 25.2397 | NA | NA
Acton Boxborough Battery Storage | -763036 | Operating | 2.1 | Battery | 2021 | Enel X North America, Inc. | New England | NPCC | NE | Middlesex | MA | Energy Storage | 2.1 | NA | NA | NA | NA | NA | NA
Acton Solar Landfill Project | -172640 | Operating | 1.5 | Solar | 2013 | Ameresco, Inc. | New England | NPCC | NE | Middlesex | MA | Solar | 1.5 | NA | NA | NA | 11.2709 | 12.8463 | 12.9138
Acushnet - Braley Road 1 | -744776 | Operating | 1.9 | Solar | 2013 | CleanCapital Holdco 4, LLC | New England | NPCC | NE | Bristol | MA | Solar | 1.9 | NA | NA | NA | 15.2968 | 15.423 | 15.1286
Acushnet - Braley Road 1 | -171659 | Operating | 1.9 | Solar | 2013 | Firstar Development, LLC | New England | NPCC | NE | Bristol | MA | Solar | 1.9 | NA | NA | NA | 15.2968 | 15.423 | 15.1286
Acushnet – Hawes | -744770 | Operating | 1 | Solar | 2012 | CleanCapital Holdco 4, LLC | New England | NPCC | NE | Bristol | MA | Solar | 1 | NA | NA | NA | 20.5137 | 20.6621 | 20
Acushnet – Hawes | -170700 | Operating | 1 | Solar | 2012 | Firstar Development, LLC | New England | NPCC | NE | Bristol | MA | Solar | 1 | NA | NA | NA | 20.5137 | 20.6621 | 20
Acushnet - High Hill Road | -745859 | Operating | 2.8 | Solar | 2013 | CleanCapital Holdco 4, LLC | New England | NPCC | NE | Bristol | MA | Solar | 2.8 | NA | NA | NA | 16.5729 | 14.3229 | 15.1077
Acushnet - High Hill Road | -171682 | Operating | 2.8 | Solar | 2013 | Firstar Development, LLC | New England | NPCC | NE | Bristol | MA | Solar | 2.8 | NA | NA | NA | 16.5729 | 14.3229 | 15.1077
Acushnet Ball Battery Storage Plant 2 | -204450 | Operating | 1.5 | Battery | 2019 | Borrego Solar Systems, Inc. | New England | NPCC | NE | Bristol | MA | Energy Storage | 1.5 | NA | NM | NM | 4.7869 | 4.863 | 0.045662
Acushnet MA 1 Solar Project | -747917 | Operating | 1 | Solar | 2023 | Navisun LLC | New England | NPCC | NE | Bristol | MA | Solar | 1 | NA | NA | NA | 0.67352 | NA | NA
Acushnet MA 2 Solar Project | -759419 | Operating | 1 | Solar | 2024 | Consolidated Edison Development, Inc. | New England | NPCC | NE | Bristol | MA | Solar | 1 | NA | NA | NA | NA | NA | NA
Acushnet-ADM Solar Plant | -745858 | Operating | 3.5 | Solar | 2012 | CleanCapital Holdco 4, LLC | New England | NPCC | NE | Plymouth | MA | Solar | 3.5 | NA | NA | NA | 19.0574 | 14.6847 | 14.6847
Acushnet-ADM Solar Plant | -170702 | Operating | 3.5 | Solar | 2012 | Firstar Development, LLC | New England | NPCC | NE | Plymouth | MA | Solar | 3.5 | NA | NA | NA | 19.0574 | 14.6847 | 14.6847
Adams Community Solar Project | -171845 | Operating | 1 | Solar | 2015 | Clean Energy Collective, LLC | New England | NPCC | NE | Berkshire | MA | Solar | 1 | NA | NA | NA | NA | NA | NA
Adams Community Solar Project | -171844 | Operating | 1 | Solar | 2015 | First Solar, Inc. | New England | NPCC | NE | Berkshire | MA | Solar | 1 | NA | NA | NA | NA | NA | NA
Adams Farm Solar | -170038 | Operating | 3 | Solar | 2013 | Soltas Energy Corporation | New England | NPCC | NE | Worcester | MA | Solar | 3 | NA | NA | NA | NA | NA | NA
Adams Solar Project | -641078 | Operating | 1.1 | Solar | 2014 | Adams Massachusetts | New England | NPCC | NE | Berkshire | MA | Solar | 1.1 | NA | NA | NA | NA | NA | NA
AES Energy Solutions (Walpole) | -194478 | Operating | 2 | Solar | 2017 | AES Distributed Energy, Inc. | New England | NPCC | NE | Norfolk | MA | Solar | 2 | NA | NA | NA | 16.2329 | 17.2945 | 16.9178
Agawam Avenue (Landfill) Solar Project | -763612 | Operating | 1.8 | Solar | 2017 | Citizens Energy Corporation | New England | NPCC | NE | Hampden | MA | Solar | 1.8 | NA | NA | NA | 17.7258 | 18.9434 | 13.7113
Agawam Landfill Solar | -763507 | Operating | 1.5 | Solar | 2013 | Citizens Solar Holdings LLC | New England | NPCC | NE | Hampden | MA | Solar | 1.5 | NA | NA | NA | 15.3501 | 16.2633 | 16.2253
Agawam Landfill Solar | -170203 | Operating | 1.5 | Solar | 2013 | Rivermoor Energy | New England | NPCC | NE | Hampden | MA | Solar | 1.5 | NA | NA | NA | 15.3501 | 16.2633 | 16.2253
Agawam Solar & Storage Project | -641817 | Operating | NA | Solar | NA | Marina Energy LLC | New England | NPCC | NE | Hampden | MA | Solar | 5.66 | NA | NA | NA | NA | NA | NA
Agawam Solar & Storage Project | -546355 | Operating | NA | Solar | NA | Captona LLC | New England | NPCC | NE | Hampden | MA | Solar | 5.66 | NA | NA | NA | NA | NA | NA
AIS Solar Project | -493830 | Operating | 2.5 | Solar | 2016 | Undisclosed buyer | New England | NPCC | NE | Worcester | MA | Solar | 2.5 | NA | NA | NA | 16.6393 | 18.1553 | 27.6164
Ajax Solar Farm | -648689 | Operating | 3.8 | Solar | 2017 | Green Street Power Partners, LLC | New England | NPCC | NE | Plymouth | MA | Solar | 3.8 | NA | NA | NA | 12.524 | NA | NA
Ajax Solar Farm | -639270 | Operating | 3.8 | Solar | 2017 | Green Street Power Partners, LLC | New England | NPCC | NE | Plymouth | MA | Solar | 3.8 | NA | NA | NA | 12.524 | NA | NA
Alicea Battery Storage Plant | -583656 | Operating | 1.5 | Battery | 2020 | AES Distributed Energy, Inc. | New England | NPCC | NE | Worcester | MA | Energy Storage | 1.5 | NA | NM | NM | 2.1613 | 3.4094 | 1.5677
Alicea Solar Hybrid Project | -316902 | Operating | 2 | Solar | 2020 | AES Distributed Energy, Inc. | New England | NPCC | NE | Worcester | MA | Solar | 2 | NA | NA | NA | 21.1473 | 23.8927 | 16.9235
Allard Solar Farm | -171627 | Operating | 3 | Solar | 2014 | NuGen Capital Management, LLC | New England | NPCC | NE | Hampshire | MA | Solar | 2 | NA | NA | NA | 19.3151 | 21.5525 | 19.9772
Amaterasu Battery Storage Project | -583677 | Operating | 3.2 | Battery | 2021 | AES Distributed Energy, Inc. | New England | NPCC | NE | Worcester | MA | Energy Storage | 3.2 | NA | NM | NA | 2.2831 | 0.48516 | 0
Amaterasu Solar Project | -364892 | Operating | 4.6 | Solar | 2021 | AES Distributed Energy, Inc. | New England | NPCC | NE | Worcester | MA | Solar | 4.6 | NA | NA | NA | 17.8082 | 10.5891 | 5.4249
AMERESCO Chicopee Energy Landfill | -166557 | Operating | 7.8 | Internal Combustion | 2004 | Ameresco Chicopee Energy LLC | New England | NPCC | NE | Hampden | MA | Biomass | 7.7 | 12271 | 11618 | 11195 | 20.8356 | 28.0748 | 38.8765
Amesbury Solar Project (Hunt Road Solar) | -763595 | Operating | 4.5 | Solar | 2016 | Citizens Enterprises Corp | New England | NPCC | NE | Essex | MA | Solar | 4.5 | NA | NA | NA | 17.5723 | 20.1421 | 18.8711
Kearl Cogen Power Plant (Oil Sands Project) | -180018 | Operating & Planned | 84 | Gas Turbine | 2015 | ExxonMobil Canada Properties | Alberta | WECC | WECCCN |  |  | Gas | 84 | NA | NA | NA | NA | NA | NA
Annese Battery Storage Project | -583658 | Operating | 3.5 | Battery | 2020 | AES Distributed Energy, Inc. | New England | NPCC | NE | Worcester | MA | Energy Storage | 3.5 | NA | NM | NM | 1.7841 | 2.544 | 1.5199
Annese Solar Project Hybrid | -316908 | Operating | 4.3 | Solar | 2020 | AES Distributed Energy, Inc. | New England | NPCC | NE | Worcester | MA | Solar | 4.3 | NA | NA | NA | 19.0533 | 21.7638 | 16.6215
Antanavica Solar Project | -405289 | Operating | 1 | Solar | 2018 | Cypress Creek Renewables, LLC | New England | NPCC | NE | Worcester | MA | Solar | 1 | NA | NA | NA | 16.7237 | 17.3288 | 15.9361
ASD Cotuit MA Battery Energy Storage System | -782113 | Operating | 2.5 | Battery | 2024 | AMP Solar Group Inc. | New England | NPCC | NE | Barnstable | MA | Energy Storage | 2.5 | NA | NA | NA | NA | NA | NA
ASD Cotuit MA Solar Project | -746607 | Operating | 3.1 | Solar | 2023 | AMP Solar Group Inc. | New England | NPCC | NE | Barnstable | MA | Solar | 3.1 | NA | NA | NA | 0.40507 | NA | NA
ASD Three Rivers MA Battery Storage Project | -785103 | Operating | 1.4 | Battery | 2024 | AMP Solar Group Inc. | New England | NPCC | NE | Hampden | MA | Energy Storage | 1.4 | NA | NA | NA | NA | NA | NA
ASD Three Rivers MA Solar Project | -785093 | Operating | 4 | Solar | 2024 | AMP Solar Group Inc. | New England | NPCC | NE | Hampden | MA | Solar | 4 | NA | NA | NA | NA | NA | NA
ASD Wallum MA Battery Storage Project | -753635 | Operating | 3.8 | Battery | 2022 | Palisade Americas Investment, LLC | New England | NPCC | NE | Worcester | MA | Energy Storage | 3.8 | NA | NM | NA | 5.3383 | 2.1119 | NA
ASD Wallum MA Battery Storage Project | -753634 | Operating | 3.8 | Battery | 2022 | Palisade Impact AS Holding Pty Ltd | New England | NPCC | NE | Worcester | MA | Energy Storage | 3.8 | NA | NM | NA | 5.3383 | 2.1119 | NA
ASD Wallum MA Battery Storage Project | -753633 | Operating | 3.8 | Battery | 2022 | EagleCrest Solar HoldCo LP | New England | NPCC | NE | Worcester | MA | Energy Storage | 3.8 | NA | NM | NA | 5.3383 | 2.1119 | NA
ASD Wallum MA Solar Project | -753599 | Operating | 5 | Solar | 2022 | Palisade Americas Investment, LLC | New England | NPCC | NE | Worcester | MA | Solar | 5 | NA | NA | NA | 16.1187 | 18.4932 | NA
ASD Wallum MA Solar Project | -753598 | Operating | 5 | Solar | 2022 | Palisade Impact AS Holding Pty Ltd | New England | NPCC | NE | Worcester | MA | Solar | 5 | NA | NA | NA | 16.1187 | 18.4932 | NA
ASD Wallum MA Solar Project | -753597 | Operating | 5 | Solar | 2022 | EagleCrest Solar HoldCo LP | New England | NPCC | NE | Worcester | MA | Solar | 5 | NA | NA | NA | 16.1187 | 18.4932 | NA
Ashburnham Battery Storage | -176152 | Operating | 3 | Battery | 2019 | Massachusetts Municipal Wholesale Electric Company | New England | NPCC | NE | Worcester | MA | Energy Storage | 3 | NA | NM | NM | 0.93607 | 0.63166 | 0.61263
Ashburnham Solar Project (Murray) | -92885 | Operating | 2.9 | Solar | 2013 | Integrys Solar, LLC | New England | NPCC | NE | Worcester | MA | Solar | 2.9 | NA | NA | NA | 13.6396 | 14.5607 | 15.2259
Ashby Duffy Solar Farm | -173527 | Operating | 1.8 | Solar | 2017 | Lodestar Energy, Inc. | New England | NPCC | NE | Middlesex | MA | Solar | 1.8 | NA | NA | NA | 19.5903 | 26.7631 | 20.1801
Ashby Solar Project | -163960 | Operating | 1.8 | Solar | 2018 | Nexamp, Inc. | New England | NPCC | NE | Worcester | MA | Solar | 1.8 | NA | NA | NA | 16.8633 | 19.8186 | 8.7075
Ashby Solar Project | -163959 | Operating | 1.8 | Solar | 2018 | Nexamp, Inc. | New England | NPCC | NE | Worcester | MA | Solar | 1.8 | NA | NA | NA | 16.8633 | 19.8186 | 8.7075
Ashland Solar Project | -763630 | Operating | 4.5 | Solar | 2019 | Citizens Solar Holdings IX LLC | New England | NPCC | NE | Middlesex | MA | Solar | 4.5 | NA | NA | NA | 17.1715 | NA | NA
Athol Solar Project | -169493 | Operating | 2.8 | Solar | 2015 | Smart Energy Capital, LLC | New England | NPCC | NE | Worcester | MA | Solar | 2.8 | NA | NA | NA | 28.1352 | 30.4183 | 31.4783
Auburn Community Battery Storage Project | -583630 | Operating | 3.8 | Battery | 2022 | Agilitas Energy, LLC | New England | NPCC | NE | Worcester | MA | Energy Storage | 3.8 | NA | NM | NA | 1.1235 | 0.71197 | NA
Auburn Community Solar Project | -461953 | Operating | 4.9 | Solar | 2022 | Agilitas Energy, LLC | New England | NPCC | NE | Worcester | MA | Solar | 4.9 | NA | NA | NA | 18.0598 | 12.7737 | NA
Ayers Village Solar | -171777 | Operating | 2 | Solar | 2014 | Desri V, L.L.C. | New England | NPCC | NE | Essex | MA | Solar | 2 | NA | NA | NA | 15.9075 | 14.8973 | 15.1199
Baptist Hill Road Solar | -173106 | Operating | 4.6 | Solar | 2016 | SunEdison, Inc. | New England, New York | NPCC | NE | Hampden | MA | Solar | 4.6 | NA | NA | NA | NA | NA | NA
Barnstable Capped Landfill Solar Project | -171047 | Operating | 4 | Solar | 2014 | Clean Focus Corporation | New England | NPCC | NE | Barnstable | MA | Solar | 4 | NA | NA | NA | 14.9857 | 15.8818 | 14.2551
Barre Solar III | -163933 | Operating | 1 | Solar | 2018 | Community Energy, Inc. | New England | NPCC | NE | Worcester | MA | Solar | 1 | NA | NA | NA | 16.8721 | 19.1553 | 16.9863
Barrett Street Solar Project | -431574 | Operating | 11.9 | Solar | 2016 | BlueWave Solar, LLC | New England | NPCC | NE | Worcester | MA | Solar | 11.9 | NA | NA | NA | 16.4988 | 18.1708 | NA
Barton Acres Solar Project | -249851 | Operating | 1 | Solar | 2017 | 38 Degrees North, LLC | New England | NPCC | NE | Worcester | MA | Solar | 1 | NA | NA | NA | 18.8927 | 19.9658 | 18.6758
Bashaw Solar Project | -663233 | Operating | 2 | Solar | 2017 | Clearway Energy, Inc. | New England | NPCC | NE | Essex | MA | Solar | 2 | NA | NA | NA | 41.9292 | NA | NA
Bashaw Solar Project | -663232 | Operating | 2 | Solar | 2017 | Clearway Energy, Inc. | New England | NPCC | NE | Essex | MA | Solar | 2 | NA | NA | NA | 41.9292 | NA | NA
Beacon Battery Storage Project | -614304 | Operating | 5 | Battery | 2022 | Cypress Creek Renewables, LLC | New England | NPCC | NE | Hampshire | MA | Energy Storage | 5 | NA | NA | NA | 0.86758 | NA | NA
Beacon Solar | -613536 | Operating | 5 | Solar | 2022 | Cypress Creek Renewables, LLC | New England | NPCC | NE | Hampshire | MA | Solar | 5 | NA | NA | NA | 10.1941 | NA | NA
Beebe Holbrook | -109214 | Operating | 0.52 | Hydraulic Turbine | 1948 | City of Holyoke, Massachusetts | New England | NPCC | NE | Hampden | MA | Water | 0.52 | NA | NA | NA | NA | NA | NA
Beebe Substation Battery Storage | -176243 | Operating | 3 | Battery | 2019 | Massachusetts Municipal Wholesale Electric Company | New England | NPCC | NE | Middlesex | MA | Energy Storage | 3 | NA | NM | NM | 0.97032 | 0.58219 | 0.6621
Belchertown Renewables Solar Project | -155597 | Operating | 4 | Solar | 2017 | Nexamp, Inc. | New England | NPCC | NE | Hampshire | MA | Solar | 4 | NA | NA | NA | 18.3134 | 19.0782 | 18.1678
Belchertown Renewables Solar Project | -155596 | Operating | 4 | Solar | 2017 | Nexamp, Inc. | New England | NPCC | NE | Hampshire | MA | Solar | 4 | NA | NA | NA | 18.3134 | 19.0782 | 18.1678
Belchertown Solar Project | -173058 | Operating | 1 | Solar | 2015 | Altus Power America Management, LLC | New England | NPCC | NE | Hampshire | MA | Solar | 1 | NA | NA | NA | 15.5708 | 16.1986 | 16.6667
Kearl Cogen Power Plant (Oil Sands Project) | -180017 | Operating & Planned | 84 | Gas Turbine | 2015 | Imperial Oil Resources Limited | Alberta | WECC | WECCCN |  |  | Gas | 84 | NA | NA | NA | NA | NA | NA
Kearl Cogen Power Plant (Oil Sands Project) | -180016 | Operating & Planned | 84 | Gas Turbine | 2015 | Imperial Oil Resources Limited | Alberta | WECC | WECCCN |  |  | Gas | 84 | NA | NA | NA | NA | NA | NA
Bellingham Solar | -172180 | Operating | 2.9 | Solar | 2016 | Kearsarge Energy LP | New England | NPCC | NE | Norfolk | MA | Solar | 2.9 | NA | NA | NA | 18.8041 | 20.3393 | 18.9419
Bellingham Solar Project | -493762 | Operating | 3 | Solar | 2013 | Undisclosed buyer | New England | NPCC | NE | Worcester | MA | Solar | 3 | NA | NA | NA | 16.3661 | 13.4665 | 12.7588
Berkley East Solar | -170523 | Operating | 3 | Solar | 2013 | Canadian Solar (USA) Inc. | New England | NPCC | NE | Bristol | MA | Solar | 2.9 | NA | NA | NA | 18.0483 | 15.3204 | 10.27
Berkley East Solar | -170522 | Operating | 3 | Solar | 2013 | DEGS Solar, LLC | New England | NPCC | NE | Bristol | MA | Solar | 2.9 | NA | NA | NA | 18.0483 | 15.3204 | 10.27
Berkley East Solar | -92887 | Operating | 3 | Solar | 2013 | WPS Power Development, LLC | New England | NPCC | NE | Bristol | MA | Solar | 2.9 | NA | NA | NA | 18.0483 | 15.3204 | 10.27
Berkley Solar Farm | -123752 | Operating | 3 | Solar | 2014 | Soltage, LLC | New England | NPCC | NE | Bristol | MA | Solar | 3 | NA | NA | NA | 12.6674 | 14.2732 | 16.0198
Kearny GT | -410432 | Operating | 605 | Gas Turbine | 1967 | Arclight Energy Partners Fund VII, L.P. | PJM | RFC | R-PJM | Hudson | NJ | Gas | 456.4 | 11952 | 11183 | NA | 3.3092 | 6.0797 | NA
Kelco Biopolymers (Cogen) | -144240 | Operating | 29.2 | Gas Turbine | 1983 | Monsanto Company | CAISO | WECC | CAMX | San Diego | CA | Gas | 18.5 | 12616 | 12511 | 12511 | 45.3689 | 37.1165 | 32.1129
Berkshire School Solar Project | -169409 | Operating | 1.8 | Solar | 2011 | Power Play Solar, LLC | New England | NPCC | NE | Berkshire | MA | Solar | 1.8 | NA | NA | NA | 14.8402 | 15.95 | 14.8085
Berkshire Wind Power | -214339 | Operating | 19.6 | Wind Turbine | 2011 | Berkshire Wind Power Cooperative Corporation | New England | NPCC | NE | Berkshire | MA | Wind | 19.6 | NA | NA | NA | 17.7937 | 24.6127 | 25.2388
Berlin Solar Project | -171475 | Operating | 3 | Solar | 2015 | SunEdison, Inc. | New England | NPCC | NE | Worcester | MA | Solar | 3 | NA | NA | NA | NA | NA | NA
Big George Solar Project | -173368 | Operating | 1 | Solar | 2018 | Altus Power America Management, LLC | New England | NPCC | NE | Plymouth | MA | Solar | 1 | NA | NA | NA | 16.5297 | 18.0822 | 17.1119
Bird Inc. Landfill Solar | -767644 | Operating | 1.95 | Solar | 2017 | Dynamic Energy Solutions, LLC | New England | NPCC | NE | Norfolk | MA | Solar | 1.95 | NA | NA | NA | NA | NA | NA
Bird Machine Solar Farm | -173312 | Operating | 3.5 | Solar | 2017 | Soltage, LLC | New England | NPCC | NE | Norfolk | MA | Solar | 3.5 | NA | NA | NA | 19.2074 | 20.0457 | 18.7019
BJ's Wholesale Club Solar - Uxbridge | -172853 | Operating | 1 | Solar | 2017 | Tesla Energy Operations, Inc. | New England | NPCC | NE | Worcester | MA | Solar | 1 | NA | NA | NA | 5.6621 | 10.9817 | 11.2671
Blacksmith Road Solar 1 Project | -673564 | Operating | 5 | Solar | 2021 | Nexamp, Inc. | New England | NPCC | NE | Barnstable | MA | Solar | 5 | NA | NA | NA | 19.2922 | 10.8607 | NA
Blacksmith Road Solar 1 Project | -673563 | Operating | 5 | Solar | 2021 | Nexamp, Inc. | New England | NPCC | NE | Barnstable | MA | Solar | 5 | NA | NA | NA | 19.2922 | 10.8607 | NA
Blacksmith Road Storage Project | -673578 | Operating | 2 | Battery | 2021 | Nexamp, Inc. | New England | NPCC | NE | Barnstable | MA | Energy Storage | 2 | NA | NA | NA | 5.2626 | NA | NA
Blacksmith Road Storage Project | -673577 | Operating | 2 | Battery | 2021 | Nexamp, Inc. | New England | NPCC | NE | Barnstable | MA | Energy Storage | 2 | NA | NA | NA | 5.2626 | NA | NA
Kemper County CT | -109079 | Operating | 372 | Gas Turbine | 2002 | Tennessee Valley Authority |  | SERC | CENTRL | Kemper | MS | Gas | 374.4 | NA | 41881 | 21019 | 0.10318 | 1.4118 | 4.8817
Blackstone Battery Storage Project | -678371 | Operating | 3 | Battery | 2022 | Catalyze Parentco LLC | New England | NPCC | NE | Worcester | MA | Energy Storage | 3 | NA | NM | NA | 0 | 0.20548 | NA
Blackstone Battery Storage Project | -678370 | Operating | 3 | Battery | 2022 | Catalyze Parentco LLC | New England | NPCC | NE | Worcester | MA | Energy Storage | 3 | NA | NM | NA | 0 | 0.20548 | NA
Blackstone Solar Plant | -678274 | Operating | 4.2 | Solar | 2022 | Catalyze Parentco LLC | New England | NPCC | NE | Worcester | MA | Solar | 4.2 | NA | NA | NA | 12.1249 | 5.4577 | NA
Blackstone Solar Plant | -678273 | Operating | 4.2 | Solar | 2022 | Catalyze Parentco LLC | New England | NPCC | NE | Worcester | MA | Solar | 4.2 | NA | NA | NA | 12.1249 | 5.4577 | NA
Blackstone Solar Project | -807239 | Operating | NA | Solar | 2024 | EDF power solutions North America | New England | NPCC | NE | Worcester | MA | Solar | 4.89 | NA | NA | NA | NA | NA | NA
Blair Wire Village Solar Project | -694312 | Operating | 1 | Solar | 2017 | Pro-Tech Energy Solutions LLC | New England | NPCC | NE | Worcester | MA | Solar | 1 | NA | NA | NA | 19.4292 | NA | NA
Blair Wire Village Solar Project | -251984 | Operating | 1 | Solar | 2017 | Zero-Point Development, Inc. | New England | NPCC | NE | Worcester | MA | Solar | 1 | NA | NA | NA | 19.4292 | 20.2283 | 18.653
Blodgett Street 1 Battery Storage Project | -664053 | Operating | 5 | Battery | 2021 | Clearway Energy, Inc. | New England | NPCC | NE | Middlesex | MA | Energy Storage | 5 | NA | NM | NA | 0.079909 | 2.1826 | 0
Blodgett Street 1 Battery Storage Project | -664052 | Operating | 5 | Battery | 2021 | Clearway Energy, Inc. | New England | NPCC | NE | Middlesex | MA | Energy Storage | 5 | NA | NM | NA | 0.079909 | 2.1826 | 0
Blodgett Street Solar 1 Farm | -663385 | Operating | 5 | Solar | 2021 | Clearway Energy, Inc. | New England | NPCC | NE | Middlesex | MA | Solar | 5 | NA | NA | NA | 21.6438 | NA | NA
Blodgett Street Solar 1 Farm | -663384 | Operating | 5 | Solar | 2021 | Clearway Energy, Inc. | New England | NPCC | NE | Middlesex | MA | Solar | 5 | NA | NA | NA | 21.6438 | NA | NA
Boatlock | -109218 | Operating | 3.1 | Hydraulic Turbine | 1921 | City of Holyoke, Massachusetts | New England | NPCC | NE | Hampden | MA | Water | 3.4 | NA | NA | NA | 71.3705 | 35.5661 | 43.9162
Bolton Solar Project | -199588 | Operating | 4.9 | Solar | 2013 | MS Solar Solutions Corporation | New England | NPCC | NE | Worcester | MA | Solar | 4.9 | NA | NA | NA | 15.9375 | 17.4122 | 16.3289
Bolton Solar Project | -87655 | Operating | 4.9 | Solar | 2013 | AES Distributed Energy, Inc. | New England | NPCC | NE | Worcester | MA | Solar | 4.9 | NA | NA | NA | 15.9375 | 17.4122 | 16.3289
Boott | -382416 | Operating | 22.9 | Hydraulic Turbine | 1985 | Central Rivers Power, LLC | New England | NPCC | NE | Middlesex | MA | Water | 21.7 | NA | NA | NA | 0 | 29.2921 | 39.9186
Boston Medical Center Battery Storage Project | -646196 | Operating | 1 | Battery | 2023 | Boston Medical Center Corporation | New England | NPCC | NE | Suffolk | MA | Energy Storage | 1 | NA | NA | NA | 0.54795 | NA | NA
Boston Medical Center CHP Plant | -173404 | Operating | 2 | Internal Combustion | 2017 | Boston Medical Center Corporation | New England | NPCC | NE | Suffolk | MA | Gas | 2 | 11786 | 11954 | 12824 | 69.395 | 67.6998 | 64.7888
Boston Scientific Solar | -521412 | Operating | 1.1 | Solar | 2012 | RWE Clean Energy Solutions, Inc. | New England | NPCC | NE | Norfolk | MA | Solar | 1.1 | NA | NA | NA | 13.8439 | NA | NA
Bourne Community Solar Farm | -172172 | Operating | 1.3 | Solar | 2016 | IGS Solar, LLC | New England | NPCC | NE | Barnstable | MA | Solar | 1.3 | NA | NA | NA | NA | NA | NA
Boutillier Solar Project | -249957 | Operating | 2.9 | Solar | 2018 | 38 Degrees North, LLC | New England | NPCC | NE | Worcester | MA | Solar | 2.9 | NA | NA | NA | 18.3475 | 19.182 | 18.0641
Bowden Solar Project | -249982 | Operating | 2 | Solar | 2019 | 38 Degrees North, LLC | New England | NPCC | NE | Hampden | MA | Solar | 2 | NA | NA | NA | 19.4121 | 20.3082 | 18.8927
Bradford Solar Project | -508195 | Operating | 5 | Solar | 2017 | Strata Clean Energy, LLC | New England | NPCC | NE | Essex | MA | Solar | 5 | NA | NA | NA | 15.8128 | 16.7626 | NA
Braley Road 2 Solar Project | -676676 | Operating | 2.6 | Solar | 2015 | TransAlta Renewables Inc. | New England | NPCC | NE | Bristol | MA | Solar | 2.6 | NA | NA | NA | 8.5924 | NA | NA
Braley Road 4 Solar Project | -364817 | Operating | 1.2 | Solar | 2015 | Greenwood Energy I, LLC | New England | NPCC | NE | Plymouth | MA | Solar | 1.2 | NA | NA | NA | NA | NA | NA
Branch Street Solar Project | -366043 | Operating | 1.5 | Solar | 2017 | Branch Street Solar Partners, LLC | New England | NPCC | NE | Bristol | MA | Solar | 1.5 | NA | NA | NA | 17.3135 | 17.0852 | 16.484
Brewster Capped Landfill Solar Project | -171048 | Operating | 1 | Solar | 2014 | Clean Focus Corporation | New England | NPCC | NE | Barnstable | MA | Solar | 1 | NA | NA | NA | 18.0822 | 18.3333 | 16.484
Kendall County Generation Facility | -747036 | Operating | 1256 | Combined Cycle | 2002 | Dynegy Power, LLC | PJM | RFC | R-PJM | Kendall | IL | Gas | 1260 | 7452 | 7581 | 7544 | 53.1354 | 46.1568 | 54.0567
Bridgewater Solar (Fireworks Circle) | -422002 | Operating | 3 | Solar | 2015 | Goldman Sachs Asset Management, L.P. | New England | NPCC | NE | Plymouth | MA | Solar | 3 | NA | NA | NA | 14.2846 | 15.9779 | 15.8371
Brimfield Solar Farm | -392623 | Operating | 1.9 | Solar | 2021 | WEB USA Inc | New England | NPCC | NE | Hampden | MA | Solar | 1.9 | NA | NA | NA | 19.2442 | 21.2028 | NA
Brockelman Road 2 Battery Storage Project | -628173 | Operating | 0.99 | Battery | 2022 | Nexamp, Inc. | New England | NPCC | NE | Worcester | MA | Energy Storage | 0.99 | NA | NA | NA | 0 | 0 | NA
Brockelman Road 2 Battery Storage Project | -628172 | Operating | 0.99 | Battery | 2022 | Nexamp, Inc. | New England | NPCC | NE | Worcester | MA | Energy Storage | 0.99 | NA | NA | NA | 0 | 0 | NA
Brockelman Road 2 Solar Project | -421368 | Operating | 1.14 | Solar | 2022 | Nexamp, Inc. | New England | NPCC | NE | Worcester | MA | Solar | 1 | NA | NA | NA | 22.6027 | 23.2991 | NA
Brockelman Road 2 Solar Project | -421367 | Operating | 1.14 | Solar | 2022 | Nexamp, Inc. | New England | NPCC | NE | Worcester | MA | Solar | 1 | NA | NA | NA | 22.6027 | 23.2991 | NA
Brockton Landfill Solar Project | -763152 | Operating | 3.7 | Solar | 2017 | Onyx Renewable Partners L.P. | New England | NPCC | NE | Plymouth | MA | Solar | 3.7 | NA | NA | NA | 13.1865 | 18.3142 | 17.3022
Brockton Landfill Solar Project | -323417 | Operating | 3.7 | Solar | 2017 | Onyx Renewable Partners L.P. | New England | NPCC | NE | Plymouth | MA | Solar | 3.7 | NA | NA | NA | 13.1865 | 18.3142 | 17.3022
Brockton Roof Mounted Solar Project | -214628 | Operating | 1.3 | Solar | 2017 | Equity Industrial Partners Corp. | New England | NPCC | NE | Plymouth | MA | Solar | 1.3 | NA | NA | NA | NA | NA | NA
Brook Street Solar 1 Project | -663248 | Operating | 4.82 | Solar | 2017 | Clearway Energy, Inc. | New England | NPCC | NE | Plymouth | MA | Solar | 5 | NA | NA | NA | 12.5434 | NA | NA
Brook Street Solar 1 Project | -663247 | Operating | 4.82 | Solar | 2017 | Clearway Energy, Inc. | New England | NPCC | NE | Plymouth | MA | Solar | 5 | NA | NA | NA | 12.5434 | NA | NA
Brookfield Apple Solar Project | -173598 | Operating | 2 | Solar | 2013 | Soltage, LLC | New England | NPCC | NE | Worcester | MA | Solar | 2 | NA | NA | NA | 11.524 | 9.2523 | 17.7454
Brookfield Solar Field Project | -249311 | Operating | 1.4 | Solar | 2016 | Brookfield Wire Company, Inc. | New England | NPCC | NE | Worcester | MA | Solar | 1.4 | NA | NA | NA | 16.1856 | 17.1151 | 18.8764
Brookfield Solar Project | -392621 | Operating | 3.4 | Solar | 2021 | WEB USA Inc | New England | NPCC | NE | Worcester | MA | Solar | 3.4 | NA | NA | NA | 19.1176 | 20.8132 | NA
Brookwood Drive Battery Storage Project | -628235 | Operating | 3 | Battery | 2022 | The AES Corporation | New England | NPCC | NE | Bristol | MA | Energy Storage | 3 | NA | NM | NA | 2.656 | 3.7405 | NA
Brookwood Drive Solar Project | -497330 | Operating | 5 | Solar | 2022 | The AES Corporation | New England | NPCC | NE | Bristol | MA | Solar | 5 | NA | NA | NA | 12.1347 | 10.4886 | NA
Browne Solar Project | -172135 | Operating | 1 | Solar | 2014 | Sunray Power, Llc | New England | NPCC | NE | Hampden | MA | Solar | 1 | NA | NA | NA | 14.4635 | 16.7123 | 16.7009
Brownfield Solar Project | -173198 | Operating | 3.68 | Solar | 2017 | Tenaska Energy, Inc. | New England | NPCC | NE | Middlesex | MA | Solar | 3.68 | NA | NA | NA | NA | NA | NA
Brownfield Solar Project | -173197 | Operating | 3.68 | Solar | 2017 | Soltage, LLC | New England | NPCC | NE | Middlesex | MA | Solar | 3.68 | NA | NA | NA | NA | NA | NA
Brownfield Solar Project (Woburn) | -703812 | Operating & Planned | 3.35 | Solar | 2023 | Standard Solar, Inc. | New England | NPCC | NE | Middlesex | MA | Solar | 3.35 | NA | NA | NA | NA | NA | NA
Bullock Road Battery Storage Project | -669662 | Operating | 5 | Battery | 2021 | The AES Corporation | New England | NPCC | NE | Bristol | MA | Energy Storage | 5 | NA | NA | NA | NA | NA | NA
Bullock Road Solar 1 Project | -663241 | Operating | 1.9 | Solar | 2018 | Clearway Energy, Inc. | New England | NPCC | NE | Bristol | MA | Solar | 1.9 | NA | NA | NA | 72.5847 | NA | NA
Bullock Road Solar 1 Project | -663240 | Operating | 1.9 | Solar | 2018 | Clearway Energy, Inc. | New England | NPCC | NE | Bristol | MA | Solar | 1.9 | NA | NA | NA | 72.5847 | NA | NA
Bullock Road Solar Project | -669586 | Operating | 12 | Solar | 2021 | The AES Corporation | New England | NPCC | NE | Bristol | MA | Solar | 12 | NA | NA | NA | NA | NA | NA
Buxton Road Solar Project | -364777 | Operating | 1.3 | Solar | 2016 | Greenwood Energy I, LLC | New England | NPCC | NE | Worcester | MA | Solar | 1.3 | NA | NA | NA | NA | NA | NA
BWC Buckmaster Pond Solar Project | -431625 | Operating | 1 | Solar | 2017 | BlueWave Solar, LLC | New England | NPCC | NE | Norfolk | MA | Solar | 1 | NA | NA | NA | 19.0639 | 20.3881 | NA
BWC Connecticut River Solar Project | -224436 | Operating | 5 | Solar | 2019 | AMP Solar Group Inc. | New England | NPCC | NE | Bristol | MA | Solar | 5 | NA | NA | NA | 19.3584 | 21.1142 | 19.4018
BWC Dumplin Brook Energy Storage Project | -754493 | Operating | 2.8 | Battery | 2023 | BlueWave Osprey Operations, LLC | New England | NPCC | NE | Hampden | MA | Energy Storage | 2.8 | NA | NA | NA | NA | NA | NA
BWC Dumplin Brook Solar Project | -754491 | Operating | 4.98 | Solar | 2023 | BlueWave Osprey Operations, LLC | New England | NPCC | NE | Hampden | MA | Solar | 4.98 | NA | NA | NA | NA | NA | NA
BWC Gibbs Brook | -163948 | Operating | 4 | Solar | 2018 | Ameresco, Inc. | New England | NPCC | NE | Plymouth | MA | Solar | 4 | NA | NA | NA | 18.907 | 18.399 | 18.1792
BWC Greene Brook Battery Storage Project | -754472 | Operating | 2 | Battery | 2023 | Axium Infrastructure Inc. | New England | NPCC | NE | Bristol | MA | Energy Storage | 2 | NA | NA | NA | NA | NA | NA
BWC Hamilton Brook Solar Project | -378284 | Operating | 4.5 | Solar | 2018 | AMP Solar Group Inc. | New England | NPCC | NE | Bristol | MA | Solar | 4.5 | NA | NA | NA | 18.0999 | 20.1649 | 18.658
BWC Harlow Brook Project | -163946 | Operating | 1.5 | Solar | 2018 | Ameresco, Inc. | New England | NPCC | NE | Plymouth | MA | Solar | 1.5 | NA | NA | NA | 15.6849 | 16.4536 | 16.6286
BWC Lake Lashaway Hybrid Battery Storage | -628136 | Operating | 3.7 | Battery | 2021 | Bwc Holdings, LLC | New England | NPCC | NE | Worcester | MA | Energy Storage | 3.7 | NA | NM | NM | 2.6163 | 2.5546 | 0.39492
BWC Lake Lashaway Hybrid Project | -361720 | Operating | 4.2 | Solar | 2021 | Bwc Holdings, LLC | New England | NPCC | NE | Worcester | MA | Solar | 4.2 | NA | NA | NA | 22.7169 | 24.8913 | 2.0711
BWC Muddy Brook Hybrid Battery Storage Project | -628139 | Operating | 0.9 | Battery | 2021 | AES Distributed Energy, Inc. | New England | NPCC | NE | Worcester | MA | Energy Storage | 0.9 | NA | NM | NM | 2.2324 | 3.1583 | 0.25368
BWC Muddy Brook Hybrid Project (Mendon) | -382157 | Operating | 1 | Solar | 2021 | AES Distributed Energy, Inc. | New England | NPCC | NE | Worcester | MA | Solar | 1 | NA | NA | NA | 18.3904 | 21.9977 | 0.6621
BWC Pocasset River | -163949 | Operating | 1.5 | Solar | 2018 | Ameresco, Inc. | New England | NPCC | NE | Plymouth | MA | Solar | 1.5 | NA | NA | NA | 17.8767 | 17.6256 | 17.3592
BWC Rams Horn Channel Solar Project | -763823 | Operating | 3.5 | Solar | 2020 | BWC Rams Horn Channel, LLC | New England | NPCC | NE | Essex | MA | Solar | 3.5 | NA | NA | NA | 18.8487 | NA | NA
BWC Swan Pond River Solar Project | -172843 | Operating | 1.6 | Solar | 2015 | NRG Energy, Inc. | New England | NPCC | NE | Bristol | MA | Solar | 1.6 | NA | NA | NA | 17.2588 | 16.474 | 15.9889
BWC Wading River Project (Sturbridge) | -172982 | Operating | 3 | Solar | 2017 | Ameresco, Inc. | New England | NPCC | NE | Worcester | MA | Solar | 3 | NA | NA | NA | 18.3562 | 20.0609 | 18.5008
BWC Wareham River | -163947 | Operating | 1 | Solar | 2018 | Ameresco, Inc. | New England | NPCC | NE | Plymouth | MA | Solar | 1 | NA | NA | NA | 20.1712 | 21.7123 | 19.2808
Cabot | -130397 | Operating | 61.8 | Hydraulic Turbine | 1915 | FirstLight Power Resources, Inc. | New England | NPCC | NE | Franklin | MA | Water | 61.8 | NA | NA | NA | 72.8589 | 52.1586 | 60.7003
Cabot Beverly Solar | -92888 | Operating | 2 | Solar | 2014 | Integrys Solar, LLC | New England | NPCC | NE | Essex | MA | Solar | 2 | NA | NA | NA | 16.758 | 14.1553 | 17.8253
Cabot-Holyoke Hydro | -13101 | Operating | 2.6 | Hydraulic Turbine | 1893 | City of Holyoke, Massachusetts | New England | NPCC | NE | Hampden | MA | Water | 2.1 | NA | NA | NA | 32.9093 | 13.4703 | 19.8576
Camelot Wind Plant | -172096 | Operating | 1.5 | Wind Turbine | 2012 | Camelot Wind, LLC | New England | NPCC | NE | Plymouth | MA | Wind | 1.5 | NA | NA | NA | 18.7215 | 19.0411 | 18.8128
Camp Edwards Wind Farm | -168297 | Operating | 4.5 | Wind Turbine | 2009 | Massachusetts National Guard | New England | NPCC | NE | Barnstable | MA | Wind | 4.5 | NA | NA | NA | 24.5738 | 24.1958 | 19.863
Canal | -494088 | Operating | 1165 | Steam Turbine | 1968 | JERA Americas Inc. | New England | NPCC | NE | Barnstable | MA | Oil | 1129 | 14776 | 10952 | NA | 0.61123 | 2.8409 | NA
Kendall Square | -215503 | Operating | 213.4 | Combined Cycle | 1949 | Thermal North America, Inc. | New England | NPCC | NE | Middlesex | MA | Gas | 210.3 | 9636 | 10112 | 10486 | 82.6716 | 67.8712 | 63.7568
Canton Solar Project | -56852 | Operating | 5 | Solar | 2012 | Firstar Development, LLC | New England | NPCC | NE | Norfolk | MA | Solar | 5 | NA | NA | NA | 14.5913 | 12.5685 | 14.2352
Canton Solar Project | -56851 | Operating | 5 | Solar | 2012 | Southern Sky Renewable Energy, LLC | New England | NPCC | NE | Norfolk | MA | Solar | 5 | NA | NA | NA | 14.5913 | 12.5685 | 14.2352
Cape Cod Air Force Station - 6 SWS | -511302 | Operating | 3.4 | Wind Turbine | 2014 | United States Air Force | New England | NPCC | NE | Barnstable | MA | Wind | 3.4 | NA | NA | NA | 23.6469 | 27.686 | 26.8198
Carver MA 1 Solar Facility | -173146 | Operating | 2 | Solar | 2016 | Clean Energy Collective, LLC | New England | NPCC | NE | Plymouth | MA | Solar | 2 | NA | NA | NA | 16.0731 | 17.3116 | 16.8607
Carver MA 1 Solar Facility | -173145 | Operating | 2 | Solar | 2016 | First Solar, Inc. | New England | NPCC | NE | Plymouth | MA | Solar | 2 | NA | NA | NA | 16.0731 | 17.3116 | 16.8607
Carver MA 2 Solar Electric Facility | -199578 | Operating | 2 | Solar | 2019 | Virgo Charlestown MA Holdco, LLC | New England | NPCC | NE | Plymouth | MA | Solar | 2 | NA | NA | NA | 9.9658 | 17.3744 | 20.1998
CED Chicopee Solar Project | -521464 | Operating | 3 | Solar | 2017 | Consolidated Edison Development, Inc. | New England | NPCC | NE | Hampden | MA | Solar | 3 | NA | NA | NA | 18.6948 | NA | NA
CED Northampton Battery Storage Project | -598209 | Operating | 2.3 | Battery | 2020 | Consolidated Edison Development, Inc. | New England | NPCC | NE | Hampshire | MA | Energy Storage | 2.3 | NA | NA | NA | 2.8489 | NA | NA
CED Northampton Solar Project | -521478 | Operating | 4.3 | Solar | 2019 | Consolidated Edison Development, Inc. | New England | NPCC | NE | Hampshire | MA | Solar | 4.3 | NA | NA | NA | 17.3649 | NA | NA
CED Westfield Solar Plant | -521447 | Operating | 2 | Solar | 2016 | Consolidated Edison Development, Inc. | New England | NPCC | NE | Hampden | MA | Solar | 2 | NA | NA | NA | 18.5845 | NA | NA
Cedarville Solar Project | -173046 | Operating | 2.5 | Solar | 2017 | Altus Power America Management, LLC | New England | NPCC | NE | Plymouth | MA | Solar | 2.5 | NA | NA | NA | 18.0365 | 19.3927 | 19.8265
Centaurus Solar Project | -173675 | Operating | 2.4 | Solar | 2016 | Lodestar Energy, Inc. | New England | NPCC | NE | Middlesex | MA | Solar | 2.4 | NA | NA | NA | 17.9747 | 17.0044 | 15.7011
Centech Internal Combustion Plant | -508497 | Operating | 2.5 | Internal Combustion | 2019 | City of Shrewsbury, Massachusetts | New England | NPCC | NE | Worcester | MA | Gas | 2.5 | 11114 | 11609 | 13625 | 1.5571 | 1.1689 | 0.76712
CES Agawam Tuckahoe Battery Storage Plant | -598210 | Operating | 2.6 | Battery | 2021 | RWE Clean Energy Solutions, Inc. | New England | NPCC | NE | Hampden | MA | Energy Storage | 2.6 | NA | NA | NA | 1.7826 | NA | NA
CES Agawam Tuckahoe Solar Hybrid Project | -521498 | Operating | 3.6 | Solar | 2021 | RWE Clean Energy Solutions, Inc. | New England | NPCC | NE | Hampden | MA | Solar | 3.6 | NA | NA | NA | 22.1747 | NA | NA
Charlemont A Battery Storage Project | -619934 | Operating | 2.5 | Battery | 2021 | Charlemont MA 1, LLC | New England | NPCC | NE | Franklin | MA | Energy Storage | 2.5 | NA | NA | NA | 0.57534 | 0 | 0
Charlemont A Project | -395033 | Operating | 2.5 | Solar | 2021 | Charlemont MA 1, LLC | New England | NPCC | NE | Franklin | MA | Solar | 2.5 | NA | NA | NA | 15.6164 | 17.9315 | 1.6804
Charlestown Wind Farm | -170802 | Operating | 1.5 | Wind Turbine | 2011 | Massachusetts Water Resources Authority | New England | NPCC | NE | Suffolk | MA | Wind | 1.5 | NA | NA | NA | 8.6301 | 11.7123 | 12.6027
Charlton Solar Farm | -170533 | Operating | 2 | Solar | 2013 | Flair One Llc | New England | NPCC | NE | Worcester | MA | Solar | 2 | NA | NA | NA | NA | NA | NA
Charlton Solar Farm | -170532 | Operating | 2 | Solar | 2013 | Forrestall Charlton Llc | New England | NPCC | NE | Worcester | MA | Solar | 2 | NA | NA | NA | NA | NA | NA
Charlton Solar Project | -155571 | Operating | 4 | Solar | 2014 | Nexamp, Inc. | New England | NPCC | NE | Worcester | MA | Solar | 3.9 | NA | NA | NA | 15.9525 | 16.5554 | 14.7231
Charlton Solar Project | -155570 | Operating | 4 | Solar | 2014 | Nexamp, Inc. | New England | NPCC | NE | Worcester | MA | Solar | 3.9 | NA | NA | NA | 15.9525 | 16.5554 | 14.7231
Chase Road Solar Farm | -170047 | Operating | 2.5 | Solar | 2014 | NuGen Capital Management, LLC | New England | NPCC | NE | Worcester | MA | Solar | 2.5 | NA | NA | NA | 17.9817 | 14.3265 | 13.2353
Chatham Capped Landfill Solar Project | -171027 | Operating | 1.5 | Solar | 2014 | Clean Focus Corporation | New England | NPCC | NE | Barnstable | MA | Solar | 1.5 | NA | NA | NA | 17.4429 | 17.5647 | 16.796
Chelmsford (BWC Stony Brook) Battery Storage Project | -628169 | Operating | 0.7 | Battery | 2021 | AES Distributed Energy, Inc. | New England | NPCC | NE | Middlesex | MA | Energy Storage | 0.7 | NA | NM | NM | 3.18 | 0.76647 | 2.0222
Chelmsford (BWC Stony Brook) Solar Project | -366755 | Operating | 1.6 | Solar | 2021 | AES Distributed Energy, Inc. | New England | NPCC | NE | Middlesex | MA | Solar | 1.6 | NA | NA | NA | 11.4869 | 7.627 | 2.7041
Chemical | -109222 | Operating | 1.6 | Hydraulic Turbine | 1935 | City of Holyoke, Massachusetts | New England | NPCC | NE | Hampden | MA | Water | 1.6 | NA | NA | NA | 52.5899 | 25.2354 | 22.3887
Cherry Street | -164502 | Operating | 17.3 | Internal Combustion | 1951 | Hudson Town of | New England | NPCC | NE | Middlesex | MA | Gas | 14.6 | 9769 | 11253 | 10056 | 0.32526 | 0.50432 | 0.16811
Cherry Valley Solar Plant | -694310 | Operating | 1 | Solar | 2017 | Pro-Tech Energy Solutions LLC | New England | NPCC | NE | Worcester | MA | Solar | 1 | NA | NA | NA | 17.7169 | NA | NA
Cherry Valley Solar Plant | -249667 | Operating | 1 | Solar | 2017 | Zero-Point Development, Inc. | New England | NPCC | NE | Worcester | MA | Solar | 1 | NA | NA | NA | 17.7169 | 18.6073 | 17.4772
Chestnut Street Solar Project (Holliston) | -171478 | Operating | 2.9 | Solar | 2014 | SunEdison, Inc. | New England | NPCC | NE | Middlesex | MA | Solar | 2.4 | NA | NA | NA | 15.0685 | 16.6667 | 16.6334
Chicopee Granby Road Solar | -763601 | Operating | 1.6 | Solar | 2015 | Citizens Enterprises Corp | New England | NPCC | NE | Hampden | MA | Solar | 1.6 | NA | NA | NA | 17.4301 | 19.0283 | 16.8236
Chicopee River Solar Project | -763585 | Operating | 2 | Solar | 2015 | Citizens Enterprises Corp | New England | NPCC | NE | Hampden | MA | Solar | 2 | NA | NA | NA | 17.2374 | 17.0833 | 17.6427
Chicopee Solar Plant | -763581 | Operating | 3 | Solar | 2013 | Citizens Solar Holdings II MA LLC | New England | NPCC | NE | Hampden | MA | Solar | 3 | NA | NA | NA | 17.3059 | 19.2161 | 17.7245
Chocksett Road Battery Storage Project (Sterling) | -173086 | Operating | 2 | Battery | 2016 | Sterling Municipal Light Department | New England | NPCC | NE | Worcester | MA | Energy Storage | 2 | NA | NM | NM | 0.86187 | 0.75913 | 0.67352
Churchill Street Solar Project | -790237 | Operating | 1.7 | Solar | 2016 | Standard Solar, Inc. | New England | NPCC | NE | Berkshire | MA | Solar | 1.7 | NA | NA | NA | NA | NA | NA
Citizens Oak Street Solar Plant | -763628 | Operating | 3.5 | Solar | 2019 | Citizens Solar Holdings IX LLC | New England | NPCC | NE | Hampden | MA | Solar | 3.5 | NA | NA | NA | 17.6256 | 17.8408 | 17.9126
City of Pittsfield Landfill Solar Facility | -173310 | Operating | 2.34 | Solar | 2017 | Ameresco, Inc. | New England | NPCC | NE | Berkshire | MA | Solar | 2.34 | NA | NA | NA | NA | NA | NA
Clark Road 1 Battery Storage Project | -639055 | Operating | 3.3 | Battery | 2021 | Nexamp, Inc. | New England | NPCC | NE | Worcester | MA | Energy Storage | 3.3 | NA | NM | NA | 3.9228 | 5.1889 | 0
Clark Road Solar 1 Project | -378276 | Operating | 5 | Solar | 2020 | Nexamp, Inc. | New England | NPCC | NE | Worcester | MA | Solar | 5 | NA | NA | NA | 19.137 | 10.5639 | 13.7854
Clark University | -164525 | Operating | 2 | Internal Combustion | 1981 | Clark University | New England | NPCC | NE | Worcester | MA | Gas | 2 | 10687 | 10729 | 10738 | 49.0011 | 46.25 | 47.2489
Clarksburg Solar Facility | -173914 | Operating | 1.32 | Solar | 2016 | Aegis Renewable Energy, Inc. | New England | NPCC | NE | Berkshire | MA | Solar | 1.32 | NA | NA | NA | NA | NA | NA
Kendall Square CT | -215715 | Operating | 21.3 | Gas Turbine | 1970 | Thermal North America, Inc. | New England | NPCC | NE | Middlesex | MA | Oil | 23 | 16100 | 14881 | 20461 | 0.31864 | 0.31666 | 0.17868
Cleary Flood Battery Storage Project | -638985 | Operating | 3 | Battery | 2020 | City of Taunton, Massachusetts | New England | NPCC | NE | Bristol | MA | Energy Storage | 3 | NA | NM | NM | 1.29 | 1.484 | 1.2557
Clinton Solar Array (100 Adams Rd) | -172306 | Operating | 2 | Solar | 2017 | Tesla Energy Operations, Inc. | New England | NPCC | NE | Worcester | MA | Solar | 2 | NA | NA | NA | NA | NA | NA
Clinton Solar Array (111 Adams Rd) | -172307 | Operating | 1 | Solar | 2018 | Tesla Energy Operations, Inc. | New England | NPCC | NE | Worcester | MA | Solar | 1 | NA | NA | NA | NA | NA | NA
Cobble Mountain | -640992 | Operating | 33 | Hydraulic Turbine | 1930 | Springfield Water & Sewer Commission | New England | NPCC | NE | Hampden | MA | Water | 32.9 | NA | NA | NA | 3.654 | 2.5201 | 7.232
Cohasse Solar | -250184 | Operating | 1 | Solar | 2017 | Cohasse Solar, LLC | New England | NPCC | NE | Worcester | MA | Solar | 1 | NA | NA | NA | 17.2717 | 18.6073 | 17.3059
Collins Facility | -90318 | Operating | 1.2 | Hydraulic Turbine | 1985 | Ampersand Hydro LLC | New England | NPCC | NE | Hampden | MA | Water | 1.6 | NA | NA | NA | 48.7728 | 35.4809 | 35.0813
CoreSite Somerville Fuel Cell Project | -673842 | Operating | 3.6 | Fuel Cell | 2020 | Bloom Energy Corporation | New England | NPCC | NE | Middlesex | MA | Gas | 3.6 | 6049 | 6228 | NA | 94.5967 | 105.175 | NA
Cosgrove Intake and Power Station | -2687 | Operating | 3.2 | Hydraulic Turbine | 1969 | Massachusetts Water Resources Authority | New England | NPCC | NE | Worcester | MA | Water | 2 | NA | NA | NA | 30.2454 | 8.7957 | 26.2957
County Street Landfill Solar Facility (Berkley Landfill) | -123698 | Operating | 3 | Solar | 2017 | Captona LLC | New England | NPCC | NE | Bristol | MA | Solar | 3 | NA | NA | NA | 15.4985 | 16.2671 | 15.8524
Cranberry Highway Battery Storage Project | -647902 | Operating | 2 | Battery | 2021 | ENGIE North America Inc. | New England | NPCC | NE | Plymouth | MA | Energy Storage | 2 | NA | NM | NM | 2.4658 | 6.0674 | 2.7283
Cranberry Highway Solar Project | -394312 | Operating | 2.2 | Solar | 2021 | ENGIE North America Inc. | New England | NPCC | NE | Plymouth | MA | Solar | 2.2 | NA | NA | NA | 16.4435 | 16.8275 | 12.4274
Crapo Hill LFG | -166468 | Operating | 3.28 | Internal Combustion | 2005 | Greater New Bedford Regional Refuse Management District | New England | NPCC | NE | Bristol | MA | Biomass | 3.2 | 14234 | 13887 | 13085 | 70.8262 | 75.4887 | 61.4869
Cronin Road CSG Hybrid Battery Storage | -583492 | Operating | 1.5 | Battery | 2020 | AES Distributed Energy, Inc. | New England | NPCC | NE | Worcester | MA | Energy Storage | 1.5 | NA | NM | NM | 6.6514 | 2.7549 | 4.4977
Cronin Road Solar 1 CSG Hybrid | -244895 | Operating | 1.5 | Solar | 2020 | AES Distributed Energy, Inc. | New England | NPCC | NE | Worcester | MA | Solar | 1.5 | NA | NA | NA | 26.6743 | 26.0502 | 22.1005
Curtis Hill Solar Project | -495999 | Operating | 2 | Solar | 2016 | Undisclosed buyer | New England | NPCC | NE | Worcester | MA | Solar | 1.9 | NA | NA | NA | 19.4484 | 21.9298 | 20.0553
CVEC Round 4 Brewster Captn Golf Course BESS Project | -763676 | Operating | 0.4 | Battery | 2022 | Distributed Solar Development, LLC | New England | NPCC | NE | Barnstable | MA | Energy Storage | 0.4 | NA | NA | NA | 1.3699 | NA | NA
CVEC Round 4 Brewster Captn Golf Course Solar Project | -763674 | Operating | 0.8 | Solar | 2022 | Distributed Solar Development, LLC | New England | NPCC | NE | Barnstable | MA | Solar | 0.8 | NA | NA | NA | 16.8236 | NA | NA
Cycz CSG Hybrid Battery Storage Project | -583609 | Operating | 1.3 | Battery | 2020 | AES Distributed Energy, Inc. | New England | NPCC | NE | Worcester | MA | Energy Storage | 1.3 | NA | NM | NM | 2.2655 | 2.2743 | 2.7485
Cycz Solar Project CSG Hybrid | -244967 | Operating | 2 | Solar | 2020 | AES Distributed Energy, Inc. | New England | NPCC | NE | Worcester | MA | Solar | 2 | NA | NA | NA | 18.2192 | 17.7112 | 19.4578
Danvers Indoor Sports Rooftop Solar Project | -172440 | Operating | 1.3 | Solar | 2015 | Mrs Management Company Llc | New England | NPCC | NE | Essex | MA | Solar | 1.3 | NA | NA | NA | NA | NA | NA
Dartmouth Business Park Solar | -521391 | Operating | 1.6 | Solar | 2011 | Consolidated Edison Development, Inc. | New England | NPCC | NE | Bristol | MA | Solar | 1.6 | NA | NA | NA | 18.1721 | NA | NA
Dartmouth Farms Solar | -510430 | Operating | 4.3 | Solar | 2017 | Nexamp, Inc. | New England | NPCC | NE | Bristol | MA | Solar | 4.3 | NA | NA | NA | 9.4935 | 9.8917 | NA
Dartmouth Farms Solar | -510429 | Operating | 4.3 | Solar | 2017 | Nexamp, Inc. | New England | NPCC | NE | Bristol | MA | Solar | 4.3 | NA | NA | NA | 9.4935 | 9.8917 | NA
Dartmouth II Solar Project | -521410 | Operating | 2 | Solar | 2012 | Consolidated Edison Development, Inc. | New England | NPCC | NE | Bristol | MA | Solar | 2 | NA | NA | NA | 12.8025 | NA | NA
Kenilworth Energy Facility | -347803 | Operating | 28.8 | Combined Cycle | 1989 | Atlantic Power Limited Partnership | PJM | RFC | R-PJM | Union | NJ | Gas | 27.5 | 10702 | 10448 | 10836 | 63.4384 | 69.1656 | 61.1171
Kennedy International Airport Cogen | -745126 | Operating | 121.2 | Combined Cycle | 1995 | Calpine Corporation | New York | NPCC | NY | Queens | NY | Gas | 128.8 | 9171 | 9162 | 9421 | 38.1531 | 50.2289 | 42.5671
Dartmouth Solar Farm (Hawes Solar) | -744916 | Operating | 1.1 | Solar | 2013 | CleanCapital Holdco 4, LLC | New England | NPCC | NE | Bristol | MA | Solar | 1.1 | NA | NA | NA | 16.3138 | 13.5933 | 14.7172
Dartmouth Solar Farm (Hawes Solar) | -171065 | Operating | 1.1 | Solar | 2013 | Firstar Development, LLC | New England | NPCC | NE | Bristol | MA | Solar | 1.1 | NA | NA | NA | 16.3138 | 13.5933 | 14.7172
Dartmouth Solar Project | -676677 | Operating | 6.3 | Solar | 2014 | TransAlta Renewables Inc. | New England | NPCC | NE | Bristol | MA | Solar | 6.3 | NA | NA | NA | 15.4255 | NA | NA
DDR Shoppers World Solar Project | -173045 | Operating | 1.3 | Solar | 2017 | Altus Power America Management, LLC | New England | NPCC | NE | Middlesex | MA | Solar | 1.3 | NA | NA | NA | 11.0818 | 13.242 | 16.7457
Kennedy International Airport Cogen | -745125 | Operating | 121.2 | Combined Cycle | 1995 | Calpine Corporation | New York | NPCC | NY | Queens | NY | Gas | 128.8 | 9171 | 9162 | 9421 | 38.1531 | 50.2289 | 42.5671
Deer Island Treatment Hydro Plant | -2876 | Operating | 2 | Hydraulic Turbine | 2001 | Massachusetts Water Resources Authority | New England | NPCC | NE | Suffolk | MA | Water | 2 | NA | NA | NA | 27.3916 | 29.3436 | 32.8196
Deer Island Treatment Solar PV Project | -169150 | Operating | 0.1 | Solar | 2008 | Massachusetts Water Resources Authority | New England | NPCC | NE | Suffolk | MA | Solar | 0.1 | NA | NA | NA | 71.5753 | 90.7534 | 86.758
Deer Island Treatment Steam | -2878 | Operating | 17.5 | Steam Turbine | 1998 | Massachusetts Water Resources Authority | New England | NPCC | NE | Suffolk | MA | Biomass | 17.5 | 36258 | 35603 | 36323 | 17.9126 | 18.0783 | 17.9093
Deer Island Treatment Wind | -168060 | Operating | 1.2 | Wind Turbine | 2009 | Massachusetts Water Resources Authority | New England | NPCC | NE | Suffolk | MA | Wind | 1.2 | NA | NA | NA | 4.785 | 11.7009 | 13.9935
Deerfield 2 | -551124 | Operating | 4.8 | Hydraulic Turbine | 1913 | HQI US Holding LLC | New England | NPCC | NE | Franklin | MA | Water | 6.6 | NA | NA | NA | 68.1317 | NA | NA
Deerfield 3 | -551125 | Operating | 4.8 | Hydraulic Turbine | 1912 | HQI US Holding LLC | New England | NPCC | NE | Franklin | MA | Water | 6 | NA | NA | NA | 65.3615 | NA | NA
Deerfield 4 | -551126 | Operating | 4.8 | Hydraulic Turbine | 1912 | HQI US Holding LLC | New England | NPCC | NE | Franklin | MA | Water | 6 | NA | NA | NA | 55.2036 | NA | NA
Deerfield 5 | -551127 | Operating | 17.5 | Hydraulic Turbine | 1974 | HQI US Holding LLC | New England | NPCC | NE | Berkshire | MA | Water | 13.9 | NA | NA | NA | 51.8446 | NA | NA
Depot Hill Solar Project | -495995 | Operating | 2 | Solar | 2016 | Undisclosed buyer | New England | NPCC | NE | Worcester | MA | Solar | 1.9 | NA | NA | NA | 19.5866 | 22.2062 | 20.8363
Devens Solar Project (WGL) | -139593 | Operating | 3 | Solar | 2016 | WGL Energy Services, Inc. | New England | NPCC | NE | Worcester | MA | Solar | 3 | NA | NA | NA | NA | NA | NA
Kern Front | -645766 | Operating | 49.8 | Gas Turbine | 1989 | ContourGlobal Limited | CAISO | WECC | CAMX | Kern | CA | Gas | 48 | 10671 | 10675 | NA | 5.2233 | 5.449 | NA
Kern Oil and Refining | -641027 | Operating | 4.5 | Gas Turbine | 2002 | Kern Oil & Refining Co. | CAISO | WECC | CAMX | Kern | CA | Gas | 4.9 | 13653 | 13557 | 13546 | 81.6117 | 80.4026 | 80.561
Kern River Cogeneration | -77977 | Operating | 300 | Gas Turbine | 1985 | Chevron Power Holdings Inc. | CAISO | WECC | CAMX | Kern | CA | Gas | 308 | 12338 | 12376 | 12483 | 7.2433 | 16.4078 | 7.6529
Kern River Cogeneration | -77976 | Operating | 300 | Gas Turbine | 1985 | Chevron U.S.A. Inc. | CAISO | WECC | CAMX | Kern | CA | Gas | 308 | 12338 | 12376 | 12483 | 7.2433 | 16.4078 | 7.6529
Dighton Solar Project | -172698 | Operating | 3.1 | Solar | 2017 | NRG Energy, Inc. | New England | NPCC | NE | Bristol | MA | Solar | 3.1 | NA | NA | NA | 22.275 | 22.0025 | 31.5879
Dorchester Solar Site | -167671 | Operating | 1 | Solar | 2012 | Massachusetts Electric Company | New England | NPCC | NE | Suffolk | MA | Solar | 1 | NA | NA | NA | 2.0662 | 9.7383 | 13.321
Douglas Solar | -521414 | Operating | 2 | Solar | 2012 | Consolidated Edison Development, Inc. | New England | NPCC | NE | Worcester | MA | Solar | 2 | NA | NA | NA | 38.2249 | NA | NA
Dresser Hill Solar | -663373 | Operating | 3.7 | Solar | 2021 | Clearway Energy, Inc. | New England | NPCC | NE | Worcester | MA | Solar | 3.7 | NA | NA | NA | 18.7122 | NA | NA
Dresser Hill Solar | -663372 | Operating | 3.7 | Solar | 2021 | Clearway Energy, Inc. | New England | NPCC | NE | Worcester | MA | Solar | 3.7 | NA | NA | NA | 18.7122 | NA | NA
Drift Road Solar Project | -143060 | Operating | NA | Solar | NA | CVE North America, Inc. | New England | NPCC | NE | Bristol | MA | Solar | 3.33 | NA | NA | NA | NA | NA | NA
Dudley River 2 Solar Project | -249675 | Operating | 1 | Solar | 2017 | 38 Degrees North, LLC | New England | NPCC | NE | Worcester | MA | Solar | 1 | NA | NA | NA | 18.7557 | 20.1142 | 18.5388
Dudley River 3 Solar Project | -250557 | Operating | 1 | Solar | 2017 | 38 Degrees North, LLC | New England | NPCC | NE | Worcester | MA | Solar | 1 | NA | NA | NA | 19.2352 | 20.8904 | 19.1096
Dudley River Solar Project | -694311 | Operating | 1 | Solar | 2017 | Pro-Tech Energy Solutions LLC | New England | NPCC | NE | Worcester | MA | Solar | 1 | NA | NA | NA | 18.9269 | NA | NA
Dudley River Solar Project | -251980 | Operating | 1 | Solar | 2017 | Zero-Point Development, Inc. | New England | NPCC | NE | Worcester | MA | Solar | 1 | NA | NA | NA | 18.9269 | 14.4178 | 18.9726
Dudley Solar | -547259 | Operating | 1.9 | Solar | 2017 | Nexamp Capital, LLC | New England | NPCC | NE | Worcester | MA | Solar | 1.9 | NA | NA | NA | 16.6967 | 18.0065 | 16.8469
Dudley Solar Project (Worcester County) | -378168 | Operating | 3 | Solar | 2018 | AMP MA Dudley, LLC | New England | NPCC | NE | Worcester | MA | Solar | 3 | NA | NA | NA | 17.6598 | 32.2717 | 16.8645
Dunstable 1 (Pleasant St) Battery Storage Plant | -639184 | Operating | 4.5 | Battery | 2021 | AES Distributed Energy, Inc. | New England | NPCC | NE | Middlesex | MA | Energy Storage | 4.5 | NA | NM | NM | 6.0173 | 3.0289 | 5.3349
Dunstable Solar 1 Project (Pleasant St) | -365417 | Operating | 4.5 | Solar | 2021 | AES Distributed Energy, Inc. | New England | NPCC | NE | Middlesex | MA | Solar | 4.5 | NA | NA | NA | 26.5449 | 26.895 | 11.3775
Dwight | -382422 | Operating | 1.2 | Hydraulic Turbine | 1920 | Central Rivers Power, LLC | New England | NPCC | NE | Hampden | MA | Water | 1.2 | NA | NA | NA | 93.5502 | 49.9715 | 85.4547
E Harbor Road - Cheshire Solar Project | -676237 | Operating | 2 | Solar | 2021 | Nexamp, Inc. | New England | NPCC | NE | Berkshire | MA | Solar | 2 | NA | NA | NA | 15.8447 | 16.5354 | NA
E Harbor Road - Cheshire Solar Project | -676236 | Operating | 2 | Solar | 2021 | Nexamp, Inc. | New England | NPCC | NE | Berkshire | MA | Solar | 2 | NA | NA | NA | 15.8447 | 16.5354 | NA
East Acres Solar Project | -422016 | Operating | 4.4 | Solar | 2017 | Goldman Sachs Asset Management, L.P. | New England | NPCC | NE | Berkshire | MA | Solar | 4.4 | NA | NA | NA | 12.4585 | 14.3862 | 12.3962
East Brookfield Adams Road Battery Storage Project | -619874 | Operating | 3.1 | Battery | 2021 | AMP Solar Group Inc. | New England | NPCC | NE | Worcester | MA | Energy Storage | 2.8 | NA | NM | NA | 5.8301 | 3.335 | 0
East Brookfield Adams Road Solar | -365030 | Operating | 5 | Solar | 2021 | AMP Solar Group Inc. | New England | NPCC | NE | Worcester | MA | Solar | 5 | NA | NA | NA | 16.8927 | 19.1598 | 4.6461
East Brookfield Main Street Solar Project | -316898 | Operating | 1 | Solar | 2020 | AES Distributed Energy, Inc. | New England | NPCC | NE | Worcester | MA | Solar | 1 | NA | NA | NA | 18.653 | 20.3311 | 18.242
East Longmeadow Solar Project | -214355 | Operating | 5 | Solar | 2019 | ALLCO Renewable Energy Limited | New England | NPCC | NE | Hampden | MA | Solar | 5 | NA | NA | NA | 13.0799 | 20.5753 | 19.379
East Springfield Solar Project | -173919 | Operating | 1.4 | Solar | 2018 | Eversource Energy | New England | NPCC | NE | Hampden | MA | Solar | 1.4 | NA | NA | NA | 15.8268 | 17.0254 | 15.6719
Easthampton Park Solar 1 Power Plant (Crown Meadow Property) | -256824 | Operating | 2.5 | Solar | 2020 | Soltage, LLC | New England | NPCC | NE | Hampshire | MA | Solar | 2.5 | NA | NA | NA | 16.1781 | 17.3014 | 16.1005
Easthampton Solar Project | -748262 | Operating | 2.3 | Solar | 2012 | CleanCapital Holdco 4, LLC | New England | NPCC | NE | Hampshire | MA | Solar | 2.3 | NA | NA | NA | NA | NA | NA
Easthampton Solar Project | -171061 | Operating | 2.3 | Solar | 2012 | Firstar Development, LLC | New England | NPCC | NE | Hampshire | MA | Solar | 2.3 | NA | NA | NA | NA | NA | NA
Easton Solar (Prospect Street Landfill) | -744917 | Operating | 1.6 | Solar | 2013 | CleanCapital Holdco 4, LLC | New England | NPCC | NE | Bristol | MA | Solar | 1.6 | NA | NA | NA | 15.9033 | 14.9904 | 14.6659
Easton Solar (Prospect Street Landfill) | -171399 | Operating | 1.6 | Solar | 2013 | Firstar Development, LLC | New England | NPCC | NE | Bristol | MA | Solar | 1.6 | NA | NA | NA | 15.9033 | 14.9904 | 14.6659
EBZ Solar (Devens) | -763509 | Operating | 2.5 | Solar | 2013 | Citizens Solar Holdings LLC | New England | NPCC | NE | Middlesex | MA | Solar | 2.5 | NA | NA | NA | 15.7443 | 18.2785 | 16.5068
Electric Avenue Lunenburg 1 Battery Energy Storage System | -747134 | Operating | 1 | Battery | 2022 | Nexamp Capital, LLC | New England | NPCC | NE | Worcester | MA | Energy Storage | 1 | NA | NA | NA | NA | NA | NA
Electric Avenue Lunenburg Solar 1 Project | -742053 | Operating | 1.33 | Solar | 2021 | Nexamp Capital, LLC | New England | NPCC | NE | Worcester | MA | Solar | 1 | NA | NA | NA | 26.1073 | 22.0776 | NA
Electric Avenue Solar (Twin City Bapist Church) | -169873 | Operating | 1 | Solar | 2014 | NuGen Capital Management, LLC | New England | NPCC | NE | Worcester | MA | Solar | 0.9 | NA | NA | NA | 16.8442 | 18.6454 | 8.1351
Ellis Road Solar Farm | -798387 | Operating | NA | Solar | 2020 | True Green Capital Management LLC | New England | NPCC | NE | Worcester | MA | Solar | 4.72 | NA | NA | NA | NA | NA | NA
Ellis Street & State Road Solar Project | -646248 | Operating | NA | Solar | NA | Seaboard Solar Holdings, LLC | New England | NPCC | NE | Worcester | MA | Solar | 6.81 | NA | NA | NA | NA | NA | NA
Equinix - Billerica Plant | -393938 | Operating | 1.5 | Fuel Cell | 2021 | Bloom Energy Corporation | New England | NPCC | NE | Middlesex | MA | Gas | 1.5 | 6534 | 6827 | 6247 | 127.5799 | 121.7352 | 14.7717
Equity Industrial Turbines Wind Project | -169762 | Operating | 4 | Wind Turbine | 2012 | Equity Industrial Turbines, Llc | New England | NPCC | NE | Essex | MA | Wind | 4 | NA | NA | NA | NA | 18.7614 | 18.7443
Erving CSG (Boyden Property) | -256665 | Operating | 1 | Solar | 2020 | Soltage, LLC | New England | NPCC | NE | Franklin | MA | Solar | 1 | NA | NA | NA | 16.3014 | 18.3333 | 17.1233
Kern River Eastridge | -4393 | Operating | 48.8 | Gas Turbine | 1988 | Chevron Corporation | CAISO | WECC | CAMX | Kern | CA | Gas | 43.4 | 11603 | 12238 | 11892 | 62.1507 | 56.8306 | 65.5596
Erving Paper Mills ST Plant | -173105 | Operating | 0.6 | Steam Turbine | 2013 | Erving Paper Mills Inc | New England | NPCC | NE | Franklin | MA | Gas | 0.6 | NA | NA | NA | 51.2557 | 47.6979 | 46.2139
Estabrook Street Solar Project (Grafton) | -171474 | Operating | 1.3 | Solar | 2015 | SunEdison, Inc. | New England | NPCC | NE | Worcester | MA | Solar | 1.3 | NA | NA | NA | 16.4208 | 18.4932 | 13.7689
Fairhaven C Solar Project | -173009 | Operating | 1.6 | Solar | 2017 | Clean Energy Collective, LLC | New England | NPCC | NE | Bristol | MA | Solar | 1.6 | NA | NA | NA | 20.7049 | 21.3542 | 18.5074
Fairhaven C Solar Project | -173008 | Operating | 1.6 | Solar | 2017 | First Solar, Inc. | New England | NPCC | NE | Bristol | MA | Solar | 1.6 | NA | NA | NA | 20.7049 | 21.3542 | 18.5074
Fairhaven MA 1 Solar Project | -409035 | Operating | 2 | Solar | 2021 | CVI CEF Master Fund III LP | New England | NPCC | NE | Bristol | MA | Solar | 2 | NA | NA | NA | 20.4338 | 20.3082 | 2.8311
Fairhaven MA 2 Solar Project | -521588 | Operating | 2.9 | Solar | 2021 | Consolidated Edison Development, Inc. | New England | NPCC | NE | Bristol | MA | Solar | 2.9 | NA | NA | NA | 19.5796 | NA | NA
Fairhaven Solar Project | -431572 | Operating | 1.1 | Solar | 2016 | BlueWave Solar, LLC | New England | NPCC | NE | Bristol | MA | Solar | 1.1 | NA | NA | NA | NA | NA | NA
Fairhaven Solar Project | -199592 | Operating | 1.1 | Solar | 2016 | MS Solar Solutions Corporation | New England | NPCC | NE | Bristol | MA | Solar | 1.1 | NA | NA | NA | NA | NA | NA
Fairhaven Wind Energy Project | -168428 | Operating | 3 | Wind Turbine | 2012 | CCI Energy LLC | New England | NPCC | NE | Bristol | MA | Wind | 3 | NA | NA | NA | 11.484 | 14.3265 | 18.1279
Fairhaven Wind Energy Project | -168427 | Operating | 3 | Wind Turbine | 2012 | Solaya Energy, LLC | New England | NPCC | NE | Bristol | MA | Wind | 3 | NA | NA | NA | 11.484 | 14.3265 | 18.1279
Fairhaven Wind Energy Project | -168426 | Operating | 3 | Wind Turbine | 2012 | Palmer Capital Corp | New England | NPCC | NE | Bristol | MA | Wind | 3 | NA | NA | NA | 11.484 | 14.3265 | 18.1279
Fairlee Lane Solar Project | -431575 | Operating | 3.46 | Solar | 2014 | BlueWave Solar, LLC | New England | NPCC | NE | Bristol | MA | Solar | 3.46 | NA | NA | NA | NA | NA | NA
Fairview Farms | -171626 | Operating | 2 | Solar | 2014 | NuGen Capital Management, LLC | New England | NPCC | NE | Franklin | MA | Solar | 2.3 | NA | NA | NA | 14.056 | 15.1777 | 14.0113
Fall River Innovation Solar Plant | -493819 | Operating | 2.85 | Solar | 2013 | Undisclosed buyer | New England | NPCC | NE | Bristol | MA | Solar | 2.85 | NA | NA | NA | NA | NA | NA
Fall River Solar | -422024 | Operating | 2 | Solar | 2013 | Goldman Sachs Asset Management, L.P. | New England | NPCC | NE | Bristol | MA | Solar | 2 | NA | NA | NA | 15.3139 | 15.5537 | 15.371
Falmouth Landfill Solar II Project | -763660 | Operating | 1.5 | Solar | 2021 | Citizens Enterprises Corp | New England | NPCC | NE | Barnstable | MA | Solar | 1.5 | NA | NA | NA | 19.5586 | NA | NA
Falmouth Solar Project | -763610 | Operating | 3 | Solar | 2017 | Citizens Energy Corporation | New England | NPCC | NE | Barnstable | MA | Solar | 3 | NA | NA | NA | 17.2184 | 18.2344 | 15.5061
Falmouth Wind Farm | -168969 | Operating | 1.7 | Wind Turbine | 2010 | Notus Clean Energy Llc | New England | NPCC | NE | Barnstable | MA | Wind | 1.7 | NA | NA | NA | 27.5786 | 31.6949 | 29.1566
Farley Road Solar | -551354 | Operating | 1.9 | Solar | 2017 | Nexamp Capital, LLC | New England | NPCC | NE | Worcester | MA | Solar | 1.9 | NA | NA | NA | 9.9615 | 9.8894 | 9.6431
Faunce Corner Battery Energy Storage System | -639190 | Operating | 1 | Battery | 2022 | Faunce Corner Road Dartmouth Solar 1, LLC | New England | NPCC | NE | Bristol | MA | Energy Storage | 1 | NA | NA | NA | 0.70776 | NA | NA
Faunce Corner Solar Project | -488976 | Operating | 1 | Solar | 2022 | Faunce Corner Road Dartmouth Solar 1, LLC | New England | NPCC | NE | Bristol | MA | Solar | 1 | NA | NA | NA | 48.6644 | NA | NA
Federal Hill Solar Project | -171969 | Operating | 4.4 | Solar | 2015 | Urban Green Technologies LLC | New England | NPCC | NE | Worcester | MA | Solar | 4.4 | NA | NA | NA | 42.7641 | 19.7255 | 18.75
Fife Brook | -695478 | Operating | 11.2 | Hydraulic Turbine | 1974 | Brookfield Renewable Partners L.P. | New England | NPCC | NE | Berkshire | MA | Water | 11.2 | NA | NA | NA | 34.0376 | 25.2762 | 32.8125
Fife Brook | -56122 | Operating | 11.2 | Hydraulic Turbine | 1974 | Emera Incorporated | New England | NPCC | NE | Berkshire | MA | Water | 11.2 | NA | NA | NA | 34.0376 | 25.2762 | 32.8125
Fisher Road Solar (Dartmouth Solar) | -794574 | Operating | 4.6 | Solar | 2014 | Nadara Limited | New England | NPCC | NE | Bristol | MA | Solar | 4.6 | NA | NA | NA | NA | NA | NA
Fisher Road Solar (Dartmouth Solar) | -755083 | Operating | 4.6 | Solar | 2014 | Energy Infrastructure Partners LLC | New England | NPCC | NE | Bristol | MA | Solar | 4.6 | NA | NA | NA | NA | NA | NA
Fisher Road Solar (Dartmouth Solar) | -755082 | Operating | 4.6 | Solar | 2014 | Eni S.p.A. | New England | NPCC | NE | Bristol | MA | Solar | 4.6 | NA | NA | NA | NA | NA | NA
Fitchburg City Solar Project | -173342 | Operating | 1.3 | Solar | 2017 | Unitil Corporation | New England | NPCC | NE | Worcester | MA | Solar | 1.3 | NA | NA | NA | NA | NA | NA
Fitchburg Gas Recovery | -167160 | Operating | 4.8 | Internal Combustion | 2007 | WM Renewable Energy, LLC | New England | NPCC | NE | Worcester | MA | Biomass | 4.8 | 11315 | 11119 | 11047 | 72.9904 | 82.6888 | 88.5678
Fitchburg Renewables Battery Project | -782400 | Operating | NA | Battery | NA | Nexamp, Inc. | New England | NPCC | NE | Worcester | MA | Energy Storage | 2.5 | NA | NA | NA | NA | NA | NA
Fitchburg Renewables Solar Project | -256429 | Operating | 4 | Solar | 2020 | Nexamp, Inc. | New England | NPCC | NE | Worcester | MA | Solar | 4 | NA | NA | NA | 17.4658 | 19.746 | 17.4372
Kettle Falls CT | -4401 | Operating | 7.2 | Gas Turbine | 2002 | Avista Corporation |  | WECC | NWPP | Stevens | WA | Gas | 8 | NA | 11810 | 12348 | 36.5611 | 5.7406 | 4.4478
Kiamichi Energy Facility | -384820 | Operating | 1370 | Combined Cycle | 2003 | Tokyo Electric Power Company Holdings, Incorporated | ERCOT, SPP | TRE | TRE | Pittsburg | OK | Gas | 1331.9 | 7688 | 7622 | 7631 | 44.9049 | 43.2849 | 37.622
Kiamichi Energy Facility | -108514 | Operating | 1370 | Combined Cycle | 2003 | Tokyo Electric Power Company Holdings, Incorporated | ERCOT, SPP | TRE | TRE | Pittsburg | OK | Gas | 1331.9 | 7688 | 7622 | 7631 | 44.9049 | 43.2849 | 37.622
Framingham State University IC Project | -669486 | Operating | 2.2 | Internal Combustion | 1974 | Framingham State University | New England | NPCC | NE | Middlesex | MA | Oil | 2.2 | 11889 | NA | NA | 0.085616 | NA | NA
Framingham State University Solar Project | -172582 | Operating | 1 | Solar | 2011 | Framingham State University | New England | NPCC | NE | Middlesex | MA | Solar | 1 | NA | NA | NA | 1.153 | 1.2329 | 1.1301
Franklin Abbey 1 Solar Farm (Mt. St. Mary's Solar 1) | -493764 | Operating | 3 | Solar | 2013 | Undisclosed buyer | New England | NPCC | NE | Norfolk | MA | Solar | 3 | NA | NA | NA | 15.6887 | 13.7976 | 15.6088
Franklin Abbey 2 (Mt. St. Mary's Solar 2) | -493765 | Operating | 4 | Solar | 2013 | Undisclosed buyer | New England | NPCC | NE | Norfolk | MA | Solar | 4 | NA | NA | NA | 15.02 | 15.7021 | 13.984
Franklin Energy Center | -32530 | Operating | 2.02 | Internal Combustion | 2008 | Ameresco Intelligent Sustainable Services | New England | NPCC | NE | Norfolk | MA | Gas | 2.02 | NA | NA | NA | NA | NA | NA
Freetown MA 1 Solar | -763810 | Operating | 1 | Solar | 2022 | Navisun LLC | New England | NPCC | NE | Bristol | MA | Solar | 1 | NA | NA | NA | 12.0548 | NA | NA
Freetown Solar Project | -676675 | Operating | 4.5 | Solar | 2015 | TransAlta Renewables Inc. | New England | NPCC | NE | Bristol | MA | Solar | 4.5 | NA | NA | NA | 17.0675 | NA | NA
French King Solar Project | -741984 | Operating | 5 | Solar | 2022 | Ameresco, Inc. | New England | NPCC | NE | Franklin | MA | Solar | 5 | NA | NA | NA | 16.7466 | NA | NA
Front Street | -3441 | Operating | 8.1 | Internal Combustion | 1978 | City of Chicopee, Massachusetts | New England | NPCC | NE | Hampden | MA | Oil | 8.4 | 10496 | 10346 | 10508 | 0.64416 | 1.9637 | 0.57757
Future Generation Wind (Mann Cranberry Farm) | -521392 | Operating | 8 | Wind Turbine | 2016 | RWE Clean Energy Solutions, Inc. | New England | NPCC | NE | Plymouth | MA | Wind | 7.9 | NA | NA | NA | 17.655 | NA | NA
Gardner West Street Solar Project | -170674 | Operating | 2 | Solar | 2014 | Greenwood Energy I, LLC | New England | NPCC | NE | Worcester | MA | Solar | 2 | NA | NA | NA | 16.2158 | 18.0879 | 17.8824
Gardner West Street Solar Project | -87867 | Operating | 2 | Solar | 2014 | Soltage, LLC | New England | NPCC | NE | Worcester | MA | Solar | 2 | NA | NA | NA | 16.2158 | 18.0879 | 17.8824
Gardners Falls | -382425 | Operating | 3.5 | Hydraulic Turbine | 1914 | Central Rivers Power, LLC | New England | NPCC | NE | Franklin | MA | Water | 3.5 | NA | NA | NA | 57.7397 | 23.3301 | 19.8467
GELD Solar Farm | -173952 | Operating | 2.3 | Solar | 2016 | Ameresco, Inc. | New England | NPCC | NE | Middlesex | MA | Solar | 2.3 | NA | NA | NA | 17.302 | 16.2547 | 17.3814
General Electric Aircraft Engines | -173462 | Operating | 1.5 | Solar | 2017 | General Electric Company | New England | NPCC | NE | Essex | MA | Solar | 1.5 | NA | NA | NA | 17.6788 | 13.2692 | 12.481
Gilbertsville Road West Brookfield MA Solar Project | -646235 | Operating | NA | Solar | NA | Seaboard Solar Holdings, LLC | New England | NPCC | NE | Worcester | MA | Solar | 5.95 | NA | NA | NA | NA | NA | NA
Gillette Company | -439159 | Operating | 5 | Steam Turbine | 1971 | The Gillette Company LLC | New England | NPCC | NE | Suffolk | MA | Gas | 5 | NA | NA | NA | 15.6393 | 31.0868 | 32.6005
Gillette Company IC | -439160 | Operating | 2 | Internal Combustion | 1991 | The Gillette Company LLC | New England | NPCC | NE | Suffolk | MA | Oil | 2 | NA | NA | NA | 0 | 0 | 0
Kiamichi Energy Facility | -108513 | Operating | 1370 | Combined Cycle | 2003 | Chubu Electric Power Company, Incorporated | ERCOT, SPP | TRE | TRE | Pittsburg | OK | Gas | 1331.9 | 7688 | 7622 | 7631 | 44.9049 | 43.2849 | 37.622
Glendale Hydroelectric Project | -783504 | Operating | 1.07 | Hydraulic Turbine | 1983 | Gravity Renewables, Inc. | New England | NPCC | NE | Berkshire | MA | Water | 1.07 | NA | NA | NA | NA | NA | NA
Golden Hills Solar Farm | -155315 | Operating | 4.7 | Solar | 2017 | Nexamp, Inc. | New England | NPCC | NE | Worcester | MA | Solar | 4.7 | NA | NA | NA | 18.2503 | 19.5643 | 18.498
Golden Hills Solar Farm | -155314 | Operating | 4.7 | Solar | 2017 | Nexamp, Inc. | New England | NPCC | NE | Worcester | MA | Solar | 4.7 | NA | NA | NA | 18.2503 | 19.5643 | 18.498
Goose Pond Solar (Southwick North and South) | -222427 | Operating | 4 | Solar | 2020 | NextEra Energy Resources, LLC | New England | NPCC | NE | Hampden | MA | Solar | 4 | NA | NA | NA | 20.0799 | 20.4795 | 19.7631
Grafton PV Solar Project | -431579 | Operating | 2.7 | Solar | 2017 | BlueWave Solar, LLC | New England | NPCC | NE | Worcester | MA | Solar | 2.7 | NA | NA | NA | 17.5038 | 19.6728 | NA
Grafton PV Solar Project | -199594 | Operating | 2.7 | Solar | 2017 | MS Solar Solutions Corporation | New England | NPCC | NE | Worcester | MA | Solar | 2.7 | NA | NA | NA | 17.5038 | 19.6728 | 18.5397
Granby LFG Project | -756860 | Operating | 3.2 | Internal Combustion | 2001 | Industrial Power Services Corporation | New England | NPCC | NE | Hampshire | MA | Biomass | 2.8 | 16044 | 33977 | 26103 | 11.97 | 12.8669 | 16.577
Granby Power Battery Storage Project | -591379 | Operating | 2 | Battery | 2022 | Nexamp Capital, LLC | New England | NPCC | NE | Hampshire | MA | Energy Storage | 2 | NA | NA | NA | 3.9326 | NA | NA
Granby Solar Power Plant | -366523 | Operating | 3 | Solar | 2021 | Nexamp Capital, LLC | New England | NPCC | NE | Hampshire | MA | Solar | 3 | NA | NA | NA | 21.5373 | 21.2253 | 3.4475
Greenfield Mass Municipal Land Solar Project | -769841 | Operating | 1.4 | Solar | 2020 | Greenleaf-TNX Management | New England | NPCC | NE | Franklin | MA | Solar | 1.4 | NA | NA | NA | NA | NA | NA
Greenfield Solar Plant | -168818 | Operating | 2 | Solar | 2012 | Axio Power Inc. | New England | NPCC | NE | Franklin | MA | Solar | 2 | NA | NA | NA | 12.2546 | 15.2797 | 14.9201
Greenfield Solar Project | -163904 | Operating | 2 | Solar | 2019 | NSTAR Electric Company | New England | NPCC | NE | Franklin | MA | Solar | 2 | NA | NA | NA | 16.9578 | 18.2648 | 17.8653
Greenwood Meadows Solar (GSE MA-1) | -169780 | Operating | 3.5 | Solar | 2014 | Green States Energy, Inc. | New England | NPCC | NE | Barnstable | MA | Solar | 3.5 | NA | NA | NA | 11.2785 | 11.7384 | 16.9243
Griffin Road Solar 2 Project | -546687 | Operating | 1.4 | Solar | 2020 | Nexamp Capital, LLC | New England | NPCC | NE | Worcester | MA | Solar | 1.4 | NA | NA | NA | 18.2975 | 19.4553 | 18.2975
Griffin Road Solar Project | -163970 | Operating | 2 | Solar | 2018 | Nexamp, Inc. | New England | NPCC | NE | Worcester | MA | Solar | 2 | NA | NA | NA | 17.8653 | 19.121 | 18.0993
Griffin Road Solar Project | -163969 | Operating | 2 | Solar | 2018 | Nexamp, Inc. | New England | NPCC | NE | Worcester | MA | Solar | 2 | NA | NA | NA | 17.8653 | 19.121 | 18.0993
Groton Battery Energy Storage 2 Project | -776762 | Operating | 2 | Battery | 2024 | Delorean Power LLC | New England | NPCC | NE | Middlesex | MA | Energy Storage | 2 | NA | NA | NA | NA | NA | NA
Groton Battery Energy Storage System 1 Project | -776518 | Operating | 2 | Battery | 2024 | Delorean Power LLC | New England | NPCC | NE | Middlesex | MA | Energy Storage | 2 | NA | NA | NA | NA | NA | NA
Groveland Solar Farm | -521411 | Operating | 3.2 | Solar | 2012 | Consolidated Edison Development, Inc. | New England | NPCC | NE | Essex | MA | Solar | 3.2 | NA | NA | NA | 15.4573 | NA | NA
GSE MA-2 Project (Devens Solar-EPG) | -170052 | Operating | 3 | Solar | 2014 | Green States Energy, Inc. | New England | NPCC | NE | Middlesex | MA | Solar | 2 | NA | NA | NA | 24.9429 | 27.8824 | 27.8425
GSPP Boxborough Littleton Community Solar Project | -648683 | Operating | 4 | Solar | 2019 | Green Street Power Partners, LLC | New England | NPCC | NE | Middlesex | MA | Solar | 4 | NA | NA | NA | 14.9772 | NA | NA
GSPP Boxborough Littleton Community Solar Project | -639258 | Operating | 4 | Solar | 2019 | Green Street Power Partners, LLC | New England | NPCC | NE | Middlesex | MA | Solar | 4 | NA | NA | NA | 14.9772 | NA | NA
GSPP Devens Solar Project | -648685 | Operating | 2.2 | Solar | 2018 | Green Street Power Partners, LLC | New England | NPCC | NE | Worcester | MA | Solar | 2.2 | NA | NA | NA | 15.8313 | NA | NA
GSPP Devens Solar Project | -639262 | Operating | 2.2 | Solar | 2018 | Green Street Power Partners, LLC | New England | NPCC | NE | Worcester | MA | Solar | 2.2 | NA | NA | NA | 15.8313 | NA | NA
GSPP NESV Solar Project | -777593 | Operating | 1.1 | Solar | 2023 | GSPP Nesv, LLC | New England | NPCC | NE | Bristol | MA | Solar | 1.1 | NA | NA | NA | NA | NA | NA
GSPP NESV Solar Project (Attleboro) | -648697 | Operating | 1.08 | Solar | 2023 | Green Street Power Partners, LLC | New England | NPCC | NE | Bristol | MA | Solar | 1.08 | NA | NA | NA | NA | NA | NA
GSPP NESV Solar Project (Attleboro) | -639288 | Operating | 1.08 | Solar | 2023 | Green Street Power Partners, LLC | New England | NPCC | NE | Bristol | MA | Solar | 1.08 | NA | NA | NA | NA | NA | NA
GSPP Terawatt Westfield | -648684 | Operating | 3.6 | Solar | 2019 | Green Street Power Partners, LLC | New England | NPCC | NE | Hampden | MA | Solar | 3.6 | NA | NA | NA | 18.6771 | NA | NA
GSPP Terawatt Westfield | -639260 | Operating | 3.6 | Solar | 2019 | Green Street Power Partners, LLC | New England | NPCC | NE | Hampden | MA | Solar | 3.6 | NA | NA | NA | 18.6771 | NA | NA
Hadley 3 (North) Battery Storage Project | -768360 | Operating | 1 | Battery | 2024 | Nexamp, Inc. | New England | NPCC | NE | Hampshire | MA | Energy Storage | 1 | NA | NA | NA | NA | NA | NA
Hadley 3 (North) Battery Storage Project | -768359 | Operating | 1 | Battery | 2024 | Nexamp, Inc. | New England | NPCC | NE | Hampshire | MA | Energy Storage | 1 | NA | NA | NA | NA | NA | NA
Hadley 3 Solar (North) | -366369 | Operating | 3.9 | Solar | 2019 | Nexamp, Inc. | New England | NPCC | NE | Hampshire | MA | Solar | 3.9 | NA | NA | NA | 13.924 | 7.4172 | 6.8844
Hadley 3 Solar (North) | -366368 | Operating | 3.9 | Solar | 2019 | Nexamp, Inc. | New England | NPCC | NE | Hampshire | MA | Solar | 3.9 | NA | NA | NA | 13.924 | 7.4172 | 6.8844
Hadley 3 Solar Plant (South) | -366390 | Operating | 2 | Solar | 2019 | Nexamp Capital, LLC | New England | NPCC | NE | Hampshire | MA | Solar | 2 | NA | NA | NA | 27.1518 | 20.0514 | 18.1164
Hadley Falls | -8520 | Operating | 33.4 | Hydraulic Turbine | 1952 | City of Holyoke, Massachusetts | New England | NPCC | NE | Hampden | MA | Water | 33.1 | NA | NA | NA | 75.248 | 56.5672 | 72.1213
Hadley Solar II Project | -155574 | Operating | 1.9 | Solar | 2016 | Nexamp, Inc. | New England | NPCC | NE | Hampshire | MA | Solar | 1.9 | NA | NA | NA | 17.7301 | 18.4932 | 17.4477
Hadley Solar II Project | -155573 | Operating | 1.9 | Solar | 2016 | Nexamp, Inc. | New England | NPCC | NE | Hampshire | MA | Solar | 1.9 | NA | NA | NA | 17.7301 | 18.4932 | 17.4477
Halifax Solar Plant | -503671 | Operating | 2.5 | Solar | 2015 | NuGen Capital Management, LLC | New England | NPCC | NE | Plymouth | MA | Solar | 2.5 | NA | NA | NA | 17.9772 | 18.5799 | 17.726
Hampden Solar Project | -173044 | Operating | 3.2 | Solar | 2015 | Altus Power America Management, LLC | New England | NPCC | NE | Hampden | MA | Solar | 3.2 | NA | NA | NA | 16.2707 | 15.7427 | 17.2303
Hampden Solar PV Project | -217506 | Operating | 3.5 | Solar | 2019 | NSTAR Electric Company | New England | NPCC | NE | Hampden | MA | Solar | 3.5 | NA | NA | NA | 16.5036 | 20.6719 | 19.1292
Hampshire College Battery Storage Project | -672625 | Operating | 1 | Battery | 2017 | Tesla Energy Operations, Inc. | New England | NPCC | NE | Hampshire | MA | Energy Storage | 1 | NA | NM | NM | 0.33105 | 0.41096 | 0.49087
Hampshire College Solar Facility | -173254 | Operating | 3.4 | Solar | 2017 | Tesla Energy Operations, Inc. | New England | NPCC | NE | Hampshire | MA | Solar | 3.4 | NA | NA | NA | 16.4719 | 19.3762 | 18.2346
Hancock Shaker I Solar Project (Syncarpha Hancock I) | -174007 | Operating | 2 | Solar | 2017 | Syncarpha Capital LLC | New England | NPCC | NE | Berkshire | MA | Solar | 2 | NA | NA | NA | 16.4384 | 18.4075 | 17.3973
Hancock Shaker II Solar (Syncarpha Hancock II) | -174008 | Operating | 2 | Solar | 2017 | Syncarpha Capital LLC | New England | NPCC | NE | Berkshire | MA | Solar | 2 | NA | NA | NA | 17.7055 | 19.2751 | 17.7683
Hancock Shaker III Solar Project (Syncarpha Hancock III) | -174000 | Operating | 1 | Solar | 2017 | Syncarpha Capital LLC | New England | NPCC | NE | Berkshire | MA | Solar | 1 | NA | NA | NA | 17.5913 | 19.6233 | 18.0822
Hanover Solar Project | -171963 | Operating | 1 | Solar | 2014 | Prince Lobel Tye, LLP | New England | NPCC | NE | Worcester | MA | Solar | 1 | NA | NA | NA | NA | NA | NA
Happy Hollow CSG Battery Storage | -583305 | Operating | 3.3 | Battery | 2019 | SunRaise Investments, LLC | New England | NPCC | NE | Worcester | MA | Energy Storage | 3.3 | NA | NA | NA | 0 | 0 | 0
Happy Hollow CSG Project | -214360 | Operating | 5 | Solar | 2019 | SunRaise Investments, LLC | New England | NPCC | NE | Worcester | MA | Solar | 5 | NA | NA | NA | 18.1918 | 19.7078 | 17.9703
Harvey (Westborough) Solar Project | -170456 | Operating | 1.8 | Solar | 2014 | SunRay Power OPCO II, LLC | New England | NPCC | NE | Worcester | MA | Solar | 1.8 | NA | NA | NA | 14.5675 | 16.5208 | 12.9439
Harvey (Westborough) Solar Project | -170455 | Operating | 1.8 | Solar | 2014 | SunRay Power OPCO II, LLC | New England | NPCC | NE | Worcester | MA | Solar | 1.8 | NA | NA | NA | 14.5675 | 16.5208 | 12.9439
Harwich Landfill Solar Project | -171028 | Operating | 4 | Solar | 2014 | Clean Focus Corporation | New England | NPCC | NE | Barnstable | MA | Solar | 4 | NA | NA | NA | 17.0205 | 16.7352 | 15.4852
Hatfield Solar Project | -171140 | Operating | 1.9 | Solar | 2017 | NuGen Capital Management, LLC | New England | NPCC | NE | Hampshire | MA | Solar | 1.9 | NA | NA | NA | 17.3636 | 18.6734 | 17.622
Haverhill Landfill (Ward Hill Neck Landfill) | -383298 | Operating | 1.6 | Internal Combustion | 2007 | Covanta Energy, LLC | New England | NPCC | NE | Essex | MA | Biomass | 1.6 | NA | NA | NA | NA | NA | NA
Haverhill Resource Recovery Facility | -383258 | Operating | 46 | Steam Turbine | 1989 | Covanta Energy, LLC | New England | NPCC | NE | Essex | MA | Biomass | 43.2 | 16420 | 15645 | 15740 | 89.6766 | 92.3735 | 89.1177
Haverhill Solar | -167672 | Operating | 1 | Solar | 2010 | Massachusetts Electric Company | New England | NPCC | NE | Essex | MA | Solar | 0.9 | NA | NA | NA | 12.722 | 14.9686 | 16.895
Heron Crossing Solar Project | -778960 | Operating | NA | Solar | NA | Nexamp, Inc. | New England | NPCC | NE | Norfolk | MA | Solar | 2 | NA | NA | NA | NA | NA | NA
Hewlett-Packard Solar Farm | -172748 | Operating | 1.7 | Solar | 2017 | Hewlett Packard Enterprise Company | New England | NPCC | NE | Essex | MA | Solar | 1.7 | NA | NA | NA | 7.1045 | 12.2818 | 15.8407
Heyes Solar Project (West Orange Road) | -382007 | Operating | 5 | Solar | 2021 | AES Distributed Energy, Inc. | New England | NPCC | NE | Franklin | MA | Solar | 5 | NA | NA | NA | 16.3584 | 16.0297 | 0.02968
High St Station | -164853 | Operating | 10.9 | Internal Combustion | 1937 | Ipswich Town of | New England | NPCC | NE | Essex | MA | Gas | 11.4 | NA | 11152 | 11440 | 0.029296 | 0.22629 | 0.59704
Hinsdale Solar Project | -163909 | Operating | 2 | Solar | 2019 | NSTAR Electric Company | New England | NPCC | NE | Berkshire | MA | Solar | 2 | NA | NA | NA | 16.5811 | 17.5799 | 16.4041
Holden Battery Energy Storage System | -770027 | Operating | 5 | Battery | 2024 | Delorean Power LLC | New England | NPCC | NE | Worcester | MA | Energy Storage | 5 | NA | NA | NA | NA | NA | NA
Holiday Hill Community Wind Project | -221502 | Operating | 5 | Wind Turbine | 2019 | Greenbacker Renewable Energy Corporation | New England | NPCC | NE | Hampden | MA | Wind | 5 | NA | NA | NA | 21.7466 | 26.5091 | 25.5571
Holliston Battery Storage Project | -798593 | Operating | 4.99 | Battery | 2023 | Altus Power, Inc. | New England | NPCC | NE | Middlesex | MA | Energy Storage | 4.99 | NA | NA | NA | NA | NA | NA
Holliston Solar Plant | -510265 | Operating | 1.5 | Solar | 2020 | Greenbacker Renewable Energy Corporation | New England | NPCC | NE | Middlesex | MA | Solar | 1.5 | NA | NA | NA | 15.5023 | 15.9361 | 0.52511
Holliston Solar Project (Altus) | -798592 | Operating | 10 | Solar | 2023 | Altus Power, Inc. | New England | NPCC | NE | Middlesex | MA | Solar | 10 | NA | NA | NA | NA | NA | NA
Holliston Solar Project (Hopping Brook) | -422028 | Operating | 1 | Solar | 2015 | Goldman Sachs Asset Management, L.P. | New England | NPCC | NE | Middlesex | MA | Solar | 1 | NA | NA | NA | 15.9475 | 19.5776 | 17.7854
Holliston Solar Project (Hopping Brook) | -173613 | Operating | 1 | Solar | 2015 | Solect Energy Development | New England | NPCC | NE | Middlesex | MA | Solar | 1 | NA | NA | NA | 15.9475 | 19.5776 | 17.7854
Holyoke Solar Cooperative at Mueller | -396521 | Operating | 2.7 | Solar | 2011 | Constellation NewEnergy, Inc. | New England | NPCC | NE | Hampden | MA | Solar | 2.7 | NA | NA | NA | 16.3242 | 17.7702 | NA
Home Road Solar Project | -791266 | Operating | 2 | Solar | 2021 | Seaboard Solar Holdings, LLC | New England | NPCC | NE | Berkshire | MA | Solar | 2 | NA | NA | NA | 15.839 | NA | NA
Hoosac Wind | -785753 | Operating | 28.5 | Wind Turbine | 2012 | Avangrid Renewables, LLC | New England | NPCC | NE | Berkshire | MA | Wind | 28.5 | NA | NA | NA | NA | NA | NA
Hopedale Solar Facility | -173110 | Operating | 1.5 | Solar | 2017 | Ameresco, Inc. | New England | NPCC | NE | Worcester | MA | Solar | 1.5 | NA | NA | NA | NA | NA | NA
Hopkinton MA 1 Solar Electric Facility | -199821 | Operating | 2 | Solar | 2019 | Virgo Investment Group LLC | New England | NPCC | NE | Middlesex | MA | Solar | 2 | NA | NA | NA | 15.4566 | 16.25 | 16.0046
Hubbardston Solar Plant | -787833 | Operating | 2 | Solar | 2013 | Walden Renewables, LLC | New England | NPCC | NE | Worcester | MA | Solar | 2 | NA | NA | NA | 16.6039 | 17.6712 | 16.4041
Hubbardston Solar Plant | -171500 | Operating | 2 | Solar | 2013 | Kearsarge Energy LP | New England | NPCC | NE | Worcester | MA | Solar | 2 | NA | NA | NA | 16.6039 | 17.6712 | 16.4041
Hubbardston Solar Plant | -171499 | Operating | 2 | Solar | 2013 | Walden Renewables, LLC | New England | NPCC | NE | Worcester | MA | Solar | 2 | NA | NA | NA | 16.6039 | 17.6712 | 16.4041
Hubbardston Solar Plant | -151628 | Operating | 2 | Solar | 2013 | Maximum Solar, LLC | New England | NPCC | NE | Worcester | MA | Solar | 2 | NA | NA | NA | 16.6039 | 17.6712 | 16.4041
Hudson/Stow Landfill Solar | -173453 | Operating | 5 | Solar | 2017 | Captona LLC | New England | NPCC | NE | Middlesex | MA | Solar | 5 | NA | NA | NA | 12.8014 | 13.9612 | 13.2283
Hull Wind | -511268 | Operating | 2.46 | Wind Turbine | 2001 | Hull Municipal Light Plant | New England | NPCC | NE | Plymouth | MA | Wind | 2.46 | NA | NA | NA | 5.0952 | 10.5895 | 10.2136
Hunt Farm Solar | -798519 | Operating | 3 | Solar | 2013 | Altus Power, Inc. | New England | NPCC | NE | Franklin | MA | Solar | 3 | NA | NA | NA | NA | NA | NA
Hunt Farm Solar | -172612 | Operating | 3 | Solar | 2013 | Canadian Solar (USA) Inc. | New England | NPCC | NE | Franklin | MA | Solar | 3 | NA | NA | NA | 13.8052 | 14.4444 | 13.5502
Hurteau Battery Storage Project | -583551 | Operating | 1.3 | Battery | 2020 | ZPD-PT Solar 2017-014 LLC | New England | NPCC | NE | Worcester | MA | Energy Storage | 1.3 | NA | NM | NM | 1.1942 | 2.5817 | 2.406
Hurteau Solar Project | -232474 | Operating | 2 | Solar | 2020 | ZPD-PT Solar 2017-014 LLC | New England | NPCC | NE | Worcester | MA | Solar | 2 | NA | NA | NA | 18.0537 | 18.1564 | 18.3847
Huxley Battery Storage Plant | -612556 | Operating | 5 | Battery | 2022 | CVI CEF Master Fund III LP | New England | NPCC | NE | Hampden | MA | Energy Storage | 5 | NA | NA | NA | 0.28767 | NA | NA
Huxley Solar Plant | -612550 | Operating | 5 | Solar | 2022 | CVI CEF Master Fund III LP | New England | NPCC | NE | Hampden | MA | Solar | 5 | NA | NA | NA | 9.7123 | 0.1621 | NA
Incom Solar CSG Project | -249959 | Operating | 2 | Solar | 2017 | 38 Degrees North, LLC | New England | NPCC | NE | Worcester | MA | Solar | 2 | NA | NA | NA | 20.3425 | 21.484 | 20.1941
Indian Hill Solar | -172136 | Operating | 1 | Solar | 2014 | Sunray Power, Llc | New England | NPCC | NE | Hampden | MA | Solar | 1 | NA | NA | NA | 14.7831 | 17.3174 | 12.7691
Indian Orchard | -382431 | Operating | 3.7 | Hydraulic Turbine | 1928 | Central Rivers Power, LLC | New England | NPCC | NE | Hampden | MA | Water | 3.7 | NA | NA | NA | 32.8335 | 22.1122 | 25.182
Indian Orchard Plant | -31780 | Operating | 5.7 | Steam Turbine | 1985 | Ascend Performance Materials Operations LLC | New England | NPCC | NE | Hampden | MA | Gas | 5.7 | NA | NM | NA | 0 | 30.2872 | 37.1645
Indian Orchard Solar Facility | -133371 | Operating | 1.9 | Solar | 2011 | NSTAR Electric Company | New England | NPCC | NE | Hampden | MA | Solar | 1.9 | NA | NA | NA | 20.3497 | 13.8575 | 13.381
Indian River Hydro Project | -193009 | Operating | 1.4 | Hydraulic Turbine | 2011 | Eagle Creek Renewable Energy, LLC | New England | NPCC | NE | Hampden | MA | Water | 1.4 | NA | NA | NA | 14.9136 | 23.94 | 28.4165
Integrys MA Solar | -92891 | Operating | 2.98 | Solar | 2014 | Integrys MA Solar, LLC | New England | NPCC | NE | Worcester | MA | Solar | 2.98 | NA | NA | NA | NA | NA | NA
Integrys MA Solar (Manny's Dairy Farm) | -92893 | Operating | 3 | Solar | 2013 | Integrys MA Solar, LLC | New England | NPCC | NE | Worcester | MA | Solar | 3 | NA | NA | NA | 18.5883 | 17.8311 | 14.2123
Ipswich Municipal Wind Project | -168385 | Operating | 1.6 | Wind Turbine | 2011 | Ipswich Municipal Light Department | New England | NPCC | NE | Essex | MA | Wind | 1.6 | NA | NA | NA | 21.9035 | 26.7337 | 25.9489
Ipswich Municipal Wind Project | -168384 | Operating | 1.6 | Wind Turbine | 2011 | Ipswich Public Schools | New England | NPCC | NE | Essex | MA | Wind | 1.6 | NA | NA | NA | 21.9035 | 26.7337 | 25.9489
Iron Horse Solar 4 (Pan Am Systems) | -173285 | Operating | 4.5 | Solar | 2017 | Syncarpha Capital LLC | New England | NPCC | NE | Middlesex | MA | Solar | 4.5 | NA | NA | NA | 18.7139 | 20.3602 | 17.8995
Iron Horse Solar I CSG | -173643 | Operating | 2.9 | Solar | 2016 | Soltage, LLC | New England | NPCC | NE | Middlesex | MA | Solar | 2.9 | NA | NA | NA | 16.2061 | 18.2097 | 16.7139
ISM Solar Dighton 2 CSG | -249820 | Operating | 2 | Solar | 2017 | 38 Degrees North, LLC | New England | NPCC | NE | Bristol | MA | Solar | 2 | NA | NA | NA | 21.3642 | 22.5856 | 21.25
Ivory Street Solar Project | -171920 | Operating | 1.26 | Solar | 2014 | Ameresco, Inc. | New England | NPCC | NE | Norfolk | MA | Solar | 1 | NA | NA | NA | 13.2306 | 18.0822 | 18.242
IXYS - Beverly Internal Combustion Project | -745447 | Operating | 2.7 | Internal Combustion | 1997 | IXYS Integrated Circuits Division, LLC | New England | NPCC | NE | Essex | MA | Gas | 2.7 | 15087 | 14000 | 12800 | 0.097243 | 0.071876 | 0.06342
Jack Cockwell Station (Bear Swamp) | -695444 | Operating | 633 | Pumped Storage | 1974 | Brookfield Renewable Partners L.P. | New England, New York | NPCC | NE | Franklin | MA | Water | 666 | NA | NA | NA | 12.1275 | 9.1496 | 8.0405
Jack Cockwell Station (Bear Swamp) | -9511 | Operating | 633 | Pumped Storage | 1974 | Emera Incorporated | New England, New York | NPCC | NE | Franklin | MA | Water | 666 | NA | NA | NA | 12.1275 | 9.1496 | 8.0405
JH Solar Project | -249987 | Operating | 1 | Solar | 2017 | 38 Degrees North, LLC | New England | NPCC | NE | Worcester | MA | Solar | 1 | NA | NA | NA | 17.4658 | 18.9155 | 17.4087
Jiminy Peak Wind Project | -198926 | Operating | 1.5 | Wind Turbine | 2007 | Jiminy Peak Mountain Resort | New England | NPCC | NE | Berkshire | MA | Wind | 2.7 | NA | NA | NA | 0 | 0 | 0
Joe Jenny Road Solar Farm (Oxford Solar) | -172308 | Operating | 1.5 | Solar | 2018 | Tesla Energy Operations, Inc. | New England | NPCC | NE | Worcester | MA | Solar | 1.5 | NA | NA | NA | 18.6301 | 18.2801 | 18.8432
Katama Farm Solar Project | -171050 | Operating | 1 | Solar | 2014 | Clean Focus Corporation | New England | NPCC | NE | Dukes | MA | Solar | 1 | NA | NA | NA | 18.2648 | 16.4155 | 16.2557
Kearsarge Acushnet Solar Plant | -220532 | Operating | 1.9 | Solar | 2019 | Kearsarge Energy LP | New England | NPCC | NE | Bristol | MA | Solar | 1.9 | NA | NA | NA | 20.4158 | 21.2629 | NA
Kearsarge Amesbury Battery Storage Pant | -583538 | Operating | 1.6 | Battery | 2019 | Kearsarge Amesbury LLC | New England | NPCC | NE | Essex | MA | Energy Storage | 1.6 | NA | NM | NA | 8.5545 | 6.4783 | 0
Kearsarge Amesbury Solar Project | -220503 | Operating | 3.3 | Solar | 2019 | Kearsarge Amesbury LLC | New England | NPCC | NE | Essex | MA | Solar | 3.3 | NA | NA | NA | 18.2475 | 20.2228 | 18.884
Kearsarge Ayer Solar Farm | -174093 | Operating | 1.2 | Solar | 2017 | Kearsarge Energy LP | New England | NPCC | NE | Middlesex | MA | Solar | 1.2 | NA | NA | NA | NA | NA | NA
Kearsarge Barre II Solar Project | -171700 | Operating | 1.5 | Solar | 2014 | Kearsarge Energy LP | New England | NPCC | NE | Worcester | MA | Solar | 1.5 | NA | NA | NA | 16.4307 | 18.5388 | 16.6514
Kearsarge Beverly 100 Sohier Battery Storage Project | -673532 | Operating | 1.8 | Battery | 2023 | Kearsarge Solar LLC | New England | NPCC | NE | Essex | MA | Energy Storage | 1.8 | NA | NA | NA | 1.7377 | NA | NA
Kearsarge Beverly 100 Sohier Solar Project | -673288 | Operating | 2 | Solar | 2023 | Kearsarge Solar LLC | New England | NPCC | NE | Essex | MA | Solar | 2 | NA | NA | NA | 17.9737 | NA | NA
Kearsarge Chester Solar Farm | -171701 | Operating | 4.8 | Solar | 2014 | Kearsarge Energy LP | New England | NPCC | NE | Hampden | MA | Solar | 4.8 | NA | NA | NA | 11.8127 | 17.2993 | 16.2647
Kearsarge Concord II Solar Project | -173316 | Operating | 4.5 | Solar | 2016 | Kearsarge Energy LP | New England | NPCC | NE | Middlesex | MA | Solar | 4.5 | NA | NA | NA | 17.377 | 18.4779 | 16.8163
Kearsarge Concord Solar Farm | -171696 | Operating | 1.5 | Solar | 2014 | Kearsarge Energy LP | New England | NPCC | NE | Middlesex | MA | Solar | 1.5 | NA | NA | NA | 15.4642 | 16.4916 | 15.2588
Kearsarge Gill Solar Farm | -218583 | Operating | 2 | Solar | 2018 | Kearsarge Energy LP | New England | NPCC | NE | Franklin | MA | Solar | 2 | NA | NA | NA | 15.8162 | 19.1495 | 17.8653
Kearsarge Grafton Solar Farm | -493766 | Operating | 1.5 | Solar | 2013 | Undisclosed buyer | New England | NPCC | NE | Worcester | MA | Solar | 1.5 | NA | NA | NA | 16.2177 | 12.8463 | 16.4688
Kearsarge Granby Solar Project | -173986 | Operating | 2.5 | Solar | 2016 | Kearsarge Energy LP | New England | NPCC | NE | Hampshire | MA | Solar | 2.5 | NA | NA | NA | 17.3059 | 18.2146 | 17.0731
Kearsarge Great Barrington Solar Farm | -182380 | Operating | 1.9 | Solar | 2018 | Kearsarge Energy LP | New England | NPCC | NE | Berkshire | MA | Solar | 1.9 | NA | NA | NA | 18.7996 | 20.2475 | 18.8777
Kearsarge Haverhill Battery Storage Project | -647906 | Operating | 2 | Battery | 2021 | Kearsarge Energy LP | New England | NPCC | NE | Essex | MA | Energy Storage | 2 | NA | NM | NM | 9.7374 | 6.153 | 3.2306
Kearsarge Haverhill Solar Project | -348165 | Operating | 2.8 | Solar | 2021 | Kearsarge Energy LP | New England | NPCC | NE | Essex | MA | Solar | 2.8 | NA | NA | NA | 16.9439 | 18.9579 | 15.4843
Kearsarge Ludlow Solar Project | -508449 | Operating | 3.7 | Solar | 2020 | Kearsarge Energy LP | New England | NPCC | NE | Hampden | MA | Solar | 3.7 | NA | NA | NA | 17.7774 | 19.03 | NA
Kearsarge Montague BD Battery Storage | -619922 | Operating | 1.3 | Battery | 2021 | Kearsarge Energy LP | New England | NPCC | NE | Franklin | MA | Energy Storage | 1.3 | NA | NM | NA | 10.8711 | 5.6375 | 0
Kearsarge Montague BD PV | -393638 | Operating | 2.5 | Solar | 2021 | Kearsarge Energy LP | New England | NPCC | NE | Franklin | MA | Solar | 2.5 | NA | NA | NA | 16.0137 | 17.1461 | 0.87215
Kearsarge Montague Solar Project | -193867 | Operating | 4 | Solar | 2018 | Kearsarge Energy LP | New England | NPCC | NE | Franklin | MA | Solar | 4 | NA | NA | NA | 19.2666 | 21.2842 | 19.7831
Kearsarge Shirley Solar Project | -182549 | Operating | 1.3 | Solar | 2016 | Kearsarge Energy LP | New England | NPCC | NE | Middlesex | MA | Solar | 1.3 | NA | NA | NA | NA | NA | NA
Kearsarge Southwick Solar Project | -172233 | Operating | 3.3 | Solar | 2015 | Kearsarge Energy LP | New England | NPCC | NE | Hampden | MA | Solar | 3.3 | NA | NA | NA | 19.0778 | 21.5753 | 20.157
Kearsarge Upper Union Battery Storage Project | -638553 | Operating | 0.8 | Battery | 2023 | Kearsarge Energy LP | New England | NPCC | NE | Norfolk | MA | Energy Storage | 0.8 | NA | NA | NA | 7.0919 | NA | NA
Kearsarge Upper Union Solar | -638417 | Operating | 1 | Solar | 2023 | Kearsarge Energy LP | New England | NPCC | NE | Norfolk | MA | Solar | 1 | NA | NA | NA | 15.9932 | NA | NA
Kearsarge Uxbridge Solar Project | -174047 | Operating | 1.9 | Solar | 2018 | Kearsarge Energy LP | New England | NPCC | NE | Worcester | MA | Solar | 1.9 | NA | NA | NA | 19.9531 | 20.7642 | 19.0219
Kearsarge William Way Battery Storage Project | -619924 | Operating | 2.6 | Battery | 2021 | Kearsarge William Way LLC | New England | NPCC | NE | Norfolk | MA | Energy Storage | 2.6 | NA | NM | NA | 9.8437 | 9.87 | 0
Kearsarge William Way Solar Project | -408551 | Operating | 4.4 | Solar | 2021 | Kearsarge William Way LLC | New England | NPCC | NE | Norfolk | MA | Solar | 4.4 | NA | NA | NA | 19.3597 | 20.2418 | 0.24907
Kearsarge Wilmington Solar Project | -209244 | Operating | 1.6 | Solar | 2018 | Kearsarge Energy LP | New England | NPCC | NE | Middlesex | MA | Solar | 1.6 | NA | NA | NA | 14.6832 | 16.3599 | 16.3884
Kiamichi Energy Facility | -65303 | Operating | 1370 | Combined Cycle | 2003 | Tenaska Energy Holdings, LLC | ERCOT, SPP | TRE | TRE | Pittsburg | OK | Gas | 1331.9 | 7688 | 7622 | 7631 | 44.9049 | 43.2849 | 37.622
Kiamichi Energy Facility | -65273 | Operating | 1370 | Combined Cycle | 2003 | Tenaska Energy, Inc. | ERCOT, SPP | TRE | TRE | Pittsburg | OK | Gas | 1331.9 | 7688 | 7622 | 7631 | 44.9049 | 43.2849 | 37.622
Kingston Wind Project (No Fossil Fuels) | -169909 | Operating | 6 | Wind Turbine | 2012 | No Fossil Fuel LLC | New England | NPCC | NE | Plymouth | MA | Wind | 6 | NA | NA | NA | NA | NA | NA
Knox Trail Solar Project | -700761 | Operating | 1.95 | Solar | 2023 | Standard Solar, Inc. | New England | NPCC | NE | Middlesex | MA | Solar | 1.95 | NA | NA | NA | NA | NA | NA
Kiamichi Energy Facility | -63953 | Operating | 1370 | Combined Cycle | 2003 | Tc Oklahoma Lp,Llc | ERCOT, SPP | TRE | TRE | Pittsburg | OK | Gas | 1331.9 | 7688 | 7622 | 7631 | 44.9049 | 43.2849 | 37.622
Kiamichi Energy Facility | -63939 | Operating | 1370 | Combined Cycle | 2003 | Tyr Energy, Inc. | ERCOT, SPP | TRE | TRE | Pittsburg | OK | Gas | 1331.9 | 7688 | 7622 | 7631 | 44.9049 | 43.2849 | 37.622
Kimberly Clark | -167745 | Operating | 36.3 | Combined Cycle | 2008 | Kimberly-Clark Corporation | New England | NPCC | NE | Western Connecticut Planning Region | CT | Gas | 36.3 | 11034 | 11261 | 11230 | 68.3686 | 73.7779 | 75.2742
Lake Street Solar Project | -431573 | Operating | 1 | Solar | 2017 | BlueWave Solar, LLC | New England | NPCC | NE | Plymouth | MA | Solar | 1 | NA | NA | NA | NA | NA | NA
Lakeville Solar Project | -250967 | Operating | 2.7 | Solar | 2018 | C2 Energy Capital LLC | New England | NPCC | NE | Plymouth | MA | Solar | 2.7 | NA | NA | NA | 13.2251 | 16.6202 | 17.2036
Lancaster Solar Project (Shirley Road Airport) | -744768 | Operating | 4.5 | Solar | 2014 | CleanCapital LLC | New York | NPCC | NY | Worcester | MA | Solar | 4.5 | NA | NA | NA | 15.033 | 16.9482 | 16.1821
Lane Ave Solar - Hanrahan Facility | -382008 | Operating | 1.5 | Solar | 2021 | AES Distributed Energy, Inc. | New England | NPCC | NE | Worcester | MA | Solar | 1.5 | NA | NA | NA | 15.3044 | 18.3409 | 0.15221
Lawrence Hydro | -382435 | Operating | 14.8 | Hydraulic Turbine | 1981 | Central Rivers Power, LLC | New England | NPCC | NE | Essex | MA | Water | 14 | NA | NA | NA | 76.8191 | 53.6799 | 71.8175
Lawsbrook Solar Project | -700774 | Operating | 4.69 | Solar | 2022 | Standard Solar, Inc. | New England | NPCC | NE | Middlesex | MA | Solar | 4.69 | NA | NA | NA | NA | NA | NA
Ledeaux Solar Project | -249806 | Operating | 1 | Solar | 2017 | 38 Degrees North, LLC | New England | NPCC | NE | Worcester | MA | Solar | 1 | NA | NA | NA | 15.7763 | 17.5799 | 16.0502
Lee Solar Project | -163774 | Operating | 1.9 | Solar | 2018 | Eversource Energy | New England | NPCC | NE | Berkshire | MA | Solar | 1.9 | NA | NA | NA | 13.8849 | 14.9964 | 14.8161
Leicester Solar | -744775 | Operating | 4.8 | Solar | 2015 | CleanCapital LLC | New England | NPCC | NE | Worcester | MA | Solar | 4.8 | NA | NA | NA | 12.2099 | 14.5286 | 15.5156
Leicester Street Solar Project | -646126 | Operating | NA | Solar | NA | Seaboard Solar Holdings, LLC | New England | NPCC | NE | Worcester | MA | Solar | 6.82 | NA | NA | NA | NA | NA | NA
Leominster (MA)-South Street-R&D Solar Project | -172583 | Operating | 3.5 | Solar | 2013 | South Street Solar, LLC | New England | NPCC | NE | Essex | MA | Solar | 2.6 | NA | NA | NA | 11.6746 | 16.0476 | 15.6656
Leominster Rooftop Array Solar | -193543 | Operating | 3.2 | Solar | 2016 | Sol Systems, LLC | New England | NPCC | NE | Worcester | MA | Solar | 3.2 | NA | NA | NA | NA | NA | NA
Leominster Solar Farm | -794578 | Operating | 2 | Solar | 2015 | Nadara Limited | New England | NPCC | NE | Worcester | MA | Solar | 2 | NA | NA | NA | NA | NA | NA
Leominster Solar Farm | -755102 | Operating | 2 | Solar | 2015 | Energy Infrastructure Partners LLC | New England | NPCC | NE | Worcester | MA | Solar | 2 | NA | NA | NA | 17.3345 | 18.5274 | NA
Leominster Solar Farm | -755101 | Operating | 2 | Solar | 2015 | Eni S.p.A. | New England | NPCC | NE | Worcester | MA | Solar | 2 | NA | NA | NA | 17.3345 | 18.5274 | 17.4658
Lepomis Solar Project | -744772 | Operating | 4.5 | Solar | 2014 | CleanCapital LLC | New England | NPCC | NE | Plymouth | MA | Solar | 4.5 | NA | NA | NA | 19.1426 | 19.6981 | 19.8909
Lexington Compost Facility Solar Project | -171912 | Operating | 1.6 | Solar | 2017 | Tesla Energy Operations, Inc. | New England | NPCC | NE | Middlesex | MA | Solar | 1.6 | NA | NA | NA | 17.1732 | 19.2994 | 17.9366
Lilly Lane Solar Plant | -763392 | Operating | 1 | Solar | 2018 | Lodestar Energy, Inc. | New England | NPCC | NE | Worcester | MA | Solar | 1 | NA | NA | NA | 19.0297 | NA | NA
Little Quittacas Solar Project - Quittacas Pond | -521419 | Operating | 3.5 | Solar | 2013 | RWE Clean Energy Solutions, Inc. | New England | NPCC | NE | Plymouth | MA | Solar | 3.5 | NA | NA | NA | 17.9256 | NA | NA
Littleton Solar Project | -194474 | Operating | 3.8 | Solar | 2013 | NextSun Energy, LLC | New England | NPCC | NE | Middlesex | MA | Solar | 3.8 | NA | NA | NA | 15.5642 | 17.5379 | 16.0989
Long Pond Road Solar (South Street) | -172321 | Operating | 2 | Solar | 2015 | Solect Energy Development | New England | NPCC | NE | Plymouth | MA | Solar | 2 | NA | NA | NA | NA | NA | NA
Long Pond Road Solar (South Street) | -172320 | Operating | 2 | Solar | 2015 | Power Management Company | New England | NPCC | NE | Plymouth | MA | Solar | 2 | NA | NA | NA | NA | NA | NA
Lowell Solar Landfill (Westford) | -171991 | Operating | 1.3 | Solar | 2014 | Ameresco, Inc. | New England | NPCC | NE | Middlesex | MA | Solar | 1.3 | NA | NA | NA | 9.8613 | 11.0818 | 11.2926
LSE Corona Austrina Solar Project | -508185 | Operating | 2 | Solar | 2017 | Strata Solar Holdings, LLC | New England | NPCC | NE | Berkshire | MA | Solar | 2 | NA | NA | NA | 17.9795 | 17.8425 | NA
Ludlow Solar Project | -744915 | Operating | 2.3 | Solar | 2013 | CleanCapital Holdco 4, LLC | New England | NPCC | NE | Hampden | MA | Solar | 2.3 | NA | NA | NA | 16.5376 | 14.6426 | 13.2332
Ludlow Solar Project | -171059 | Operating | 2.3 | Solar | 2013 | Firstar Development, LLC | New England | NPCC | NE | Hampden | MA | Solar | 2.3 | NA | NA | NA | 16.5376 | 14.6426 | 13.2332
Ludlow Solar Project (Chapin) | -163843 | Operating | 1.9 | Solar | 2018 | Eversource Energy | New England | NPCC | NE | Hampden | MA | Solar | 1.9 | NA | NA | NA | 13.8128 | 15.7414 | 14.5698
Lynn Energy Center | -32534 | Operating | 2.02 | Internal Combustion | 2007 | Ameresco Intelligent Sustainable Services | New England | NPCC | NE | Essex | MA | Gas | 2.02 | NA | NA | NA | NA | NA | NA
Kimberly Clark Mobile - CHP Plant | -177332 | Operating | 50 | Gas Turbine | 2019 | Kimberly-Clark Corporation |  | SERC | SOU | Mobile | AL | Gas | 46 | 9970 | 10620 | 10295 | 90.7073 | 85.5144 | 85.3045
MA CS Uxbridge Solar Project | -807260 | Operating | 4 | Solar | 2022 | EDF power solutions North America | New England | NPCC | NE | Worcester | MA | Solar | 4 | NA | NA | NA | NA | NA | NA
MA-Dighton-A Project | -769186 | Operating | 3.8 | Solar | 2024 | Kenai Solar LLC | New England | NPCC | NE | Bristol | MA | Solar | 3.8 | NA | NA | NA | NA | NA | NA
Manheim New England Solar Project | -674059 | Operating | 2.5 | Solar | 2012 | Manheim Remarketing, Inc. | New England | NPCC | NE | Bristol | MA | Solar | 2.5 | NA | NA | NA | 13.895 | 17.1553 | NA
Manzolini Solar Project | -173389 | Operating | 1.99 | Solar | 2016 | Aegis Renewable Energy, Inc. | New England | NPCC | NE | Berkshire | MA | Solar | 1.99 | NA | NA | NA | NA | NA | NA
Maple Battery Storage | -664065 | Operating | 2.3 | Battery | 2021 | Clearway Energy, Inc. | New England | NPCC | NE | Norfolk | MA | Energy Storage | 2.3 | NA | NM | NA | 0.97776 | 0.0099265 | 0
Maple Battery Storage | -664064 | Operating | 2.3 | Battery | 2021 | Clearway Energy, Inc. | New England | NPCC | NE | Norfolk | MA | Energy Storage | 2.3 | NA | NM | NA | 0.97776 | 0.0099265 | 0
Maple Solar Project | -663429 | Operating | 4 | Solar | 2021 | Clearway Energy, Inc. | New England | NPCC | NE | Norfolk | MA | Solar | 4 | NA | NA | NA | 17.0662 | NA | NA
Maple Solar Project | -663428 | Operating | 4 | Solar | 2021 | Clearway Energy, Inc. | New England | NPCC | NE | Norfolk | MA | Solar | 4 | NA | NA | NA | 17.0662 | NA | NA
Marie's Way Solar Project | -173154 | Operating | 3.9 | Solar | 2016 | Syncarpha Capital LLC | New England | NPCC | NE | Bristol | MA | Solar | 3.9 | NA | NA | NA | 19.2278 | 19.5264 | 19.2103
Marlowe Solar Plant | -793684 | Operating | NA | Solar | 2025 | ALLCO Renewable Energy Limited | New England | NPCC | NE | Worcester | MA | Solar | 3.9 | NA | NA | NA | NA | NA | NA
Marshfield Solar Plant | -493777 | Operating | 3 | Solar | 2013 | Undisclosed buyer | New England | NPCC | NE | Plymouth | MA | Solar | 3 | NA | NA | NA | 19.1324 | 18.4855 | 19.5738
Marshfield Solar Project | -674512 | Operating | 1.9 | Solar | 2022 | Emerald Marshfield LLC |  | NPCC | NE | Plymouth | MA | Solar | 1.9 | NA | NA | NA | 12.6592 | 14.9243 | NA
Mashpee Landfill Solar Plant | -172645 | Operating | 1.5 | Solar | 2014 | American Capital Energy, Inc. | New England | NPCC | NE | Barnstable | MA | Solar | 1.5 | NA | NA | NA | 17.9604 | 17.9528 | 17.6332
Mass Midstate Solar 1 Project | -493769 | Operating | 5 | Solar | 2014 | Undisclosed buyer | New England | NPCC | NE | Worcester | MA | Solar | 5 | NA | NA | NA | 16.7374 | 17.8379 | 16.8562
Mass Midstate Solar 2 | -493768 | Operating | 5 | Solar | 2014 | Undisclosed buyer | New England | NPCC | NE | Worcester | MA | Solar | 5 | NA | NA | NA | 15.8699 | 15.863 | 15.7078
Mass Midstate Solar 3 | -493770 | Operating | 4 | Solar | 2014 | Undisclosed buyer | New England | NPCC | NE | Worcester | MA | Solar | 4 | NA | NA | NA | 17.7426 | 18.3733 | 16.9863
Massachusetts Community Solar Project | -192705 | Operating | 2.7 | Solar | 2019 | C2 Energy Capital LLC | New England | NPCC | NE | Plymouth | MA | Solar | 2.7 | NA | NA | NA | NA | NA | NA
King City | -745128 | Operating | 133.2 | Combined Cycle | 1989 | Calpine King City Cogen LLC | CAISO | WECC | CAMX | Monterey | CA | Gas | 118 | 10395 | 8950 | 8852 | 5.4544 | 5.8116 | 7.8353
King City | -745127 | Operating | 133.2 | Combined Cycle | 1989 | Calpine King City Cogen LLC | CAISO | WECC | CAMX | Monterey | CA | Gas | 118 | 10395 | 8950 | 8852 | 5.4544 | 5.8116 | 7.8353
Master Sergeant Alexander Cotton Memorial Solar Project (MMWEC Solar) | -807181 | Operating | 6.9 | Solar | 2024 | EDF power solutions North America | New England | NPCC | NE | Hampden | MA | Solar | 6.9 | NA | NA | NA | NA | NA | NA
Mattapoisett (SREC II) Solar Project (BWC Origination 18) | -163751 | Operating | 4.8 | Solar | 2018 | Ameresco, Inc. | New England | NPCC | NE | Plymouth | MA | Solar | 4.8 | NA | NA | NA | 17.6513 | 18.9783 | 16.4384
Mattapoisett Solar Project | -171481 | Operating | 2 | Solar | 2014 | SunEdison, Inc. | New England | NPCC | NE | Plymouth | MA | Solar | 2 | NA | NA | NA | NA | NA | NA
Maynard Landfill Solar Project | -493757 | Operating | 1 | Solar | 2014 | Undisclosed buyer | New England | NPCC | NE | Middlesex | MA | Solar | 1 | NA | NA | NA | 14.2808 | 17.7511 | 15
McDougle-Mitchell Hybrid Battery Storage Project | -583611 | Operating | 2.9 | Battery | 2020 | AES Distributed Energy, Inc. | New England | NPCC | NE | Worcester | MA | Energy Storage | 2.9 | NA | NM | NM | 2.2004 | 1.4092 | 2.5114
McDougle-Mitchell Solar Project Hybrid | -252955 | Operating | 4.5 | Solar | 2020 | AES Distributed Energy, Inc. | New England | NPCC | NE | Worcester | MA | Solar | 4.5 | NA | NA | NA | 18.8001 | 19.5611 | 18.4348
McNeil Solar Project | -173396 | Operating | 1 | Solar | 2014 | Greenwood Energy I, LLC | New England | NPCC | NE | Bristol | MA | Solar | 1 | NA | NA | NA | NA | NA | NA
MDFA Devens-Saratoga Solar Project | -493831 | Operating | 2.5 | Solar | 2016 | Undisclosed buyer | New England | NPCC | NE | Worcester | MA | Solar | 2.5 | NA | NA | NA | 15.7626 | 16.8767 | 15.7763
Meadow Solar Project | -173050 | Operating | 3 | Solar | 2016 | Altus Power America Management, LLC | New England | NPCC | NE | Suffolk | MA | Solar | 3 | NA | NA | NA | 16.3889 | 16.7694 | 16.3128
Medical Area Total Energy | -742149 | Operating | 34 | Internal Combustion | 1985 | AxInfra US L.P. | New England | NPCC | NE | Suffolk | MA | Oil | 33.5 | 10321 | 10352 | NA | 0.14346 | 0.5735 | NA
Medical Area Total Energy | -742148 | Operating | 34 | Internal Combustion | 1985 | ENGIE North America Inc. | New England | NPCC | NE | Suffolk | MA | Oil | 33.5 | 10321 | 10352 | NA | 0.14346 | 0.5735 | NA
King City Peaking Energy Center | -745058 | Operating | 47.3 | Gas Turbine | 2002 | Calpine Corporation | CAISO | WECC | CAMX | Monterey | CA | Gas | 44.5 | 10404 | 10337 | 10630 | 3.1291 | 2.3123 | 2.8554
King City Peaking Energy Center | -745057 | Operating | 47.3 | Gas Turbine | 2002 | Calpine Corporation | CAISO | WECC | CAMX | Monterey | CA | Gas | 44.5 | 10404 | 10337 | 10630 | 3.1291 | 2.3123 | 2.8554
Medical Area Total Energy ST | -191562 | Operating | 22 | Steam Turbine | 1980 | ENGIE North America Inc. | New England | NPCC | NE | Suffolk | MA | Gas | 22 | 24996 | 26138 | 25944 | 42.404 | 43.3629 | 42.5675
Medical Area Total Energy ST | -139363 | Operating | 22 | Steam Turbine | 1980 | AxInfra US L.P. | New England | NPCC | NE | Suffolk | MA | Gas | 22 | 24996 | 26138 | 25944 | 42.404 | 43.3629 | 42.5675
Medline Industries Solar Facility | -807272 | Operating | 6.18 | Solar | 2022 | EDF power solutions North America | New England | NPCC | NE | Worcester | MA | Solar | 6.18 | NA | NA | NA | NA | NA | NA
King George Landfill Plant | -168404 | Operating | 13.2 | Gas Turbine | 2010 | WM Renewable Energy, LLC | PJM | SERC | VACAR | King George | VA | Biomass | 12.9 | 17574 | 17808 | 18741 | 70.8621 | 68.7392 | 59.7625
Mendon Providence Street Project | -207002 | Operating | 2.6 | Solar | 2017 | Ameresco, Inc. | New England | NPCC | NE | Worcester | MA | Solar | 2.6 | NA | NA | NA | 17.2901 | 16.8203 | 16.8994
Merrimac Solar Project | -521425 | Operating | 1.5 | Solar | 2013 | Consolidated Edison Development, Inc. | New England | NPCC | NE | Essex | MA | Solar | 1.5 | NA | NA | NA | 16.5449 | NA | NA
Methuen Solar Farm | -171067 | Operating | 1.1 | Solar | 2013 | Borrego Solar Systems, Inc. | New England | NPCC | NE | Essex | MA | Solar | 1.1 | NA | NA | NA | 16.2619 | 15.3056 | 13.7689
Middleborough (Cranberry Solar) | -173397 | Operating | 1 | Solar | 2016 | Greenwood Energy I, LLC | New England | NPCC | NE | Plymouth | MA | Solar | 1 | NA | NA | NA | 19.121 | 20.1027 | 19.8973
Middleton Battery Park (Richardson Dairy Farm) | -794759 | Operating | 3 | Battery | 2019 | Nadara Limited | New England | NPCC | NE | Essex | MA | Energy Storage | 3 | NA | NA | NA | NA | NA | NA
Middleton Battery Park (Richardson Dairy Farm) | -755337 | Operating | 3 | Battery | 2019 | Energy Infrastructure Partners LLC | New England | NPCC | NE | Essex | MA | Energy Storage | 3 | NA | NA | NA | NA | NA | NA
Middleton Battery Park (Richardson Dairy Farm) | -755336 | Operating | 3 | Battery | 2019 | Eni S.p.A. | New England | NPCC | NE | Essex | MA | Energy Storage | 3 | NA | NA | NA | NA | NA | NA
Middleton Solar Park (Richardson Dairy Farm) | -794583 | Operating | 6 | Solar | 2018 | Nadara Limited | New England | NPCC | NE | Essex | MA | Solar | 5 | NA | NA | NA | NA | NA | NA
Middleton Solar Park (Richardson Dairy Farm) | -755115 | Operating | 6 | Solar | 2018 | Energy Infrastructure Partners LLC | New England | NPCC | NE | Essex | MA | Solar | 5 | NA | NA | NA | NA | NA | NA
Middleton Solar Park (Richardson Dairy Farm) | -755114 | Operating | 6 | Solar | 2018 | Eni S.p.A. | New England | NPCC | NE | Essex | MA | Solar | 5 | NA | NA | NA | NA | NA | NA
Kingfisher First Nation | -99816 | Operating | 1.25 | Gas Turbine | 1999 | Hydro One Remote Communities Inc. | Ontario | NPCC | ONT |  |  | Oil | 1.25 | NA | NA | NA | NA | NA | NA
Kings Mountain Energy Center | -171200 | Operating | 543.9 | Combined Cycle | 2018 | Wattage Finance-NC, LLC |  | SERC | VACAR | Cleveland | NC | Gas | 532 | 6798 | 6805 | 6809 | 75.1623 | 69.6125 | 63.7438
Kings Mountain Energy Center | -171199 | Operating | 543.9 | Combined Cycle | 2018 | NTE Carolinas, LLC |  | SERC | VACAR | Cleveland | NC | Gas | 532 | 6798 | 6805 | 6809 | 75.1623 | 69.6125 | 63.7438
Kings Mountain Energy Center | -171198 | Operating | 543.9 | Combined Cycle | 2018 | Axium Infrastructure Inc. |  | SERC | VACAR | Cleveland | NC | Gas | 532 | 6798 | 6805 | 6809 | 75.1623 | 69.6125 | 63.7438
Milk Street Solar Project | -646121 | Operating | NA | Solar | NA | Seaboard Solar Holdings, LLC | New England | NPCC | NE | Worcester | MA | Solar | 6.81 | NA | NA | NA | NA | NA | NA
Millbury Facility | -154312 | Operating | 47.6 | Steam Turbine | 1987 | Wheelabrator Technologies Holdings Inc. | New England | NPCC | NE | Worcester | MA | Biomass | 40 | 16572 | 16077 | 15845 | 89.6067 | 90.9364 | 91.4886
Millbury Solar Project | -493753 | Operating | 3 | Solar | 2014 | Undisclosed buyer | New England | NPCC | NE | Worcester | MA | Solar | 3 | NA | NA | NA | 17.3174 | 18.8889 | 15.468
Kings Mountain Energy Center | -171197 | Operating | 543.9 | Combined Cycle | 2018 | Capital Dynamics Holding AG |  | SERC | VACAR | Cleveland | NC | Gas | 532 | 6798 | 6805 | 6809 | 75.1623 | 69.6125 | 63.7438
Kingsburg Cogeneration | -383261 | Operating | 36.2 | Combined Cycle | 1990 | Clarion Energy LLC | CAISO | WECC | CAMX | Fresno | CA | Gas | 34.8 | 10586 | 10031 | 10533 | 1.5011 | 4.5938 | 3.8032
Kingston CC | -751438 | Operating | 110 | Combined Cycle | 1997 | Hut 8 Corp. | Ontario | NPCC | ONT |  |  | Gas | 110 | NA | NA | NA | NA | NA | NA
Millers Falls Road Solar (Montague) | -173920 | Operating | 4.1 | Solar | 2018 | NSTAR Electric Company | New England | NPCC | NE | Franklin | MA | Solar | 4.1 | NA | NA | NA | 14.5757 | 17.8138 | 14.1051
Minuteman Battery Storage System | -206095 | Operating | 5 | Battery | 2019 | Reading Municipal Light Department | New England | NPCC | NE | Middlesex | MA | Energy Storage | 5 | NA | NM | NM | 1.1142 | 1.4909 | 1.3881
MM Taunton Energy (Taunton Landfill) | -165651 | Operating | 3.6 | Internal Combustion | 1997 | Minnesota Methane LLC | New England | NPCC | NE | Bristol | MA | Biomass | 3.6 | 9858 | 10955 | 10781 | 25.8023 | 36.276 | 39.4628
Kingston CC | -751437 | Operating | 110 | Combined Cycle | 1997 | Macquarie Group Limited | Ontario | NPCC | ONT |  |  | Gas | 110 | NA | NA | NA | NA | NA | NA
Monson Solar - Nexamp | -155306 | Operating | 2 | Solar | 2017 | Nexamp, Inc. | New England | NPCC | NE | Hampden | MA | Solar | 2 | NA | NA | NA | 18.1735 | 19.4292 | 18.2534
Monson Solar - Nexamp | -155305 | Operating | 2 | Solar | 2017 | Nexamp, Inc. | New England | NPCC | NE | Hampden | MA | Solar | 2 | NA | NA | NA | 18.1735 | 19.4292 | 18.2534
Monson Solar Project | -171848 | Operating | 3 | Solar | 2014 | D. E. Shaw & Co., L.P. | New England | NPCC | NE | Hampden | MA | Solar | 3 | NA | NA | NA | 15.4186 | 16.5944 | 15.6697
Montague Road Solar Plant | -366297 | Operating | 3.6 | Solar | 2019 | Nexamp Capital, LLC | New England | NPCC | NE | Hampshire | MA | Solar | 3.6 | NA | NA | NA | 12.408 | 16.5049 | 15.4934
Monument Valley Battery Storage Project | -777770 | Operating | 1 | Battery | 2022 | LSE Lepus LLC | New England | NPCC | NE | Berkshire | MA | Energy Storage | 1 | NA | NA | NA | NA | NA | NA
Monument Valley Solar Project | -777763 | Operating | 2.23 | Solar | 2022 | LSE Lepus LLC | New England | NPCC | NE | Berkshire | MA | Solar | 2.23 | NA | NA | NA | NA | NA | NA
Morin Solar Project | -173209 | Operating | 4 | Solar | 2013 | Soltage, LLC | New England | NPCC | NE | Worcester | MA | Solar | 4 | NA | NA | NA | 14.589 | 16.9549 | 18.1621
Mount Wachusett Community College | -168201 | Operating | 3.4 | Wind Turbine | 2011 | Mount Wachusett Community College | New England | NPCC | NE | Worcester | MA | Wind | 3.4 | NA | NA | NA | 12.9163 | 17.3147 | 15.928
MT Sullivan Landfill Solar Farm | -173454 | Operating | 2 | Solar | 2017 | Captona LLC | New England | NPCC | NE | Hampden | MA | Solar | 2 | NA | NA | NA | 14.1324 | 15.2283 | 15.2169
Mt. Tom (Fitchburg) Battery Storage Project | -591486 | Operating | 3.1 | Battery | 2019 | ENGIE North America Inc. | New England | NPCC | NE | Hampden | MA | Energy Storage | 3.1 | NA | NM | NM | 0.7549 | 1.2483 | 1.0053
Mt. Tom Solar Farm (Fitchburg) | -191664 | Operating | 4.5 | Solar | 2017 | ENGIE North America Inc. | New England | NPCC | NE | Hampden | MA | Solar | 4.5 | NA | NA | NA | 13.8077 | 17.1994 | 16.1111
Nantucket | -204440 | Operating | 1 | Internal Combustion | 1987 | New England Power Company | New England | NPCC | NE | Nantucket | MA | Oil | 1 | NA | NA | 12000 | 0 | 0 | 0.011416
Nantucket | -204439 | Operating | 1 | Internal Combustion | 1987 | New England Power Company | New England | NPCC | NE | Nantucket | MA | Oil | 1 | NA | NA | 12000 | 0 | 0 | 0.011416
Nantucket Battery Storage Project | -628398 | Operating | 6 | Battery | 2019 | New England Power Company | New England | NPCC | NE | Nantucket | MA | Energy Storage | 6 | NA | NM | NM | 0.92656 | 0.82953 | 0.22641
Nantucket Battery Storage Project | -628397 | Operating | 6 | Battery | 2019 | New England Power Company | New England | NPCC | NE | Nantucket | MA | Energy Storage | 6 | NA | NM | NM | 0.92656 | 0.82953 | 0.22641
Kinmundy | -9824 | Operating | 270 | Gas Turbine | 2001 | Union Electric Company | MISO | SERC | GATEWY | Marion | IL | Gas | 250 | 21506 | NM | 14083 | 0.14648 | 0.010228 | 0.80621
Kirkland Lake | -747047 | Operating | 111 | Combined Cycle | 1991 | Kirkland Lake Power Corporation | Ontario | NPCC | ONT |  |  | Gas | 111 | NA | NA | NA | NA | NA | NA
Nashua Road Solar Project | -663223 | Operating | 1 | Solar | 2016 | Clearway Energy, Inc. | New England | NPCC | NE | Middlesex | MA | Solar | 1 | NA | NA | NA | NA | NA | NA
Nashua Road Solar Project | -663222 | Operating | 1 | Solar | 2016 | Clearway Energy, Inc. | New England | NPCC | NE | Middlesex | MA | Solar | 1 | NA | NA | NA | NA | NA | NA
Natick Mall | -249329 | Operating | 2.2 | Solar | 2018 | Natick Mall, LLC | New England | NPCC | NE | Middlesex | MA | Solar | 2.2 | NA | NA | NA | 16.7082 | 12.1679 | 15.0737
Nationwide Solar Project | -763454 | Operating | 3.9 | Solar | 2021 | Nationwide Solar Energy LLC | New England | NPCC | NE | Worcester | MA | Solar | 3.9 | NA | NA | NA | 12.077 | NA | NA
Needham Solar 1 Project | -115583 | Operating | 3 | Solar | 2016 | Tesla Energy Operations, Inc. | New England | NPCC | NE | Norfolk | MA | Solar | 3 | NA | NA | NA | 15.2207 | 14.1248 | 15.1941
New Bedford Industrial Solar Plant | -173809 | Operating | 1.2 | Solar | 2018 | Eversource Energy | New England | NPCC | NE | Bristol | MA | Solar | 1.2 | NA | NA | NA | NA | NA | NA
New England Distribution Center | -168003 | Operating | 1 | Solar | 2010 | Massachusetts Electric Company | New England | NPCC | NE | Worcester | MA | Solar | 0.9 | NA | NA | NA | 11.1365 | 15.7677 | 14.2409
New Marlborough Solar Project (CVE) | -691961 | Operating | 4.98 | Solar | 2020 | CVE North America, Inc. | New England | NPCC | NE | Berkshire | MA | Solar | 4.98 | NA | NA | NA | NA | NA | NA
Newark America Cogen Facility | -169163 | Out of Service | 6.3 | Steam Turbine | 2007 | Newark America | New England | NPCC | NE | Worcester | MA | Gas | NA | NA | NA | NA | NA | NA | NA
Newbury Solar (Main St.) | -695720 | Operating | 2.79 | Solar | 2023 | Standard Solar, Inc. | New England | NPCC | NE | Essex | MA | Solar | 2.79 | NA | NA | NA | NA | NA | NA
Newbury Solar (Middle Road) | -171591 | Operating | 2.41 | Solar | 2017 | Borrego Solar Systems, Inc. | New England | NPCC | NE | Essex | MA | Solar | 2.41 | NA | NA | NA | NA | NA | NA
Nexamp Belchertown Solar Project | -155346 | Operating | 1.3 | Solar | 2014 | Nexamp, Inc. | New England | NPCC | NE | Hampshire | MA | Solar | 1.3 | NA | NA | NA | NA | NA | NA
Nexamp Belchertown Solar Project | -155345 | Operating | 1.3 | Solar | 2014 | Nexamp, Inc. | New England | NPCC | NE | Hampshire | MA | Solar | 1.3 | NA | NA | NA | NA | NA | NA
Nexamp Solar Farm | -155568 | Operating | 2 | Solar | 2015 | Nexamp, Inc. | New England | NPCC | NE | Berkshire | MA | Solar | 1.7 | NA | NA | NA | 14.0142 | 14.7327 | 12.6645
Nexamp Solar Farm | -155567 | Operating | 2 | Solar | 2015 | Nexamp, Inc. | New England | NPCC | NE | Berkshire | MA | Solar | 1.7 | NA | NA | NA | 14.0142 | 14.7327 | 12.6645
NexGrid Deer Brush Battery Project (5 Berry) | -777262 | Operating | 3 | Battery | 2023 | EQT Corporation | New England | NPCC | NE | Norfolk | MA | Energy Storage | 3 | NA | NA | NA | NA | NA | NA
NexGrid Deer Brush Solar Project (5 Berry) | -777258 | Operating | 4.1 | Solar | 2023 | EQT Corporation | New England | NPCC | NE | Norfolk | MA | Solar | 4.1 | NA | NA | NA | NA | NA | NA
NextGrid Geiger (401 South) Battery Storage Project | -777569 | Operating | 1 | Battery | 2023 | Madison Energy Investments V LLC | New England | NPCC | NE | Berkshire | MA | Energy Storage | 1 | NA | NA | NA | NA | NA | NA
NextGrid Geiger (401 South) Solar Project | -777567 | Operating | 0.5 | Solar | 2023 | Madison Energy Investments V LLC | New England | NPCC | NE | Berkshire | MA | Solar | 0.5 | NA | NA | NA | NA | NA | NA
NextGrid Sequoia 1 Battery Project (665 Scenic Highway) | -777452 | Operating | 1.5 | Battery | 2022 | Madison Energy Holdings, LLC | New England | NPCC | NE | Barnstable | MA | Energy Storage | 1.5 | NA | NA | NA | NA | NA | NA
NextGrid Sequoia 1 Solar Project (665 Scenic Highway) | -777450 | Operating | 4.3 | Solar | 2022 | Madison Energy Holdings, LLC | New England | NPCC | NE | Barnstable | MA | Solar | 4.3 | NA | NA | NA | NA | NA | NA
Nichols Gravel Pit Solar Project | -173390 | Operating | 2.7 | Solar | 2016 | Aegis Renewable Energy, Inc. | New England | NPCC | NE | Berkshire | MA | Solar | 2.7 | NA | NA | NA | NA | NA | NA
Nolan Solar Plant | -508187 | Operating | 1 | Solar | 2017 | Strata Manager, LLC | New England | NPCC | NE | Berkshire | MA | Solar | 1 | NA | NA | NA | 19.5205 | 0 | NA
Norfolk Medway Branch Solar Project | -396517 | Operating | 1.2 | Solar | 2012 | Constellation Energy Resources, LLC | New England | NPCC | NE | Norfolk | MA | Solar | 1.2 | NA | NA | NA | 17.6275 | 17.7131 | NA
North Adams E Street Landfill Solar | -171781 | Operating | 2.2 | Solar | 2015 | Syncarpha Capital LLC | New England | NPCC | NE | Berkshire | MA | Solar | 2.2 | NA | NA | NA | 17.8445 | 19.0639 | 17.5073
North Brookfield Battery Storage Project | -676716 | Operating | 3.6 | Battery | 2014 | TransAlta Renewables Inc. | New England | NPCC | NE | Worcester | MA | Energy Storage | 3.6 | NA | NA | NA | NA | NA | NA
North Brookfield Solar | -676678 | Operating | 3 | Solar | 2014 | TransAlta Renewables Inc. | New England | NPCC | NE | Worcester | MA | Solar | 3 | NA | NA | NA | 15.7116 | NA | NA
North Carver Landfill Solar Facility | -376487 | Operating | 1.5 | Solar | 2017 | Captona LLC | New England | NPCC | NE | Plymouth | MA | Solar | 1.5 | NA | NA | NA | 15.4186 | 15.9741 | 15.5403
North Central Correctional Institution | -168200 | Operating | 3.4 | Wind Turbine | 2013 | Commonwealth of Massachusetts | New England | NPCC | NE | Worcester | MA | Wind | 3.4 | NA | NA | NA | 17.5128 | 22.6766 | 18.5334
North Spencer Road Solar Project (ZPD-PT Solar Project 2017-044) | -388246 | Operating | 1 | Solar | 2021 | The AES Corporation | New England | NPCC | NE | Worcester | MA | Solar | 1 | NA | NA | NA | 9.6575 | 8.8927 | 0.58219
Northampton Landfill Solar PV (Glendale Road Landfill Solar) | -172497 | Operating | 2.4 | Solar | 2017 | Ameresco, Inc. | New England | NPCC | NE | Hampshire | MA | Solar | 2.4 | NA | NA | NA | 17.5086 | 18.907 | 17.5561
Northbridge Solar Project | -169742 | Operating | 1.9 | Solar | 2013 | Dg Clean Power Llc | New England | NPCC | NE | Worcester | MA | Solar | 1.9 | NA | NA | NA | 19.6587 | 21.5393 | 19.6948
Northfield Mountain | -130395 | Operating | 1168 | Pumped Storage | 1972 | FirstLight Power Resources, Inc. | New England | NPCC | NE | Franklin | MA | Water | 1168 | NA | NA | NA | 4.7566 | 7.9048 | 7.6823
Northfield Mountain Solar Project | -130412 | Operating | 1.9 | Solar | 2012 | FirstLight Power Resources, Inc. | New England | NPCC | NE | Franklin | MA | Solar | 1.9 | NA | NA | NA | 10.1658 | 10.292 | 11.9202
Norton Landfill Solar | -763606 | Operating | 1.5 | Solar | 2017 | Citizens Enterprises Corp | New England | NPCC | NE | Bristol | MA | Solar | 1.5 | NA | NA | NA | 18.1735 | 19.5358 | 17.4505
Kirkland Lake | -747046 | Operating | 111 | Combined Cycle | 1991 | Kirkland Lake Power Corporation | Ontario | NPCC | ONT |  |  | Gas | 111 | NA | NA | NA | NA | NA | NA
Norton Solar Photovoltaic (MEI) | -752166 | Operating | 1.4 | Solar | 2023 | Madison Energy Holdings, LLC | New England | NPCC | NE | Bristol | MA | Solar | 1.4 | NA | NA | NA | 5.7648 | NA | NA
Norton Solar Power Project | -503349 | Operating | 3.3 | Solar | 2020 | Greenbacker Renewable Energy Corporation | New England | NPCC | NE | Bristol | MA | Solar | 3.3 | NA | NA | NA | 15.961 | 16.0371 | 0.46008
NRG DG Crystal Spring Solar | -663260 | Operating | 4.2 | Solar | 2017 | Clearway Energy, Inc. | New England | NPCC | NE | Plymouth | MA | Solar | 4.2 | NA | NA | NA | 18.2458 | NA | NA
NRG DG Crystal Spring Solar | -663259 | Operating | 4.2 | Solar | 2017 | Clearway Energy, Inc. | New England | NPCC | NE | Plymouth | MA | Solar | 4.2 | NA | NA | NA | 18.2458 | NA | NA
NRG DG Foxborough Elm Solar Project | -663216 | Operating | 2 | Solar | 2017 | Clearway Energy, Inc. | New England | NPCC | NE | Norfolk | MA | Solar | 2 | NA | NA | NA | 23.145 | NA | NA
NRG DG Foxborough Elm Solar Project | -663215 | Operating | 2 | Solar | 2017 | Clearway Energy, Inc. | New England | NPCC | NE | Norfolk | MA | Solar | 2 | NA | NA | NA | 23.145 | NA | NA
NRG DG Foxborough Landfill | -663264 | Operating | 1.2 | Solar | 2017 | Clearway Energy, Inc. | New England | NPCC | NE | Norfolk | MA | Solar | 1.2 | NA | NA | NA | 18.9307 | NA | NA
NRG DG Foxborough Landfill | -663263 | Operating | 1.2 | Solar | 2017 | Clearway Energy, Inc. | New England | NPCC | NE | Norfolk | MA | Solar | 1.2 | NA | NA | NA | 18.9307 | NA | NA
NRG DG Haverhill Project | -663268 | Operating | 3 | Solar | 2017 | Clearway Energy, Inc. | New England | NPCC | NE | Essex | MA | Solar | 3 | NA | NA | NA | 5.9855 | NA | NA
NRG DG Haverhill Project | -663267 | Operating | 3 | Solar | 2017 | Clearway Energy, Inc. | New England | NPCC | NE | Essex | MA | Solar | 3 | NA | NA | NA | 5.9855 | NA | NA
NRG DG Tufts Knoll Project | -663262 | Operating | 2 | Solar | 2017 | Clearway Energy, Inc. | New England | NPCC | NE | Worcester | MA | Solar | 2 | NA | NA | NA | 16.1815 | NA | NA
NRG DG Tufts Knoll Project | -663261 | Operating | 2 | Solar | 2017 | Clearway Energy, Inc. | New England | NPCC | NE | Worcester | MA | Solar | 2 | NA | NA | NA | 16.1815 | NA | NA
NRG DG Tufts Science Solar Project | -663258 | Operating | 1 | Solar | 2017 | Clearway Energy, Inc. | New England | NPCC | NE | Worcester | MA | Solar | 1 | NA | NA | NA | 16.8607 | NA | NA
NRG DG Tufts Science Solar Project | -663257 | Operating | 1 | Solar | 2017 | Clearway Energy, Inc. | New England | NPCC | NE | Worcester | MA | Solar | 1 | NA | NA | NA | 16.8607 | NA | NA
NRG DG Webster Solar | -663266 | Operating | 1.3 | Solar | 2017 | Clearway Energy, Inc. | New England | NPCC | NE | Worcester | MA | Solar | 1.3 | NA | NA | NA | 17.7468 | NA | NA
NRG DG Webster Solar | -663265 | Operating | 1.3 | Solar | 2017 | Clearway Energy, Inc. | New England | NPCC | NE | Worcester | MA | Solar | 1.3 | NA | NA | NA | 17.7468 | NA | NA
NRG Freetown Community Solar Project | -663214 | Operating | 1 | Solar | 2015 | Clearway Energy, Inc. | New England | NPCC | NE | Bristol | MA | Solar | 1 | NA | NA | NA | NA | NA | NA
NRG Freetown Community Solar Project | -663213 | Operating | 1 | Solar | 2015 | Clearway Energy, Inc. | New England | NPCC | NE | Bristol | MA | Solar | 1 | NA | NA | NA | NA | NA | NA
NRG Renew Canal 1 (Edmund Freeman Solar Farm) | -172388 | Operating | 1.2 | Solar | 2017 | NRG Energy, Inc. | New England | NPCC | NE | Barnstable | MA | Solar | 1.2 | NA | NA | NA | 14.9639 | 16.9045 | 20.9475
Nunnepog Solar Project | -171049 | Operating | 1 | Solar | 2014 | Clean Focus Corporation | New England | NPCC | NE | Dukes | MA | Solar | 1 | NA | NA | NA | 19.2123 | 17.4886 | 18.1507
Oak Bluffs Generating Facility (Martha's Vineyard) | -502723 | Operating | 8.1 | Internal Combustion | 1969 | NRG North America LLC | New England | NPCC | NE | Dukes | MA | Oil | 8.4 | 9850 | 10491 | 10134 | 1.768 | 2.4747 | 2.7153
Oakdale Power Station | -5563 | Operating | 3.5 | Hydraulic Turbine | 1951 | Massachusetts Water Resources Authority | New England | NPCC | NE | Worcester | MA | Water | 3 | NA | NA | NA | 45.7725 | 52.3021 | 44.6119
Old Frontier Solar Project | -753748 | Operating | 2 | Solar | 2024 | Hexagon Energy, LLC | New England | NPCC | NE | Franklin | MA | Solar | 2 | NA | NA | NA | NA | NA | NA
Old Middleboro Road Battery Storage Project | -614694 | Operating | 4.5 | Battery | 2023 | Agilitas Energy, LLC | New England | NPCC | NE | Plymouth | MA | Energy Storage | 4.5 | NA | NA | NA | NA | NA | NA
Old Middleboro Road Solar Farm (Coupled) | -614458 | Operating | 5 | Solar | 2023 | Agilitas Energy, LLC | New England | NPCC | NE | Plymouth | MA | Solar | 5 | NA | NA | NA | 22.1918 | NA | NA
Old Wardour Solar Power Plant | -171164 | Operating | 5.5 | Solar | 2016 | Old Wardour Holdings, Llc | New England | NPCC | NE | Worcester | MA | Solar | 4.3 | NA | NA | NA | 18.3817 | 20.1338 | 18.294
Old Webster Road Solar Project | -763762 | Operating | 2.41 | Solar | 2020 | Seaboard Solar Holdings, LLC | New England | NPCC | NE | Worcester | MA | Solar | 2.41 | NA | NA | NA | 12.6423 | NA | NA
Oliver Street Landfill Solar Project | -169635 | Operating | 1.9 | Solar | 2012 | Borrego Solar Systems, Inc. | New England | NPCC | NE | Hampshire | MA | Solar | 1.9 | NA | NA | NA | 16.7267 | 17.4658 | 17.0632
One Patriot Fuel Cell Project | -249880 | Operating | 2 | Fuel Cell | 2019 | Bloom Energy Corporation | New England | NPCC | NE | Norfolk | MA | Gas | 2 | 6887 | 7176 | 6903 | 74.9315 | 76.1644 | 92.2546
Onset East Solar Facility | -173572 | Operating | 1 | Solar | 2016 | Boston Community Capital, Inc. | New England | NPCC | NE | Plymouth | MA | Solar | 1 | NA | NA | NA | NA | 20.7534 | 17.8995
Onset West Solar Facility | -173576 | Operating | 1 | Solar | 2016 | Boston Community Capital, Inc. | New England | NPCC | NE | Plymouth | MA | Solar | 1 | NA | NA | NA | NA | 21.153 | 18.9726
Orange Solar Farm | -493771 | Operating | 2 | Solar | 2013 | Undisclosed buyer | New England | NPCC | NE | Franklin | MA | Solar | 2 | NA | NA | NA | 13.2363 | 15.6336 | 7.8881
OSG Solar Project (Orange) | -144471 | Operating | 2.5 | Solar | 2012 | Ares Capital Corporation | New England | NPCC | NE | Franklin | MA | Solar | 2.5 | NA | NA | NA | 14.0685 | NA | NA
OSG Solar Project (Orange) | -144470 | Operating | 2.5 | Solar | 2012 | Navisun LLC | New England | NPCC | NE | Franklin | MA | Solar | 2.5 | NA | NA | NA | 14.0685 | NA | NA
Otis Solar Project (Blandford Project) | -252890 | Operating | 4.7 | Solar | 2020 | Sunpin Holdings, LLC | New England | NPCC | NE | Hampden | MA | Solar | 4.7 | NA | NA | NA | 14.2816 | 18.651 | 11.0463
Otter River Road Solar Project | -210770 | Operating | 2.5 | Solar | 2019 | Ameresco, Inc. | New England | NPCC | NE | Worcester | MA | Solar | 2.5 | NA | NA | NA | 17.895 | 19.2511 | 18
Outer Cape Battery Storage (Eversource Energy Reliability Project) | -747052 | Operating | 25 | Battery | 2022 | NSTAR Electric Company | New England | NPCC | NE | Barnstable | MA | Energy Storage | 25 | NA | NM | NA | 0.026941 | 0.053881 | NA
Oxford Community Solar Project | -763462 | Operating | 4 | Solar | 2020 | Citizens Energy Corporation | New England | NPCC | NE | Worcester | MA | Solar | 4 | NA | NA | NA | 18.4561 | NA | NA
Oxford Solar Project | -87875 | Operating | 2.8 | Solar | 2014 | Soltage, LLC | New England | NPCC | NE | Worcester | MA | Solar | 2.8 | NA | NA | NA | 15.9573 | 17.0458 | 13.772
Oxford Solar Project (Bluewave) | -431571 | Operating | 1.45 | Solar | 2016 | BlueWave Solar, LLC | New England | NPCC | NE | Worcester | MA | Solar | 1.45 | NA | NA | NA | NA | NA | NA
Oxford Solar Project (Bluewave) | -199590 | Operating | 1.45 | Solar | 2016 | MS Solar Solutions Corporation | New England | NPCC | NE | Worcester | MA | Solar | 1.45 | NA | NA | NA | NA | NA | NA
Padelford Solar Farm | -521416 | Operating | 2.2 | Solar | 2012 | RWE Clean Energy Solutions, Inc. | New England | NPCC | NE | Bristol | MA | Solar | 2.2 | NA | NA | NA | 16.9157 | NA | NA
Palmer Airfield Solar Project | -794577 | Operating | 4.8 | Solar | 2015 | Nadara Limited | New England | NPCC | NE | Hampden | MA | Solar | 4.8 | NA | NA | NA | NA | NA | NA
Palmer Airfield Solar Project | -755100 | Operating | 4.8 | Solar | 2015 | Energy Infrastructure Partners LLC | New England | NPCC | NE | Hampden | MA | Solar | 4.8 | NA | NA | NA | NA | NA | NA
Palmer Airfield Solar Project | -755099 | Operating | 4.8 | Solar | 2015 | Eni S.p.A. | New England | NPCC | NE | Hampden | MA | Solar | 4.8 | NA | NA | NA | NA | NA | NA
Palmer Breckenridge Battery Storage | -628192 | Operating | 2.2 | Battery | 2020 | Nexamp, Inc. | New England | NPCC | NE | Hampden | MA | Energy Storage | 2.2 | NA | NM | NA | 2.1015 | 2.2208 | 0
Palmer Breckenridge Solar Project | -378100 | Operating | 5 | Solar | 2020 | Nexamp, Inc. | New England | NPCC | NE | Hampden | MA | Solar | 5 | NA | NA | NA | 16.1484 | 16.1233 | 2.0046
Palmer Hydroelectric Power Station | -2298 | Operating | 1.1 | Hydraulic Turbine | 1995 | Boralex Inc. | New England | NPCC | NE | Hampden | MA | Water | 1.1 | NA | NA | NA | NA | NA | NA
Palmer Landfill Solar Project | -172765 | Operating | 4 | Solar | 2016 | Syncarpha Capital LLC | New England | NPCC | NE | Hampden | MA | Solar | 4 | NA | NA | NA | 12.1975 | 18.4418 | 17.4315
Palmer Solar Farm | -763305 | Operating | 2.5 | Solar | 2013 | Via Renewables, Inc. | New England, New York | NPCC | NE | Hampden | MA | Solar | 2.5 | NA | NA | NA | NA | NA | NA
Palmer Solar Farm | -171358 | Operating | 2.5 | Solar | 2013 | Sunfield Solar, Llc | New England, New York | NPCC | NE | Hampden | MA | Solar | 2.5 | NA | NA | NA | NA | NA | NA
Palmer Solar Farm | -112331 | Operating | 2.5 | Solar | 2013 | NuDevco Partners, LLC | New England, New York | NPCC | NE | Hampden | MA | Solar | 2.5 | NA | NA | NA | NA | NA | NA
Palmer Solar Project | -87871 | Operating | 1.2 | Solar | 2013 | Soltage, LLC | New England | NPCC | NE | Hampden | MA | Solar | 1.2 | NA | NA | NA | NA | 30.7934 | NA
Palmer Solar Project (AES) | -209803 | Operating | 3.5 | Solar | 2019 | AES Distributed Energy, Inc. | New England | NPCC | NE | Hampden | MA | Solar | 3.5 | NA | NA | NA | 19.227 | 19.4749 | 18.3366
Palmer Solar Project (CleanCapital LLC) | -748270 | Operating | 4.2 | Solar | 2014 | CleanCapital LLC | New England | NPCC | NE | Hampden | MA | Solar | 4.2 | NA | NA | NA | NA | NA | NA
Palombo B Solar Project | -250027 | Operating | 1 | Solar | 2017 | 38 Degrees North, LLC | New England | NPCC | NE | Worcester | MA | Solar | 1 | NA | NA | NA | 18.6073 | 19.7603 | 18.4361
Palombo Solar Project | -694313 | Operating | 2 | Solar | 2017 | Pro-Tech Energy Solutions LLC | New England | NPCC | NE | Worcester | MA | Solar | 2 | NA | NA | NA | 19.0297 | NA | NA
Palombo Solar Project | -251988 | Operating | 2 | Solar | 2017 | Zero-Point Development, Inc. | New England | NPCC | NE | Worcester | MA | Solar | 2 | NA | NA | NA | 19.0297 | 20.2112 | 18.7957
Partridge Hill Battery Storage | -583650 | Operating | 1.3 | Battery | 2020 | AES Distributed Energy, Inc. | New England | NPCC | NE | Worcester | MA | Energy Storage | 1.3 | NA | NM | NA | 3.1437 | 2.6344 | 0
Partridge Hill Solar Project | -434473 | Operating | 2 | Solar | 2020 | AES Distributed Energy, Inc. | New England | NPCC | NE | Worcester | MA | Solar | 2 | NA | NA | NA | 16.347 | 19.0068 | 17.5685
Partridgeville Hybrid CSG Battery Storage | -664045 | Operating | 2 | Battery | 2020 | Clearway Energy, Inc. | New England | NPCC | NE | Worcester | MA | Energy Storage | 2 | NA | NM | NA | 2.0947 | 1.4897 | 0
Partridgeville Hybrid CSG Battery Storage | -664044 | Operating | 2 | Battery | 2020 | Clearway Energy, Inc. | New England | NPCC | NE | Worcester | MA | Energy Storage | 2 | NA | NM | NA | 2.0947 | 1.4897 | 0
Partridgeville Hybrid CSG Project | -663355 | Operating | 3.3 | Solar | 2020 | Clearway Energy, Inc. | New England | NPCC | NE | Worcester | MA | Solar | 3.3 | NA | NA | NA | 19.1988 | NA | NA
Partridgeville Hybrid CSG Project | -663354 | Operating | 3.3 | Solar | 2020 | Clearway Energy, Inc. | New England | NPCC | NE | Worcester | MA | Solar | 3.3 | NA | NA | NA | 19.1988 | NA | NA
Paxton Battery Energy Storage System | -783490 | Operating | 3 | Battery | 2024 | Delorean Power LLC | New England | NPCC | NE | Worcester | MA | Energy Storage | 3 | NA | NA | NA | NA | NA | NA
Pembroke Landfill Solar Project | -763143 | Operating | 2.4 | Solar | 2017 | Onyx Renewable Partners L.P. | New England | NPCC | NE | Plymouth | MA | Solar | 2.4 | NA | NA | NA | 17.5276 | 17.0757 | 15.7392
Pembroke Landfill Solar Project | -323411 | Operating | 2.4 | Solar | 2017 | Onyx Renewable Partners L.P. | New England | NPCC | NE | Plymouth | MA | Solar | 2.4 | NA | NA | NA | 17.5276 | 17.0757 | 15.7392
Pepperell Hydro Power Plant | -192991 | Operating | 2.2 | Hydraulic Turbine | 1920 | Eagle Creek Renewable Energy, LLC | New England | NPCC | NE | Middlesex | MA | Water | 2.2 | NA | NA | NA | 37.3755 | 23.4537 | 35.6164
Peru Solar Project (CVE) | -691965 | Operating | 3.32 | Solar | 2020 | CVE North America, Inc. | New England | NPCC | NE | Berkshire | MA | Solar | 3.32 | NA | NA | NA | NA | NA | NA
Peterson Road Solar Project | -155322 | Operating | 2.5 | Solar | 2017 | Nexamp, Inc. | New England | NPCC | NE | Hampden | MA | Solar | 2.5 | NA | NA | NA | 19.4338 | 21.2877 | 19.347
Peterson Road Solar Project | -155321 | Operating | 2.5 | Solar | 2017 | Mitsubishi Corporation | New England | NPCC | NE | Hampden | MA | Solar | 2.5 | NA | NA | NA | 19.4338 | 21.2877 | 19.347
Pinetree Power Fitchburg | -191514 | Operating | 18 | Steam Turbine | 1992 | Pinetree Power Fitchburg Inc | New England | NPCC | NE | Worcester | MA | Biomass | 15.1 | 20848 | 19486 | 20315 | 27.516 | 35.0071 | 55.8385
Pittsfield 44 - M&W Solar Project | -163775 | Operating | 1.2 | Solar | 2018 | NSTAR Electric Company | New England | NPCC | NE | Berkshire | MA | Solar | 1.2 | NA | NA | NA | 14.4311 | 15.9627 | 14.6594
Kirkland Lake Peaking Facility | -94197 | Operating | 30 | Gas Turbine | 2004 | Kirkland Lake Power Corporation | Ontario | NPCC | ONT |  |  | Gas | 30 | NA | NA | NA | NA | NA | NA
Pittsfield Wastewater Treatment Plant | -756660 | Operating | 1.5 | Solar | 2012 | City of Pittsfield, Massachusetts | New England | NPCC | NE | Berkshire | MA | Solar | 1.5 | NA | NA | NA | NA | 5.8067 | 11.5601
Plain Road Hatfield Solar Project | -173918 | Operating | 3.6 | Solar | 2018 | Eversource Energy | New England | NPCC | NE | Hampshire | MA | Solar | 3.6 | NA | NA | NA | 17.4721 | 18.7151 | 17.5958
Plainfield Community Solar | -546654 | Operating | 2 | Solar | 2019 | Nexamp Capital, LLC | New England | NPCC | NE | Hampshire | MA | Solar | 2 | NA | NA | NA | 14.6975 | 19.8801 | 17.8767
Plainville LFG | -139705 | Operating | 5.6 | Internal Combustion | 2003 | Republic Services, Inc. | New England | NPCC | NE | Norfolk | MA | Gas | 5.6 | NA | NA | NA | NA | NA | NA
Pleasantdale Road Solar Farm | -155594 | Operating | 1 | Solar | 2017 | Nexamp, Inc. | New England, New York | NPCC | NE | Worcester | MA | Solar | 1 | NA | NA | NA | 15.8219 | 16.6895 | 15.6963
Pleasantdale Road Solar Farm | -155593 | Operating | 1 | Solar | 2017 | Nexamp, Inc. | New England, New York | NPCC | NE | Worcester | MA | Solar | 1 | NA | NA | NA | 15.8219 | 16.6895 | 15.6963
Plymouth - Brook Street | -744777 | Operating | 4 | Solar | 2013 | CleanCapital Holdco 4, LLC | New England | NPCC | NE | Plymouth | MA | Solar | 4 | NA | NA | NA | 18.9155 | 19.1039 | 17.0947
Plymouth - Brook Street | -171687 | Operating | 4 | Solar | 2013 | Firstar Development, LLC | New England | NPCC | NE | Plymouth | MA | Solar | 4 | NA | NA | NA | 18.9155 | 19.1039 | 17.0947
Plymouth Service Center Solar Project | -163844 | Operating | 1.1 | Solar | 2018 | NSTAR Electric Company | New England | NPCC | NE | Plymouth | MA | Solar | 1.1 | NA | NA | NA | 15.4006 | 17.144 | 16.3968
Plympton Solar Project (Harbor) (Clearing Farm Way) | -173147 | Operating | 1.86 | Solar | 2016 | Harbor Solar Llc | New England | NPCC | NE | Plymouth | MA | Solar | 1.86 | NA | NA | NA | NA | NA | NA
Pulpit Hill Solar Project | -777617 | Operating | 5 | Solar | 2019 | LSE Fornax LLC | New England | NPCC | NE | Hampshire | MA | Solar | 5 | NA | NA | NA | NA | NA | NA
Putts Bridge | -382442 | Operating | 3.2 | Hydraulic Turbine | 1918 | Central Rivers Power, LLC | New England | NPCC | NE | Hampden | MA | Water | 3.2 | NA | NA | NA | 79.2951 | 53.8527 | 37.5036
Raboth-Marion Drive Solar Project | -752164 | Operating | 3.5 | Solar | 2021 | Madison Energy Holdings, LLC | New England | NPCC | NE | Plymouth | MA | Solar | 3.5 | NA | NA | NA | 13.9302 | 3.3235 | 11.1122
Raffaele Road Solar Project (Plymouth) | -118002 | Operating | 4.3 | Solar | 2014 | SunEdison, Inc. | New England | NPCC | NE | Plymouth | MA | Solar | 4.3 | NA | NA | NA | 17.864 | 17.3755 | 14.6782
Rail Trail Solar Project | -173055 | Operating | 2 | Solar | 2016 | Altus Power America Management, LLC | New England | NPCC | NE | Berkshire | MA | Solar | 2 | NA | NA | NA | 17.968 | 18.3562 | 18.3447
Randall Battery Storage Project | -583659 | Operating | 3.3 | Battery | 2021 | AES Distributed Energy, Inc. | New England | NPCC | NE | Worcester | MA | Energy Storage | 3.3 | NA | NM | NM | 2.2035 | 1.0482 | 0.017296
Randall Solar Project Hybrid | -366548 | Operating | 5 | Solar | 2021 | AES Distributed Energy, Inc. | New England | NPCC | NE | Worcester | MA | Solar | 5 | NA | NA | NA | 20.1027 | 14.363 | 4.3447
Ravenbrook Farms Landfill Solar Facility | -169901 | Operating | 5 | Solar | 2013 | Southern Sky Renewable Energy, LLC | New England | NPCC | NE | Plymouth | MA | Solar | 5 | NA | NA | NA | 15.71 | 15.7215 | 15.9452
Raynham Solar Project | -648688 | Operating | 2.3 | Solar | 2019 | Green Street Power Partners, LLC | New England | NPCC | NE | Bristol | MA | Solar | 2.3 | NA | NA | NA | 18.2847 | NA | NA
Raynham Solar Project | -639268 | Operating | 2.3 | Solar | 2019 | Green Street Power Partners, LLC | New England | NPCC | NE | Bristol | MA | Solar | 2.3 | NA | NA | NA | 18.2847 | NA | NA
Red Bridge | -382444 | Out of Service | 3.6 | Hydraulic Turbine | 1926 | Central Rivers Power, LLC | New England | NPCC | NE | Hampden | MA | Water | NA | NA | NA | NA | 42.3706 | 45.7033 | 57.4962
Redbrook Solar Project | -663221 | Operating | 4 | Solar | 2017 | Clearway Energy, Inc. | New England | NPCC | NE | Plymouth | MA | Solar | 4 | NA | NA | NA | 28.3533 | NA | NA
Redbrook Solar Project | -663220 | Operating | 4 | Solar | 2017 | Clearway Energy, Inc. | New England | NPCC | NE | Plymouth | MA | Solar | 4 | NA | NA | NA | 28.3533 | NA | NA
Rehoboth Landfill Ground Array | -663270 | Operating | 1.3 | Solar | 2015 | Clearway Energy, Inc. | New England | NPCC | NE | Bristol | MA | Solar | 1.3 | NA | NA | NA | NA | NA | NA
Rehoboth Landfill Ground Array | -663269 | Operating | 1.3 | Solar | 2015 | Clearway Energy, Inc. | New England | NPCC | NE | Bristol | MA | Solar | 1.3 | NA | NA | NA | NA | NA | NA
Rehoboth Solar | -763583 | Operating | 2 | Solar | 2013 | Citizens Solar Holdings II MA LLC | New England | NPCC | NE | Bristol | MA | Solar | 2 | NA | NA | NA | 17.7568 | 19.1438 | 17.0605
Republic Plainville Landfill | -798531 | Operating | 4.9 | Solar | 2017 | Project Hyperion, LLC | New England | NPCC | NE | Norfolk | MA | Solar | 4.9 | NA | NA | NA | NA | NA | NA
Republic Randolph Landfill | -798532 | Operating | 3.8 | Solar | 2017 | Project Hyperion, LLC | New England | NPCC | NE | Norfolk | MA | Solar | 3.8 | NA | NA | NA | NA | NA | NA
Richard F Wheeler (Princeton Wind) | -145531 | Operating | 3 | Wind Turbine | 1984 | Princeton Town of | New England | NPCC | NE | Worcester | MA | Wind | 3 | NA | NA | NA | 10.5137 | 9.3189 | 14.9049
Rising Paper Solar Project | -172335 | Operating | 2.5 | Solar | 2015 | Altus Power America Management, LLC | New England, New York | NPCC | NE | Berkshire | MA | Solar | 2.5 | NA | NA | NA | 13.5753 | 17.5388 | 15.4064
Riverside Hydro | -109248 | Operating | 6.9 | Hydraulic Turbine | 1906 | City of Holyoke, Massachusetts | New England | NPCC | NE | Hampden | MA | Water | 6.9 | NA | NA | NA | 66.8222 | 34.4633 | 46.5257
Rockland Solar | -172035 | Operating | 2 | Solar | 2013 | NextSun Energy, LLC | New England | NPCC | NE | Plymouth | MA | Solar | 2 | NA | NA | NA | 16.8265 | 15.4909 | 14.0753
Rounseville Solar Plant | -663411 | Operating | 2.7 | Solar | 2020 | Clearway Energy, Inc. | New England | NPCC | NE | Plymouth | MA | Solar | 2.7 | NA | NA | NA | 18.2395 | NA | NA
Rounseville Solar Plant | -663410 | Operating | 2.7 | Solar | 2020 | Clearway Energy, Inc. | New England | NPCC | NE | Plymouth | MA | Solar | 2.7 | NA | NA | NA | 18.2395 | NA | NA
Rumford Avenue Solar Project | -173481 | Operating | 1.7 | Solar | 2017 | Ameresco, Inc. | New England | NPCC | NE | Middlesex | MA | Solar | 1.7 | NA | NA | NA | 17.9895 | 19.4534 | 17.5128
Russell Solar Project (CVE) | -691978 | Operating | NA | Solar | NA | CVE North America, Inc. | New England | NPCC | NE | Hampden | MA | Solar | 2.98 | NA | NA | NA | NA | NA | NA
Rutland Solar Farm | -674212 | Operating | 1 | Solar | 2017 | PIP5 LUMOS LLC | New England | NPCC | NE | Worcester | MA | Solar | 1 | NA | NA | NA | NA | NA | NA
Rutland Solar Farm | -674211 | Operating | 1 | Solar | 2017 | Aes Clean Energy Development Holdings, Llc | New England | NPCC | NE | Worcester | MA | Solar | 1 | NA | NA | NA | NA | NA | NA
Ryan Road Battery Storage Plant | -583667 | Operating | 4.3 | Battery | 2021 | AES Distributed Energy, Inc. | New England | NPCC | NE | Worcester | MA | Energy Storage | 4.3 | NA | NM | NA | 4.3193 | 0.62387 | 0
Ryan Road Solar Hybrid Project | -408535 | Operating | 4.3 | Solar | 2021 | AES Distributed Energy, Inc. | New England | NPCC | NE | Worcester | MA | Solar | 4.3 | NA | NA | NA | 22.109 | 10.3934 | 0.65838
Saint Josephs Abbey Solar Farm | -173004 | Operating | 14.7 | Solar | 2016 | NRG Energy, Inc. | New England | NPCC | NE | Worcester | MA | Solar | 14.7 | NA | NA | NA | 56.291 | 57.6375 | 20.4423
Kirkland Lake Peaking Facility | -56353 | Operating | 30 | Gas Turbine | 2004 | Kirkland Lake Power Corporation | Ontario | NPCC | ONT |  |  | Gas | 30 | NA | NA | NA | NA | NA | NA
Klamath Cogeneration Project | -785717 | Operating | 501.5 | Combined Cycle | 2001 | Avangrid Renewables, LLC |  | WECC | NWPP | Klamath | OR | Gas | 558 | NA | NA | NA | NA | NA | NA
Klamath Generation Facility | -785719 | Operating | 117.6 | Gas Turbine | 2009 | Avangrid Renewables, LLC |  | WECC | NWPP | Klamath | OR | Gas | 115.2 | NA | NA | NA | NA | NA | NA
Sampson Road Solar Project | -155587 | Operating | 2 | Solar | 2017 | Nexamp, Inc. | New England | NPCC | NE | Worcester | MA | Solar | 2 | NA | NA | NA | 17.6027 | 18.0537 | 17.1005
Sampson Road Solar Project | -155586 | Operating | 2 | Solar | 2017 | Nexamp, Inc. | New England | NPCC | NE | Worcester | MA | Solar | 2 | NA | NA | NA | 17.6027 | 18.0537 | 17.1005
Sandwich Battery Plant (Victory Drive) | -777778 | Operating | 2 | Battery | 2023 | LSE Ophiuchus LLC | New England | NPCC | NE | Barnstable | MA | Energy Storage | 2 | NA | NA | NA | NA | NA | NA
Sandwich Solar Plant (Victory Drive) | -777776 | Operating | 2 | Solar | 2023 | LSE Ophiuchus LLC | New England | NPCC | NE | Barnstable | MA | Solar | 2 | NA | NA | NA | NA | NA | NA
Saugus Resco | -154323 | Operating | 57.8 | Steam Turbine | 1985 | Wheelabrator Technologies Holdings Inc. | New England | NPCC | NE | Essex | MA | Biomass | 32.8 | 20225 | 19567 | 22305 | 77.029 | 74.6262 | 63.7229
Savoy Solar PV Project | -162177 | Operating | 2 | Solar | 2019 | NSTAR Electric Company | New England | NPCC | NE | Berkshire | MA | Solar | 2 | NA | NA | NA | 17.7283 | 18.7443 | 15.9703
Scituate Solar Plant | -199584 | Operating | 2.5 | Solar | 2013 | MS Solar Solutions Corporation | New England | NPCC | NE | Plymouth | MA | Solar | 2.5 | NA | NA | NA | 16.5297 | 16.9635 | 15.8995
Scituate Solar Plant | -87666 | Operating | 2.5 | Solar | 2013 | AES Distributed Energy, Inc. | New England | NPCC | NE | Plymouth | MA | Solar | 2.5 | NA | NA | NA | 16.5297 | 16.9635 | 15.8995
Scituate Wind Project | -168354 | Operating | 1.5 | Wind Turbine | 2012 | Solaya Energy, LLC | New England | NPCC | NE | Plymouth | MA | Wind | 1.5 | NA | NA | NA | 14.3379 | 21.7732 | 22.3592
Scituate Wind Project | -168353 | Operating | 1.5 | Wind Turbine | 2012 | Palmer Capital Corp | New England | NPCC | NE | Plymouth | MA | Wind | 1.5 | NA | NA | NA | 14.3379 | 21.7732 | 22.3592
Seaboard Charlton Solar Project | -769125 | Operating | 2 | Solar | 2020 | Navisun LLC | New England | NPCC | NE | Worcester | MA | Solar | 2 | NA | NA | NA | 17.7797 | NA | NA
Seaman Energy Landfill Plant | -168154 | Operating | 1 | Internal Combustion | 2010 | Seaman Energy Llc | New England | NPCC | NE | Worcester | MA | Biomass | 1 | NA | NA | NA | NA | NA | NA
Seekonk Solar Project | -163760 | Operating | 7.1 | Solar | 2018 | Nexamp, Inc. | New England | NPCC | NE | Bristol | MA | Solar | 7.1 | NA | NA | NA | NA | NA | NA
Seekonk Solar Project | -163759 | Operating | 7.1 | Solar | 2018 | Nexamp, Inc. | New England | NPCC | NE | Bristol | MA | Solar | 7.1 | NA | NA | NA | NA | NA | NA
SELCO Community Solar | -388631 | Operating | 3 | Solar | 2018 | Massachusetts Municipal Wholesale Electric Company | New England | NPCC | NE | Worcester | MA | Solar | 3 | NA | NA | NA | 18.5008 | 19.2314 | 18.3219
SEMASS Resource Recovery Facility | -383271 | Operating | 98.5 | Steam Turbine | 1988 | Covanta Energy, LLC | New England | NPCC | NE | Plymouth | MA | Biomass | 80 | 18066 | 17965 | 18186 | 84.7717 | 84.2282 | 84.628
Settlers Solar | -508836 | Operating | 5 | Solar | 2020 | Nexamp Capital, LLC | New England | NPCC | NE | Worcester | MA | Solar | 5 | NA | NA | NA | 16.7237 | 17.4886 | 14.8584
Shaffer Landfill Solar | -493808 | Operating | 5 | Solar | 2014 | Undisclosed buyer | New England | NPCC | NE | Middlesex | MA | Solar | 5 | NA | NA | NA | 12.7397 | 13.7831 | 14.4795
Sheffield Solar Project | -173052 | Operating | 1.3 | Solar | 2015 | Altus Power America Management, LLC | New England | NPCC | NE | Berkshire | MA | Solar | 1.3 | NA | NA | NA | NA | NA | NA
Sherman | -551132 | Operating | 7.2 | Hydraulic Turbine | 1926 | HQI US Holding LLC | New England | NPCC | NE | Franklin | MA | Water | 6.2 | NA | NA | NA | 65.3244 | NA | NA
Shirley Landfill Solar Project | -173054 | Operating | 1 | Solar | 2017 | Altus Power America Management, LLC | New England | NPCC | NE | Middlesex | MA | Solar | 1 | NA | NA | NA | 16.1301 | 17.5913 | 17.4315
Shirley Water Solar Project | -173056 | Operating | 2 | Solar | 2016 | Altus Power America Management, LLC | New England, New York | NPCC | NE | Middlesex | MA | Solar | 2 | NA | NA | NA | 16.621 | 18.2192 | 17.1861
Shoemaker Solar (Agawam Route 57) Project | -763505 | Operating | 1.5 | Solar | 2013 | Citizens Solar Holdings LLC | New England | NPCC | NE | Hampden | MA | Solar | 1.5 | NA | NA | NA | 16.3014 | 19.277 | 17.1918
Shoemaker Solar (Agawam Route 57) Project | -169548 | Operating | 1.5 | Solar | 2013 | Rivermoor Energy | New England | NPCC | NE | Hampden | MA | Solar | 1.5 | NA | NA | NA | 16.3014 | 19.277 | 17.1918
Shrewsbury | -6700 | Operating | 14 | Internal Combustion | 1969 | City of Shrewsbury, Massachusetts | New England | NPCC | NE | Worcester | MA | Oil | 14 | NA | 35414 | NA | -0.20466 | 0.20466 | -0.11008
Shrewsbury Landfill Solar Project | -173927 | Operating | 3 | Solar | 2018 | Massachusetts Municipal Wholesale Electric Company | New England | NPCC | NE | Worcester | MA | Solar | 3 | NA | NA | NA | NA | NA | NA
Shrewsbury Solar Project | -521413 | Operating | 2.5 | Solar | 2012 | Consolidated Edison Development, Inc. | New England | NPCC | NE | Worcester | MA | Solar | 2.5 | NA | NA | NA | 18.7123 | NA | NA
Shuman Solar Project | -173676 | Operating | 2.2 | Solar | 2016 | NuGen Capital Management, LLC | New England | NPCC | NE | Norfolk | MA | Solar | 2.2 | NA | NA | NA | 11.4051 | 12.6142 | 11.3584
Signature Breads Chelsea Facility | -481283 | Operating | 1.5 | Internal Combustion | 2019 | Rich Products Corporation | New England | NPCC | NE | Suffolk | MA | Oil | 1.5 | 8500 | 18000 | 11714 | 0.015221 | 0.0076104 | 0.053272
Silver Lake Solar Project | -133362 | Operating | 1.8 | Solar | 2010 | NSTAR Electric Company | New England | NPCC | NE | Berkshire | MA | Solar | 1.5 | NA | NA | NA | 10.3729 | 15.312 | 12.1385
Simonds Cogen | -760116 | Operating | 1.8 | Internal Combustion | 2011 | Simonds International Corporation | New England | NPCC | NE | Worcester | MA | Gas | 1.8 | NA | NA | NA | NA | NA | NA
Skinner | -13590 | Operating | 0.3 | Hydraulic Turbine | 1924 | City of Holyoke, Massachusetts | New England | NPCC | NE | Hampden | MA | Water | 0.3 | NA | NA | NA | NA | NA | NA
Smith & Wesson at Springfield MA PV | -396551 | Operating | 1.9 | Solar | 2017 | Constellation Solar Massachusetts, LLC | New England | NPCC | NE | Hampden | MA | Solar | 1.4 | NA | NA | NA | 18.7459 | 21.8526 | NA
Koch Refining - Corpus Christi | -383926 | Operating | 56.7 | Gas Turbine | 1985 | Koch Refining Co | ERCOT | TRE | TRE | Nueces | TX | Gas | 41 | 12267 | 12246 | 12216 | 61.4329 | 56.6185 | 62.7158
Solar Circle Project | -116761 | Operating | NA | Solar | NA | Harbor Solar Llc | New England | NPCC | NE | Plymouth | MA | Solar | 2.87 | NA | NA | NA | NA | NA | NA
Solten East Bridgewater 6000 Project | -798524 | Operating | 2.3 | Solar | 2017 | Project Hyperion, LLC | New England | NPCC | NE | Plymouth | MA | Solar | 2.3 | NA | NA | NA | NA | NA | NA
South Dennis Solar Farm | -170457 | Operating | 5 | Solar | 2014 | Clean Focus Corporation | New England | NPCC | NE | Barnstable | MA | Solar | 5 | NA | NA | NA | 16.9155 | 16.1393 | 16.1301
Southampton Solar PV Project | -162175 | Operating | 2 | Solar | 2019 | NSTAR Electric Company | New England | NPCC | NE | Hampshire | MA | Solar | 2 | NA | NA | NA | 14.9372 | 19.1952 | 17.8196
Southbridge Recycling Park | -172117 | Operating | 1.6 | Internal Combustion | 2011 | Southbridge Recycling & Disposal Park, Inc. | New England | NPCC | NE | Worcester | MA | Biomass | 1.5 | 10007 | 10212 | 11190 | 89.1553 | 89.2237 | 87.1233
Southbridge Solar Plant | -792731 | Operating | 1.9 | Solar | 2016 | Terraform Power Parent, LLC | New England | NPCC | NE | Worcester | MA | Solar | 1.9 | NA | NA | NA | NA | NA | NA
Southbridge Street | -51859 | Operating | 1 | Internal Combustion | 1989 | National Grid USA | New England | NPCC | NE | Worcester | MA | Oil | 1 | NA | NA | NA | 0 | 0 | 0
Southbridge Street | -6832 | Operating | 1 | Internal Combustion | 1989 | New England Power Company | New England | NPCC | NE | Worcester | MA | Oil | 1 | NA | NA | NA | 0 | 0 | 0
Southwick Solar Project | -163845 | Operating | 5 | Solar | 2018 | NSTAR Electric Company | New England | NPCC | NE | Hampden | MA | Solar | 5 | NA | NA | NA | 18.9749 | 21.4863 | 19.1073
Spencer Landfill Solar Project | -763632 | Operating | 2.5 | Solar | 2020 | Citizens Enterprises Corp | New England | NPCC | NE | Worcester | MA | Solar | 2.5 | NA | NA | NA | 12.7352 | NA | NA
Spencer Meadow Solar | -173405 | Operating | 3 | Solar | 2017 | ALLCO Renewable Energy Limited | New England | NPCC | NE | Worcester | MA | Solar | 3 | NA | NA | NA | NA | NA | NA
Spring Hill Road | -792528 | Operating | 1.9 | Solar | 2015 | Alberta Investment Management Corporation | New England | NPCC | NE | Worcester | MA | Solar | 1.9 | NA | NA | NA | 16.3122 | 17.2194 | 16.7207
Spring Hill Road | -792527 | Operating | 1.9 | Solar | 2015 | The AES Corporation | New England | NPCC | NE | Worcester | MA | Solar | 1.9 | NA | NA | NA | 16.3122 | 17.2194 | 16.7207
Spring Hill Road | -792526 | Operating | 1.9 | Solar | 2015 | Spower Opco A, LLC | New England | NPCC | NE | Worcester | MA | Solar | 1.9 | NA | NA | NA | 16.3122 | 17.2194 | 16.7207
Spring Hill Road | -792525 | Operating | 1.9 | Solar | 2015 | Spower Opco A, LLC | New England | NPCC | NE | Worcester | MA | Solar | 1.9 | NA | NA | NA | 16.3122 | 17.2194 | 16.7207
Spring Street Solar 1 Project | -173346 | Operating | 2 | Solar | 2017 | NRG Energy, Inc. | New England | NPCC | NE | Plymouth | MA | Solar | 2 | NA | NA | NA | 27.4715 | 18.7215 | 21.6153
Springdale Industrial Park Solar Farm (Holyoke) | -396511 | Operating | 1 | Solar | 2011 | Constellation NewEnergy, Inc. | New England | NPCC | NE | Hampden | MA | Solar | 1 | NA | NA | NA | NA | NA | NA
Springfield Solar Project (Cottage Street) | -133368 | Operating | 3.2 | Solar | 2014 | NSTAR Electric Company | New England | NPCC | NE | Hampden | MA | Solar | 3.2 | NA | NA | NA | 12.7426 | 18.2969 | 16.2921
Springfield Solar Project (Roosevelt Avenue) | -173504 | Operating | 4 | Solar | 2018 | NSTAR Electric Company | New England | NPCC | NE | Hampden | MA | Solar | 4 | NA | NA | NA | 17.5599 | 18.3048 | 18.1963
SR Solar 7 LLC | -171705 | Operating | 1 | Solar | 2014 | Palmer Solar Borrower Llc | New England | NPCC | NE | Hampden | MA | Solar | 1 | NA | NA | NA | NA | NA | NA
SR Solar 8 | -171735 | Operating | 1 | Solar | 2014 | Palmer Solar Borrower Llc | New England | NPCC | NE | Hampden | MA | Solar | 1 | NA | NA | NA | NA | NA | NA
SR Solar 9 | -171734 | Operating | 1 | Solar | 2014 | Palmer Solar Borrower Llc | New England | NPCC | NE | Hampden | MA | Solar | 1 | NA | NA | NA | NA | NA | NA
St. Joseph's Solar Farm | -249662 | Operating | 1 | Solar | 2017 | 38 Degrees North, LLC | New England | NPCC | NE | Worcester | MA | Solar | 1 | NA | NA | NA | 18.4932 | 19.9087 | 18.5388
Stafford Street Solar 1 | -173353 | Operating | 2 | Solar | 2017 | NRG Energy, Inc. | New England | NPCC | NE | Worcester | MA | Solar | 2 | NA | NA | NA | 66.2443 | 20.3082 | 20.7763
Stafford Street Solar 2 | -173693 | Operating | 1.9 | Solar | 2018 | NRG Energy, Inc. | New England | NPCC | NE | Worcester | MA | Solar | 1.9 | NA | NA | NA | 18.3369 | 21.7255 | 22.765
Stafford Street Solar 3 | -173347 | Operating | 1 | Solar | 2017 | NRG Energy, Inc. | New England | NPCC | NE | Worcester | MA | Solar | 1 | NA | NA | NA | 19.2237 | 19.8174 | 21.2215
State Street Solar | -172130 | Operating | 1 | Solar | 2014 | Sunray Power, Llc | New England | NPCC | NE | Hampden | MA | Solar | 1 | NA | NA | NA | 13.6301 | 14.7032 | 9.589
Station 9 Battery Storage System (Braintree) | -511309 | Operating | 2 | Battery | 2018 | Braintree Electric Light Department | New England | NPCC | NE | Norfolk | MA | Energy Storage | 2 | NA | NM | NM | 1.0902 | 1.3756 | 1.3756
Sterling Community Battery Storage Project | -641550 | Operating | 1 | Battery | 2018 | Origis Energy USA Inc. | New England | NPCC | NE | Worcester | MA | Energy Storage | 1 | NA | NM | NM | 0.55936 | 3.3105 | 4.0183
Sterling Community Solar | -173775 | Operating | 1.1 | Solar | 2018 | Origis Energy USA Inc. | New England | NPCC | NE | Worcester | MA | Solar | 1.1 | NA | NA | NA | 13.3354 | 14.9128 | 14.2279
Sterling Solar | -170504 | Operating | 2 | Solar | 2013 | Canadian Solar (USA) Inc. | New England | NPCC | NE | Worcester | MA | Solar | 2 | NA | NA | NA | 17.5913 | 18.9954 | 15.2397
Sterling Solar | -170503 | Operating | 2 | Solar | 2013 | DEGS Solar, LLC | New England | NPCC | NE | Worcester | MA | Solar | 2 | NA | NA | NA | 17.5913 | 18.9954 | 15.2397
Sterling Solar | -92902 | Operating | 2 | Solar | 2013 | WPS Power Development, LLC | New England | NPCC | NE | Worcester | MA | Solar | 2 | NA | NA | NA | 17.5913 | 18.9954 | 15.2397
Stetson Road Solar Project (Kearsarge Barre 1) | -171479 | Operating | 2 | Solar | 2014 | Kearsarge Energy LP | New England | NPCC | NE | Worcester | MA | Solar | 2 | NA | NA | NA | 16.0902 | 17.0776 | 16.2386
Stone Hill Solar | -422049 | Operating | 2 | Solar | 2014 | Goldman Sachs Asset Management, L.P. | New England | NPCC | NE | Bristol | MA | Solar | 2 | NA | NA | NA | 17.8253 | 18.984 | 18.2135
Kutz | -144658 | Operating | 4.8 | Gas Turbine | 1981 | Harvest Midstream Company |  | WECC | AZNMSN | San Juan | NM | Gas | 4 | NA | NA | NA | NA | NA | NA
Kyrene CC | -240 | Operating | 292 | Combined Cycle | 2002 | Salt River Project Agricultural Improvement and Power District, Arizona |  | WECC | AZNMSN | Maricopa | AZ | Gas | 277 | 7414 | 7380 | 7345 | 51.6989 | 51.6225 | 57.916
Kyrene CT | -4494 | Operating | 173.7 | Gas Turbine | 1971 | Salt River Project Agricultural Improvement and Power District, Arizona |  | WECC | AZNMSN | Maricopa | AZ | Gas | 186.5 | 18125 | 48818 | 37584 | 0.24649 | 0.023933 | 0.042234
L Anse-au-Loup | -764726 | Operating | 5.33 | Gas Turbine | 1975 | Newfoundland and Labrador Hydro |  | NPCC | MRTM |  |  | Oil | 5.33 | NA | NA | NA | NA | NA | NA
L V Sutton CC | -168355 | Operating | 730 | Combined Cycle | 2013 | Duke Energy Progress, LLC |  | SERC | VACAR | New Hanover | NC | Gas | 719 | 7193 | 7167 | 7189 | 61.736 | 62.0947 | 65.8321
L V Sutton GT | -174043 | Operating | 84 | Gas Turbine | 2017 | Duke Energy Progress, LLC |  | SERC | VACAR | New Hanover | NC | Gas | 97 | 13349 | 9242 | 10175 | 0.20007 | 1.9196 | 3.649
L.A. Sanitation Hyperion Treatment CHP Plant | -396549 | Operating | 33 | Combined Cycle | 2017 | Constellation NewEnergy, Inc. | CAISO | WECC | CAMX | Los Angeles | CA | Biomass | 22 | 12096 | 11935 | NA | 73.9051 | 78.9721 | NA
L’Energia | -220309 | Operating | 85 | Combined Cycle | 2008 | Heorot Power Holdings LLC | New England | NPCC | NE | Middlesex | MA | Gas | 77 | NA | 10771 | 10230 | 0 | 3.3539 | 3.6143
Stony Brook IC | -166901 | Operating | 4.6 | Internal Combustion | 1981 | Lyndonville Village of | New England | NPCC | NE | Hampden | MA | Oil | 4.6 | NA | NA | NA | 0 | 0 | 0
Stony Brook Solar Project | -522839 | Operating | 6.9 | Solar | 2018 | Massachusetts Municipal Wholesale Electric Company | New England | NPCC | NE | Hampden | MA | Solar | 6.9 | NA | NA | NA | NA | NA | NA
Stoughton Landfill Solar Project | -302371 | Operating | 1.2 | Solar | 2020 | Patriot Renewables, LLC | New England | NPCC | NE | Norfolk | MA | Solar | 1.2 | NA | NA | NA | NA | NA | NA
Stow Solar Farm | -199586 | Operating | 2 | Solar | 2013 | MS Solar Solutions Corporation | New England | NPCC | NE | Middlesex | MA | Solar | 2 | NA | NA | NA | 12.9566 | 15.3767 | 15.5308
Stow Solar Farm | -87663 | Operating | 2 | Solar | 2013 | AES Distributed Energy, Inc. | New England | NPCC | NE | Middlesex | MA | Solar | 2 | NA | NA | NA | 12.9566 | 15.3767 | 15.5308
Sturbridge Barn Solar Project | -777632 | Operating | 1 | Solar | 2018 | LSE Ara LLC | New England | NPCC | NE | Worcester | MA | Solar | 1 | NA | NA | NA | NA | NA | NA
Sudbury Landfill Solar Project | -170446 | Operating | 1.3 | Solar | 2013 | Ameresco, Inc. | New England | NPCC | NE | Middlesex | MA | Solar | 1.3 | NA | NA | NA | 13.5494 | 15.771 | 15.411
Sunderland Solar Plant (Plumtree Road Solar) | -173332 | Operating | 1.1 | Solar | 2018 | Eversource Energy | New England | NPCC | NE | Franklin | MA | Solar | 1.1 | NA | NA | NA | 17.2167 | 18.1714 | 17.0091
Sutton Solar 2 Project | -316904 | Operating | 1 | Solar | 2020 | Nexamp, Inc. | New England | NPCC | NE | Worcester | MA | Solar | 1 | NA | NA | NA | 15.0799 | 48.984 | 6.4269
Sutton Solar 2 Project | -316903 | Operating | 1 | Solar | 2020 | Nexamp, Inc. | New England | NPCC | NE | Worcester | MA | Solar | 1 | NA | NA | NA | 15.0799 | 48.984 | 6.4269
Sutton Solar Project | -155578 | Operating | 1.9 | Solar | 2016 | Nexamp, Inc. | New England | NPCC | NE | Worcester | MA | Solar | 1.9 | NA | NA | NA | 18.8717 | 20.3317 | 18.8777
Sutton Solar Project | -155577 | Operating | 1.9 | Solar | 2016 | Nexamp, Inc. | New England | NPCC | NE | Worcester | MA | Solar | 1.9 | NA | NA | NA | 18.8717 | 20.3317 | 18.8777
Swansea Solar (Wood Street) | -172510 | Operating | 2.5 | Solar | 2017 | Tesla Energy Operations, Inc. | New England | NPCC | NE | Bristol | MA | Solar | 2.5 | NA | NA | NA | NA | NA | NA
Syncarpha Blandford | -220373 | Operating | 4.9 | Solar | 2019 | Syncarpha Capital LLC | New England | NPCC | NE | Hampden | MA | Solar | 4.9 | NA | NA | NA | 19.227 | 20.3383 | 18.7145
Syncarpha Blandford Battery Storage Plant | -583459 | Operating | 3.9 | Battery | 2020 | Syncarpha Capital LLC | New England | NPCC | NE | Hampden | MA | Energy Storage | 3.9 | NA | NM | NM | 2.7836 | 3.0412 | 1.3669
Syncarpha Halifax Battery Storage Project | -583471 | Operating | 1.6 | Battery | 2020 | Syncarpha Capital LLC | New England | NPCC | NE | Plymouth | MA | Energy Storage | 1.6 | NA | NM | NM | 3.8385 | 3.974 | 2.333
Syncarpha Halifax Hybrid | -316872 | Operating | 1.7 | Solar | 2020 | Syncarpha Capital LLC | New England | NPCC | NE | Plymouth | MA | Solar | 1.7 | NA | NA | NA | 18.191 | 19.4131 | 18.5804
Syncarpha Leicester Hybrid | -365002 | Operating | 2.6 | Solar | 2021 | Syncarpha Capital LLC | New England | NPCC | NE | Worcester | MA | Solar | 2.6 | NA | NA | NA | 19.2615 | 19.582 | 5.137
Syncarpha Leicester Hybrid Battery Storage Plant | -583469 | Operating | 2 | Battery | 2021 | Syncarpha Capital LLC | New England | NPCC | NE | Worcester | MA | Energy Storage | 2 | NA | NM | NM | 4.1267 | 3.75 | 0.23973
Syncarpha Millbury Battery Storage Plant | -631030 | Operating | 3.8 | Battery | 2023 | Syncarpha Capital LLC | New England | NPCC | NE | Worcester | MA | Energy Storage | 3.8 | NA | NA | NA | NA | NA | NA
Syncarpha Millbury Hybrid | -516625 | Operating | 5 | Solar | 2022 | Syncarpha Capital LLC | New England | NPCC | NE | Worcester | MA | Solar | 5 | NA | NA | NA | 17.9087 | 2.4772 | NA
Syncarpha Northampton Battery Storage | -583454 | Operating | 2 | Battery | 2020 | Syncarpha Capital LLC | New England | NPCC | NE | Hampshire | MA | Energy Storage | 2 | NA | NM | NM | 0 | 3.2648 | 0.3653
Syncarpha Northampton Solar Project | -316869 | Operating | 3.6 | Solar | 2020 | Syncarpha Capital LLC | New England | NPCC | NE | Hampshire | MA | Solar | 3.6 | NA | NA | NA | 15.9944 | 15.6615 | 13.3688
Syncarpha Northbridge I Battery Storage Plant | -583461 | Operating | 4 | Battery | 2022 | Syncarpha Capital LLC | New England | NPCC | NE | Worcester | MA | Energy Storage | 4 | NA | NA | NA | NA | NA | NA
Syncarpha Northbridge I Solar Plant | -408520 | Operating | 5 | Solar | 2021 | Syncarpha Capital LLC | New England | NPCC | NE | Worcester | MA | Solar | 5 | NA | NA | NA | 19.7329 | 17.8836 | 0.013699
Syncarpha Northbridge II Battery Storage | -583462 | Operating | 3 | Battery | 2021 | Syncarpha Capital LLC | New England | NPCC | NE | Worcester | MA | Energy Storage | 3 | NA | NM | NA | 2.2641 | 1.6857 | NA
Syncarpha Northbridge II Hybrid Solar Plant | -350212 | Operating | 5 | Solar | 2021 | Syncarpha Capital LLC | New England | NPCC | NE | Worcester | MA | Solar | 5 | NA | NA | NA | 19.1438 | 19.4041 | 13.0023
Syncarpha Puddon I Hybrid Battery Storage Plant | -583456 | Operating | 4 | Battery | 2021 | Syncarpha Capital LLC | New England | NPCC | NE | Worcester | MA | Energy Storage | 4 | NA | NM | NM | NA | 2.7255 | 0.17409
Syncarpha Puddon I Hybrid Project | -348277 | Operating | 5 | Solar | 2021 | Syncarpha Capital LLC | New England | NPCC | NE | Worcester | MA | Solar | 5 | NA | NA | NA | NA | 20.7785 | 15.7968
Syncarpha Puddon II | -348276 | Operating | 5 | Solar | 2021 | Syncarpha Capital LLC | New England | NPCC | NE | Worcester | MA | Solar | 5 | NA | NA | NA | NA | 21.5731 | 14.7991
Syncarpha Puddon II Battery Storage Plant | -583455 | Operating | 4 | Battery | 2021 | Syncarpha Capital LLC | New England | NPCC | NE | Worcester | MA | Energy Storage | 4 | NA | NM | NM | NA | 2.4172 | 0.57363
Syncarpha Still River (Syncarpha Bolton II) | -173976 | Operating | 2 | Solar | 2016 | Syncarpha Capital LLC | New England | NPCC | NE | Worcester | MA | Solar | 2 | NA | NA | NA | 19.6918 | 21.0103 | 19.5034
Syncarpha Tewksbury Battery Storage Project | -583467 | Operating | 2 | Battery | 2022 | Syncarpha Capital LLC | New England | NPCC | NE | Middlesex | MA | Energy Storage | 2 | NA | NM | NA | 2.089 | 1.6324 | NA
Syncarpha Tewksbury Hybrid | -426245 | Operating | 2.8 | Solar | 2022 | Syncarpha Capital LLC | New England | NPCC | NE | Middlesex | MA | Solar | 2.8 | NA | NA | NA | 16.8583 | 14.1023 | NA
Syncarpha Westminster | -546948 | Operating | 4.7 | Solar | 2022 | Syncarpha Capital LLC | New England | NPCC | NE | Worcester | MA | Solar | 4.7 | NA | NA | NA | 15.479 | 0.81852 | NA
Syncarpha Westminster Battery Storage Plant | -638541 | Operating | 2.9 | Battery | 2023 | Syncarpha Capital LLC | New England | NPCC | NE | Worcester | MA | Energy Storage | 2.9 | NA | NA | NA | NA | NA | NA
Tanglewood Circle Solar Project | -194451 | Operating | 5 | Solar | 2018 | Nexamp Capital, LLC | New England | NPCC | NE | Berkshire | MA | Solar | 5 | NA | NA | NA | 16.6826 | 18.0114 | 15.7329
Templeton Solar | -92904 | Operating | 3 | Solar | 2014 | Integrys Solar, LLC | New England | NPCC | NE | Worcester | MA | Solar | 3 | NA | NA | NA | 17.7359 | 17.8615 | 15.8904
Templeton Wind Project | -784745 | Operating | 1.65 | Wind Turbine | 2010 | Templeton Light and Power | New England | NPCC | NE | Worcester | MA | Wind | 1.65 | NA | NA | NA | NA | NA | NA
TES Rowtier Solar 23 Project | -508451 | Operating | 3 | Solar | 2021 | TES Rowtier Solar 23 LLC | New England | NPCC | NE | Worcester | MA | Solar | 3 | NA | NA | NA | 18.5693 | 19.8858 | 15.3919
Texon (Crescent) Hydroelectric Project | -783503 | Operating | 1.5 | Hydraulic Turbine | 1982 | Gravity Renewables, Inc. | New England | NPCC | NE | Hampden | MA | Water | 1.5 | NA | NA | NA | NA | NA | NA
The Sullivan’s Ledge Solar Project | -171480 | Operating | 1.5 | Solar | 2014 | SunEdison, Inc. | New England | NPCC | NE | Bristol | MA | Solar | 1.5 | NA | NA | NA | 15.4262 | 17.3592 | 17.2603
Theodore Drive Solar Project | -647677 | Operating | 1.5 | Solar | 2018 | Nexamp Capital, LLC | New England | NPCC | NE | Worcester | MA | Solar | 1.5 | NA | NA | NA | 17.9376 | 18.7367 | 18.0137
L’Energia | -220308 | Operating | 85 | Combined Cycle | 2008 | Heorot Power Holdings LLC | New England | NPCC | NE | Middlesex | MA | Gas | 77 | NA | 10771 | 10230 | 0 | 3.3539 | 3.6143
L’Energia | -220307 | Operating | 85 | Combined Cycle | 2008 | Heorot Power Holdings LLC | New England | NPCC | NE | Middlesex | MA | Gas | 77 | NA | 10771 | 10230 | 0 | 3.3539 | 3.6143
La Luz Energy Center | -170000 | Operating | 42.3 | Gas Turbine | 2015 | Public Service Company of New Mexico |  | WECC | AZNMSN | Valencia | NM | Gas | 41 | NA | NM | 11099 | 18.8579 | 1.6973 | 4.089
La Paloma Generating | -750355 | Operating | 1156 | Combined Cycle | 2003 | Capital Power Corporation | CAISO | WECC | CAMX | Kern | CA | Gas | 1066 | NA | NA | NA | NA | NA | NA
Lackawanna Energy Center | -163686 | Operating | 1498.5 | Combined Cycle | 2018 | AMPCI North America Thermal Power Acquisition LLC | PJM | RFC | R-PJM | Lackawanna | PA | Gas | 1467 | 6293 | 6668 | 6478 | 81.4611 | 71.189 | 82.1367
Lackawanna Energy Center | -163685 | Operating | 1498.5 | Combined Cycle | 2018 | Invenergy Clean Power, LLC | PJM | RFC | R-PJM | Lackawanna | PA | Gas | 1467 | 6293 | 6668 | 6478 | 81.4611 | 71.189 | 82.1367
Lackawanna Energy Center | -163684 | Operating | 1498.5 | Combined Cycle | 2018 | First Reserve Partnership | PJM | RFC | R-PJM | Lackawanna | PA | Gas | 1467 | 6293 | 6668 | 6478 | 81.4611 | 71.189 | 82.1367
Lackawanna Energy Center | -163683 | Operating | 1498.5 | Combined Cycle | 2018 | First Reserve Energy Infrastructure Fund II LP | PJM | RFC | R-PJM | Lackawanna | PA | Gas | 1467 | 6293 | 6668 | 6478 | 81.4611 | 71.189 | 82.1367
Thomas G. Davis Solar Park (New Bedford) | -493803 | Operating | 4.1 | Solar | 2015 | Undisclosed buyer | New England | NPCC | NE | Bristol | MA | Solar | 4.1 | NA | NA | NA | NA | NA | NA
Tihonet Solar | -521430 | Operating | 1 | Solar | 2014 | RWE Clean Energy Solutions, Inc. | New England | NPCC | NE | Plymouth | MA | Solar | 1 | NA | NA | NA | 20.3539 | NA | NA
Tisbury Capped Landfill Solar Project | -171053 | Operating | 1.1 | Solar | 2014 | Clean Focus Corporation | New England | NPCC | NE | Dukes | MA | Solar | 1.1 | NA | NA | NA | 15.961 | 16.3761 | 15.0062
Tolland Solar Plant | -87891 | Operating | 3.5 | Solar | 2014 | NuGen Capital Management, LLC | New England | NPCC | NE | Hampden | MA | Solar | 3.5 | NA | NA | NA | 15.7599 | 17.2309 | 15.773
Tolland Solar Project (CVE) | -691982 | Operating | 4.98 | Solar | 2019 | CVE North America, Inc. | New England | NPCC | NE | Hampden | MA | Solar | 4.98 | NA | NA | NA | NA | NA | NA
Town of Amherst Battery Storage Project | -611197 | Operating | 2.5 | Battery | 2022 | Equitable Holdings, Inc. | New England | NPCC | NE | Hampshire | MA | Energy Storage | 2.5 | NA | NA | NA | 1.4201 | NA | NA
Town of Amherst Battery Storage Project | -611196 | Operating | 2.5 | Battery | 2022 | AB CarVal Investors LP | New England | NPCC | NE | Hampshire | MA | Energy Storage | 2.5 | NA | NA | NA | 1.4201 | NA | NA
Town of Amherst Solar Project | -611191 | Operating | 2.5 | Solar | 2022 | Equitable Holdings, Inc. | New England | NPCC | NE | Hampshire | MA | Solar | 2.5 | NA | NA | NA | 18.8447 | 4.9726 | NA
Town of Amherst Solar Project | -611190 | Operating | 2.5 | Solar | 2022 | AB CarVal Investors LP | New England | NPCC | NE | Hampshire | MA | Solar | 2.5 | NA | NA | NA | 18.8447 | 4.9726 | NA
Town of East Bridgewater Solar | -115572 | Operating | 2 | Solar | 2013 | Tesla Energy Operations, Inc. | New England | NPCC | NE | Plymouth | MA | Solar | 2 | NA | NA | NA | 6.3128 | 7.5228 | 9.0811
Town of Otis Wind | -173885 | Operating | 1.5 | Wind Turbine | 2018 | City of Otis, Massachusetts | New England | NPCC | NE | Berkshire | MA | Wind | 1.5 | NA | NA | NA | 21.2785 | 25.5784 | 23.5997
Town of Ware - Canadian Tree Solar Project | -408543 | Operating | 1.4 | Solar | 2021 | MA CS Ware West, LLC | New England | NPCC | NE | Hampshire | MA | Solar | 1.4 | NA | NA | NA | 19.2433 | 20.1566 | 19.5695
Trew Stone (Deerfield) Solar Project | -172113 | Operating | 4.5 | Solar | 2017 | Kenyon Energy, LLC | New England | NPCC | NE | Franklin | MA | Solar | 4.5 | NA | NA | NA | 14.1147 | 16.7377 | 15.7889
True North Solar Park (Rabbit Road) | -493746 | Operating | 4.8 | Solar | 2012 | Undisclosed buyer | New England | NPCC | NE | Essex | MA | Solar | 4.8 | NA | NA | NA | 16.3599 | 16.2814 | 15.9413
Tucker Lane Solar Project (Perry’s Lane Solar) | -172537 | Operating | 1 | Solar | 2017 | Clean Energy Collective, LLC | New England | NPCC | NE | Plymouth | MA | Solar | 1 | NA | NA | NA | NA | NA | NA
Tucker Lane Solar Project (Perry’s Lane Solar) | -172536 | Operating | 1 | Solar | 2017 | First Solar, Inc. | New England | NPCC | NE | Plymouth | MA | Solar | 1 | NA | NA | NA | NA | NA | NA
Turner Road Solar Project | -646239 | Operating | NA | Solar | NA | Seaboard Solar Holdings, LLC | New England | NPCC | NE | Worcester | MA | Solar | 2.88 | NA | NA | NA | NA | NA | NA
Turners Falls | -130406 | Operating | 5.7 | Hydraulic Turbine | 1905 | FirstLight Power Resources, Inc. | New England | NPCC | NE | Franklin | MA | Water | 6.4 | NA | NA | NA | 24.802 | 16.6613 | 24.4988
Twiss Street Solar Project | -763599 | Operating | 1.5 | Solar | 2015 | Citizens Enterprises Corp | New England | NPCC | NE | Hampden | MA | Solar | 1.5 | NA | NA | NA | 16.895 | 19.6347 | 17.0167
Tyngsborough Solar Project | -763608 | Operating | 2.6 | Solar | 2017 | Citizens Energy Corporation | New England | NPCC | NE | Middlesex | MA | Solar | 2.6 | NA | NA | NA | 17.4745 | 20.0255 | 19.4371
UMass Amherst Battery Storage Project | -598208 | Operating | 1.3 | Battery | 2022 | Consolidated Edison Development, Inc. | New England | NPCC | NE | Hampshire | MA | Energy Storage | 1.3 | NA | NA | NA | NA | NA | NA
UMass Amherst Solar Project | -521471 | Operating | 4 | Solar | 2016 | Consolidated Edison Development, Inc. | New England | NPCC | NE | Hampshire | MA | Solar | 4 | NA | NA | NA | 2.6855 | NA | NA
UMass Boston Battery Storage Project | -628222 | Operating | 0.5 | Battery | 2021 | Enel X North America, Inc. | New England | NPCC | NE | Suffolk | MA | Energy Storage | 0.5 | NA | NM | NM | 2.5114 | 1.0502 | 5.2968
UMass Boston IC | -548809 | Operating | 6.9 | Internal Combustion | 1972 | Enel X North America, Inc. | New England | NPCC | NE | Suffolk | MA | Oil | 6.9 | 10857 | 11065 | 10857 | 0.10423 | 0.10257 | 0.10423
UMass Boston Solar Facility | -382529 | Operating | 0.7 | Solar | 2021 | Enel X North America, Inc. | New England | NPCC | NE | Suffolk | MA | Solar | 0.7 | NA | NA | NA | 10.5186 | 19.5532 | 17.4005
Lackawanna Energy Center | -163682 | Operating | 1498.5 | Combined Cycle | 2018 | BlackRock, Inc. | PJM | RFC | R-PJM | Lackawanna | PA | Gas | 1467 | 6293 | 6668 | 6478 | 81.4611 | 71.189 | 82.1367
UMass PV Lot 22 Battery Storage Project | -598214 | Operating | 2 | Battery | 2022 | Consolidated Edison Development, Inc. | New England | NPCC | NE | Hampshire | MA | Energy Storage | 2 | NA | NA | NA | NA | NA | NA
UMass PV Lot 22 Solar Project | -521589 | Operating | 2.1 | Solar | 2022 | Consolidated Edison Development, Inc. | New England | NPCC | NE | Hampshire | MA | Solar | 2.1 | NA | NA | NA | 16.808 | NA | NA
UMASS PV Lot 49 | -480217 | Operating | 0.8 | Solar | 2022 | Consolidated Edison, Inc. | New England | NPCC | NE | Hampshire | MA | Solar | 0.9 | NA | NA | NA | NA | NA | NA
University of Massachusetts Medical | -757207 | Operating | 10 | Steam Turbine | 1974 | University of Massachusetts | New England | NPCC | NE | Worcester | MA | Gas | 6 | NA | 46557 | 43810 | 32.5095 | 31.9235 | 37.0719
Upton Solar Farm | -155590 | Operating | 2 | Solar | 2017 | Nexamp, Inc. | New England | NPCC | NE | Worcester | MA | Solar | 2 | NA | NA | NA | 18.1564 | 19.2295 | 18.613
Upton Solar Farm | -155589 | Operating | 2 | Solar | 2017 | Nexamp, Inc. | New England | NPCC | NE | Worcester | MA | Solar | 2 | NA | NA | NA | 18.1564 | 19.2295 | 18.613
Uxbridge Commerce Drive Solar Project (Array 1 & 2) | -396518 | Operating | 1.8 | Solar | 2012 | Constellation Solar Net Metering, LLC | New England | NPCC | NE | Worcester | MA | Solar | 1.8 | NA | NA | NA | 16.9901 | 16.5842 | NA
Uxbridge Solar Plant | -493820 | Operating | NA | Solar | NA | Undisclosed buyer | New England | NPCC | NE | Worcester | MA | Solar | 2.85 | NA | NA | NA | NA | NA | NA
Uxbridge Solar Power Plant (RGS-Rutland VNM SREC II Project) | -493812 | Operating | 2 | Solar | 2015 | Undisclosed buyer | New England | NPCC | NE | Worcester | MA | Solar | 2 | NA | NA | NA | 9.9658 | 6.4726 | 7.089
Ventura Battery Storage Project | -663511 | Operating | 1 | Battery | 2022 | Clearway Energy, Inc. | New England | NPCC | NE | Bristol | MA | Energy Storage | 1 | NA | NA | NA | 6.4269 | NA | NA
Ventura Battery Storage Project | -663510 | Operating | 1 | Battery | 2022 | Clearway Energy, Inc. | New England | NPCC | NE | Bristol | MA | Energy Storage | 1 | NA | NA | NA | 6.4269 | NA | NA
Ventura Project | -663487 | Operating | 1 | Solar | 2022 | Clearway Energy, Inc. | New England | NPCC | NE | Bristol | MA | Solar | 1 | NA | NA | NA | 25.3881 | NA | NA
Ventura Project | -663486 | Operating | 1 | Solar | 2022 | Clearway Energy, Inc. | New England | NPCC | NE | Bristol | MA | Solar | 1 | NA | NA | NA | 25.3881 | NA | NA
Vineyard Offshore Wind Project | -785820 | Operating & Planned | 136 | Wind Turbine | 2024 | Avangrid Renewables, LLC | New England | NPCC | NE |  | MA | Wind | 136 | NA | NA | NA | NA | NA | NA
Vineyard Offshore Wind Project | -766012 | Operating & Planned | 136 | Wind Turbine | 2024 | Vineyard Wind, LLC | New England | NPCC | NE |  | MA | Wind | 136 | NA | NA | NA | NA | NA | NA
Vineyard Offshore Wind Project | -764069 | Operating & Planned | 136 | Wind Turbine | 2024 | Vestas Wind Systems A/S | New England | NPCC | NE |  | MA | Wind | 136 | NA | NA | NA | NA | NA | NA
Vuelta Solar Power Plant | -173644 | Operating | 5.5 | Solar | 2016 | NuGen Capital Management, LLC | New England | NPCC | NE | Worcester | MA | Solar | 4.7 | NA | NA | NA | 16.8173 | 18.2551 | 16.7371
Wachusett Solar Plant | -508211 | Operating | 2 | Solar | 2019 | Nexamp Capital, LLC | New England | NPCC | NE | Worcester | MA | Solar | 2 | NA | NA | NA | 18.9954 | 20.9646 | NA
Wallum Solar Project | -807241 | Operating | 12.48 | Solar | 2021 | EDF power solutions North America | New England | NPCC | NE | Worcester | MA | Solar | 12.48 | NA | NA | NA | NA | NA | NA
Walpole Solar 2 Project | -171459 | Operating | 2.4 | Solar | 2014 | Walpole Solar 2, Llc | New England | NPCC | NE | Norfolk | MA | Solar | 2.4 | NA | NA | NA | 17.2993 | 17.5847 | 17.2565
Walpole Solar Farm | -170541 | Operating | 2.99 | Solar | 2014 | Greenwood Energy I, LLC | New England | NPCC | NE | Norfolk | MA | Solar | 2.99 | NA | NA | NA | NA | NA | NA
Walpole Solar Farm | -87862 | Operating | 2.99 | Solar | 2014 | Soltage, LLC | New England | NPCC | NE | Norfolk | MA | Solar | 2.99 | NA | NA | NA | NA | NA | NA
Ware Palmer Road Battery Storage Project | -767783 | Operating | 2 | Battery | 2021 | Dynamic Energy Solutions, LLC | New England | NPCC | NE | Hampshire | MA | Energy Storage | 2 | NA | NM | NA | 5.04 | 4.4292 | 0
Ware Palmer Road Solar Project | -767767 | Operating | 3 | Solar | 2021 | Dynamic Energy Solutions, LLC | New England | NPCC | NE | Hampshire | MA | Solar | 3 | NA | NA | NA | 16.9559 | 20.3767 | 4.0335
Ware Solar Farm | -172511 | Operating | 2 | Solar | 2017 | Tesla Energy Operations, Inc. | New England | NPCC | NE | Hampshire | MA | Solar | 2 | NA | NA | NA | NA | NA | NA
Wareham MA 1 Solar Project | -173018 | Operating | 2 | Solar | 2016 | Clean Energy Collective, LLC | New England | NPCC | NE | Plymouth | MA | Solar | 2 | NA | NA | NA | 17.9509 | 18.7728 | 18.0708
Wareham MA 1 Solar Project | -173017 | Operating | 2 | Solar | 2016 | First Solar, Inc. | New England | NPCC | NE | Plymouth | MA | Solar | 2 | NA | NA | NA | 17.9509 | 18.7728 | 18.0708
Wareham Solar PV | -174089 | Operating | 3.3 | Solar | 2018 | NSTAR Electric Company | New England | NPCC | NE | Plymouth | MA | Solar | 3.3 | NA | NA | NA | 4.0577 | 4.625 | 10.1598
Warren Solar Project | -173048 | Operating | 2.67 | Solar | 2015 | Altus Power America Management, LLC | New England | NPCC | NE | Worcester | MA | Solar | 2.67 | NA | NA | NA | NA | NA | NA
Washburn Road Solar Project | -310017 | Operating | 1.9 | Solar | 2019 | SunRaise Investments, LLC | New England | NPCC | NE | Bristol | MA | Solar | 2 | NA | NA | NA | 16.9977 | 15.9304 | 19.5434
Ladysmith Peaking | -164024 | Operating | 892.5 | Gas Turbine | 2001 | Virginia Electric and Power Company | PJM | SERC | VACAR | Caroline | VA | Gas | 932.6 | 10891 | 10147 | 10339 | 10.4217 | 10.9204 | 5.9319
Webster Landfill Solar Project (15 Cudworth Road) | -431577 | Operating | 1.52 | Solar | 2016 | BlueWave Solar, LLC | New England | NPCC | NE | Worcester | MA | Solar | 1.52 | NA | NA | NA | NA | NA | NA
Webster Solar Project | -508839 | Operating | 1 | Solar | 2017 | Nexamp Capital, LLC | New England | NPCC | NE | Worcester | MA | Solar | 1 | NA | NA | NA | 14.2466 | 15.4224 | 14.1781
Wellesley College | -727528 | Operating | 13.9 | Internal Combustion | 1985 | Wellesley College | New England | NPCC | NE | Norfolk | MA | Gas | 8 | 12495 | NA | NA | 0.36363 | 0 | 0
West A&B Battery Storage | -583657 | Operating | 1.8 | Battery | 2020 | AES Distributed Energy, Inc. | New England | NPCC | NE | Worcester | MA | Energy Storage | 1.8 | NA | NM | NM | 2.8095 | 2.8792 | 1.1289
West A&B Solar Project | -316905 | Operating | 2.5 | Solar | 2020 | AES Distributed Energy, Inc. | New England | NPCC | NE | Worcester | MA | Solar | 2.5 | NA | NA | NA | 20.895 | 22.968 | 10.2466
West Boylston Community Shared Solar | -173648 | Operating | 1.5 | Solar | 2016 | West Boylston Town of | New England | NPCC | NE | Worcester | MA | Solar | 1.5 | NA | NA | NA | 16.5221 | 19.0259 | 18.2725
West Boylston Community Solar | -648694 | Operating | 1.1 | Solar | 2018 | Green Street Power Partners, LLC | New England | NPCC | NE | Worcester | MA | Solar | 1.1 | NA | NA | NA | NA | NA | NA
West Boylston Community Solar | -639281 | Operating | 1.1 | Solar | 2018 | Green Street Power Partners, LLC | New England | NPCC | NE | Worcester | MA | Solar | 1.1 | NA | NA | NA | NA | NA | NA
West Bridgewater AB Solar Project | -173061 | Operating | 1.7 | Solar | 2017 | Clean Energy Collective, LLC | New England, New York | NPCC | NE | Plymouth | MA | Solar | 1.7 | NA | NA | NA | 18.097 | 19.0371 | 18.0365
West Bridgewater AB Solar Project | -173060 | Operating | 1.7 | Solar | 2017 | First Solar, Inc. | New England, New York | NPCC | NE | Plymouth | MA | Solar | 1.7 | NA | NA | NA | 18.097 | 19.0371 | 18.0365
West Brookfield Solar | -612977 | Operating | 4 | Solar | 2017 | Pansolo Holding Inc. | New England | NPCC | NE | Hampshire | MA | Solar | 4 | NA | NA | NA | 17.0462 | 18.984 | 17.7397
West Brookfield Solar | -236106 | Operating | 4 | Solar | 2017 | Nautilus Solar Energy, LLC | New England | NPCC | NE | Hampshire | MA | Solar | 4 | NA | NA | NA | 17.0462 | 18.984 | 17.7397
West Brookfield Solar | -236105 | Operating | 4 | Solar | 2017 | Nautilus Solar Energy, LLC | New England | NPCC | NE | Hampshire | MA | Solar | 4 | NA | NA | NA | 17.0462 | 18.984 | 17.7397
West Brookfield Solar Facility | -170287 | Operating | 6 | Solar | 2016 | CleanGen Partners LLC | New England | NPCC | NE | Worcester | MA | Solar | 6 | NA | NA | NA | NA | NA | NA
West Brookfield Solar Project | -172859 | Operating | 1.4 | Solar | 2016 | Soltage, LLC | New England | NPCC | NE | Worcester | MA | Solar | 1.4 | NA | NA | NA | 9.6706 | 16.6259 | 15.4354
West Dudley Street Solar Project | -646237 | Operating | NA | Solar | NA | Seaboard Solar Holdings, LLC | New England | NPCC | NE | Worcester | MA | Solar | 4.21 | NA | NA | NA | NA | NA | NA
Lagoon Creek | -108975 | Operating | 1020.8 | Gas Turbine | 2001 | Tennessee Valley Authority |  | SERC | CENTRL | Haywood | TN | Gas | 1125.6 | 11991 | 11985 | 11849 | 0.65346 | 5.0156 | 2.5719
West Haydenville Battery Storage Project | -628229 | Operating | 3.6 | Battery | 2022 | AES Distributed Energy, Inc. | New England | NPCC | NE | Hampshire | MA | Energy Storage | 3.6 | NA | NA | NA | 2.0485 | NA | NA
West Haydenville Solar Project | -503721 | Operating | 5 | Solar | 2022 | AES Distributed Energy, Inc. | New England | NPCC | NE | Hampshire | MA | Solar | 5 | NA | NA | NA | 19.1324 | 3.5205 | NA
Lagoon Creek CC | -166929 | Operating | 604.4 | Combined Cycle | 2010 | Tennessee Valley Authority |  | SERC | CENTRL | Haywood | TN | Gas | 615 | 6879 | 6794 | 6805 | 62.2414 | 66.8996 | 51.2587
West Springfield Hydro Project | -99316 | Operating | NA | Hydraulic Turbine | NA | A & D Hydro, Inc. | New England | NPCC | NE | Hampden | MA | Water | 1.36 | NA | NA | NA | NA | NA | NA
West Street 1 Solar Plant (Gardner) | -217145 | Operating | 5 | Solar | 2019 | AES Distributed Energy, Inc. | New England | NPCC | NE | Worcester | MA | Solar | 5 | NA | NA | NA | 19.3767 | 20.9338 | 18.1416
West Tisbury Generating Facility (Martha's Vineyard) | -502743 | Operating | 5.4 | Internal Combustion | 1975 | NRG North America LLC | New England | NPCC | NE | Dukes | MA | Oil | 5.6 | 10163 | 9705 | 10189 | 3.6489 | 3.3288 | 2.2485
West Water Street Project | -199437 | Operating | 10 | Internal Combustion | 2018 | City of Taunton, Massachusetts | New England | NPCC | NE | Bristol | MA | Oil | 10 | 9523 | 9854 | 9389 | 1.5046 | 1.6381 | 1.5274
Westford Solar Project | -163568 | Operating | 4 | Solar | 2012 | Cathartes Private Investments | New England | NPCC | NE | Middlesex | MA | Solar | 4 | NA | NA | NA | 12.6884 | 14.5748 | 14.5377
Westford Solar Project | -155563 | Operating | 4 | Solar | 2012 | Nexamp, Inc. | New England | NPCC | NE | Middlesex | MA | Solar | 4 | NA | NA | NA | 12.6884 | 14.5748 | 14.5377
Westford Solar Project | -155562 | Operating | 4 | Solar | 2012 | Nexamp, Inc. | New England | NPCC | NE | Middlesex | MA | Solar | 4 | NA | NA | NA | 12.6884 | 14.5748 | 14.5377
Westhampton Solar Project | -365092 | Operating | 6.86 | Solar | 2020 | CVE North America, Inc. | New England | NPCC | NE | Hampshire | MA | Solar | 6.86 | NA | NA | NA | NA | NA | NA
Westminster Renewables Solar Project | -163941 | Operating | 1.5 | Solar | 2018 | Nexamp, Inc. | New England | NPCC | NE | Worcester | MA | Solar | 1.5 | NA | NA | NA | 18.9802 | 20.8371 | 18.9802
Westminster Renewables Solar Project | -163940 | Operating | 1.5 | Solar | 2018 | Nexamp, Inc. | New England | NPCC | NE | Worcester | MA | Solar | 1.5 | NA | NA | NA | 18.9802 | 20.8371 | 18.9802
Weston Landfill Solar | -173953 | Operating | 1.8 | Solar | 2016 | Ameresco, Inc. | New England | NPCC | NE | Middlesex | MA | Solar | 1.8 | NA | NA | NA | 17.8336 | 19.9201 | 17.8907
Westport Community Solar Garden | -378528 | Operating | 2 | Solar | 2017 | BWC Bass River LLC | New England | NPCC | NE | Bristol | MA | Solar | 2 | NA | NA | NA | 16.9064 | 15.9361 | 19.3151
Westport MA 1 Solar Project | -173033 | Operating | 1.3 | Solar | 2016 | Clean Energy Collective, LLC | New England | NPCC | NE | Bristol | MA | Solar | 1.3 | NA | NA | NA | 19.1605 | 19.1517 | 17.9399
Westport MA 1 Solar Project | -173032 | Operating | 1.3 | Solar | 2016 | First Solar, Inc. | New England | NPCC | NE | Bristol | MA | Solar | 1.3 | NA | NA | NA | 19.1605 | 19.1517 | 17.9399
Westport MA 2 Solar Project | -173075 | Operating | 1.2 | Solar | 2016 | Clean Energy Collective, LLC | New England | NPCC | NE | Bristol | MA | Solar | 1.2 | NA | NA | NA | 17.285 | 17.9699 | 17.2089
Westport MA 2 Solar Project | -173074 | Operating | 1.2 | Solar | 2016 | First Solar, Inc. | New England | NPCC | NE | Bristol | MA | Solar | 1.2 | NA | NA | NA | 17.285 | 17.9699 | 17.2089
Westport Stone & Sand Solar | -758731 | Operating | 5 | Solar | 2024 | AES Clean Energy Services, LLC | New England | NPCC | NE | Bristol | MA | Solar | 5 | NA | NA | NA | NA | NA | NA
Whately Kocot Solar Project | -508204 | Operating | 1 | Solar | 2020 | Nexamp Capital, LLC | New England | NPCC | NE | Franklin | MA | Solar | 1 | NA | NA | NA | 19.0868 | 20.6849 | NA
Whately Long Plain Solar Project | -508483 | Operating | 2 | Solar | 2019 | Nexamp Capital, LLC | New England | NPCC | NE | Franklin | MA | Solar | 2 | NA | NA | NA | 19.4178 | 21.2443 | 19.6804
Whately Solar | -763511 | Operating | 1.5 | Solar | 2013 | Citizens Solar Holdings LLC | New England | NPCC | NE | Franklin | MA | Solar | 1.5 | NA | NA | NA | 16.6895 | 17.8615 | 14.8478
Whately Solar Project | -763597 | Operating | 1.8 | Solar | 2013 | Citizens Energy Corporation | New England | NPCC | NE | Franklin | MA | Solar | 1.8 | NA | NA | NA | NA | NA | NA
Wheelabrator North Andover | -154310 | Operating | 40.3 | Steam Turbine | 1985 | Wheelabrator Technologies Holdings Inc. | New England | NPCC | NE | Essex | MA | Biomass | 30 | 18956 | 19025 | 19459 | 90.575 | 87.0708 | 88.567
Wheelock Tract Solar Farm (Shutesbury Solar Farm) | -642655 | Operating | 4.5 | Solar | 2018 | Lodestar Energy, Inc. | New England | NPCC | NE | Franklin | MA | Solar | 4.5 | NA | NA | NA | NA | NA | NA
Wilbraham Solar Project | -378092 | Operating | 4 | Solar | 2020 | BWC East Brook, LLC | New England | NPCC | NE | Hampden | MA | Solar | 4 | NA | NA | NA | 16.2357 | 16.7123 | 15.3139
Wilbur Woods Solar Project | -382006 | Operating | 5 | Solar | 2021 | AES Distributed Energy, Inc. | New England | NPCC | NE | Franklin | MA | Solar | 5 | NA | NA | NA | 18.4087 | 18.895 | 0.60046
Wilkins Station | -7792 | Operating | 5.4 | Internal Combustion | 1975 | City of Marblehead | New England | NPCC | NE | Essex | MA | Oil | 5 | 9273 | 11393 | 12200 | 0.1758 | 0.24429 | 0.068493
Williams College - Campus CHP | -170837 | Operating | 3 | Steam Turbine | 2003 | Williams College | New England | NPCC | NE | Berkshire | MA | Gas | 3 | 45752 | 34905 | 40063 | 7.1423 | 13.5426 | 11.4384
Williams College - Campus CHP Power Plant | -173383 | Operating | 4 | Internal Combustion | 2017 | Williams College | New England | NPCC | NE | Berkshire | MA | Oil | 4 | 9974 | 11814 | 14500 | 0.32534 | 0.16838 | 0.0057078
Williamsburg Solar Project | -115602 | Operating | 2.2 | Solar | 2016 | Tesla Energy Operations, Inc. | New England | NPCC | NE | Hampshire | MA | Solar | 2.2 | NA | NA | NA | 15.7379 | 17.9431 | 15.961
Williamsburg Solar Project - AES | -200426 | Operating | 4 | Solar | 2019 | AES Distributed Energy, Inc. | New England | NPCC | NE | Hampshire | MA | Solar | 4 | NA | NA | NA | 16.4783 | 18.2534 | 17.6598
Williamstown Solar Project | -172315 | Operating | 1.5 | Solar | 2017 | Williams College | New England | NPCC | NE | Berkshire | MA | Solar | 1.5 | NA | NA | NA | NA | NA | NA
Willow Hill Road Solar I | -173394 | Operating | 2.2 | Solar | 2017 | Greenwood Energy I, LLC | New England | NPCC | NE | Berkshire | MA | Solar | 2.2 | NA | NA | NA | NA | NA | NA
Wilmarth Battery Storage Project | -664057 | Operating | 2.3 | Battery | 2020 | Clearway Energy, Inc. | New England | NPCC | NE | Norfolk | MA | Energy Storage | 2.3 | NA | NM | NA | 1.6577 | 1.5337 | 0
Wilmarth Battery Storage Project | -664056 | Operating | 2.3 | Battery | 2020 | Clearway Energy, Inc. | New England | NPCC | NE | Norfolk | MA | Energy Storage | 2.3 | NA | NM | NA | 1.6577 | 1.5337 | 0
Wilmarth Solar Project | -663409 | Operating | 5 | Solar | 2020 | Clearway Energy, Inc. | New England | NPCC | NE | Norfolk | MA | Solar | 5 | NA | NA | NA | 18.9932 | NA | NA
Wilmarth Solar Project | -663408 | Operating | 5 | Solar | 2020 | Clearway Energy, Inc. | New England | NPCC | NE | Norfolk | MA | Solar | 5 | NA | NA | NA | 18.9932 | NA | NA
Wilmington Solar Project (Altus) | -173482 | Operating | 2 | Solar | 2017 | Altus Power America Management, LLC | New England | NPCC | NE | Middlesex | MA | Solar | 2 | NA | NA | NA | 15.0856 | 18.2477 | 16.4441
Wilson Solar Plant | -521422 | Operating | 2 | Solar | 2013 | RWE Clean Energy Solutions, Inc. | New England | NPCC | NE | Worcester | MA | Solar | 2 | NA | NA | NA | 16.2215 | NA | NA
Winchendon Solar Plant | -172570 | Operating | 1.9 | Solar | 2014 | Desri V, L.L.C. | New England | NPCC | NE | Worcester | MA | Solar | 1.9 | NA | NA | NA | 14.0591 | 17.3756 | 15.5732
Winchendon Solar Project | -763140 | Operating | 2 | Solar | 2017 | Onyx Renewable Partners L.P. | New England | NPCC | NE | Worcester | MA | Solar | 2 | NA | NA | NA | 16.9349 | 18.984 | 16.9863
Winchendon Solar Project | -323408 | Operating | 2 | Solar | 2017 | Onyx Renewable Partners L.P. | New England | NPCC | NE | Worcester | MA | Solar | 2 | NA | NA | NA | 16.9349 | 18.984 | 16.9863
Woburn Landfill Solar | -207004 | Operating | 3.4 | Solar | 2017 | Renewable Energy Development Partners, LLC | New England | NPCC | NE | Middlesex | MA | Solar | 3.4 | NA | NA | NA | NA | NA | NA
Woburn Landfill Solar | -207003 | Operating | 3.4 | Solar | 2017 | American Capital Energy, Inc. | New England | NPCC | NE | Middlesex | MA | Solar | 3.4 | NA | NA | NA | NA | NA | NA
Woburn Solar Project | -503365 | Operating | 1.3 | Solar | 2020 | Greenbacker Renewable Energy Corporation | New England | NPCC | NE | Middlesex | MA | Solar | 1.3 | NA | NA | NA | 17.4131 | 18.5371 | 0.61468
Woodchuck Solar Farm | -249961 | Operating | 1 | Solar | 2017 | 38 Degrees North, LLC | New England | NPCC | NE | Worcester | MA | Solar | 1 | NA | NA | NA | 18.5046 | 19.0753 | 18.2648
Woodland Avenue Solar | -508461 | Operating | 5 | Solar | 2020 | Nexamp Capital, LLC | New England | NPCC | NE | Bristol | MA | Solar | 5 | NA | NA | NA | 19.1119 | 20.5479 | 18.6096
Worcester Greenwoods Landfill Project | -173297 | Operating | 5.6 | Solar | 2017 | City of Worcester, MA | New England | NPCC | NE | Worcester | MA | Solar | 5.6 | NA | NA | NA | 17.9387 | 19.0313 | 12.7161
Worcester Solar Plant (Treasure Valley) | -169805 | Operating | 5 | Solar | 2014 | SunEdison, Inc. | New England | NPCC | NE | Worcester | MA | Solar | 5 | NA | NA | NA | 15.6849 | 16.1461 | 16.1119
Woronoco Mill | -193004 | Operating | 2.8 | Hydraulic Turbine | 1913 | Eagle Creek Renewable Energy, LLC | New England | NPCC | NE | Hampden | MA | Water | 2.5 | NA | NA | NA | 28.3699 | 25.9863 | 42.4338
WYM 1250 Palmer Solar | -173688 | Operating | 1 | Solar | 2013 | Soltage, LLC | New England | NPCC | NE | Hampden | MA | Solar | 1 | NA | NA | NA | 8.6187 | 17.9566 | 16.9178
ZPD-PT 2017-006 LLC Hybrid (Coy Hill) Battery Storage Project | -628025 | Operating | 2.5 | Battery | 2021 | AES Distributed Energy, Inc. | New England | NPCC | NE | Worcester | MA | Energy Storage | 4 | NA | NM | NM | 1.3642 | 1.1501 | 0.33676
ZPD-PT 2017-023 LLC Hybrid CSG (Remillard) Battery Storage Project | -619872 | Operating | 1.9 | Battery | 2021 | AES Distributed Energy, Inc. | New England | NPCC | NE | Worcester | MA | Energy Storage | 1.9 | NA | NM | NM | 2.4573 | 1.8325 | 1.2677
ZPD-PT Battery 2017-021 LLC Hybrid CSG (Tetreault) Battery Storage | -619873 | Operating | 0.7 | Battery | 2021 | AES Distributed Energy, Inc. | New England | NPCC | NE | Hampden | MA | Energy Storage | 1 | NA | NM | NM | 2.8311 | 0.86758 | 0.53653
ZPD-PT Battery Storage 2017-038 [Driving Range A (West)] Battery Storage | -628097 | Operating | 3.5 | Battery | 2021 | AES Distributed Energy, Inc. | New England | NPCC | NE | Worcester | MA | Energy Storage | 3.5 | NA | NM | NM | 2.4918 | 1.4612 | 0.17286
ZPD-PT Solar Project 2017-006 LLC Hybrid (Coy Hill) | -366557 | Operating | 4 | Solar | 2021 | AES Distributed Energy, Inc. | New England | NPCC | NE | Worcester | MA | Solar | 4 | NA | NA | NA | 17.6341 | 16.5611 | 0.58219
ZPD-PT Solar Project 2017-021 LLC Hybrid CSG (Tetreault) | -324907 | Operating | 1 | Solar | 2021 | AES Distributed Energy, Inc. | New England | NPCC | NE | Hampden | MA | Solar | 1 | NA | NA | NA | 22.1233 | 19.6233 | 19.3265
ZPD-PT Solar Project 2017-023 LLC Hybrid CSG (Remillard) | -324763 | Operating | 2.8 | Solar | 2021 | AES Distributed Energy, Inc. | New England | NPCC | NE | Worcester | MA | Solar | 2.8 | NA | NA | NA | 15.9124 | 11.1872 | 12.288
ZPD-PT Solar Project 2017-038 [Driving Range A (West)] | -350318 | Operating | 5 | Solar | 2021 | AES Distributed Energy, Inc. | New England | NPCC | NE | Worcester | MA | Solar | 5 | NA | NA | NA | 17.226 | 15.9155 | 8.1918
6000 Holabird Solar Plant | -703807 | Operating | 1.5 | Solar | 2022 | Luminace Holdings, LLC | PJM | RFC | R-PJM | Baltimore | MD | Solar | 1.5 | NA | NA | NA | 17.2679 | 0.42618 | NA
7448 Candlewood Road Plant | -378135 | Operating | 1.5 | Solar | 2020 | Hartz Mountain Industries, Inc. | PJM | RFC | R-PJM | Anne Arundel | MD | Solar | 1.5 | NA | NA | NA | 18.6149 | 18.6225 | 18.7215
Allegany County Solar 1 | -173556 | Operating | 1 | Solar | 2017 | Urban Grid Holdings, LLC | PJM | RFC | R-PJM | Allegany | MD | Solar | 1 | NA | NA | NA | NA | NA | NA
Allegany County Solar 2 | -173557 | Operating | 1 | Solar | 2017 | Urban Grid Holdings, LLC | PJM | RFC | R-PJM | Allegany | MD | Solar | 1 | NA | NA | NA | NA | NA | NA
Alpha Ridge Landfill | -168614 | Operating | 1 | Internal Combustion | 2012 | County of Howard, Maryland | PJM | RFC | R-PJM | Howard | MD | Biomass | 1 | 9675 | 9665 | 9868 | 16.7237 | 18.0479 | 4.4064
Amazon Maryland DCA1 Solar Project | -609231 | Operating | 1.3 | Solar | 2019 | Deriva Energy, LLC | PJM | RFC | R-PJM | Baltimore | MD | Solar | 1.3 | NA | NA | NA | 21.7861 | 21.3909 | 4.6452
Annapolis Solar Park | -794576 | Operating | 12 | Solar | 2018 | Nadara Limited | PJM | RFC | R-PJM | Anne Arundel | MD | Solar | 12 | NA | NA | NA | NA | NA | NA
Annapolis Solar Park | -755090 | Operating | 12 | Solar | 2018 | Energy Infrastructure Partners LLC | PJM | RFC | R-PJM | Anne Arundel | MD | Solar | 12 | NA | NA | NA | 21.7114 | 21.5278 | NA
Annapolis Solar Park | -755089 | Operating | 12 | Solar | 2018 | Eni S.p.A. | PJM | RFC | R-PJM | Anne Arundel | MD | Solar | 12 | NA | NA | NA | 21.7114 | 21.5278 | 21.8417
Anne Arundel Solar Project | -193732 | Operating | 1 | Solar | 2017 | Fonds de solidarité FTQ | PJM | RFC | R-PJM | Anne Arundel | MD | Solar | 1 | NA | NA | NA | 19.1438 | 22.1233 | 21.9863
Anne Arundel Solar Project | -193731 | Operating | 1 | Solar | 2017 | Régime de retraite de l'Université du Québec | PJM | RFC | R-PJM | Anne Arundel | MD | Solar | 1 | NA | NA | NA | 19.1438 | 22.1233 | 21.9863
Anne Arundel Solar Project | -193730 | Operating | 1 | Solar | 2017 | Energir Development, Inc. | PJM | RFC | R-PJM | Anne Arundel | MD | Solar | 1 | NA | NA | NA | 19.1438 | 22.1233 | 21.9863
Anne Arundel Solar Project | -193729 | Operating | 1 | Solar | 2017 | British Columbia Investment Management Corporation | PJM | RFC | R-PJM | Anne Arundel | MD | Solar | 1 | NA | NA | NA | 19.1438 | 22.1233 | 21.9863
Anne Arundel Solar Project | -193728 | Operating | 1 | Solar | 2017 | Enbridge Inc. | PJM | RFC | R-PJM | Anne Arundel | MD | Solar | 1 | NA | NA | NA | 19.1438 | 22.1233 | 21.9863
Anne Arundel Solar Project | -193727 | Operating | 1 | Solar | 2017 | Caisse de dépôt et placement du Québec | PJM | RFC | R-PJM | Anne Arundel | MD | Solar | 1 | NA | NA | NA | 19.1438 | 22.1233 | 21.9863
Lake Charles Polymers GT | -746353 | Operating | 14.3 | Gas Turbine | 2011 | Equistar Chemicals, LP | MISO | SERC | DELTA | Calcasieu | LA | Gas | 16 | 12180 | 11623 | 11725 | 79.7774 | 63.1935 | 76.3292
APG New Chesapeake Solar Project | -763185 | Operating | 2.3 | Solar | 2018 | Onyx Renewable Partners L.P. | PJM | RFC | R-PJM | Harford | MD | Solar | 2.3 | NA | NA | NA | 19.9722 | 21.079 | 20.9748
APG New Chesapeake Solar Project | -323454 | Operating | 2.3 | Solar | 2018 | Onyx Renewable Partners L.P. | PJM | RFC | R-PJM | Harford | MD | Solar | 2.3 | NA | NA | NA | 19.9722 | 21.079 | 20.9748
APG Old Bayside Solar Plant | -763195 | Operating | 1.7 | Solar | 2018 | Onyx Renewable Partners L.P. | PJM | RFC | R-PJM | Harford | MD | Solar | 1.7 | NA | NA | NA | 19.863 | 21.018 | 21.5283
APG Old Bayside Solar Plant | -323460 | Operating | 1.7 | Solar | 2018 | Onyx Renewable Partners L.P. | PJM | RFC | R-PJM | Harford | MD | Solar | 1.7 | NA | NA | NA | 19.863 | 21.018 | 21.5283
Archdiocese of Baltimore J Project | -396559 | Operating | 2 | Solar | 2015 | Constellation Solar Holding, LLC | PJM | RFC | R-PJM | Harford | MD | Solar | 2 | NA | NA | NA | 19.2922 | 20.2055 | NA
Archdiocese of Baltimore L Project | -396553 | Operating | 2 | Solar | 2015 | Constellation Solar Holding, LLC | PJM | RFC | R-PJM | Harford | MD | Solar | 2 | NA | NA | NA | 19.2694 | 20.0114 | NA
Arches - Clear View V Solar Project | -743213 | Operating | 2 | Solar | 2023 | Arches Solar LLC | PJM | RFC | R-PJM | Howard | MD | Solar | 2 | NA | NA | NA | 3.6929 | NA | NA
Arches - Clearview II Solar Project | -752422 | Operating | 2 | Solar | 2023 | CleanCapital Holdings LLC | PJM | RFC | R-PJM | Howard | MD | Solar | 2 | NA | NA | NA | 3.242 | NA | NA
Arches - Clearview IV Solar Project | -746651 | Operating | 2 | Solar | 2023 | Arches Solar LLC | PJM | RFC | R-PJM | Howard | MD | Solar | 2 | NA | NA | NA | 3.6187 | NA | NA
Back River Waste Water Treatment - IC | -172044 | Operating | 2.2 | Internal Combustion | 2009 | Baltimore City Council | PJM | RFC | R-PJM | Baltimore | MD | Biomass | 1.8 | NA | NA | NA | 0 | 0 | 0
Back River Waste Water Treatment - PV | -172045 | Operating | 0.8 | Solar | 2012 | Baltimore City Council | PJM | RFC | R-PJM | Baltimore | MD | Solar | 0.8 | NA | NA | NA | 14.0268 | 14.2409 | 12.8995
Baker Point Solar Project (OneEnergy Baker Point) | -405223 | Operating | 9 | Solar | 2017 | Cypress Creek Renewables, LLC | PJM | RFC | R-PJM | Frederick | MD | Solar | 9 | NA | NA | NA | 16.3356 | 17.0117 | 17.5178
Baltimore | -1706 | Operating | 17.5 | Steam Turbine | 1955 | Tate & Lyle North America, Inc. | PJM | RFC | R-PJM | Baltimore | MD | Gas | 17.5 | 38591 | 40629 | 39755 | 32.3588 | 29.4625 | 31.3901
Baltimore City B (Perryman Solar Farm) | -396556 | Operating | 2 | Solar | 2015 | Constellation Solar MC, LLC | PJM | RFC | R-PJM | Harford | MD | Solar | 2 | NA | NA | NA | 17.597 | 18.4247 | NA
Baltimore City D Solar Project | -396554 | Operating | 2 | Solar | 2015 | Constellation NewEnergy, Inc. | PJM | RFC | R-PJM | Harford | MD | Solar | 2 | NA | NA | NA | 17.8938 | 18.3162 | NA
Baltimore City F (Perryman Solar Farm) | -396557 | Operating | 2 | Solar | 2015 | Constellation NewEnergy, Inc. | PJM | RFC | R-PJM | Harford | MD | Solar | 2 | NA | NA | NA | 17.637 | 18.476 | NA
Baltimore City G (Perryman Solar Farm) | -396534 | Operating | 2 | Solar | 2015 | Constellation Solar MC, LLC | PJM | RFC | R-PJM | Harford | MD | Solar | 2 | NA | NA | NA | 17.1005 | 15.9703 | NA
Baltimore Refuse Energy Systems Co. | -154298 | Operating | 64.5 | Steam Turbine | 1984 | Wheelabrator Technologies Holdings Inc. | PJM | RFC | R-PJM | Baltimore | MD | Biomass | 61.3 | 22095 | 25384 | 21530 | 54.2409 | 40.7169 | 62.809
Baltimore Solar Project (GM Electric Motor Plant) | -482041 | Operating | 1 | Solar | 2011 | Constellation Energy Projects & Services Group, Inc | PJM | RFC | R-PJM | Baltimore | MD | Solar | 1 | NA | NA | NA | 0 | 0 | NA
Bathian Solar Project | -741765 | Operating | 1.98 | Solar | 2022 | CleanChoice Energy, Inc. | PJM | RFC | R-PJM | Anne Arundel | MD | Solar | 1.98 | NA | NA | NA | NA | NA | NA
Bathian Solar Project | -741764 | Operating | 1.98 | Solar | 2022 | CleanChoice Energy, Inc. | PJM | RFC | R-PJM | Anne Arundel | MD | Solar | 1.98 | NA | NA | NA | NA | NA | NA
Bear One Solar Project | -777278 | Operating | 2 | Solar | 2023 | Nautilus Solar Solutions, LLC | PJM | RFC | R-PJM | Washington | MD | Solar | 2 | NA | NA | NA | 0.55936 | NA | NA
Bear One Solar Project | -777277 | Operating | 2 | Solar | 2023 | Nautilus Solar Solutions, LLC | PJM | RFC | R-PJM | Washington | MD | Solar | 2 | NA | NA | NA | 0.55936 | NA | NA
Bear One Solar Project | -777276 | Operating | 2 | Solar | 2023 | Pansolo Holding Inc. | PJM | RFC | R-PJM | Washington | MD | Solar | 2 | NA | NA | NA | 0.55936 | NA | NA
Beech Road Solar Project | -776772 | Operating | 3 | Solar | 2024 | Nautilus Solar Energy, LLC | PJM | RFC | R-PJM | Prince George's | MD | Solar | 3 | NA | NA | NA | NA | NA | NA
Belcamp Solar Project | -482028 | Operating | 1.4 | Solar | 2010 | Constellation Energy Corporation | PJM | RFC | R-PJM | Harford | MD | Solar | 1.4 | NA | NA | NA | 19.4064 | 19.9446 | NA
Berlin | -310768 | Operating | 5.6 | Internal Combustion | 1961 | Town of Berlin, Maryland | PJM | RFC | R-PJM | Worcester | MD | Oil | 5.6 | NA | NA | 44845 | -0.15492 | -0.16716 | 0.19773
Big Spring Solar Center (Big Pool Road) | -785825 | Operating | 2 | Solar | 2024 | PIP5 LUMOS LLC | PJM | RFC | R-PJM | Washington | MD | Solar | 2 | NA | NA | NA | NA | NA | NA
Big Spring Solar Center (Big Pool Road) | -785824 | Operating | 2 | Solar | 2024 | Aes Clean Energy Development Holdings, Llc | PJM | RFC | R-PJM | Washington | MD | Solar | 2 | NA | NA | NA | NA | NA | NA
Blue Star Solar Farm | -232861 | Operating | 7.5 | Solar | 2020 | Greenbacker Renewable Energy Company LLC | PJM | RFC | R-PJM | Kent | MD | Solar | 7.5 | NA | NA | NA | 18.3425 | 19.4155 | 19.2664
Bluegrass Solar Project | -594436 | Operating | 79.6 | Solar | 2022 | Vitol US Holding Co. | PJM | RFC | R-PJM | Queen Anne's | MD | Solar | 79.6 | NA | NA | NA | 22.9099 | 2.5788 | NA
Board of Education of Queen Anne's County High School Solar Project | -200427 | Operating | 1.7 | Solar | 2019 | Tesla, Inc. | PJM | RFC | R-PJM | Queen Anne's | MD | Solar | 1.7 | NA | NA | NA | 18.9296 | 19.0371 | 21.1724
Bomber CSG Solar Project (Hampstead) | -388243 | Operating | 6 | Solar | 2021 | Summit Ridge Energy, LLC | PJM | RFC | R-PJM | Carroll | MD | Solar | 6 | NA | NA | NA | 17.0871 | 21.2024 | 0.88851
Bowie State Solar Project | -493841 | Operating | 1.3 | Solar | 2018 | Undisclosed buyer | PJM | RFC | R-PJM | Prince George's | MD | Solar | 1.3 | NA | NA | NA | 3.1788 | 3.4949 | 22.2954
Boyd Soccerplex Solar Project | -777446 | Operating | 1 | Solar | 2024 | Madison Energy Holdings, LLC | PJM | RFC | R-PJM | Montgomery | MD | Solar | 1 | NA | NA | NA | NA | NA | NA
Brandon Shores | -108186 | Operating | 1370.2 | Steam Turbine | 1984 | Raven Power Generation Holdings LLC | PJM | RFC | R-PJM | Anne Arundel | MD | Coal | 1273 | 13191 | 11941 | 11953 | 9.2839 | 18.6939 | 22.1567
Brookville Smart Bus Depot Microgrid | -516748 | Operating | 1.7 | Solar | 2022 | AlphaStruxure | PJM | RFC | R-PJM | Montgomery | MD | Solar | 1.7 | NA | NA | NA | 14.2157 | 1.2356 | NA
Brookville Smart Bus Depot Microgrid Battery Storage Project | -603008 | Operating | 1.5 | Battery | 2022 | AlphaStruxure | PJM | RFC | R-PJM | Montgomery | MD | Energy Storage | 1.5 | NA | NA | NA | 3.5312 | NA | NA
Brookville Smart Bus Depot Microgrid IC | -780809 | Operating | 1.8 | Internal Combustion | 2023 | AlphaStruxure | PJM | RFC | R-PJM | Montgomery | MD | Gas | 1.8 | NA | NA | NA | NA | NA | NA
Brown Station Road | -2086 | Out of Service | 2.7 | Internal Combustion | 1987 | Prince George's County | PJM | RFC | R-PJM | Prince George's | MD | Biomass | NA | NA | NA | NA | NA | NA | NA
Burns Solar One Project | -613135 | Operating | 2 | Solar | 2020 | Pansolo Holding Inc. | PJM | RFC | R-PJM | Baltimore | MD | Solar | 2 | NA | NA | NA | 20.3196 | 22.4315 | 22.129
Burns Solar One Project | -378298 | Operating | 2 | Solar | 2020 | Nautilus Solar Energy, LLC | PJM | RFC | R-PJM | Baltimore | MD | Solar | 2 | NA | NA | NA | 20.3196 | 22.4315 | 22.129
Burns Solar One Project | -378296 | Operating | 2 | Solar | 2020 | Nautilus Solar Energy, LLC | PJM | RFC | R-PJM | Baltimore | MD | Solar | 2 | NA | NA | NA | 20.3196 | 22.4315 | 22.129
Calvert Cliffs Clean Energy Center | -396372 | Operating | 1850.4 | Nuclear | 1975 | Constellation Energy Corporation | PJM | RFC | R-PJM | Calvert | MD | Nuclear | 1809.5 | NA | NA | NA | 94.5274 | 93.1166 | NA
Cambridge Maryland Solar Farm | -482045 | Operating | 3.2 | Solar | 2015 | Constellation Energy Corporation | PJM | RFC | R-PJM | Dorchester | MD | Solar | 3.2 | NA | NA | NA | 20.976 | 21.4005 | NA
Cannonball Solar Project | -769003 | Operating | 2 | Solar | 2024 | ACE Development Company, LLC | PJM | RFC | R-PJM | Frederick | MD | Solar | 2 | NA | NA | NA | NA | NA | NA
CCBC Catonsville | -396542 | Operating | 1.6 | Solar | 2015 | Constellation NewEnergy, Inc. | PJM | RFC | R-PJM | Baltimore | MD | Solar | 1.6 | NA | NA | NA | 19.335 | 19.2209 | NA
Cecil County BoE Solar Project | -173066 | Operating | 2 | Solar | 2015 | SunEdison, Inc. | PJM | RFC | R-PJM | Cecil | MD | Solar | 2 | NA | NA | NA | 19.0925 | 19.4235 | 15.6507
Cedar Ridge Community Solar Project (MO32) | -430716 | Operating | 2 | Solar | 2022 | Summit Ridge Energy, LLC | PJM | RFC | R-PJM | Montgomery | MD | Solar | 2 | NA | NA | NA | 20.9532 | 14.0696 | NA
Lake Charles Power Station | -223900 | Operating | 1000 | Combined Cycle | 2020 | Entergy Louisiana, LLC | MISO | SERC | DELTA | Calcasieu | LA | Gas | 1000 | 6784 | 6860 | 6867 | 67.3621 | 69.5064 | 63.1871
Lake Gas Recovery | -165016 | Operating | 6 | Gas Turbine | 1988 | Waste Management, Inc. | PJM | RFC | R-PJM | Cook | IL | Biomass | 6.6 | 21285 | 21440 | 20244 | 20.3508 | 21.0772 | 24.4777
Central Utility IC Plant at White Oak | -758406 | Operating | 12.6 | Internal Combustion | 2003 | General Services Administration | PJM | RFC | R-PJM | Montgomery | MD | Oil | 12.5 | 12021 | 12101 | 11733 | 2.0174 | 2.0137 | 0.91416
CES VMT Solar Project | -521445 | Operating | 1.1 | Solar | 2015 | RWE Clean Energy Solutions, Inc. | PJM | RFC | R-PJM | Washington | MD | Solar | 1.1 | NA | NA | NA | 15.8364 | NA | NA
Lake One | -1011 | Operating | 60.5 | Gas Turbine | 2002 | City of Burbank, California |  | WECC | CAMX | Los Angeles | CA | Gas | 48 | 10437 | 10684 | 10271 | 2.2764 | 3.5198 | 5.2564
Chalk Point 3 and 4 | -791962 | Operating | 1318 | Steam Turbine | 1975 | Rockland Capital, LP | PJM | RFC | R-PJM | Prince George's | MD | Gas | 1212.2 | NA | NA | NA | NA | NA | NA
Lake Preston | -4557 | Operating | 24.1 | Gas Turbine | 1948 | Otter Tail Power Company | MISO | MRO | MRO-US | Kingsbury | SD | Oil | 24.4 | 19652 | 35089 | 19824 | 0.035557 | 0.075784 | 0.60772
Checkerspot Solar Farm | -695805 | Operating | 1.5 | Solar | 2021 | Standard Solar, Inc. | PJM | RFC | R-PJM | Anne Arundel | MD | Solar | 1.5 | NA | NA | NA | 23.0213 | 19.1933 | NA
Chesapeake College Solar Project | -115610 | Operating | 1.5 | Solar | 2016 | Tesla Energy Operations, Inc. | PJM | RFC | R-PJM | Queen Anne's | MD | Solar | 1.5 | NA | NA | NA | 18.4399 | 19.1933 | 19.0868
Church Hill Solar Farm | -172932 | Operating | 6 | Solar | 2016 | Sunpin Holdings, LLC | PJM | RFC | R-PJM | Queen Anne's | MD | Solar | 6 | NA | NA | NA | 14.5015 | 18.3904 | 18.1925
Citizens UB Solar Project | -763658 | Operating | 8.2 | Solar | 2022 | Citizens Enterprises Corp | PJM | RFC | R-PJM | Carroll | MD | Solar | 8.2 | NA | NA | NA | 17.0871 | NA | NA
City of Bowie Solar Plant | -388624 | Operating | 2 | Solar | 2021 | Tesla Energy Operations, Inc. | PJM | RFC | R-PJM | Prince George's | MD | Solar | 2 | NA | NA | NA | 21.6438 | 21.7751 | 12.1005
City of Havre De Grace C Solar Project | -396555 | Operating | 2 | Solar | 2015 | Constellation NewEnergy, Inc. | PJM | RFC | R-PJM | Harford | MD | Solar | 2 | NA | NA | NA | 19.4406 | 20 | NA
Clorox Solar Project | -115616 | Operating | 1.6 | Solar | 2016 | Tesla Energy Operations, Inc. | PJM | RFC | R-PJM | Harford | MD | Solar | 1.6 | NA | NA | NA | 18.7215 | 18.9997 | 18.6358
Coast Guard Yard Landfill Project | -756733 | Operating | 4.22 | Internal Combustion | 2009 | United States Coast Guard | PJM | RFC | R-PJM | Anne Arundel | MD | Biomass | 4.22 | NA | NA | NA | NA | NA | NA
Conowingo Hydroelectric Generating Station | -396377 | Operating | 530.8 | Hydraulic Turbine | 1928 | Exelon Hydro | PJM | RFC | R-PJM | Harford | MD | Water | 572 | NA | NA | NA | 36.5093 | 35.0561 | NA
Lake Road CC | -136155 | Operating | 840 | Combined Cycle | 2002 | EquiPower Resources Corp. | New England | NPCC | NE | Northeastern Connecticut Planning Region | CT | Gas | 897.9 | 7382 | 7466 | 7382 | 73.1191 | 72.7598 | 70.4602
Lake Road CT | -138676 | Operating | 127.9 | Gas Turbine | 1974 | Evergy Missouri West, Inc. | SPP | MRO | MRO-US | Buchanan | MO | Gas | 88.3 | 28821 | 24150 | 37767 | 1.7885 | 2.4509 | 0.94759
Lake Side Power | -794417 | Operating | 1246.5 | Combined Cycle | 2007 | PacifiCorp |  | WECC | NWPP | Utah | UT | Gas | 1210.4 | NA | NA | NA | NA | NA | NA
Cove Point LNG Terminal (IC) | -669973 | Operating | 1 | Internal Combustion | 2018 | Cove Point LNG, LP | PJM | RFC | R-PJM | Calvert | MD | Oil | 1 | NA | NA | NA | NA | NA | NA
Cove Point LNG Terminal (IC) | -669972 | Operating | 1 | Internal Combustion | 2018 | Cove Point LNG, LP | PJM | RFC | R-PJM | Calvert | MD | Oil | 1 | NA | NA | NA | NA | NA | NA
Cove Point LNG Terminal (IC) | -214516 | Operating | 1 | Internal Combustion | 2018 | Cove Point LNG, LP | PJM | RFC | R-PJM | Calvert | MD | Oil | 1 | NA | NA | NA | NA | 0 | 0
Cove Point LNG Terminal (OTH) | -669975 | Operating | 6 | Other | 2018 | Cove Point LNG, LP | PJM | RFC | R-PJM | Calvert | MD | Other | 6 | NA | NA | NA | NA | NA | NA
Cove Point LNG Terminal (OTH) | -669974 | Operating | 6 | Other | 2018 | Cove Point LNG, LP | PJM | RFC | R-PJM | Calvert | MD | Other | 6 | NA | NA | NA | NA | NA | NA
Cove Point LNG Terminal (OTH) | -214518 | Operating | 6 | Other | 2018 | Cove Point LNG, LP | PJM | RFC | R-PJM | Calvert | MD | Other | 6 | NA | NA | NA | NA | 0 | 0
CPG - Duke 5300A Holabird Solar Project | -703810 | Operating | 1.5 | Solar | 2022 | Luminace Aggregator, LLC | PJM | RFC | R-PJM | Baltimore | MD | Solar | 1.5 | NA | NA | NA | 18.5997 | 0.60122 | NA
CPG - Duke 5300B Holabird Project | -703801 | Operating | 1.5 | Solar | 2022 | Luminace Holdings, LLC | PJM | RFC | R-PJM | Baltimore | MD | Solar | 1.5 | NA | NA | NA | 18.5084 | 0.52511 | NA
CPG - Duke 5900 Holabird Solar Project | -703803 | Operating | 1.5 | Solar | 2022 | Luminace Holdings, LLC | PJM | RFC | R-PJM | Baltimore | MD | Solar | 1.5 | NA | NA | NA | 17.07 | 0.42618 | NA
Lake Superior | -134912 | Operating | 110 | Combined Cycle | 1993 | Essar Steel Algoma Inc. | Ontario | NPCC | ONT |  |  | Gas | 110 | NA | NA | NA | NA | NA | NA
Lakefield Junction | -248 | Operating | 535.8 | Gas Turbine | 2001 | Great River Energy | MISO | MRO | MRO-US | Martin | MN | Gas | 550.2 | 12933 | 12795 | 12570 | 1.6396 | 1.4075 | 2.5127
Lakewood Cogeneration, LP | -107844 | Operating | 236.8 | Combined Cycle | 1994 | Nautilus Power, LLC | PJM | RFC | R-PJM | Ocean | NJ | Gas | 267 | 8271 | 8326 | 7929 | 10.4956 | 17.2624 | 12.54
Lakewood Cogeneration, LP | -10364 | Operating | 236.8 | Combined Cycle | 1994 | Gas and Power Co., Ltd. | PJM | RFC | R-PJM | Ocean | NJ | Gas | 267 | 8271 | 8326 | 7929 | 10.4956 | 17.2624 | 12.54
Lamar Power | -116122 | Operating | 1112.6 | Combined Cycle | 2000 | La Frontera Holdings, LLC | ERCOT | TRE | TRE | Lamar | TX | Gas | 1136 | 7113 | 7163 | 7060 | 56.8698 | 55.0444 | 61.6054
Lambie Energy Center | -745078 | Operating | 47 | Gas Turbine | 2003 | Calpine Corporation | CAISO | WECC | CAMX | Solano | CA | Gas | 46 | 10629 | 9963 | 11151 | 3.5386 | 2.7638 | 3.2032
Lambie Energy Center | -745077 | Operating | 47 | Gas Turbine | 2003 | Calpine Corporation | CAISO | WECC | CAMX | Solano | CA | Gas | 46 | 10629 | 9963 | 11151 | 3.5386 | 2.7638 | 3.2032
Crisfield | -745104 | Operating | 11.6 | Internal Combustion | 1968 | Calpine Mid-Atlantic Generation LLC | PJM | RFC | R-PJM | Somerset | MD | Oil | 10.4 | 10143 | 10268 | 10296 | 2.3643 | 2.7375 | 1.5367
Crisfield | -745103 | Operating | 11.6 | Internal Combustion | 1968 | Calpine Mid-Atlantic Generation LLC | PJM | RFC | R-PJM | Somerset | MD | Oil | 10.4 | 10143 | 10268 | 10296 | 2.3643 | 2.7375 | 1.5367
Criterion Wind Project | -500518 | Operating | 70 | Wind Turbine | 2010 | Axium Infrastructure Inc. | PJM | RFC | R-PJM | Garrett | MD | Wind | 70 | NA | NA | NA | 27.2303 | 27.6205 | NA
Criterion Wind Project | -500517 | Operating | 70 | Wind Turbine | 2010 | Constellation Holdings, Inc. | PJM | RFC | R-PJM | Garrett | MD | Wind | 70 | NA | NA | NA | 27.2303 | 27.6205 | NA
Deep Creek | -695465 | Operating | 20 | Hydraulic Turbine | 1925 | Brookfield Renewable Partners L.P. | PJM | RFC | R-PJM | Garrett | MD | Water | 18 | NA | NA | NA | 12.4981 | 14.6607 | 12.6795
Deep Creek Lake Wastewater Treatment Solar Plant | -173268 | Operating | 1.2 | Solar | 2017 | Tesla Energy Operations, Inc. | PJM | RFC | R-PJM | Garrett | MD | Solar | 1.2 | NA | NA | NA | 16.0674 | 15.6107 | 16.5049
Lancaster Generation Facility | -58420 | Operating | 301.5 | Combined Cycle | 2001 | The Prudential Insurance Company of America |  | WECC | NWPP | Kootenai | ID | Gas | 282 | 7080 | 7094 | 7042 | 73.2514 | 67.0553 | 73.7815
Eastern Correctional Institute | -3079 | Operating | 3.8 | Steam Turbine | 1987 | Maryland Department of Public Safety and Correctional Services Recruitment | PJM | RFC | R-PJM | Somerset | MD | Biomass | 2.6 | NA | NM | NA | 12.5439 | 30.5365 | 37.601
Eastern Correctional Institute IC | -3080 | Operating | 2 | Internal Combustion | 1988 | Maryland Department of Public Safety and Correctional Services Recruitment | PJM | RFC | R-PJM | Somerset | MD | Oil | 2 | 12900 | 11789 | 11941 | 0.11416 | 0.75913 | 0.38813
Eastern Landfill | -489110 | Operating | 4 | Internal Combustion | 2006 | Energy Power Investment Company, LLC | PJM | RFC | R-PJM | Baltimore | MD | Biomass | 5.2 | 13048 | 12427 | NA | 55.0865 | 52.2085 | NA
Eastern Wind Farm (Four Mile Ridge) | -396505 | Operating | 40 | Wind Turbine | 2014 | Constellation Energy Corporation | PJM | RFC | R-PJM | Garrett | MD | Wind | 40 | NA | NA | NA | 31.7957 | 35.0828 | NA
Easton | -786979 | Operating | 33.6 | Internal Combustion | 1954 | Easton Utilities Commission | PJM | RFC | R-PJM | Talbot | MD | Oil | 31.9 | NA | 12270 | NA | -0.34461 | 1.5298 | 0.052247
Easton 2 | -786980 | Operating | 28 | Internal Combustion | 1978 | Easton Utilities Commission | PJM | RFC | R-PJM | Talbot | MD | Oil | 28 | NA | 13155 | NA | -0.34043 | 1.559 | -0.093363
Lancaster Generation Facility | -58419 | Operating | 301.5 | Combined Cycle | 2001 | Manulife Financial Corporation |  | WECC | NWPP | Kootenai | ID | Gas | 282 | 7080 | 7094 | 7042 | 73.2514 | 67.0553 | 73.7815
Eco Energy Power Plant | -169465 | Operating | 3.8 | Steam Turbine | 2011 | EcoEnergy LLC | PJM | RFC | R-PJM | Baltimore | MD | Biomass | 3.8 | NA | NA | NA | NA | NA | NA
Elkton Solar Project | -465349 | Operating | 1.6 | Solar | 2015 | Fonds de solidarité FTQ | PJM | RFC | R-PJM | Cecil | MD | Solar | 1.6 | NA | NA | NA | 10.4095 | 12.4857 | 16.3955
Elkton Solar Project | -465348 | Operating | 1.6 | Solar | 2015 | Caisse de dépôt et placement du Québec | PJM | RFC | R-PJM | Cecil | MD | Solar | 1.6 | NA | NA | NA | 10.4095 | 12.4857 | 16.3955
ELP Rockdale CSG | -508842 | Operating | 2 | Solar | 2019 | Euromin Ltd | New York | NPCC | NY | Washington | MD | Solar | 2 | NA | NA | NA | 10.4338 | 14.3265 | NA
Emmitsburg Waste Water Treatment Plant | -173369 | Operating | 1.7 | Solar | 2015 | Town of Emmitsburg | PJM | RFC | R-PJM | Frederick | MD | Solar | 1.7 | NA | NA | NA | 18.9699 | 17.9828 | 19.0169
Fair Wind Generating Facility | -396525 | Operating | 30 | Wind Turbine | 2015 | Exelon Wind, LLC | PJM | RFC | R-PJM | Garrett | MD | Wind | 30 | NA | NA | NA | 32.7831 | 33.4262 | NA
Fairhaven Battery Energy Storage Project | -760010 | Operating | 2.5 | Battery | 2023 | Baltimore Gas and Electric Company | PJM | RFC | R-PJM | Anne Arundel | MD | Energy Storage | 2.5 | NA | NA | NA | NA | NA | NA
Fairview Farm Solar Project | -794304 | Operating | NA | Solar | 2024 | Pro-Tech Energy Solutions LLC | PJM | RFC | R-PJM | Harford | MD | Solar | 30 | NA | NA | NA | NA | NA | NA
Federalsburg Energy Storage Project | -678394 | Operating | 1.2 | Battery | 2021 | Convergent Energy and Power LP | PJM | RFC | R-PJM | Caroline | MD | Energy Storage | 1.2 | NA | NA | NA | 12.4715 | NA | NA
Federalsburg Solar Project | -678392 | Operating | 0.8 | Solar | 2021 | Convergent Energy and Power LP | PJM | RFC | R-PJM | Caroline | MD | Solar | 0.8 | NA | NA | NA | 18.7072 | 18.3076 | NA
FedEx Field Solar Facility | -170089 | Operating | 2 | Solar | 2011 | NRG Solar Arrowhead LLC | PJM | RFC | R-PJM | Prince George's | MD | Solar | 2 | NA | NA | NA | NA | 19.7546 | 12.3116
FedEx Hagerstown Solar Project | -778148 | Operating | 1.8 | Solar | 2015 | SoCore Energy LLC | PJM | RFC | R-PJM | Washington | MD | Solar | 1.8 | NA | NA | NA | NA | NA | NA
FFP MD Foxhall Solar | -763703 | Operating | 2 | Solar | 2023 | FFP MD Freeland Project1 LLC | PJM | RFC | R-PJM | Baltimore | MD | Solar | 2 | NA | NA | NA | 8.242 | NA | NA
FFP-MD Prince George 1 Solar Project (MD-PR24) | -611338 | Operating | 2 | Solar | 2022 | Forefront Power, LLC | PJM | RFC | R-PJM | Prince George's | MD | Solar | 2 | NA | NA | NA | 23.1678 | 5.2283 | NA
First Baptist Church Glenarden Solar | -163967 | Operating | 1.5 | Solar | 2018 | IGS Distributed Generation II, LLC | PJM | RFC | R-PJM | Prince George's | MD | Solar | 1.6 | NA | NA | NA | 20.3196 | 20.6478 | 20.6978
First Baptist Church Glenarden Solar | -163966 | Operating | 1.5 | Solar | 2018 | IGS Distributed Generation II, LLC | PJM | RFC | R-PJM | Prince George's | MD | Solar | 1.6 | NA | NA | NA | 20.3196 | 20.6478 | 20.6978
First Baptist Church Glenarden Solar | -163965 | Operating | 1.5 | Solar | 2018 | ORIX Corporation USA | PJM | RFC | R-PJM | Prince George's | MD | Solar | 1.6 | NA | NA | NA | 20.3196 | 20.6478 | 20.6978
First Community Solar Project | -788120 | Operating | NA | Solar | 2025 | UGE International Ltd. | PJM | RFC | R-PJM | Garrett | MD | Solar | 2.7 | NA | NA | NA | NA | NA | NA
First Community Solar Project | -788119 | Operating | NA | Solar | 2025 | UGE International Ltd. | PJM | RFC | R-PJM | Garrett | MD | Solar | 2.7 | NA | NA | NA | NA | NA | NA
Flintstone Solar Project | -700543 | Operating | 2.7 | Solar | 2021 | Standard Solar, Inc. | PJM | RFC | R-PJM | Allegany | MD | Solar | 2.7 | NA | NA | NA | NA | NA | NA
Fort Detrick Battery Storage Project | -756567 | Operating | 6 | Battery | 2024 | Ameresco, Inc. | PJM | RFC | R-PJM | Frederick | MD | Energy Storage | 6 | NA | NA | NA | NA | NA | NA
Fort Detrick Solar Facility | -172931 | Operating | 15.7 | Solar | 2016 | Ameresco, Inc. | PJM | RFC | R-PJM | Frederick | MD | Solar | 15.7 | NA | NA | NA | 14.95 | 16.3031 | 14.8925
Fort Meade Solar Project | -763155 | Operating | 8.5 | Solar | 2018 | Onyx Renewable Partners L.P. | PJM | RFC | R-PJM | Anne Arundel | MD | Solar | 8.5 | NA | NA | NA | NA | NA | NA
Fort Meade Solar Project | -323421 | Operating | 8.5 | Solar | 2018 | Onyx Renewable Partners L.P. | PJM | RFC | R-PJM | Anne Arundel | MD | Solar | 8.5 | NA | NA | NA | NA | NA | NA
Fort Meade Solar Project | -173883 | Operating | 8.5 | Solar | 2018 | Corvias Group LLC | PJM | RFC | R-PJM | Anne Arundel | MD | Solar | 8.5 | NA | NA | NA | NA | NA | NA
Francis Scott Key Mall Solar Project | -249479 | Operating | 1.6 | Solar | 2018 | Pennsylvania Real Estate Investment Trust | PJM | RFC | R-PJM | Frederick | MD | Solar | 1.6 | NA | NA | NA | 8.4832 | 3.8955 | 13.663
Frederick County Landfill Solar Project | -249624 | Operating | 2 | Solar | 2019 | Tesla Energy Operations, Inc. | PJM | RFC | R-PJM | Frederick | MD | Solar | 2 | NA | NA | NA | 20.3368 | 20.4395 | 21.4897
GA25 Community Solar Project | -641175 | Operating | 2 | Solar | 2022 | Turning Point Energy, LLC | PJM | RFC | R-PJM | Garrett | MD | Solar | 2 | NA | NA | NA | 22.6998 | 7.6142 | NA
GA29 Community Solar | -324715 | Operating | 2 | Solar | 2021 | Forefront Power, LLC | PJM | RFC | R-PJM | Garrett | MD | Solar | 2 | NA | NA | NA | 21.9635 | 21.4669 | 15.4966
Gateway Solar Project | -396561 | Operating | 7.6 | Solar | 2018 | Constellation Solar MC, LLC | PJM | RFC | R-PJM | Worcester | MD | Solar | 7.6 | NA | NA | NA | 14.9874 | 15.9802 | NA
George Washington Carver Center Solar Farm (GWCC) | -173967 | Operating | 1.6 | Solar | 2015 | George Washington Carver Center | PJM | RFC | R-PJM | Prince George's | MD | Solar | 1.6 | NA | NA | NA | 17.4658 | 16.6096 | 20.1341
Gibbons CSG Solar Project | -215024 | Operating | 2 | Solar | 2019 | Forefront Power, LLC | PJM | RFC | R-PJM | Worcester | MD | Solar | 2 | NA | NA | NA | 20.9703 | 22.0148 | 22.0947
Glassywing Community Solar Farm | -700649 | Operating | 2 | Solar | 2021 | Standard Solar, Inc. | PJM | RFC | R-PJM | Dorchester | MD | Solar | 2 | NA | NA | NA | NA | NA | NA
Great Bay Solar I & II Project | -788549 | Operating | 193 | Solar | 2018 | Clearlight Energy | PJM | RFC | R-PJM | Somerset | MD | Solar | 118 | NA | NA | NA | NA | NA | NA
Hall Property Solar Project | -765629 | Operating | 2 | Solar | 2024 | Standard Solar, Inc. | PJM | RFC | R-PJM | Prince George's | MD | Solar | 2 | NA | NA | NA | NA | NA | NA
Havre de Grace II - E at Perryman | -396548 | Operating | 1.4 | Solar | 2016 | Constellation NewEnergy, Inc. | PJM | RFC | R-PJM | Harford | MD | Solar | 1.4 | NA | NA | NA | 16.2753 | 16.7564 | NA
Hebron Solar Farm | -422004 | Operating | 13.6 | Solar | 2016 | Goldman Sachs Asset Management, L.P. | PJM | RFC | R-PJM | Wicomico | MD | Solar | 13.6 | NA | NA | NA | 21.4436 | 20.5001 | 21.3772
Henryton Rd CSG Solar Project | -613074 | Operating | 1.9 | Solar | 2021 | Pansolo Holding Inc. | PJM | RFC | R-PJM | Howard | MD | Solar | 1.9 | NA | NA | NA | 18.6373 | 21.2509 | 9.2286
Henryton Rd CSG Solar Project | -365079 | Operating | 1.9 | Solar | 2021 | Nautilus Solar Energy, LLC | PJM | RFC | R-PJM | Howard | MD | Solar | 1.9 | NA | NA | NA | 18.6373 | 21.2509 | 9.2286
Henryton Rd CSG Solar Project | -365077 | Operating | 1.9 | Solar | 2021 | Nautilus Solar Energy, LLC | PJM | RFC | R-PJM | Howard | MD | Solar | 1.9 | NA | NA | NA | 18.6373 | 21.2509 | 9.2286
Herbert A Wagner | -759703 | Operating | 906.5 | Steam Turbine | 1956 | Talen Energy Supply, LLC | PJM | RFC | R-PJM | Anne Arundel | MD | Oil | 828 | 17372 | 14701 | 15044 | 0.93844 | 1.5486 | 1.6923
Lancaster Generation Facility | -58418 | Operating | 301.5 | Combined Cycle | 2001 | Tyr Energy, Inc. |  | WECC | NWPP | Kootenai | ID | Gas | 282 | 7080 | 7094 | 7042 | 73.2514 | 67.0553 | 73.7815
Herbert Farm Solar Project (Hughesville) | -169603 | Operating | 5.5 | Solar | 2012 | SMECO Solar LLC | PJM | RFC | R-PJM | Charles | MD | Solar | 5.5 | NA | NA | NA | 15.851 | 17.3101 | 15.8115
Holcim Hagerstown Solar Project | -253931 | Operating | 10 | Solar | 2020 | Greenbacker Renewable Energy Corporation | PJM | RFC | R-PJM | Washington | MD | Solar | 10 | NA | NA | NA | 19.6153 | 20.1187 | 20.9053
Hollins Ferry Road Solar Project | -409023 | Operating | 1.5 | Solar | 2021 | Summit Ridge Energy, LLC | PJM | RFC | R-PJM | Baltimore | MD | Solar | 1.5 | NA | NA | NA | 17.519 | 1.796 | 0.70015
Holly Spring Meadows Solar | -703796 | Operating | 1.2 | Solar | 2023 | Standard Solar, Inc. | PJM | RFC | R-PJM | Prince George's | MD | Solar | 1.2 | NA | NA | NA | 6.2405 | NA | NA
Hostetter Solar One Project | -613133 | Operating | 2 | Solar | 2020 | Nautilus Solar Energy, LLC | PJM | RFC | R-PJM | Washington | MD | Solar | 2 | NA | NA | NA | 22.1689 | 22.1062 | 22.0377
Hostetter Solar One Project | -613132 | Operating | 2 | Solar | 2020 | Pansolo Holding Inc. | PJM | RFC | R-PJM | Washington | MD | Solar | 2 | NA | NA | NA | 22.1689 | 22.1062 | 22.0377
Hostetter Solar One Project | -378290 | Operating | 2 | Solar | 2020 | Nautilus Solar Energy, LLC | PJM | RFC | R-PJM | Washington | MD | Solar | 2 | NA | NA | NA | 22.1689 | 22.1062 | 22.0377
IGS Solar I - BWI2 Solar Project | -173715 | Operating | 1.4 | Solar | 2017 | IGS Distributed Generation II, LLC | PJM | RFC | R-PJM | Baltimore | MD | Solar | 1.4 | NA | NA | NA | 20.6947 | 0 | 10.2821
IGS Solar I - BWI2 Solar Project | -173714 | Operating | 1.4 | Solar | 2017 | IGS Distributed Generation II, LLC | PJM | RFC | R-PJM | Baltimore | MD | Solar | 1.4 | NA | NA | NA | 20.6947 | 0 | 10.2821
IGS Solar I - BWI2 Solar Project | -173713 | Operating | 1.4 | Solar | 2017 | IX Solar II, LLC | PJM | RFC | R-PJM | Baltimore | MD | Solar | 1.4 | NA | NA | NA | 20.6947 | 0 | 10.2821
IGS Solar I - BWI2 Solar Project | -173712 | Operating | 1.4 | Solar | 2017 | IX Solar II, LLC | PJM | RFC | R-PJM | Baltimore | MD | Solar | 1.4 | NA | NA | NA | 20.6947 | 0 | 10.2821
IGS Solar I - BWI5 | -173666 | Operating | 1.1 | Solar | 2016 | IGS Distributed Generation, LLC | PJM | RFC | R-PJM | Baltimore | MD | Solar | 1.1 | NA | NA | NA | 21.6065 | 7.7729 | 10.2117
IGS Solar I - BWI5 | -173665 | Operating | 1.1 | Solar | 2016 | IGS Distributed Generation, LLC | PJM | RFC | R-PJM | Baltimore | MD | Solar | 1.1 | NA | NA | NA | 21.6065 | 7.7729 | 10.2117
IKEA College Park 411 Solar Project | -388222 | Operating | 2 | Solar | 2012 | IKEA Energy US LLC | PJM | RFC | R-PJM | Prince George's | MD | Solar | 2 | NA | NA | NA | 12.9737 | 8.8527 | 5.2683
IKEA Perryville 460 (Perryville Solar) | -170156 | Operating | 2.1 | Solar | 2013 | IKEA Energy US LLC | PJM | RFC | R-PJM | Cecil | MD | Solar | 2 | NA | NA | NA | 29.161 | 30.2626 | 24.6062
Inner Harbor East Heating | -166530 | Operating | 2.1 | Internal Combustion | 2004 | Trigen Inner Harbor East LLC | PJM | RFC | R-PJM | Baltimore | MD | Gas | 2.1 | NA | NA | NA | NA | 0 | 0
Jade Meadow Solar Project | -762816 | Operating | 19.84 | Solar | 2024 | Point Reyes Energy Prtners LLC | PJM | RFC | R-PJM | Allegany | MD | Solar | 19.84 | NA | NA | NA | NA | NA | NA
JHU Solar Project | -750234 | Operating | 5 | Solar | 2018 | Repsol, S.A. | PJM | RFC | R-PJM | Baltimore | MD | Solar | 5 | NA | NA | NA | NA | NA | NA
JHU Solar Project | -750233 | Operating | 5 | Solar | 2018 | Hecate Energy LLC | PJM | RFC | R-PJM | Baltimore | MD | Solar | 5 | NA | NA | NA | NA | NA | NA
Joppa Fulfillment Center Solar Facility | -218580 | Operating | 1.8 | Solar | 2016 | Macy's, Inc. | PJM | RFC | R-PJM | Harford | MD | Solar | 1.8 | NA | NA | NA | 13.6669 | 18.3346 | 18.3409
KDC Solar CV Ascend One Project (Clear View I) | -671264 | Operating | 2 | Solar | 2023 | CleanCapital Holdings LLC | PJM | RFC | R-PJM | Howard | MD | Solar | 2 | NA | NA | NA | 4.3436 | NA | NA
KDC Solar CV O'Donnell Property Project | -671092 | Operating | 2 | Solar | 2023 | CleanCapital Holdings LLC | PJM | RFC | R-PJM | Howard | MD | Solar | 2 | NA | NA | NA | 3.6301 | NA | NA
KDC Solar TC Blandair Park | -611361 | Operating | 2 | Solar | 2022 | CleanCapital Holdings LLC | PJM | RFC | R-PJM | Howard | MD | Solar | 2 | NA | NA | NA | 6.0388 | 4.0126 | NA
KDC Solar TC George Howard Project | -611356 | Operating | 2 | Solar | 2022 | KDC Solar TC George Howard LLC | PJM | RFC | R-PJM | Howard | MD | Solar | 2 | NA | NA | NA | 7.637 | 3.1849 | NA
Kent County-Kennedyville | -139574 | Operating | 1 | Solar | 2012 | WGL Energy Services, Inc. | PJM | RFC | R-PJM | Kent | MD | Solar | 1 | NA | NA | NA | 17.8311 | 18.1507 | 19.9087
Kent Island Community Solar Project (Chester Woods Point) | -207696 | Operating | 2 | Solar | 2019 | Nexamp, Inc. | PJM | RFC | R-PJM | Queen Anne's | MD | Solar | 2 | NA | NA | NA | 22.6084 | 24.8059 | 24.7888
Kent Island Community Solar Project (Chester Woods Point) | -207695 | Operating | 2 | Solar | 2019 | Nexamp, Inc. | PJM | RFC | R-PJM | Queen Anne's | MD | Solar | 2 | NA | NA | NA | 22.6084 | 24.8059 | 24.7888
Kingsville CSG Solar Project | -215012 | Operating | 2 | Solar | 2019 | Forefront Power, LLC | PJM | RFC | R-PJM | Baltimore | MD | Solar | 2 | NA | NA | NA | 21.5639 | 22.5342 | 22.4943
Kingsville Solar (MOM’s Organic Market) | -139602 | Operating | 1 | Solar | 2016 | WGL Energy Services, Inc. | PJM | RFC | R-PJM | Baltimore | MD | Solar | 1 | NA | NA | NA | 22.0434 | 22.7397 | 28.3676
Kingsville Solar Project | -613068 | Operating | 1.8 | Solar | 2021 | Pansolo Holding Inc. | PJM | RFC | R-PJM | Baltimore | MD | Solar | 1.8 | NA | NA | NA | NA | NA | NA
Kingsville Solar Project | -361196 | Operating | 1.8 | Solar | 2021 | Nautilus Solar Energy, LLC | PJM | RFC | R-PJM | Baltimore | MD | Solar | 1.8 | NA | NA | NA | NA | NA | NA
Kingsville Solar Project | -361194 | Operating | 1.8 | Solar | 2021 | Nautilus Solar Energy, LLC | PJM | RFC | R-PJM | Baltimore | MD | Solar | 1.8 | NA | NA | NA | NA | NA | NA
Kirby Road Solar Project | -613124 | Operating | 1.3 | Solar | 2021 | Pansolo Holding Inc. | PJM | RFC | R-PJM | Prince George's | MD | Solar | 1.3 | NA | NA | NA | 23.112 | 22.8398 | 13.1981
Kirby Road Solar Project | -365087 | Operating | 1.3 | Solar | 2021 | Nautilus Solar Energy, LLC | PJM | RFC | R-PJM | Prince George's | MD | Solar | 1.3 | NA | NA | NA | 23.112 | 22.8398 | 13.1981
Kirby Road Solar Project | -365085 | Operating | 1.3 | Solar | 2021 | Nautilus Solar Energy, LLC | PJM | RFC | R-PJM | Prince George's | MD | Solar | 1.3 | NA | NA | NA | 23.112 | 22.8398 | 13.1981
Leigh Friend Solar Project | -314266 | Operating | 3.23 | Solar | 2021 | Forefront Power, LLC | PJM | RFC | R-PJM | Garrett | MD | Solar | 3.23 | NA | NA | NA | NA | NA | NA
Lion One Solar Plant | -762110 | Operating | 2 | Solar | 2024 | Nautilus Solar Solutions, LLC | PJM | RFC | R-PJM | Baltimore | MD | Solar | 2 | NA | NA | NA | NA | NA | NA
Lion One Solar Plant | -762109 | Operating | 2 | Solar | 2024 | Nautilus Solar Solutions, LLC | PJM | RFC | R-PJM | Baltimore | MD | Solar | 2 | NA | NA | NA | NA | NA | NA
Lion One Solar Plant | -762108 | Operating | 2 | Solar | 2024 | Pansolo Holding Inc. | PJM | RFC | R-PJM | Baltimore | MD | Solar | 2 | NA | NA | NA | NA | NA | NA
Lange Peaking Power | -1232 | Operating | 40 | Gas Turbine | 2002 | Black Hills Power, Inc. |  | WECC | RMPA | Pennington | SD | Gas | 38 | 11636 | 11300 | 10742 | 11.4663 | 8.3165 | 12.868
Maryland Solar Project | -797969 | Operating | 27 | Solar | 2014 | Arevon Energy, Inc. | PJM | RFC | R-PJM | Washington | MD | Solar | 20.9 | NA | NA | NA | 17.9153 | 16.3258 | 18.0901
Mason Solar Electric Plant | -613086 | Operating | 1 | Solar | 2020 | Nautilus Solar Energy, LLC | PJM | RFC | R-PJM | Cecil | MD | Solar | 1 | NA | NA | NA | 22.5114 | 24.3721 | 23.8699
Mason Solar Electric Plant | -613085 | Operating | 1 | Solar | 2020 | Pansolo Holding Inc. | PJM | RFC | R-PJM | Cecil | MD | Solar | 1 | NA | NA | NA | 22.5114 | 24.3721 | 23.8699
Mason Solar Electric Plant | -397251 | Operating | 1 | Solar | 2020 | Nautilus Solar Energy, LLC | PJM | RFC | R-PJM | Cecil | MD | Solar | 1 | NA | NA | NA | 22.5114 | 24.3721 | 23.8699
MD-PR97 Solar Project | -503744 | Operating | 2 | Solar | 2022 | Forefront Power, LLC | PJM | RFC | R-PJM | Prince George's | MD | Solar | 2 | NA | NA | NA | 25.0799 | 4.4406 | NA
MEBA Calhoon Solar Project | -173051 | Operating | 1.5 | Solar | 2014 | Altus Power America Management, LLC | PJM | RFC | R-PJM | Talbot | MD | Solar | 1.5 | NA | NA | NA | 17.6712 | 19.8021 | 18.4932
Meeting House Solar Project | -777396 | Operating | 2 | Solar | 2023 | Nautilus Solar Energy, LLC | PJM | RFC | R-PJM | Cecil | MD | Solar | 2 | NA | NA | NA | 7.2546 | NA | NA
Meeting House Solar Project | -777395 | Operating | 2 | Solar | 2023 | Nautilus Solar Energy, LLC | PJM | RFC | R-PJM | Cecil | MD | Solar | 2 | NA | NA | NA | 7.2546 | NA | NA
Meeting House Solar Project | -777394 | Operating | 2 | Solar | 2023 | Pansolo Holding Inc. | PJM | RFC | R-PJM | Cecil | MD | Solar | 2 | NA | NA | NA | 7.2546 | NA | NA
Metalmark Solar Project | -784485 | Operating | 2 | Solar | 2022 | Standard Solar, Inc. | PJM | RFC | R-PJM | Howard | MD | Solar | 2 | NA | NA | NA | NA | NA | NA
Military Construction Project 222 | -169862 | Operating | 4.6 | Steam Turbine | 2015 | US Navy | PJM | RFC | R-PJM | Charles | MD | Gas | 4.6 | NA | NA | NA | NA | NA | NA
Millersville LFG | -764057 | Operating | 3.2 | Internal Combustion | 2012 | Aria Energy Corp. | PJM | RFC | R-PJM | Anne Arundel | MD | Biomass | 3.2 | 10965 | 10130 | 11252 | 78.7207 | 82.7055 | 84.8602
Millersville LFG | -128713 | Operating | 3.2 | Internal Combustion | 2012 | Ares EIF Management, LLC | PJM | RFC | R-PJM | Anne Arundel | MD | Biomass | 3.2 | 10965 | 10130 | 11252 | 78.7207 | 82.7055 | 84.8602
MNCPPC - Randall Farm Solar Project | -700762 | Operating | 1.4 | Solar | 2020 | Standard Solar, Inc. | PJM | RFC | R-PJM | Prince George's | MD | Solar | 1.4 | NA | NA | NA | 19.969 | 20.1402 | NA
MNCPPC South Germantown Rec Park Solar Project | -465364 | Operating | 1 | Solar | 2018 | Fonds de solidarité FTQ | PJM | RFC | R-PJM | Montgomery | MD | Solar | 1 | NA | NA | NA | 19.2466 | 19.2123 | 12.6826
MNCPPC South Germantown Rec Park Solar Project | -465363 | Operating | 1 | Solar | 2018 | Caisse de dépôt et placement du Québec | PJM | RFC | R-PJM | Montgomery | MD | Solar | 1 | NA | NA | NA | 19.2466 | 19.2123 | 12.6826
Montgomery County Correctional Facility | -173274 | Operating | 1.4 | Solar | 2017 | Tesla Energy Operations, Inc. | PJM | RFC | R-PJM | Montgomery | MD | Solar | 1.4 | NA | NA | NA | 19.1292 | 19.6429 | 19.4798
Montgomery County Resource Recovery | -5197 | Operating | 67.8 | Steam Turbine | 1995 | Northeast Maryland Waste Disposal Authority | PJM | RFC | R-PJM | Montgomery | MD | Biomass | 56 | 17824 | 17845 | 17250 | 57.7813 | 65.772 | 71.8365
Montgomery County Solar | -482048 | Operating | 1.9 | Solar | 2018 | Constellation Energy Corporation | PJM | RFC | R-PJM | Montgomery | MD | Solar | 1.9 | NA | NA | NA | 16.6486 | 15.9697 | NA
Langley Gulch Plant | -167936 | Operating | 318.5 | Combined Cycle | 2012 | Idaho Power Company |  | WECC | NWPP | Payette | ID | Gas | 346.59 | 6988 | 6915 | 7071 | 54.4236 | 50.9287 | 72.796
Mount St. Mary's PV Park | -396504 | Operating | 15.38 | Solar | 2012 | Constellation Solar Maryland, LLC | PJM | RFC | R-PJM | Frederick | MD | Solar | 15.38 | NA | NA | NA | 13.2229 | 14.4698 | NA
Mount St. Mary's PV Park | -396503 | Operating | 15.38 | Solar | 2012 | Constellation Energy Resources, LLC | PJM | RFC | R-PJM | Frederick | MD | Solar | 15.38 | NA | NA | NA | 13.2229 | 14.4698 | NA
Mustang One Solar Project | -765626 | Operating | 1.5 | Solar | 2024 | Nautilus Solar Energy, LLC | PJM | RFC | R-PJM | Dorchester | MD | Solar | 1.5 | NA | NA | NA | NA | NA | NA
Mustang One Solar Project | -765625 | Operating | 1.5 | Solar | 2024 | Nautilus Solar Energy, LLC | PJM | RFC | R-PJM | Dorchester | MD | Solar | 1.5 | NA | NA | NA | NA | NA | NA
Mustang One Solar Project | -765624 | Operating | 1.5 | Solar | 2024 | Pansolo Holding Inc. | PJM | RFC | R-PJM | Dorchester | MD | Solar | 1.5 | NA | NA | NA | NA | NA | NA
New Hope Solar Project | -173043 | Operating | 1.37 | Solar | 2016 | Altus Power America Management, LLC | PJM | RFC | R-PJM | Wicomico | MD | Solar | 1.37 | NA | NA | NA | NA | NA | NA
Newland Park Landfill Facility | -90817 | Operating | 5.4 | Internal Combustion | 2007 | CCI Power Holdings LLC | PJM | RFC | R-PJM | Wicomico | MD | Biomass | 5.4 | 10518 | 11494 | 12499 | 32.6547 | 33.5659 | 26.7927
Newland Park Landfill Facility | -90816 | Operating | 5.4 | Internal Combustion | 2007 | CCI Power Holdings LLC | PJM | RFC | R-PJM | Wicomico | MD | Biomass | 5.4 | 10518 | 11494 | 12499 | 32.6547 | 33.5659 | 26.7927
Lansdowne First Nation | -99818 | Operating | 1.38 | Gas Turbine | 1999 | Hydro One Remote Communities Inc. | Ontario | NPCC | ONT |  |  | Oil | 1.38 | NA | NA | NA | NA | NA | NA
NIST Solar Farm | -482057 | Operating | 4 | Solar | 2018 | Constellation Energy Corporation | PJM | RFC | R-PJM | Montgomery | MD | Solar | 4 | NA | NA | NA | 19.4663 | 17.5428 | NA
Nixon Farm Solar Project | -172495 | Operating | 1.2 | Solar | 2015 | SunEdison, Inc. | PJM | RFC | R-PJM | Howard | MD | Solar | 1.2 | NA | NA | NA | 17.0377 | 15.3158 | 15.0209
Oaks Landfill - ANEM Solar Plant | -769004 | Operating | 1.9 | Solar | 2024 | Bristol Pledgeco LLC | PJM | RFC | R-PJM | Montgomery | MD | Solar | 1.9 | NA | NA | NA | NA | NA | NA
Oaks Landfill CS 1 Solar Project | -769006 | Operating | 2 | Solar | 2024 | Greenbacker Renewable Energy Corporation | PJM | RFC | R-PJM | Montgomery | MD | Solar | 2 | NA | NA | NA | NA | NA | NA
Oaks Landfill CS 2 Solar Project | -778642 | Operating | 2 | Solar | 2024 | Greenbacker Renewable Energy Corporation | PJM | RFC | R-PJM | Montgomery | MD | Solar | 2 | NA | NA | NA | NA | NA | NA
OER Monarch CSG Solar Project | -700821 | Operating | 2 | Solar | 2021 | Standard Solar, Inc. | PJM | RFC | R-PJM | Prince George's | MD | Solar | 2 | NA | NA | NA | 19.1267 | 21.7009 | 10.8219
OER Patuxent CSG | -700779 | Operating | 2.8 | Solar | 2022 | Standard Solar, Inc. | PJM | RFC | R-PJM | Anne Arundel | MD | Solar | 2 | NA | NA | NA | 23.8128 | 5.8676 | NA
Old Court Road Solar Project | -214630 | Operating | 2 | Solar | 2019 | Summit Ridge Energy, LLC | PJM | RFC | R-PJM | Baltimore | MD | Solar | 2 | NA | NA | NA | 19.492 | 20.7021 | 20.6678
Osborne Road Solar Project | -220365 | Operating | 2 | Solar | 2019 | Forefront Power, LLC | PJM | RFC | R-PJM | Prince George's | MD | Solar | 2 | NA | NA | NA | 16.0616 | 18.145 | 10.4566
P52ES 1755 Henryton Road Phase 2 LLC | -613072 | Operating | 1.9 | Solar | 2021 | Nautilus Solar Energy, LLC | PJM | RFC | R-PJM | Howard | MD | Solar | 1.9 | NA | NA | NA | 21.7255 | 23.8224 | 10.31
P52ES 1755 Henryton Road Phase 2 LLC | -613071 | Operating | 1.9 | Solar | 2021 | Pansolo Holding Inc. | PJM | RFC | R-PJM | Howard | MD | Solar | 1.9 | NA | NA | NA | 21.7255 | 23.8224 | 10.31
P52ES 1755 Henryton Road Phase 2 LLC | -365076 | Operating | 1.9 | Solar | 2021 | Nautilus Solar Energy, LLC | PJM | RFC | R-PJM | Howard | MD | Solar | 1.9 | NA | NA | NA | 21.7255 | 23.8224 | 10.31
P52ES Raphel Road Community Solar (White Marsh) | -613082 | Operating | 1.5 | Solar | 2020 | Nautilus Solar Energy, LLC | PJM | RFC | R-PJM | Baltimore | MD | Solar | 1.5 | NA | NA | NA | 20.8524 | 20.9817 | 20.624
P52ES Raphel Road Community Solar (White Marsh) | -613081 | Operating | 1.5 | Solar | 2020 | Pansolo Holding Inc. | PJM | RFC | R-PJM | Baltimore | MD | Solar | 1.5 | NA | NA | NA | 20.8524 | 20.9817 | 20.624
P52ES Raphel Road Community Solar (White Marsh) | -365415 | Operating | 1.5 | Solar | 2020 | Nautilus Solar Energy, LLC | PJM | RFC | R-PJM | Baltimore | MD | Solar | 1.5 | NA | NA | NA | 20.8524 | 20.9817 | 20.624
Lansing (GM) | -90338 | Operating | 1.8 | Combined Cycle | 1999 | General Motors Company | MISO | RFC | R-MISO | Ingham | MI | Gas | 1.8 | NA | NA | NA | NA | NA | NA
Panorama Solar Project | -200424 | Operating | 5 | Solar | 2019 | Virgo Investment Group LLC | PJM | RFC | R-PJM | Prince George's | MD | Solar | 5 | NA | NA | NA | 18.4429 | 20.0046 | 21.016
Parker Place Solar Project | -765639 | Operating | 2 | Solar | 2024 | Nautilus Solar Solutions, LLC | PJM | RFC | R-PJM | Wicomico | MD | Solar | 2 | NA | NA | NA | NA | NA | NA
Patuxent Solar | -741761 | Operating | 2 | Solar | 2022 | CleanChoice Energy, Inc. | PJM | RFC | R-PJM | Howard | MD | Solar | 2 | NA | NA | NA | 5.5993 | NA | NA
Patuxent Solar | -741760 | Operating | 2 | Solar | 2022 | CleanChoice Energy, Inc. | PJM | RFC | R-PJM | Howard | MD | Solar | 2 | NA | NA | NA | 5.5993 | NA | NA
Perdue Salisbury Photovoltaic Plant | -139572 | Operating | 1 | Solar | 2011 | WGL Energy Services, Inc. | PJM | RFC | R-PJM | Wicomico | MD | Solar | 1 | NA | NA | NA | 17.2603 | 17.7055 | 0
Lansing Smith CC | -420847 | Operating | 619.7 | Combined Cycle | 2002 | Florida Power & Light Company |  | SERC | FP | Bay | FL | Gas | 665.4 | 6983 | 7026 | NA | 72.3772 | 78.5611 | NA
PFMD-LL-Jessup Solar Project | -781075 | Operating | 1.5 | Solar | 2024 | Canyon Renewables LP | PJM | RFC | R-PJM | Howard | MD | Solar | 1.5 | NA | NA | NA | NA | NA | NA
PFMD-LL-Jessup Solar Project | -781074 | Operating | 1.5 | Solar | 2024 | Yorktown XII Renewable Blocker LLC | PJM | RFC | R-PJM | Howard | MD | Solar | 1.5 | NA | NA | NA | NA | NA | NA
PFMD-LL-Jessup Solar Project | -781073 | Operating | 1.5 | Solar | 2024 | Catalyze Parentco LLC | PJM | RFC | R-PJM | Howard | MD | Solar | 1.5 | NA | NA | NA | NA | NA | NA
PFMD-LL-Jessup Solar Project | -781072 | Operating | 1.5 | Solar | 2024 | EETF Sidecar I-B, L.P.. | PJM | RFC | R-PJM | Howard | MD | Solar | 1.5 | NA | NA | NA | NA | NA | NA
PFMD-LL-Jessup Solar Project | -781071 | Operating | 1.5 | Solar | 2024 | EETF Sidecar I-B, L.P.. | PJM | RFC | R-PJM | Howard | MD | Solar | 1.5 | NA | NA | NA | NA | NA | NA
PFMD-LL-Jessup Solar Project | -781070 | Operating | 1.5 | Solar | 2024 | Actis Energy 5 A LP | PJM | RFC | R-PJM | Howard | MD | Solar | 1.5 | NA | NA | NA | NA | NA | NA
PFMD-LL-Jessup Solar Project | -781069 | Operating | 1.5 | Solar | 2024 | Actis Energy 5 LP | PJM | RFC | R-PJM | Howard | MD | Solar | 1.5 | NA | NA | NA | NA | NA | NA
PFMD-LL-Jessup Solar Project | -781068 | Operating | 1.5 | Solar | 2024 | Encap Energy Transition Fund I-E, L.P. | PJM | RFC | R-PJM | Howard | MD | Solar | 1.5 | NA | NA | NA | NA | NA | NA
PFMD-LL-Jessup Solar Project | -781067 | Operating | 1.5 | Solar | 2024 | Encap Energy Transition Fund I-E, L.P. | PJM | RFC | R-PJM | Howard | MD | Solar | 1.5 | NA | NA | NA | NA | NA | NA
PFMD-LL-Jessup Solar Project | -781066 | Operating | 1.5 | Solar | 2024 | Encap Energy Transition Fund I-B, L.P. | PJM | RFC | R-PJM | Howard | MD | Solar | 1.5 | NA | NA | NA | NA | NA | NA
PFMD-LL-Jessup Solar Project | -781065 | Operating | 1.5 | Solar | 2024 | Encap Energy Transition Fund I-B, L.P. | PJM | RFC | R-PJM | Howard | MD | Solar | 1.5 | NA | NA | NA | NA | NA | NA
PFMD-LL-Jessup Solar Project | -781064 | Operating | 1.5 | Solar | 2024 | Encap Energy Transition Fund I-A, L.P. | PJM | RFC | R-PJM | Howard | MD | Solar | 1.5 | NA | NA | NA | NA | NA | NA
PFMD-LL-Jessup Solar Project | -781063 | Operating | 1.5 | Solar | 2024 | Encap Energy Transition Fund I-A, L.P. | PJM | RFC | R-PJM | Howard | MD | Solar | 1.5 | NA | NA | NA | NA | NA | NA
PFMD-LL-Jessup Solar Project | -781062 | Operating | 1.5 | Solar | 2024 | Yorktown Energy Partners XII, L.P. | PJM | RFC | R-PJM | Howard | MD | Solar | 1.5 | NA | NA | NA | NA | NA | NA
PFMD-LL-Jessup Solar Project | -781061 | Operating | 1.5 | Solar | 2024 | Prisma Capital | PJM | RFC | R-PJM | Howard | MD | Solar | 1.5 | NA | NA | NA | NA | NA | NA
PG Cnty Brown Station Road II | -167121 | Operating | 4 | Internal Combustion | 2003 | Prince George's County | PJM | RFC | R-PJM | Prince George's | MD | Biomass | 3.2 | NA | NA | 44231 | 0 | 0 | 0.77055
Lansing Smith CT | -420848 | Operating | 41.8 | Gas Turbine | 1971 | Florida Power & Light Company |  | SERC | FP | Bay | FL | Oil | 40 | NA | 16500 | NA | 0 | 0.0074201 | NA
Pinesburg Solar Farm | -674204 | Operating | 4.3 | Solar | 2020 | PIP5 LUMOS LLC | PJM | RFC | R-PJM | Washington | MD | Solar | 4.3 | NA | NA | NA | 21.3736 | 17.8188 | 20.6488
Pinesburg Solar Farm | -674203 | Operating | 4.3 | Solar | 2020 | Aes Clean Energy Development Holdings, Llc | PJM | RFC | R-PJM | Washington | MD | Solar | 4.3 | NA | NA | NA | 21.3736 | 17.8188 | 20.6488
Pittman Solar Electric Plant | -613094 | Operating | 2 | Solar | 2020 | Nautilus Solar Energy, LLC | PJM | RFC | R-PJM | Washington | MD | Solar | 2 | NA | NA | NA | 19.4121 | 21.4041 | 21.2957
Pittman Solar Electric Plant | -613093 | Operating | 2 | Solar | 2020 | Pansolo Holding Inc. | PJM | RFC | R-PJM | Washington | MD | Solar | 2 | NA | NA | NA | 19.4121 | 21.4041 | 21.2957
Pittman Solar Electric Plant | -397252 | Operating | 2 | Solar | 2020 | Nautilus Solar Energy, LLC | PJM | RFC | R-PJM | Washington | MD | Solar | 2 | NA | NA | NA | 19.4121 | 21.4041 | 21.2957
Presbyterian Senior Living Service Solar Project | -493797 | Operating | 1 | Solar | 2013 | Undisclosed buyer | PJM | RFC | R-PJM | Baltimore | MD | Solar | 1.2 | NA | NA | NA | 4.7374 | 11.9482 | 13.2991
Project Catherine Solar | -794198 | Operating | NA | Solar | 2024 | Pivot Energy Inc. | PJM | RFC | R-PJM | Howard | MD | Solar | 4.3 | NA | NA | NA | NA | NA | NA
Laredo CT | -758890 | Operating | 263.6 | Gas Turbine | 2008 | CPS Energy, Inc. | ERCOT | TRE | TRE | Webb | TX | Gas | 191.8 | NA | NA | NA | NA | NA | NA
PSEG Waldorf Solar Energy Center (Rockfish) | -356467 | Operating | 10.3 | Solar | 2015 | Quattro Solar, LLC | PJM | RFC | R-PJM | Charles | MD | Solar | 10.3 | NA | NA | NA | 16.1469 | 20.0847 | 21.6452
Queen Anne Bridge Solar Electric Plant | -613118 | Operating | 2 | Solar | 2020 | Nautilus Solar Solutions, LLC | PJM | RFC | R-PJM | Prince George's | MD | Solar | 2 | NA | NA | NA | 19.2409 | 21.1701 | 22.4943
Queen Anne Bridge Solar Electric Plant | -613117 | Operating | 2 | Solar | 2020 | Pansolo Holding Inc. | PJM | RFC | R-PJM | Prince George's | MD | Solar | 2 | NA | NA | NA | 19.2409 | 21.1701 | 22.4943
Queen Anne Bridge Solar Electric Plant | -388450 | Operating | 2 | Solar | 2020 | Nautilus Solar Solutions, LLC | PJM | RFC | R-PJM | Prince George's | MD | Solar | 2 | NA | NA | NA | 19.2409 | 21.1701 | 22.4943
Queen Anne’s County Solar Farm | -115614 | Operating | 2 | Solar | 2013 | Tesla Energy Operations, Inc. | PJM | RFC | R-PJM | Queen Anne's | MD | Solar | 2 | NA | NA | NA | 14.9658 | 15.9189 | 15.3938
Richfield Solar Energy Project | -757480 | Operating | 50 | Solar | 2023 | Invenergy LLC | PJM | RFC | R-PJM | Dorchester | MD | Solar | 50 | NA | NA | NA | NA | NA | NA
Ripley Solar Facility | -753787 | Operating | 27.5 | Solar | 2023 | Origis Energy USA Inc. | PJM | RFC | R-PJM | Charles | MD | Solar | 27.5 | NA | NA | NA | 14.5102 | NA | NA
Rock Creek Regional Park Solar Project | -465366 | Operating | 1.17 | Solar | 2018 | Fonds de solidarité FTQ | PJM | RFC | R-PJM | Montgomery | MD | Solar | 1.17 | NA | NA | NA | NA | NA | NA
Rock Creek Regional Park Solar Project | -465365 | Operating | 1.17 | Solar | 2018 | Caisse de dépôt et placement du Québec | PJM | RFC | R-PJM | Montgomery | MD | Solar | 1.17 | NA | NA | NA | NA | NA | NA
Rock Hall Solar Project | -139616 | Operating | 1 | Solar | 2012 | WGL Energy Services, Inc. |  | RFC | R-PJM | Kent | MD | Solar | 1 | NA | NA | NA | 19.2123 | 19.9429 | 21.9406
Larkspur Energy Facility | -807500 | Operating | 99.8 | Gas Turbine | 2001 | Diamond Generating Corporation | CAISO | WECC | CAMX | San Diego | CA | Gas | 91.6 | NA | NA | NA | NA | NA | NA
Roth Rock Wind Project I | -497470 | Operating | 40 | Wind Turbine | 2011 | Clear Wind Eólica, S.L | PJM | RFC | R-PJM | Garrett | MD | Wind | 40 | NA | NA | NA | 26.7086 | 26.8185 | 27.3878
Roth Rock Wind Project I | -497469 | Operating | 40 | Wind Turbine | 2011 | Acek Energías Renovables, S.L. | PJM | RFC | R-PJM | Garrett | MD | Wind | 40 | NA | NA | NA | 26.7086 | 26.8185 | 27.3878
Roth Rock Wind Project I | -497468 | Operating | 40 | Wind Turbine | 2011 | ORIX Corporation Europe N.V. | PJM | RFC | R-PJM | Garrett | MD | Wind | 40 | NA | NA | NA | 26.7086 | 26.8185 | 27.3878
Roth Rock Wind Project II (North) | -497476 | Operating | 10 | Wind Turbine | 2011 | Clear Wind Eólica, S.L | PJM | RFC | R-PJM | Garrett | MD | Wind | 10 | NA | NA | NA | 26.7089 | 26.8185 | 27.387
Roth Rock Wind Project II (North) | -497475 | Operating | 10 | Wind Turbine | 2011 | Acek Energías Renovables, S.L. | PJM | RFC | R-PJM | Garrett | MD | Wind | 10 | NA | NA | NA | 26.7089 | 26.8185 | 27.387
Roth Rock Wind Project II (North) | -497474 | Operating | 10 | Wind Turbine | 2011 | ORIX Corporation Europe N.V. | PJM | RFC | R-PJM | Garrett | MD | Wind | 10 | NA | NA | NA | 26.7089 | 26.8185 | 27.387
Rubble 1 Solar Project (Spruce-WCMD) | -249814 | Operating | 2 | Solar | 2015 | Goldman Sachs Renewable Power Operating Company LLC | PJM | RFC | R-PJM | Washington | MD | Solar | 2 | NA | NA | NA | 16.7922 | 10.742 | 10.3425
Rubble 2 Solar Project (Spruce-WCMD) | -761265 | Operating | 2 | Solar | 2015 | MN8 Energy, Inc. | PJM | RFC | R-PJM | Washington | MD | Solar | 2 | NA | NA | NA | 17.089 | 15.5651 | 14.8973
Santa Barbara Ct Solar Plant | -317772 | Operating | 1 | Solar | 2020 | Summit Ridge Energy, LLC | PJM | RFC | R-PJM | Howard | MD | Solar | 1 | NA | NA | NA | 18.9498 | 5.8562 | 18.9726
Sassafras Solar | -794914 | Operating | NA | Solar | 2022 | OneEnergy, Inc. | PJM | RFC | R-PJM | Baltimore | MD | Solar | 1.72 | NA | NA | NA | NA | NA | NA
Second Community Solar Project | -788943 | Operating | 2.7 | Solar | 2024 | UGE International Ltd. | PJM | RFC | R-PJM | Garrett | MD | Solar | 2.7 | NA | NA | NA | NA | NA | NA
Second Community Solar Project | -788942 | Operating | 2.7 | Solar | 2024 | UGE International Ltd. | PJM | RFC | R-PJM | Garrett | MD | Solar | 2.7 | NA | NA | NA | NA | NA | NA
Shepherds Mill Community Solar Project | -700660 | Operating | 2.8 | Solar | 2021 | Standard Solar, Inc. | PJM | RFC | R-PJM | Carroll | MD | Solar | 2 | NA | NA | NA | 19.6975 | 18.653 | NA
Sheriff Road Solar Project | -241162 | Operating | 1.1 | Solar | 2020 | Summit Ridge Energy, LLC | PJM | RFC | R-PJM | Prince George's | MD | Solar | 1.1 | NA | NA | NA | 20.0706 | 20.0602 | 20.2781
Simba Community Solar Farm | -405322 | Operating | 2 | Solar | 2019 | Cypress Creek Renewables, LLC | PJM | RFC | R-PJM | Prince George's | MD | Solar | 2 | NA | NA | NA | 21.8379 | 23.7842 | 24.1267
Skipjack Solar Project | -311819 | Operating | 6.61 | Solar | 2019 | Altus Power America Management, LLC | PJM | RFC | R-PJM | Prince George's | MD | Solar | 6.61 | NA | NA | NA | NA | NA | NA
Smith IC | -365268 | Operating | 1.5 | Internal Combustion | 1994 | A&N Electric Cooperative, Inc. | PJM | RFC | R-PJM | Somerset | MD | Oil | 1.4 | 11282 | 10906 | 11057 | 0.63601 | 0.69309 | 0.30734
Snowden River CSG Project | -515879 | Operating | 1.9 | Solar | 2021 | Snowden River Parkway, LLC | PJM | RFC | R-PJM | Howard | MD | Solar | 1.9 | NA | NA | NA | 15.417 | 1.6583 | 7.9128
Sod Run WTP A | -396552 | Operating | 2 | Solar | 2015 | Constellation NewEnergy, Inc. | PJM | RFC | R-PJM | Harford | MD | Solar | 2 | NA | NA | NA | 19.4349 | 19.9543 | NA
Sol Phoenix Solar Project | -222407 | Operating | 2.5 | Solar | 2020 | Greenbacker Renewable Energy Corporation | PJM | RFC | R-PJM | Prince George's | MD | Solar | 2.5 | NA | NA | NA | 18.0685 | 17.5571 | 18.0594
Somerset County Solar Project | -168919 | Operating | 5 | Solar | 2013 | Chesapeake Renewable Energy Llc | PJM | RFC | R-PJM | Somerset | MD | Solar | 5 | NA | NA | NA | NA | NA | NA
Spectrum Solar Project | -807258 | Operating | 5.6 | Solar | 2023 | EDF power solutions North America | PJM | RFC | R-PJM | Prince George's | MD | Solar | 5.6 | NA | NA | NA | NA | NA | NA
Spice Mill Solar | -482024 | Operating | 1 | Solar | 2008 | Constellation Energy Projects & Services Group, Inc | PJM | RFC | R-PJM | Baltimore | MD | Solar | 1 | NA | NA | NA | NA | NA | NA
Spruce - WCMD - Resh I Solar Project | -249632 | Operating | 2 | Solar | 2016 | Goldman Sachs Renewable Power Operating Company LLC | PJM | RFC | R-PJM | Washington | MD | Solar | 2 | NA | NA | NA | 16.1416 | 11.8436 | 16.0502
Staples Distribution Center Solar Plant | -169003 | Operating | 1.5 | Solar | 2010 | Sun Edison LLC | PJM | RFC | R-PJM | Washington | MD | Solar | 1.5 | NA | NA | NA | NA | NA | NA
SunEast Friendship Solar (Friendship I) | -632080 | Operating | 2 | Solar | 2023 | Greenbacker Renewable Energy Corporation | PJM | RFC | R-PJM | Howard | MD | Solar | 2 | NA | NA | NA | 19.629 | NA | NA
SunEast Friendship Solar Project (Friendship II) | -632079 | Operating | 2 | Solar | 2023 | Greenbacker Renewable Energy Corporation | PJM | RFC | R-PJM | Howard | MD | Solar | 2 | NA | NA | NA | 19.8687 | NA | NA
Ten Oaks Solar Project | -762542 | Operating | 2 | Solar | 2024 | Nautilus Solar Solutions, LLC | PJM | RFC | R-PJM | Howard | MD | Solar | 2 | NA | NA | NA | NA | NA | NA
THD Baltimore DCs - 5829 Project Lion Solar Project | -763468 | Operating | 3.8 | Solar | 2021 | Distributed Solar Development, LLC | PJM | RFC | R-PJM | Baltimore | MD | Solar | 3.8 | NA | NA | NA | 7.8437 | NA | NA
THD Baltimore Distribution Center - 5830 Project Tiger Solar Plant | -679424 | Operating | 1.6 | Solar | 2021 | Distributed Solar Development, LLC | PJM | RFC | R-PJM | Baltimore | MD | Solar | 1.6 | NA | NA | NA | 9.4463 | NA | NA
Timonium Fairgrounds Solar Project | -752156 | Operating | 1.9 | Solar | 2020 | Madison Energy Holdings, LLC | PJM | RFC | R-PJM | Baltimore | MD | Solar | 1.9 | NA | NA | NA | 18.7275 | 18.1988 | 18.4811
Todd Solar Project | -366645 | Operating | 20 | Solar | 2021 | Invenergy LLC | PJM | RFC | R-PJM | Dorchester | MD | Solar | 20 | NA | NA | NA | 24.843 | 25.6227 | 14.5696
Town of Chestertown Solar Farm | -115516 | Operating | 1 | Solar | 2015 | Tesla Energy Operations, Inc. | PJM | RFC | R-PJM | Kent | MD | Solar | 1 | NA | NA | NA | 17.9909 | 18.105 | 21.1644
TPE MD MO33 Solar Project | -473342 | Operating | 2 | Solar | 2022 | Summit Ridge Capital | PJM | RFC | R-PJM | Montgomery | MD | Solar | 2 | NA | NA | NA | 10.5137 | 9.7945 | NA
Trillium Solar Project | -741763 | Operating | 2 | Solar | 2022 | CleanChoice Energy, Inc. | PJM | RFC | R-PJM | Baltimore | MD | Solar | 2 | NA | NA | NA | NA | NA | NA
Trillium Solar Project | -741762 | Operating | 2 | Solar | 2022 | CleanChoice Energy, Inc. | PJM | RFC | R-PJM | Baltimore | MD | Solar | 2 | NA | NA | NA | NA | NA | NA
UMCES Ground Mount | -695846 | Operating | 2 | Solar | 2018 | Standard Solar, Inc. | PJM | RFC | R-PJM | Dorchester | MD | Solar | 2 | NA | NA | NA | 19.7432 | 20.6507 | NA
Larsen Memorial CC | -786985 | Operating | 111.2 | Combined Cycle | 1956 | Lakeland Electric, Inc. |  | SERC | FP | Polk | FL | Gas | 154.2 | 10344 | 10762 | 10780 | 17.589 | 17.5009 | 13.4103
UMCP CHP ST | -757770 | Operating | 5.4 | Steam Turbine | 2003 | Maryland Economic Development Corporation | PJM | RFC | R-PJM | Prince George's | MD | Gas | 5.1 | NA | NM | NA | 12.5593 | 28.9417 | NA
UMES Solar Project | -168920 | Operating | 2 | Solar | 2011 | Sun Edison LLC | PJM | RFC | R-PJM | Somerset | MD | Solar | 2.1 | NA | NA | NA | 13.2474 | 15.3077 | 11.3014
UMMS (Pocomoke) Solar Facility | -396522 | Operating | 2.8 | Solar | 2013 | Constellation NewEnergy, Inc. | PJM | RFC | R-PJM | Somerset | MD | Solar | 2.8 | NA | NA | NA | 20.764 | 21.3389 | NA
Vienna | -107341 | Operating | 162 | Steam Turbine | 1972 | NRG Northeast Generating LLC | PJM | RFC | R-PJM | Dorchester | MD | Oil | 153 | 32629 | 26209 | NA | 0.20981 | 0.46856 | -0.066553
Larsen Memorial CT | -787267 | Out of Service | 22.4 | Gas Turbine | 1962 | Lakeland Electric, Inc. |  | SERC | FP | Polk | FL | Gas | NA | NA | NA | NA | 0 | 0 | 0
Warrior Run Advancion Battery Storage Array | -172485 | Operating | 11 | Battery | 2015 | The AES Corporation | PJM | RFC | R-PJM | Allegany | MD | Energy Storage | 5 | NA | NM | NM | 15.5023 | 24.0205 | 20.6986
WCMD Creek Solar (Spruce) | -761267 | Operating | 2 | Solar | 2015 | MN8 Energy, Inc. | PJM | RFC | R-PJM | Washington | MD | Solar | 2 | NA | NA | NA | 15.0228 | 13.613 | 15.1427
White CSG | -225666 | Operating | 2 | Solar | 2020 | Forefront Power, LLC | PJM | RFC | R-PJM | Baltimore | MD | Solar | 2 | NA | NA | NA | 17.6941 | 18.7957 | 17.7568
White Marsh Mall Solar Project | -249327 | Operating | 1.1 | Solar | 2015 | White Marsh Plaza, LLC | PJM | RFC | R-PJM | Baltimore | MD | Solar | 1.1 | NA | NA | NA | 7.1503 | 11.8825 | 9.4853
Las Vegas LP (I & II) | -140971 | Operating | 358.9 | Combined Cycle | 1994 | Nevada Power Company |  | WECC | AZNMSN | Clark | NV | Gas | 293 | 8959 | 8906 | 8824 | 13.2348 | 11.0887 | 12.7781
WMATA - Cheverly Metro | -789308 | Operating | 1.9 | Solar | 2024 | MN8 Energy, Inc. | PJM | RFC | R-PJM | Prince George's | MD | Solar | 1.9 | NA | NA | NA | NA | NA | NA
WMATA - Naylor Rd. Metro | -761312 | Operating | 1.7 | Solar | 2023 | MN8 Energy, Inc. | PJM | RFC | R-PJM | Prince George's | MD | Solar | 1.7 | NA | NA | NA | 0.19474 | NA | NA
WMATA - S. Ave. Carport (East) Project | -761314 | Operating | 1.7 | Solar | 2023 | MN8 Energy, Inc. | PJM | RFC | R-PJM | Prince George's | MD | Solar | 1.7 | NA | NA | NA | 6.4196 | NA | NA
Worton Project (WGES Solar) | -139620 | Operating | 1 | Solar | 2012 | WGL Energy Services, Inc. | PJM | RFC | R-PJM | Kent | MD | Solar | 1 | NA | NA | NA | 16.6096 | 18.5046 | 21.2329
Wor-Wic Community College Solar - Offsite | -249630 | Operating | 2 | Solar | 2019 | Tesla Energy Operations, Inc. | PJM | RFC | R-PJM | Wicomico | MD | Solar | 2 | NA | NA | NA | 20.2169 | 20.3368 | 20.9874
Wye Mills Solar Farm | -115604 | Operating | 10 | Solar | 2016 | Tesla Energy Operations, Inc. | PJM | RFC | R-PJM | Queen Anne's | MD | Solar | 10 | NA | NA | NA | 21.5913 | 22.4954 | 21.7123
13 York Farm Road Solar Project | -745965 | Operating | 1 | Solar | 2023 | Catalyze, Inc. | New England | NPCC | NE | Kennebec | ME | Solar | 1 | NA | NA | NA | NA | NA | NA
Acton H Road Solar 1 Project | -408552 | Operating | 3.5 | Solar | 2021 | Acton H Road Solar 1, LLC | New England | NPCC | NE | York | ME | Solar | 3.5 | NA | NA | NA | 15.1109 | 15.3425 | 0.035877
AES Daigle Solar Project | -646074 | Operating | 5 | Solar | 2023 | AES Clean Energy Services, LLC | New England | NPCC | NE | Aroostook | ME | Solar | 5 | NA | NA | NA | 5.0525 | NA | NA
AES Pelletier Solar Project | -663492 | Operating | 4 | Solar | 2023 | The AES Corporation | New England | NPCC | NE | Aroostook | ME | Solar | 4 | NA | NA | NA | 5.9389 | NA | NA
Las Vegas LP (I & II) | -140970 | Operating | 358.9 | Combined Cycle | 1994 | Nevada Power Company |  | WECC | AZNMSN | Clark | NV | Gas | 293 | 8959 | 8906 | 8824 | 13.2348 | 11.0887 | 12.7781
Lauderdale Jet | -165038 | Operating | 1215.9 | Gas Turbine | 1970 | Florida Power & Light Company |  | SERC | FP | Broward | FL | Gas | 1229.4 | 11125 | 11385 | 10623 | 2.6638 | 2.9383 | 3.3848
Lawrence County Generating Station | -164170 | Operating | 402 | Gas Turbine | 2005 | Wabash Valley Power Alliance | MISO, PJM | RFC | R-MISO | Lawrence | IN | Gas | 286.1 | 11562 | 10982 | 11278 | 1.7227 | 2.2964 | 4.3299
Anson Abenaki Hydro | -192956 | Operating | 29 | Hydraulic Turbine | 1950 | Eagle Creek Renewable Energy, LLC | New England | NPCC | NE | Somerset | ME | Water | 25.1 | NA | NA | NA | 65.9822 | 57.1217 | 41.5348
Arctaris Saddleback Solar | -694579 | Operating | 4.9 | Solar | 2023 | Nexamp, Inc. | New England | NPCC | NE | Franklin | ME | Solar | 4.9 | NA | NA | NA | 0.46827 | NA | NA
Arctaris Saddleback Solar | -694578 | Operating | 4.9 | Solar | 2023 | Nexamp, Inc. | New England | NPCC | NE | Franklin | ME | Solar | 4.9 | NA | NA | NA | 0.46827 | NA | NA
Athens Biomass Plant | -171601 | Operating | 8.5 | Other | 2016 | Athens Energy Llc | New England | NPCC | NE | Somerset | ME | Biomass | 7.1 | 16203 | 13159 | 16402 | 95.921 | 93.0783 | 95.2151
Athens Ridge Solar Project | -762855 | Operating | 2.9 | Solar | 2024 | Greenbacker Renewable Energy Company LLC | New England | NPCC | NE | Somerset | ME | Solar | 2.9 | NA | NA | NA | NA | NA | NA
Augusta Riverside Solar Project | -703864 | Operating | 4.98 | Solar | 2022 | Milliken & Company | New England | NPCC | NE | Kennebec | ME | Solar | 4.98 | NA | NA | NA | NA | NA | NA
Augusta Solar Plant | -426251 | Operating | 7.2 | Solar | 2021 | Acadia Renewable Energy, LLC | New England | NPCC | NE | Kennebec | ME | Solar | 7.2 | NA | NA | NA | 10.6973 | 17.6227 | 6.3816
Augusta Solar Power Plant | -551406 | Operating | 2.5 | Solar | 2022 | Longroad Energy Holdings, LLC | New England | NPCC | NE | Kennebec | ME | Solar | 2.5 | NA | NA | NA | 21.1553 | 19.1416 | NA
Augusta Solar Power Plant | -551405 | Operating | 2.5 | Solar | 2022 | Longroad Energy Holdings, LLC | New England | NPCC | NE | Kennebec | ME | Solar | 2.5 | NA | NA | NA | 21.1553 | 19.1416 | NA
Augusta Solar Power Plant | -436949 | Operating | 2.5 | Solar | 2022 | Longroad Energy Holdings, LLC | New England | NPCC | NE | Kennebec | ME | Solar | 2.5 | NA | NA | NA | 21.1553 | 19.1416 | NA
Aziscohos Hydroelectric Project | -762576 | Operating | 6.7 | Hydraulic Turbine | 1988 | Billerud U.S. Production Holding LLC | New England | NPCC | NE | Oxford | ME | Water | 6.8 | NA | NA | NA | 64.909 | 45.0326 | 27.8203
Aziscohos Hydroelectric Project | -299821 | Operating | 6.7 | Hydraulic Turbine | 1988 | Brookfield White Pine Hydro LLC | New England | NPCC | NE | Oxford | ME | Water | 6.8 | NA | NA | NA | 64.909 | 45.0326 | 27.8203
Aziscohos Hydroelectric Project | -69835 | Operating | 6.7 | Hydraulic Turbine | 1988 | White Pine ARCO Holdings LLC | New England | NPCC | NE | Oxford | ME | Water | 6.8 | NA | NA | NA | 64.909 | 45.0326 | 27.8203
Aziscohos Hydroelectric Project | -18058 | Operating | 6.7 | Hydraulic Turbine | 1988 | 1520049 Ontario Limited | New England | NPCC | NE | Oxford | ME | Water | 6.8 | NA | NA | NA | 64.909 | 45.0326 | 27.8203
Baldwin Solar Project | -551402 | Operating | 5 | Solar | 2022 | Longroad Energy Holdings, LLC | New England | NPCC | NE | Cumberland | ME | Solar | 5 | NA | NA | NA | 20.5091 | 19.105 | NA
Baldwin Solar Project | -551401 | Operating | 5 | Solar | 2022 | Longroad Energy Holdings, LLC | New England | NPCC | NE | Cumberland | ME | Solar | 5 | NA | NA | NA | 20.5091 | 19.105 | NA
Baldwin Solar Project | -436715 | Operating | 5 | Solar | 2022 | Longroad Energy Holdings, LLC | New England | NPCC | NE | Cumberland | ME | Solar | 5 | NA | NA | NA | 20.5091 | 19.105 | NA
Barker Mill Lower | -19590 | Operating | 1.5 | Hydraulic Turbine | 1986 | KEI (USA) Power Management Inc | New England | NPCC | NE | Androscoggin | ME | Water | 1.5 | NA | NA | NA | 61.446 | 37.3135 | 34.14
Barker Mill Upper | -19591 | Operating | 1 | Hydraulic Turbine | 1987 | KEI (USA) Power Management Inc | New England | NPCC | NE | Androscoggin | ME | Water | 1 | NA | NA | NA | 75.5479 | 52.968 | 44.9658
BD Nicolin Solar Project (BRNG Nicolin) | -789381 | Operating | 3.3 | Solar | 2024 | Nautilus Solar Energy, LLC | New England | NPCC | NE | Hancock | ME | Solar | 3.3 | NA | NA | NA | NA | NA | NA
BD Norridgewock Solar Project | -786615 | Operating | 2 | Solar | 2024 | Nautilus Solar Solutions, LLC | New England | NPCC | NE | Somerset | ME | Solar | 2 | NA | NA | NA | NA | NA | NA
BD Solar Ellsworth Project | -480176 | Operating | 7 | Solar | 2022 | Acadia Renewable Energy, LLC | New England | NPCC | NE | Hancock | ME | Solar | 7 | NA | NA | NA | 3.0365 | 11.4025 | NA
BD Solar North Anson Solar Project | -786788 | Operating | 1.97 | Solar | 2024 | Nautilus Solar Solutions, LLC | New England | NPCC | NE | Somerset | ME | Solar | 1.97 | NA | NA | NA | NA | NA | NA
BD Solar North Anson Solar Project | -786787 | Operating | 1.97 | Solar | 2024 | Nautilus Solar Solutions, LLC | New England | NPCC | NE | Somerset | ME | Solar | 1.97 | NA | NA | NA | NA | NA | NA
BD Solar North Anson Solar Project | -786786 | Operating | 1.97 | Solar | 2024 | Pansolo Holding Inc. | New England | NPCC | NE | Somerset | ME | Solar | 1.97 | NA | NA | NA | NA | NA | NA
Beaver Ridge Wind | -619759 | Operating | 4.5 | Wind Turbine | 2008 | Competitive Power Ventures, Inc. | New England | NPCC | NE | Waldo | ME | Wind | 4.5 | NA | NA | NA | 26.1568 | NA | NA
Beaver Ridge Wind | -619758 | Operating | 4.5 | Wind Turbine | 2008 | Competitive Power Ventures, Inc. | New England | NPCC | NE | Waldo | ME | Wind | 4.5 | NA | NA | NA | 26.1568 | NA | NA
Beaver Ridge Wind | -619757 | Operating | 4.5 | Wind Turbine | 2008 | Competitive Power Ventures, Inc. | New England | NPCC | NE | Waldo | ME | Wind | 4.5 | NA | NA | NA | 26.1568 | NA | NA
Beaver Ridge Wind | -619756 | Operating | 4.5 | Wind Turbine | 2008 | Competitive Power Ventures, Inc. | New England | NPCC | NE | Waldo | ME | Wind | 4.5 | NA | NA | NA | 26.1568 | NA | NA
Beaver Ridge Wind | -167988 | Operating | 4.5 | Wind Turbine | 2008 | MIRSAP LLC | New England | NPCC | NE | Waldo | ME | Wind | 4.5 | NA | NA | NA | 26.1568 | 30.8447 | 27.7347
Benton Falls | -13542 | Operating | 4.2 | Hydraulic Turbine | 1987 | Essex Hydro Associates, LLC | New England | NPCC | NE | Kennebec | ME | Water | 4 | NA | NA | NA | 49.3893 | 42.3801 | 40.5508
Bethel Community Solar | -700763 | Operating | 5.77 | Solar | 2021 | Standard Solar, Inc. | New England | NPCC | NE | Oxford | ME | Solar | 5.77 | NA | NA | NA | NA | NA | NA
Bethel Solar Plant | -771097 | Operating | 3 | Solar | 2022 | Summit Ridge Energy, LLC | New England | NPCC | NE | Oxford | ME | Solar | 3 | NA | NA | NA | NA | NA | NA
Bingham Wind - Blue Sky West | -383287 | Operating | 186 | Wind Turbine | 2016 | Onward Energy | New England | NPCC | NE | Somerset | ME | Wind | 186 | NA | NA | NA | 27.7586 | 31.641 | 30.5683
BNRG Masardis Solar Project | -786613 | Operating | 5 | Solar | 2024 | Nautilus Solar Energy, LLC | New England | NPCC | NE | Aroostook | ME | Solar | 5 | NA | NA | NA | NA | NA | NA
Bonny Eagle | -695452 | Operating | 7.2 | Hydraulic Turbine | 1910 | Brookfield Renewable Partners L.P. | New England | NPCC | NE | Cumberland | ME | Water | 9 | NA | NA | NA | 64.3899 | 50.4959 | 40.5657
Bonny Eagle Battery Energy Storage Project | -780703 | Operating | 8 | Battery | 2023 | Brookfield Renewable Partners L.P. | New England | NPCC | NE | Cumberland | ME | Energy Storage | 8 | NA | NA | NA | NA | NA | NA
Brassua Hydroelectric Project | -695453 | Operating | 3.6 | Hydraulic Turbine | 1989 | Brookfield Renewable Partners L.P. | New England | NPCC | NE | Somerset | ME | Water | 3.6 | NA | NA | NA | 62.9756 | 39.7736 | 30.4255
Brassua Hydroelectric Project | -192962 | Operating | 3.6 | Hydraulic Turbine | 1989 | Eagle Creek Renewable Energy, LLC | New England | NPCC | NE | Somerset | ME | Water | 3.6 | NA | NA | NA | 62.9756 | 39.7736 | 30.4255
Brewer Solar Project | -780498 | Operating | 5 | Solar | 2024 | Summit Ridge Energy, LLC | New England | NPCC | NE | Penobscot | ME | Solar | 5 | NA | NA | NA | NA | NA | NA
Bristol Solar Project (Overlook Solar Project) | -763365 | Operating | 5 | Solar | 2023 | Luminace Holdings, LLC | New England | NPCC | NE | Lincoln | ME | Solar | 5 | NA | NA | NA | NA | NA | NA
Broadway Solar (CSG) Project | -752439 | Operating | 4.6 | Solar | 2023 | Nextgrid bitterbush LLC | New England | NPCC | NE | Penobscot | ME | Solar | 4.6 | NA | NA | NA | 3.1145 | NA | NA
Brunswick Hydro | -695455 | Operating | 19.6 | Hydraulic Turbine | 1982 | Brookfield Renewable Partners L.P. | New England | NPCC | NE | Sagadahoc | ME | Water | 20 | NA | NA | NA | 70.4606 | 49.6553 | 33.9144
Bull Hill Wind Project (Blue Sky East) | -695627 | Operating | 34.5 | Wind Turbine | 2012 | TerraForm Power, Inc. | New England | NPCC | NE | Hancock | ME | Wind | 34.5 | NA | NA | NA | 27.0081 | 31.7613 | 31.3245
BWC Beech Ridge Brook Solar Project | -763815 | Operating | 5 | Solar | 2023 | Navisun LLC | New England | NPCC | NE | Cumberland | ME | Solar | 5 | NA | NA | NA | 10.726 | NA | NA
BWC Jimmie Pond (Hampden) Solar Project | -793761 | Operating | NA | Solar | 2025 | Navisun LLC | New England | NPCC | NE | Penobscot | ME | Solar | 4.99 | NA | NA | NA | NA | NA | NA
BWC Maces Pond Solar Project (Rockport) | -646598 | Operating | 3.5 | Solar | 2021 | Navisun LLC | New England | NPCC | NE | Knox | ME | Solar | 3.5 | NA | NA | NA | 14.3444 | 17.9159 | NA
BWC Unity Pond Solar Project | -752648 | Operating | 4.5 | Solar | 2023 | Navisun LLC | New England | NPCC | NE | Kennebec | ME | Solar | 4.5 | NA | NA | NA | NA | NA | NA
Canton GLC Solar Project | -780570 | Operating | 3 | Solar | 2024 | REA Investments, LLC | New England | NPCC | NE | Oxford | ME | Solar | 3 | NA | NA | NA | NA | NA | NA
Canton Mountain Wind | -619771 | Operating | 22.8 | Wind Turbine | 2017 | Competitive Power Ventures, Inc. | New England | NPCC | NE | Oxford | ME | Wind | 22.8 | NA | NA | NA | 25.0781 | NA | NA
Canton Mountain Wind | -619770 | Operating | 22.8 | Wind Turbine | 2017 | Competitive Power Ventures, Inc. | New England | NPCC | NE | Oxford | ME | Wind | 22.8 | NA | NA | NA | 25.0781 | NA | NA
Canton Mountain Wind | -619769 | Operating | 22.8 | Wind Turbine | 2017 | Competitive Power Ventures, Inc. | New England | NPCC | NE | Oxford | ME | Wind | 22.8 | NA | NA | NA | 25.0781 | NA | NA
Canton Mountain Wind | -619768 | Operating | 22.8 | Wind Turbine | 2017 | Competitive Power Ventures, Inc. | New England | NPCC | NE | Oxford | ME | Wind | 22.8 | NA | NA | NA | 25.0781 | NA | NA
Lawrence County Generating Station | -164169 | Operating | 402 | Gas Turbine | 2005 | Hoosier Energy Rural Electric Cooperative, Inc. | MISO, PJM | RFC | R-MISO | Lawrence | IN | Gas | 286.1 | 11562 | 10982 | 11278 | 1.7227 | 2.2964 | 4.3299
Caribou ME Solar Plant | -674925 | Operating | 4.1 | Solar | 2023 | Engie SA | New England | NPCC | NE | Aroostook | ME | Solar | 4.1 | NA | NA | NA | 4.7193 | NA | NA
Caribou ME Solar Project | -789361 | Operating | 4.95 | Solar | 2024 | ENGIE DISTRIBUTED RENEWABLES DEVELOPMENT LLC | New England | NPCC | NE | Aroostook | ME | Solar | 4.95 | NA | NA | NA | NA | NA | NA
Carrabassett Solar Project | -747818 | Operating | 5 | Solar | 2023 | Luminace Sunbeam Development Holdings, LLC | New England | NPCC | NE | Franklin | ME | Solar | 5 | NA | NA | NA | NA | NA | NA
Cataract | -695458 | Operating | 6.6 | Hydraulic Turbine | 1937 | Brookfield Renewable Partners L.P. | New England | NPCC | NE | York | ME | Water | 8 | NA | NA | NA | 2.8096 | 0 | 0
Cataract W Channel | -2306 | Operating | 0.9 | Hydraulic Turbine | 1983 | NextEra Energy Resources, LLC | New England | NPCC | NE | York | ME | Water | 0.9 | NA | NA | NA | NA | NA | NA
Caterpillar Hill Solar Project | -763808 | Operating | 4.9 | Solar | 2023 | PIP5 LUMOS LLC | New England | NPCC | NE | Hancock | ME | Solar | 4.9 | NA | NA | NA | 0.54748 | NA | NA
Caterpillar Hill Solar Project | -763807 | Operating | 4.9 | Solar | 2023 | Aes Clean Energy Development Holdings, Llc | New England | NPCC | NE | Hancock | ME | Solar | 4.9 | NA | NA | NA | 0.54748 | NA | NA
Cenergy - Kiger Solar Project | -752445 | Operating | 1 | Solar | 2023 | Luminace Sunbeam Development Holdings, LLC | New England | NPCC | NE | Somerset | ME | Solar | 1 | NA | NA | NA | 1.3927 | NA | NA
Cenergy - Richards Solar Project | -746995 | Operating | 1 | Solar | 2023 | Luminace Sunbeam Development Holdings, LLC | New England | NPCC | NE | Somerset | ME | Solar | 1 | NA | NA | NA | 2.5114 | NA | NA
Cenergy - Waterville Solar Project | -746997 | Operating | 5 | Solar | 2023 | Luminace Holdings, LLC | New England | NPCC | NE | Kennebec | ME | Solar | 5 | NA | NA | NA | 4.0091 | NA | NA
Cenergy - Wiscasset Solar Project | -746986 | Operating | 5 | Solar | 2023 | Luminace Sunbeam Development Holdings, LLC | New England | NPCC | NE | Lincoln | ME | Solar | 5 | NA | NA | NA | 5.8014 | NA | NA
Charles E Monty | -695459 | Operating | 28.4 | Hydraulic Turbine | 1990 | Brookfield Renewable Partners L.P. | New England | NPCC | NE | Androscoggin | ME | Water | 28 | NA | NA | NA | 72.0124 | 54.5193 | 44.6999
Corinth Solar Project | -807256 | Operating | 7 | Solar | 2022 | EDF power solutions North America | New England | NPCC | NE | Penobscot | ME | Solar | 7 | NA | NA | NA | NA | NA | NA
Corkwood Solar Project | -752441 | Operating | 4.6 | Solar | 2023 | Renewable Properties, LLC | New England | NPCC | NE | Penobscot | ME | Solar | 4.6 | NA | NA | NA | 0.85368 | NA | NA
Crossroads Landfill | -167880 | Operating | 3.2 | Internal Combustion | 2009 | WM Renewable Energy, LLC | New England | NPCC | NE | Somerset | ME | Biomass | 3.2 | 11001 | 10915 | 9265 | 69.6525 | 82.1739 | 77.5328
Dairy Farm Solar Project | -784448 | Operating | 4 | Solar | 2024 | Greenbacker Renewable Energy Corporation | New England | NPCC | NE | Somerset | ME | Solar | 4 | NA | NA | NA | NA | NA | NA
Deer Rips | -695466 | Operating | 6.5 | Hydraulic Turbine | 1903 | Brookfield Renewable Partners L.P. | New England | NPCC | NE | Androscoggin | ME | Water | 6.6 | NA | NA | NA | 119.8526 | 97.1773 | 82.0119
Dewitt Solar Project | -780730 | Operating | 4.5 | Solar | 2022 | Milliken & Company | New England | NPCC | NE | Penobscot | ME | Solar | 4.5 | NA | NA | NA | NA | NA | NA
Downeast Wind Project | -807122 | Operating | NA | Wind Turbine | 2025 | Apex Clean Energy, Inc. | New England | NPCC | NE | Washington | ME | Wind | 126 | NA | NA | NA | NA | NA | NA
Dynamic - Enfield Hammett Road Solar Project | -798594 | Operating | 4.9 | Solar | 2024 | APACF II, LLC | New England | NPCC | NE | Penobscot | ME | Solar | 4.9 | NA | NA | NA | NA | NA | NA
Dynamic - Exeter Solar Project | -781076 | Operating | 4 | Solar | 2024 | MN8 Energy, Inc. | New England | NPCC | NE | Penobscot | ME | Solar | 4 | NA | NA | NA | NA | NA | NA
Dynamic - Glenburn Broadway One Solar Project | -789491 | Operating | 4.9 | Solar | 2024 | MN8 Energy, Inc. | New England | NPCC | NE | Penobscot | ME | Solar | 4.9 | NA | NA | NA | NA | NA | NA
Dynamic Corinth Solar Project | -761305 | Operating | 5 | Solar | 2022 | MN8 Energy, Inc. | New England | NPCC | NE | Penobscot | ME | Solar | 5 | NA | NA | NA | 9.1073 | 2.1279 | NA
Dynamic Leeds Solar Project | -786969 | Operating | 4.9 | Solar | 2024 | Nautilus Solar Solutions, LLC | New England | NPCC | NE | Androscoggin | ME | Solar | 4.9 | NA | NA | NA | NA | NA | NA
Dynamic Leeds Solar Project | -786968 | Operating | 4.9 | Solar | 2024 | Nautilus Solar Solutions, LLC | New England | NPCC | NE | Androscoggin | ME | Solar | 4.9 | NA | NA | NA | NA | NA | NA
Dynamic Leeds Solar Project | -786967 | Operating | 4.9 | Solar | 2024 | Pansolo Holding Inc. | New England | NPCC | NE | Androscoggin | ME | Solar | 4.9 | NA | NA | NA | NA | NA | NA
Dynamic Madison Solar Project | -761301 | Operating | 5 | Solar | 2022 | MN8 Energy, Inc. | New England | NPCC | NE | Somerset | ME | Solar | 5 | NA | NA | NA | 20.258 | 7.5548 | NA
Lawrenceburg | -117592 | Operating | 1232 | Combined Cycle | 2004 | Blackstone Inc. | PJM | RFC | R-PJM | Dearborn | IN | Gas | 1288 | 7140 | 7159 | 7196 | 76.0285 | 75.4793 | 70.5117
Easton CSG 1 Project | -756503 | Operating | 3.3 | Solar | 2024 | SunVest Solar, LLC | New England | NPCC | NE | Aroostook | ME | Solar | 3.3 | NA | NA | NA | NA | NA | NA
Edgecomb Solar Project | -703981 | Operating | 4.95 | Solar | 2023 | SPME MODPORT 2023, LLC | New England | NPCC | NE | Lincoln | ME | Solar | 4.95 | NA | NA | NA | NA | NA | NA
Ellsworth | -695473 | Operating | 8.9 | Hydraulic Turbine | 1924 | Brookfield Renewable Partners L.P. | New England | NPCC | NE | Hancock | ME | Water | 9.3 | NA | NA | NA | 43.0193 | 34.7597 | 32.3145
Ellsworth | -68911 | Operating | 8.9 | Hydraulic Turbine | 1924 | BIF II Gen Aggregator LLC | New England | NPCC | NE | Hancock | ME | Water | 9.3 | NA | NA | NA | 43.0193 | 34.7597 | 32.3145
Fairfield Solar Plant | -426255 | Operating | 5 | Solar | 2021 | Acadia Renewable Energy, LLC | New England | NPCC | NE | Somerset | ME | Solar | 5 | NA | NA | NA | 18.6347 | 21.2283 | 8.8128
Farmingdale Solar Farm | -613200 | Operating | 7.3 | Solar | 2022 | Pansolo Holding Inc. | New England | NPCC | NE | Kennebec | ME | Solar | 7.3 | NA | NA | NA | 12.2193 | NA | NA
Farmingdale Solar Farm | -476793 | Operating | 7.3 | Solar | 2022 | Nautilus Solar Energy, LLC | New England | NPCC | NE | Kennebec | ME | Solar | 7.3 | NA | NA | NA | 12.2193 | NA | NA
Farmingdale Solar Farm | -476791 | Operating | 7.3 | Solar | 2022 | Nautilus Solar Energy, LLC | New England | NPCC | NE | Kennebec | ME | Solar | 7.3 | NA | NA | NA | 12.2193 | NA | NA
Farmington Solar Project | -388225 | Operating | 77 | Solar | 2021 | NextEra Energy, Inc. | New England | NPCC | NE | Franklin | ME | Solar | 77 | NA | NA | NA | 18.0475 | 19.8476 | 2.4093
Farmington Solar Project (Madison) | -777799 | Operating | 4.9 | Solar | 2023 | Madison Energy Investments LLC | New England | NPCC | NE | Franklin | ME | Solar | 4.9 | NA | NA | NA | NA | NA | NA
Felts Brook Solar Project | -781460 | Operating | NA | Solar | NA | Nexamp Capital, LLC | New England | NPCC | NE | Penobscot | ME | Solar | 2 | NA | NA | NA | NA | NA | NA
Fort Fairfield Solar Project | -743726 | Operating | 5 | Solar | 2022 | Acadia Renewable Energy, LLC | New England | NPCC | NE | Aroostook | ME | Solar | 5 | NA | NA | NA | 3.2922 | NA | NA
Fort Fairfield Solar Project | -743725 | Operating | 5 | Solar | 2022 | Standard Solar, Inc. | New England | NPCC | NE | Aroostook | ME | Solar | 5 | NA | NA | NA | 3.2922 | NA | NA
Fox Islands Wind - Vinalhaven | -168057 | Operating | 4.5 | Wind Turbine | 2009 | Fox Islands Electric Cooperative Inc. | New England | NPCC | NE | Knox | ME | Wind | 4.5 | NA | NA | NA | 14.485 | 19.7032 | 21.0832
French Road Solar Plant | -793540 | Operating | NA | Solar | 2024 | SoCore Energy LLC | New England | NPCC | NE | Aroostook | ME | Solar | 2.5 | NA | NA | NA | NA | NA | NA
Front Street Solar Project | -703805 | Operating | 3.2 | Solar | 2023 | Luminace Holdings, LLC | New England | NPCC | NE | Somerset | ME | Solar | 3.2 | NA | NA | NA | 5.112 | NA | NA
Fryeburg Solar Project | -642290 | Operating | 4.9 | Solar | 2023 | Nautilus Solar Energy, LLC | New England | NPCC | NE | Oxford | ME | Solar | 4.9 | NA | NA | NA | 13.3305 | NA | NA
Fryeburg Solar Project | -642289 | Operating | 4.9 | Solar | 2023 | Nautilus Solar Energy, LLC | New England | NPCC | NE | Oxford | ME | Solar | 4.9 | NA | NA | NA | 13.3305 | NA | NA
Fryeburg Solar Project | -642288 | Operating | 4.9 | Solar | 2023 | Pansolo Holding Inc. | New England | NPCC | NE | Oxford | ME | Solar | 4.9 | NA | NA | NA | 13.3305 | NA | NA
Gardiner | -19592 | Operating | 1 | Hydraulic Turbine | 1985 | KEI (USA) Power Management Inc | New England | NPCC | NE | Kennebec | ME | Water | 1 | NA | NA | NA | 76.1416 | 51.6667 | 41.8721
Gateway Solar Project (Hexagon) | -772624 | Operating | 4 | Solar | 2024 | Hexagon Energy, LLC | New England | NPCC | NE | Penobscot | ME | Solar | 4 | NA | NA | NA | NA | NA | NA
Georges River Energy | -669577 | Operating | 10 | Steam Turbine | 2018 | Robbins Lumber, Inc. | New England | NPCC | NE | Waldo | ME | Biomass | 8.5 | 20230 | 22978 | 21348 | 54.1459 | 47.4658 | 64.8912
Gorham Solar Project | -746104 | Operating | 5 | Solar | 2023 | Gorham Solar 1, LLC | New England | NPCC | NE | Cumberland | ME | Solar | 5 | NA | NA | NA | NA | NA | NA
Great Lakes Battery Storage Project | -700852 | Operating | 20 | Battery | 2020 | Brookfield Renewable Partners L.P. | New England | NPCC | NE | Penobscot | ME | Energy Storage | 18.8 | NA | NM | NM | 5.2858 | 7.2816 | 8.9543
Great Lakes Hydro America - ME | -695489 | Operating | 138 | Hydraulic Turbine | 1917 | Brookfield Renewable Partners L.P. | New England | NPCC | NE | Penobscot | ME | Water | 130.9 | NA | NA | NA | 62.8418 | 46.1397 | 46.4844
Gulf Island | -695490 | Operating | 19.2 | Hydraulic Turbine | 1926 | Brookfield Renewable Partners L.P. | New England | NPCC | NE | Androscoggin | ME | Water | 23.2 | NA | NA | NA | 83.2979 | 62.16 | 51.7891
Hancock Solar Project | -480168 | Operating | 7 | Solar | 2022 | Acadia Renewable Energy, LLC | New England | NPCC | NE | Hancock | ME | Solar | 7 | NA | NA | NA | 3.0822 | 6.9863 | NA
Hancock Wind Project | -383296 | Operating | 51 | Wind Turbine | 2016 | Onward Energy | New England | NPCC | NE | Hancock | ME | Wind | 51 | NA | NA | NA | 24.927 | 28.0967 | 27.2113
Harmony Solar Project | -503846 | Operating | 4.9 | Solar | 2022 | Maine DG Solar Harmony, LLC | New England | NPCC | NE | Somerset | ME | Solar | 4.9 | NA | NA | NA | 21.9108 | 6.6862 | NA
Harris Hydro | -695492 | Operating | 76.4 | Hydraulic Turbine | 1954 | Brookfield Renewable Partners L.P. | New England | NPCC | NE | Somerset | ME | Water | 87.4 | NA | NA | NA | 36.2517 | 27.6343 | 16.4987
Hartland Solar Project | -752211 | Operating | 4 | Solar | 2021 | Madison Energy Holdings, LLC | New England | NPCC | NE | Somerset | ME | Solar | 4 | NA | NA | NA | 18.1478 | 19.0554 | NA
Hep Barefoot SPV Solar Project | -693162 | Operating | 4.3 | Solar | 2022 | Madison Energy Holdings, LLC | New England | NPCC | NE | Somerset | ME | Solar | 4.3 | NA | NA | NA | 10.7837 | NA | NA
Hiram | -695499 | Operating | 10.5 | Hydraulic Turbine | 1917 | Brookfield Renewable Partners L.P. | New England | NPCC | NE | Cumberland | ME | Water | 11.6 | NA | NA | NA | 52.9277 | 36.9991 | 38.674
Huggard Avenue Solar Farm | -756507 | Operating | 2.5 | Solar | 2024 | Luminace Aggregator, LLC | New England | NPCC | NE | Aroostook | ME | Solar | 2.5 | NA | NA | NA | NA | NA | NA
Indeck Jonesboro Energy Center | -144670 | Operating | 27.5 | Steam Turbine | 1987 | Stored Solar LLC | New England | NPCC | NE | Washington | ME | Biomass | 20.2 | NA | 22932 | 21020 | 0 | 10.569 | 15.8625
Indeck West Enfield Energy Center | -144671 | Operating | 27.5 | Steam Turbine | 1987 | Stored Solar LLC | New England | NPCC | NE | Penobscot | ME | Biomass | 21.4 | 19297 | 21046 | 16859 | 7.1774 | 11.8545 | 21.2633
ISM Shepherd Acres Solar Project | -793557 | Operating | NA | Solar | 2024 | Navisun LLC | New England | NPCC | NE | Oxford | ME | Solar | 4 | NA | NA | NA | NA | NA | NA
ISM Solar Quarry Project | -777414 | Operating | 5 | Solar | 2022 | Nautilus Solar Energy, LLC | New England | NPCC | NE | York | ME | Solar | 5 | NA | NA | NA | NA | NA | NA
ISM Solar Quarry Project | -777413 | Operating | 5 | Solar | 2022 | Nautilus Solar Energy, LLC | New England | NPCC | NE | York | ME | Solar | 5 | NA | NA | NA | NA | NA | NA
ISM Solar Quarry Project | -777412 | Operating | 5 | Solar | 2022 | Pansolo Holding Inc. | New England | NPCC | NE | York | ME | Solar | 5 | NA | NA | NA | NA | NA | NA
Jay Hydro | -192976 | Operating | 3.1 | Hydraulic Turbine | 1912 | Eagle Creek Renewable Energy, LLC | New England | NPCC | NE | Franklin | ME | Water | 3.1 | NA | NA | NA | 13.4445 | 51.1563 | 64.0926
Kennebec Project | -695509 | Operating | 15.4 | Hydraulic Turbine | 1989 | Brookfield Renewable Partners L.P. | New England | NPCC | NE | Kennebec | ME | Water | 15.4 | NA | NA | NA | 51.5974 | 34.7106 | 24.1223
Kibby Mountain Wind Project | -122198 | Operating | 132 | Wind Turbine | 2009 | Helix Generation, LLC | New England | NPCC | NE | Franklin | ME | Wind | 132 | NA | NA | NA | 23.3061 | 27.5534 | 26.4742
Lewiston Junction Road Solar Project | -611193 | Operating | 4.9 | Solar | 2022 | NextGrid Inc. | New England | NPCC | NE | Androscoggin | ME | Solar | 4.9 | NA | NA | NA | 14.6841 | 17.1908 | NA
Limestone CSG 1 Solar Project | -789307 | Operating | 3.8 | Solar | 2024 | SunVest Solar, LLC | New England | NPCC | NE | Aroostook | ME | Solar | 3.8 | NA | NA | NA | NA | NA | NA
Limestone CSG 2 Solar Project | -789903 | Operating | 2.9 | Solar | 2024 | SunVest Solar, LLC | New England | NPCC | NE | Aroostook | ME | Solar | 2.9 | NA | NA | NA | NA | NA | NA
Lisbon Street Solar | -611168 | Operating | 2 | Solar | 2022 | NextGrid Cliffrose, LLC | New England | NPCC | NE | Androscoggin | ME | Solar | 2 | NA | NA | NA | 15.2169 | 13.8642 | NA
Livermore Falls | -397202 | Operating | 39.6 | Steam Turbine | 1992 | Ember Infrastructure Management, LP | New England | NPCC | NE | Androscoggin | ME | Biomass | 38 | 13021 | 13194 | 16496 | 66.8998 | 81.4005 | 88.2609
Livermore Falls | -397201 | Operating | 39.6 | Steam Turbine | 1992 | ReEnergy Holdings LLC | New England | NPCC | NE | Androscoggin | ME | Biomass | 38 | 13021 | 13194 | 16496 | 66.8998 | 81.4005 | 88.2609
Livermore Falls CSG Plant | -611185 | Operating | 3.3 | Solar | 2022 | Nexamp, Inc. | New England | NPCC | NE | Franklin | ME | Solar | 3.3 | NA | NA | NA | 17.1994 | 13.197 | NA
Livermore Hydro | -192980 | Operating | 9.2 | Hydraulic Turbine | 1910 | Eagle Creek Renewable Energy, LLC | New England | NPCC | NE | Androscoggin | ME | Water | 9.2 | NA | NA | NA | 12.6191 | 42.0637 | 42.2858
Lockwood Hydroelectric Facility | -695511 | Operating | 7.2 | Hydraulic Turbine | 1985 | Brookfield Renewable Partners L.P. | New England | NPCC | NE | Kennebec | ME | Water | 6.4 | NA | NA | NA | 42.2624 | 35.4844 | 35.4399
Lockwood Hydroelectric Facility | -59031 | Operating | 7.2 | Hydraulic Turbine | 1985 | Merimil Holdings LLC | New England | NPCC | NE | Kennebec | ME | Water | 6.4 | NA | NA | NA | 42.2624 | 35.4844 | 35.4399
Loki Machias (Dublin Street) Solar Plant | -789320 | Operating | 4.9 | Solar | 2024 | Novel Energy Solutions L.L.C. | New England | NPCC | NE | Washington | ME | Solar | 4.9 | NA | NA | NA | NA | NA | NA
Loring IC | -790380 | Operating | 5.1 | Internal Combustion | 2003 | Algonquin Northern Maine | New England | NPCC | NE | Aroostook | ME | Oil | 5.1 | NA | NA | NA | NA | NA | NA
Loring Solar Project | -647644 | Operating | 4.1 | Solar | 2023 | Vc Renewables Ab | New England | NPCC | NE | Aroostook | ME | Solar | 4.1 | NA | NA | NA | 9.9232 | NA | NA
Madawaska ME Solar Project | -789347 | Operating | 4 | Solar | 2024 | SoCore AssetCo LLC | New England | NPCC | NE | Aroostook | ME | Solar | 4 | NA | NA | NA | NA | NA | NA
Madison BTM Battery Storage System | -378320 | Operating | 1.5 | Battery | 2019 | Agilitas Energy, LLC | New England | NPCC | NE | Somerset | ME | Energy Storage | 1.5 | NA | NA | NA | NA | NA | NA
Madison Business Gateway Solar Farm (IOS-MEW) | -172902 | Operating | 4.1 | Solar | 2017 | IGS Distributed Generation II, LLC | New England | NPCC | NE | Somerset | ME | Solar | 4.1 | NA | NA | NA | 15.0629 | 17.2681 | 16.8838
Madison Business Gateway Solar Farm (IOS-MEW) | -172901 | Operating | 4.1 | Solar | 2017 | IGS Distributed Generation II, LLC | New England | NPCC | NE | Somerset | ME | Solar | 4.1 | NA | NA | NA | 15.0629 | 17.2681 | 16.8838
Madison Business Gateway Solar Farm (IOS-MEW) | -172900 | Operating | 4.1 | Solar | 2017 | IX Solar II, LLC | New England | NPCC | NE | Somerset | ME | Solar | 4.1 | NA | NA | NA | 15.0629 | 17.2681 | 16.8838
Madison Business Gateway Solar Farm (IOS-MEW) | -172899 | Operating | 4.1 | Solar | 2017 | IX Solar II, LLC | New England | NPCC | NE | Somerset | ME | Solar | 4.1 | NA | NA | NA | 15.0629 | 17.2681 | 16.8838
Madison ESS Battery Storage | -378424 | Operating | 4.9 | Battery | 2019 | Agilitas Energy, LLC | New England | NPCC | NE | Somerset | ME | Energy Storage | 4.9 | NA | NA | NA | NA | NA | NA
Madison Solar Center Project | -524589 | Operating | 6.2 | Solar | 2022 | Lowes | New England | NPCC | NE | Somerset | ME | Solar | 6.2 | NA | NA | NA | NA | NA | NA
Madison Solar Project (Walden) | -787871 | Operating | 20 | Solar | 2023 | Walden Renewables, LLC | New England | NPCC | NE | Somerset | ME | Solar | 20 | NA | NA | NA | NA | NA | NA
Madison Solar Project (Walden) | -703905 | Operating | 20 | Solar | 2023 | Walden Renewables, LLC | New England | NPCC | NE | Somerset | ME | Solar | 20 | NA | NA | NA | NA | NA | NA
Maine Community Solar Project | -422430 | Operating | 7.4 | Solar | 2022 | SunRaise Investments, LLC | New England | NPCC | NE | Kennebec | ME | Solar | 7.4 | NA | NA | NA | NA | NA | NA
Lawrenceburg | -117591 | Operating | 1232 | Combined Cycle | 2004 | ArcLight Capital Partners, LLC | PJM | RFC | R-PJM | Dearborn | IN | Gas | 1288 | 7140 | 7159 | 7196 | 76.0285 | 75.4793 | 70.5117
Maine Solar Project | -798597 | Operating | 2.8 | Solar | 2024 | Altus Power, Inc. | New England | NPCC | NE |  | ME | Solar | 2.8 | NA | NA | NA | NA | NA | NA
Mainely Solar (Wyman Hill Solar) Project | -763931 | Operating | 4 | Solar | 2022 | Wyman Hill Solar, LLC | New England | NPCC | NE | Oxford | ME | Solar | 4 | NA | NA | NA | 11.1901 | NA | NA
Mars Hill Solar Project | -789867 | Operating | 2.6 | Solar | 2024 | Greenbacker Renewable Energy Company LLC | New England | NPCC | NE | Aroostook | ME | Solar | 2.6 | NA | NA | NA | NA | NA | NA
Mars Hill Wind Farm Project | -695570 | Operating | 42 | Wind Turbine | 2007 | TerraForm Power, Inc. | New England | NPCC | NE | Aroostook | ME | Wind | 42 | NA | NA | NA | 28.4891 | 35.5069 | 31.502
Mavis Oakland Solar Project | -777404 | Operating | 5 | Solar | 2022 | Nautilus Solar Energy, LLC | New England | NPCC | NE | Kennebec | ME | Solar | 5 | NA | NA | NA | NA | NA | NA
Mavis Oakland Solar Project | -777403 | Operating | 5 | Solar | 2022 | Nautilus Solar Energy, LLC | New England | NPCC | NE | Kennebec | ME | Solar | 5 | NA | NA | NA | NA | NA | NA
Mavis Oakland Solar Project | -777402 | Operating | 5 | Solar | 2022 | Pansolo Holding Inc. | New England | NPCC | NE | Kennebec | ME | Solar | 5 | NA | NA | NA | NA | NA | NA
ME Novel Lighthouse - Penobscot CSG Solar Plant | -782366 | Operating | 3 | Solar | 2024 | Luminace Sunbeam Development Holdings, LLC | New England | NPCC | NE | Penobscot | ME | Solar | 3 | NA | NA | NA | NA | NA | NA
ME Sandy River Solar Project | -770043 | Operating | 3.4 | Solar | 2024 | Canyon Renewables LLC | New England | NPCC | NE | Franklin | ME | Solar | 3.4 | NA | NA | NA | NA | NA | NA
ME Sandy River Solar Project | -770042 | Operating | 3.4 | Solar | 2024 | Catalyze Parentco LLC | New England | NPCC | NE | Franklin | ME | Solar | 3.4 | NA | NA | NA | NA | NA | NA
ME Sandy River Solar Project | -770041 | Operating | 3.4 | Solar | 2024 | EETF Sidecar I-B, L.P.. | New England | NPCC | NE | Franklin | ME | Solar | 3.4 | NA | NA | NA | NA | NA | NA
ME Sandy River Solar Project | -770040 | Operating | 3.4 | Solar | 2024 | Actis Energy 5 A LP | New England | NPCC | NE | Franklin | ME | Solar | 3.4 | NA | NA | NA | NA | NA | NA
ME Sandy River Solar Project | -770039 | Operating | 3.4 | Solar | 2024 | Actis Energy 5 LP | New England | NPCC | NE | Franklin | ME | Solar | 3.4 | NA | NA | NA | NA | NA | NA
ME Sandy River Solar Project | -770038 | Operating | 3.4 | Solar | 2024 | Encap Energy Transition Fund I-E, L.P. | New England | NPCC | NE | Franklin | ME | Solar | 3.4 | NA | NA | NA | NA | NA | NA
ME Sandy River Solar Project | -770037 | Operating | 3.4 | Solar | 2024 | Encap Energy Transition Fund I-B, L.P. | New England | NPCC | NE | Franklin | ME | Solar | 3.4 | NA | NA | NA | NA | NA | NA
ME Sandy River Solar Project | -770036 | Operating | 3.4 | Solar | 2024 | Encap Energy Transition Fund I-A, L.P. | New England | NPCC | NE | Franklin | ME | Solar | 3.4 | NA | NA | NA | NA | NA | NA
ME Sandy River Solar Project | -770035 | Operating | 3.4 | Solar | 2024 | Prisma Energy Capital | New England | NPCC | NE | Franklin | ME | Solar | 3.4 | NA | NA | NA | NA | NA | NA
Mechanic Falls | -19593 | Operating | 1.4 | Hydraulic Turbine | 1986 | KEI (USA) Power Management Inc | New England | NPCC | NE | Androscoggin | ME | Water | 1.4 | NA | NA | NA | 24.3885 | 20.1402 | 13.5682
Medway | -695515 | Operating | 4 | Hydraulic Turbine | 1923 | Brookfield Renewable Partners L.P. | New England | NPCC | NE | Penobscot | ME | Water | 3.9 | NA | NA | NA | 80.5497 | 83.1753 | 72.8691
Medway | -68915 | Operating | 4 | Hydraulic Turbine | 1923 | BIF II Gen Aggregator LLC | New England | NPCC | NE | Penobscot | ME | Water | 3.9 | NA | NA | NA | 80.5497 | 83.1753 | 72.8691
ME-EDFR-Phase I-Embden Solar | -764586 | Operating | 5 | Solar | 2023 | Tower Solar Partners LLC | New England | NPCC | NE | Somerset | ME | Solar | 5 | NA | NA | NA | NA | NA | NA
Merrill Road Solar Project | -611177 | Operating | 4.6 | Solar | 2022 | NextGrid Inc. | New England | NPCC | NE | Androscoggin | ME | Solar | 4.6 | NA | NA | NA | 13.9493 | 15.1132 | NA
MEVS DOT 109 Solar Project (Exit 109) | -763679 | Operating | 2.2 | Solar | 2023 | MEVS DOT LLC | New England | NPCC | NE | Kennebec | ME | Solar | 2.2 | NA | NA | NA | 7.1451 | NA | NA
Milford | -695517 | Operating | 7.8 | Hydraulic Turbine | 1941 | Brookfield Renewable Partners L.P. | New England | NPCC | NE | Penobscot | ME | Water | 7.8 | NA | NA | NA | 77.589 | 61.3833 | 65.247
Milford | -68919 | Operating | 7.8 | Hydraulic Turbine | 1941 | BIF II Gen Aggregator LLC | New England | NPCC | NE | Penobscot | ME | Water | 7.8 | NA | NA | NA | 77.589 | 61.3833 | 65.247
Milo CSG Solar Project | -611173 | Operating | 4.5 | Solar | 2022 | Nexamp, Inc. | New England | NPCC | NE | Piscataquis | ME | Solar | 4.5 | NA | NA | NA | 15.2359 | 16.8493 | NA
Milo Solar Plant | -426257 | Operating | 20 | Solar | 2021 | Acadia Renewable Energy, LLC | New England | NPCC | NE | Piscataquis | ME | Solar | 20 | NA | NA | NA | 14.4047 | 16.2831 | 8.0422
MMWAC Resource Recovery Facility | -757201 | Operating | 5 | Steam Turbine | 1992 | Mid-Maine Waste Action Corp Maine Solid Waste Resource R | New England | NPCC | NE | Androscoggin | ME | Biomass | 2.7 | NA | NM | NA | 49.1544 | 59.7412 | 60.4558
Monmouth Solar Plant | -551410 | Operating | 5 | Solar | 2022 | Longroad Energy Holdings, LLC | New England | NPCC | NE | Kennebec | ME | Solar | 5 | NA | NA | NA | 18.6142 | 18.5 | NA
Monmouth Solar Plant | -551409 | Operating | 5 | Solar | 2022 | Longroad Energy Holdings, LLC | New England | NPCC | NE | Kennebec | ME | Solar | 5 | NA | NA | NA | 18.6142 | 18.5 | NA
Monmouth Solar Plant | -437252 | Operating | 5 | Solar | 2022 | Longroad Energy Holdings, LLC | New England | NPCC | NE | Kennebec | ME | Solar | 5 | NA | NA | NA | 18.6142 | 18.5 | NA
Naples Casco Solar 1 | -408549 | Operating | 2 | Solar | 2021 | Soltage, LLC | New England | NPCC | NE | Cumberland | ME | Solar | 2 | NA | NA | NA | 10.4053 | 19.1724 | 0.42808
Norridgewock Martin Stream Solar Project | -787102 | Operating | 4.9 | Solar | 2024 | Nautilus Solar Energy, LLC | New England | NPCC | NE | Somerset | ME | Solar | 4.9 | NA | NA | NA | NA | NA | NA
Norridgewock Martin Stream Solar Project | -787101 | Operating | 4.9 | Solar | 2024 | Nautilus Solar Energy, LLC | New England | NPCC | NE | Somerset | ME | Solar | 4.9 | NA | NA | NA | NA | NA | NA
Norridgewock Martin Stream Solar Project | -787100 | Operating | 4.9 | Solar | 2024 | Pansolo Holding Inc. | New England | NPCC | NE | Somerset | ME | Solar | 4.9 | NA | NA | NA | NA | NA | NA
Norridgewock River Road Solar Project | -436730 | Operating | 5 | Solar | 2022 | Soltage, LLC | New England | NPCC | NE | Somerset | ME | Solar | 5 | NA | NA | NA | 17.6575 | 16.1575 | NA
Norridgewock River Road Solar Project | -436729 | Operating | 5 | Solar | 2022 | Dynamic Energy Solutions, LLC | New England | NPCC | NE | Somerset | ME | Solar | 5 | NA | NA | NA | 17.6575 | 16.1575 | NA
North Bridgton Solar Project | -777270 | Operating | 5 | Solar | 2022 | Nautilus Solar Solutions, LLC | New England | NPCC | NE | Cumberland | ME | Solar | 5 | NA | NA | NA | 18.7237 | NA | NA
North Bridgton Solar Project | -777269 | Operating | 5 | Solar | 2022 | Nautilus Solar Solutions, LLC | New England | NPCC | NE | Cumberland | ME | Solar | 5 | NA | NA | NA | 18.7237 | NA | NA
North Bridgton Solar Project | -777268 | Operating | 5 | Solar | 2022 | Pansolo Holding Inc. | New England | NPCC | NE | Cumberland | ME | Solar | 5 | NA | NA | NA | 18.7237 | NA | NA
North Gorham | -695522 | Operating | 2.2 | Hydraulic Turbine | 1925 | Brookfield Renewable Partners L.P. | New England | NPCC | NE | Cumberland | ME | Water | 2 | NA | NA | NA | 53.6758 | 49.2237 | 40.0285
Norway Community Solar Farm | -770437 | Operating | 1 | Solar | 2023 | UGE International Ltd. | New England | NPCC | NE | Oxford | ME | Solar | 1 | NA | NA | NA | NA | NA | NA
Norway Community Solar Farm | -770436 | Operating | 1 | Solar | 2023 | UGE International Ltd. | New England | NPCC | NE | Oxford | ME | Solar | 1 | NA | NA | NA | NA | NA | NA
NRG Solar Mule Project | -173304 | Operating | 1.5 | Solar | 2017 | NRG Energy, Inc. | New England | NPCC | NE | Kennebec | ME | Solar | 1.5 | NA | NA | NA | 15.3881 | 17.0396 | 16.9102
NSE Athens AT01 Solar Project | -763574 | Operating | 5 | Solar | 2022 | Nautilus Solar Energy, LLC | New England | NPCC | NE | Somerset | ME | Solar | 5 | NA | NA | NA | 15.6598 | NA | NA
NSE Athens AT01 Solar Project | -763573 | Operating | 5 | Solar | 2022 | Nautilus Solar Energy, LLC | New England | NPCC | NE | Somerset | ME | Solar | 5 | NA | NA | NA | 15.6598 | NA | NA
NSE Athens AT01 Solar Project | -763572 | Operating | 5 | Solar | 2022 | Nautilus Solar Energy, LLC | New England | NPCC | NE | Somerset | ME | Solar | 5 | NA | NA | NA | 15.6598 | NA | NA
Oakfield Wind Project (Evergreen II) | -383279 | Operating | 148 | Wind Turbine | 2015 | Onward Energy | New England | NPCC | NE | Aroostook | ME | Wind | 148 | NA | NA | NA | 23.5985 | 28.5898 | 26.4506
Oakland Hydro (Messalonskee 2) | -157428 | Operating | 2.8 | Hydraulic Turbine | 1924 | Concord Hydro Associates | New England | NPCC | NE | Kennebec | ME | Water | 2.8 | NA | NA | NA | 52.7153 | 35.6817 | 32.9134
Old Town Division | -158677 | Out of Service | 28.5 | Steam Turbine | 1946 | Expera Specialty Solutions, LLC | New England | NPCC | NE | Penobscot | ME | Biomass | NA | NA | 20566 | NA | 10.6083 | 29.0816 | 31.7619
Orono B | -695745 | Operating | 3.9 | Hydraulic Turbine | 2013 | Brookfield Renewable Partners L.P. | New England | NPCC | NE | Penobscot | ME | Water | 3.9 | NA | NA | NA | 74.6634 | 76.2206 | 46.268
Orono B | -98875 | Operating | 3.9 | Hydraulic Turbine | 2013 | BIF II Gen Aggregator LLC | New England | NPCC | NE | Penobscot | ME | Water | 3.9 | NA | NA | NA | 74.6634 | 76.2206 | 46.268
Orono Hydro Station | -695525 | Operating | 2.7 | Hydraulic Turbine | 1911 | Brookfield Renewable Partners L.P. | New England | NPCC | NE | Penobscot | ME | Water | 2.7 | NA | NA | NA | 49.2432 | 41.895 | 53.3612
Orono Hydro Station | -68923 | Operating | 2.7 | Hydraulic Turbine | 1911 | BIF II Gen Aggregator LLC | New England | NPCC | NE | Penobscot | ME | Water | 2.7 | NA | NA | NA | 49.2432 | 41.895 | 53.3612
Otis Hydroelectric Company | -192988 | Operating | 10.2 | Hydraulic Turbine | 1985 | Eagle Creek Renewable Energy, LLC | New England | NPCC | NE | Androscoggin | ME | Water | 10.2 | NA | NA | NA | 30.428 | 50.5562 | 45.6845
Our Katahdin Solar Project | -789340 | Operating | 5 | Solar | 2024 | Greenbacker Renewable Energy Company LLC | New England | NPCC | NE | Penobscot | ME | Solar | 5 | NA | NA | NA | NA | NA | NA
Oxford Hydro | -765336 | Operating | 5.3 | Hydraulic Turbine | 1988 | Eagle Creek Renewable Energy, LLC | New England | NPCC | NE | Oxford | ME | Water | 5.3 | NA | NA | NA | NA | NA | NA
Oxford Hydro | -695632 | Operating | 5.3 | Hydraulic Turbine | 1988 | Brookfield Renewable Partners L.P. | New England | NPCC | NE | Oxford | ME | Water | 5.3 | NA | NA | NA | NA | NA | NA
Oxford Hydro | -158086 | Operating | 5.3 | Hydraulic Turbine | 1988 | White Pine ARCO Holdings LLC | New England | NPCC | NE | Oxford | ME | Water | 5.3 | NA | NA | NA | NA | NA | NA
Oxford Hydro | -158077 | Operating | 5.3 | Hydraulic Turbine | 1988 | 1520049 Ontario Limited | New England | NPCC | NE | Oxford | ME | Water | 5.3 | NA | NA | NA | NA | NA | NA
Oxford Solar Farm | -426249 | Operating | 9.2 | Solar | 2021 | Acadia Renewable Energy, LLC | New England | NPCC | NE | Oxford | ME | Solar | 9.2 | NA | NA | NA | 13.5038 | 19.8717 | 8.3383
Palmyra Solar Project | -480170 | Operating | 5 | Solar | 2022 | Acadia Renewable Energy, LLC | New England | NPCC | NE | Somerset | ME | Solar | 5 | NA | NA | NA | 17.8333 | 12.7557 | NA
Passadumkeag Windpark (Passadumkeag Mountain Wind Project) | -169499 | Operating | 42.9 | Wind Turbine | 2016 | Southern Renewable Energy, Inc. | New England | NPCC | NE | Penobscot | ME | Wind | 39.9 | NA | NA | NA | 37.1768 | 41.5539 | 39.2385
Pejepscot (Topsham) | -695529 | Operating | 13.5 | Hydraulic Turbine | 1987 | Brookfield Renewable Partners L.P. | New England | NPCC | NE | Sagadahoc | ME | Water | 12.9 | NA | NA | NA | 62.4367 | 54.1423 | 45.5515
Pejepscot (Topsham) | -68928 | Operating | 13.5 | Hydraulic Turbine | 1987 | BIF II Gen Aggregator LLC | New England | NPCC | NE | Sagadahoc | ME | Water | 12.9 | NA | NA | NA | 62.4367 | 54.1423 | 45.5515
Penobscot Energy Recovery Company | -25957 | Operating | 25.3 | Steam Turbine | 1987 | Set Perc Investment, Llc | New England | NPCC | NE | Penobscot | ME | Biomass | 21.2 | 21389 | 21146 | 24952 | 2.5211 | 31.6242 | 24.2085
Penobscot Energy Recovery Company | -25956 | Operating | 25.3 | Steam Turbine | 1987 | Municipal Review Committee, Inc. | New England | NPCC | NE | Penobscot | ME | Biomass | 21.2 | 21389 | 21146 | 24952 | 2.5211 | 31.6242 | 24.2085
Perkins Road Belfast Solar Project | -781269 | Operating | 4.8 | Solar | 2021 | Sunraise Development, Llc | New England | NPCC | NE | Waldo | ME | Solar | 4.8 | NA | NA | NA | NA | NA | NA
Pisgah Mountain Wind - Clifton Wind | -169387 | Operating | 9.1 | Wind Turbine | 2016 | Pisgah Mountain Holdings LLC | New England | NPCC | NE | Penobscot | ME | Wind | 9.1 | NA | NA | NA | 30.3327 | 36.5071 | 37.0841
Pisgah Mountain Wind - Clifton Wind | -169386 | Operating | 9.1 | Wind Turbine | 2016 | Elemental Energy Inc. | New England | NPCC | NE | Penobscot | ME | Wind | 9.1 | NA | NA | NA | 30.3327 | 36.5071 | 37.0841
Pittsfield (ME) | -19594 | Operating | 1.1 | Hydraulic Turbine | 1986 | KEI (USA) Power Management Inc | New England | NPCC | NE | Somerset | ME | Water | 1.1 | NA | NA | NA | 59.3296 | 38.5637 | 36.7684
Pittsfield Solar I Project (N Main St) | -704778 | Operating | 4.9 | Solar | 2023 | Syncarpha Solar CF II, LLC | New England | NPCC | NE | Somerset | ME | Solar | 4.9 | NA | NA | NA | 4.7852 | NA | NA
Pittsfield Solar Project (Cianbro & Clear Energy) | -172731 | Operating | 9.9 | Solar | 2017 | Cianbro Development Corporation | New England | NPCC | NE | Somerset | ME | Solar | 9.9 | NA | NA | NA | 18.1345 | 20.6079 | 19.2242
Pleasant Street Solar Project | -748179 | Operating | 3 | Solar | 2023 | Greenbacker Renewable Energy Corporation | New England | NPCC | NE | Franklin | ME | Solar | 3 | NA | NA | NA | 0.37291 | NA | NA
Presque Isle 1 (Missile Street) Solar Project | -777550 | Operating | 3 | Solar | 2024 | Nautilus Solar Energy, LLC | New England | NPCC | NE | Aroostook | ME | Solar | 3 | NA | NA | NA | NA | NA | NA
Presque Isle 1 (Missile Street) Solar Project | -777549 | Operating | 3 | Solar | 2024 | Nautilus Solar Energy, LLC | New England | NPCC | NE | Aroostook | ME | Solar | 3 | NA | NA | NA | NA | NA | NA
Presque Isle 1 (Missile Street) Solar Project | -777548 | Operating | 3 | Solar | 2024 | Pansolo Holding Inc. | New England | NPCC | NE | Aroostook | ME | Solar | 3 | NA | NA | NA | NA | NA | NA
Presque Isle 2 (Mechanic Street) Solar Project | -756710 | Operating | 3 | Solar | 2024 | Nautilus Solar Energy, LLC | New England | NPCC | NE | Aroostook | ME | Solar | 3 | NA | NA | NA | NA | NA | NA
Presque Isle 2 (Mechanic Street) Solar Project | -756709 | Operating | 3 | Solar | 2024 | Nautilus Solar Energy, LLC | New England | NPCC | NE | Aroostook | ME | Solar | 3 | NA | NA | NA | NA | NA | NA
Presque Isle 2 (Mechanic Street) Solar Project | -756708 | Operating | 3 | Solar | 2024 | Pansolo Holding Inc. | New England | NPCC | NE | Aroostook | ME | Solar | 3 | NA | NA | NA | NA | NA | NA
Pumpkin Hill | -19595 | Operating | 1 | Hydraulic Turbine | 1987 | KEI (USA) Power Management Inc | New England | NPCC | NE | Penobscot | ME | Water | 1 | NA | NA | NA | 62.6256 | 50.605 | 44.1667
Record Hill (Roxbury) Wind Farm | -167614 | Operating | 50.6 | Wind Turbine | 2011 | Wagner Wind Energy | New England | NPCC | NE | Oxford | ME | Wind | 50.6 | NA | NA | NA | 25.0239 | 28.186 | 27.7715
Record Hill (Roxbury) Wind Farm | -167613 | Operating | 50.6 | Wind Turbine | 2011 | Independence Wind LLC | New England | NPCC | NE | Oxford | ME | Wind | 50.6 | NA | NA | NA | 25.0239 | 28.186 | 27.7715
Regional Waste Systems | -6191 | Operating | 13.3 | Steam Turbine | 1988 | Ecomaine, Inc. | New England | NPCC | NE | Cumberland | ME | Biomass | 11.5 | 21657 | 24242 | 20858 | 80.5291 | 38.9657 | 87.5065
Rice Rips Hydro (Messalonskee 3) | -21214 | Operating | 1.6 | Hydraulic Turbine | 1918 | Concord Hydro Associates | New England | NPCC | NE | Kennebec | ME | Water | 1.6 | NA | NA | NA | 51.962 | 34.4963 | 29.9872
Richmond Hill Solar Project | -747916 | Operating | 1.8 | Solar | 2023 | Greenbacker Renewable Energy Company LLC | New England | NPCC | NE | Sagadahoc | ME | Solar | 1.8 | NA | NA | NA | 0.10147 | NA | NA
Riley Hydro | -192993 | Operating | 6.6 | Hydraulic Turbine | 1981 | Eagle Creek Renewable Energy, LLC | New England | NPCC | NE | Franklin | ME | Water | 6.6 | NA | NA | NA | 10.1823 | 37.9774 | 43.4637
Robbins Lumber Cogen | -6298 | Out of Service | 1.2 | Steam Turbine | 1981 | Robbins Lumber, Inc. | New England | NPCC | NE | Waldo | ME | Biomass | NA | NA | NA | NA | 0 | 0 | 0
Robbins Lumber IC | -6299 | Operating | 2 | Internal Combustion | 1987 | Robbins Lumber, Inc. | New England | NPCC | NE | Waldo | ME | Oil | 1.8 | 7980 | 7828 | 7457 | 0.62151 | 0.73567 | 0.22197
Rollins Wind Farm (Evergreen Wind Power III) | -695625 | Operating | 60 | Wind Turbine | 2011 | TerraForm Power, Inc. | New England | NPCC | NE | Penobscot | ME | Wind | 60 | NA | NA | NA | 25.1592 | 29.2557 | 28.1962
RoxWind Project (Roxbury Wind Project) | -382577 | Operating | 15.3 | Wind Turbine | 2021 | Greenbacker Renewable Energy Company LLC | New England | NPCC | NE | Oxford | ME | Wind | 15.3 | NA | NA | NA | 7.7596 | 32.579 | 2.7979
Leamington | -11345 | Operating | 7.2 | Gas Turbine | 1990 | H.J. Heinz Company, L.P. | Ontario | NPCC | ONT |  |  | Gas | 7.2 | NA | NA | NA | NA | NA | NA
Rumford Battery Storage Plant | -366971 | Operating | 4.9 | Battery | 2021 | Agilitas Energy, LLC | New England | NPCC | NE | Oxford | ME | Energy Storage | 4.9 | NA | NA | NA | NA | NA | NA
Rumford Cogeneration | -106076 | Operating | 102.6 | Steam Turbine | 1990 | Catalyst Paper Corporation | New England | NPCC | NE | Oxford | ME | Biomass | 95 | 29498 | 29445 | 31915 | 49.1548 | 51.4793 | 46.1097
Rumford Falls | -695536 | Operating | 44.5 | Hydraulic Turbine | 1918 | Brookfield Renewable Partners L.P. | New England | NPCC | NE | Oxford | ME | Water | 44.5 | NA | NA | NA | 74.4523 | 63.1748 | 53.6068
Rumford Falls Hydro Battery Energy Storage System | -780824 | Operating | 8 | Battery | 2023 | Brookfield Renewable Partners L.P. | New England | NPCC | NE | Oxford | ME | Energy Storage | 8 | NA | NA | NA | NA | NA | NA
Rumford Solar Farm | -489370 | Operating | 6.5 | Solar | 2022 | Nexamp, Inc. | New England | NPCC | NE | Oxford | ME | Solar | 6.5 | NA | NA | NA | NA | NA | NA
Ryans Ranch Solar Project | -777436 | Operating | 5 | Solar | 2022 | Nautilus Solar Energy, LLC | New England | NPCC | NE | Oxford | ME | Solar | 5 | NA | NA | NA | NA | NA | NA
Ryans Ranch Solar Project | -777435 | Operating | 5 | Solar | 2022 | Nautilus Solar Energy, LLC | New England | NPCC | NE | Oxford | ME | Solar | 5 | NA | NA | NA | NA | NA | NA
Ryans Ranch Solar Project | -777434 | Operating | 5 | Solar | 2022 | Pansolo Holding Inc. | New England | NPCC | NE | Oxford | ME | Solar | 5 | NA | NA | NA | NA | NA | NA
S.D. Warren Company 2 | -405094 | Out of Service | 62.5 | Steam Turbine | 1965 | Sappi North America, Inc. | New England | NPCC | NE | Cumberland | ME | Biomass | NA | NA | NA | NA | 0 | 0 | 0
S.D. Warren Company Hydro | -742832 | Operating | 7.2 | Hydraulic Turbine | 1903 | Dichotomy Power LLC | New England | NPCC | NE | Cumberland | ME | Water | 6 | NA | NA | NA | 51.8947 | 24.9857 | NA
Sabattus SB01 Solar Project | -777424 | Operating | 4.9 | Solar | 2023 | Nautilus Solar Solutions, LLC | New England | NPCC | NE | Androscoggin | ME | Solar | 4.9 | NA | NA | NA | NA | NA | NA
Sabattus SB01 Solar Project | -777423 | Operating | 4.9 | Solar | 2023 | Nautilus Solar Solutions, LLC | New England | NPCC | NE | Androscoggin | ME | Solar | 4.9 | NA | NA | NA | NA | NA | NA
Sabattus SB01 Solar Project | -777422 | Operating | 4.9 | Solar | 2023 | Pansolo Holding Inc. | New England | NPCC | NE | Androscoggin | ME | Solar | 4.9 | NA | NA | NA | NA | NA | NA
Saddleback Ridge Wind Project (Carthage Project) | -639511 | Operating | 34.2 | Wind Turbine | 2014 | CPV Group LP | New England | NPCC | NE | Franklin | ME | Wind | 34.2 | NA | NA | NA | 27.5481 | NA | NA
Saddleback Ridge Wind Project (Carthage Project) | -619767 | Operating | 34.2 | Wind Turbine | 2014 | Competitive Power Ventures, Inc. | New England | NPCC | NE | Franklin | ME | Wind | 34.2 | NA | NA | NA | 27.5481 | NA | NA
Saddleback Ridge Wind Project (Carthage Project) | -619766 | Operating | 34.2 | Wind Turbine | 2014 | Competitive Power Ventures, Inc. | New England | NPCC | NE | Franklin | ME | Wind | 34.2 | NA | NA | NA | 27.5481 | NA | NA
Saddleback Ridge Wind Project (Carthage Project) | -619765 | Operating | 34.2 | Wind Turbine | 2014 | Competitive Power Ventures, Inc. | New England | NPCC | NE | Franklin | ME | Wind | 34.2 | NA | NA | NA | 27.5481 | NA | NA
Saddleback Ridge Wind Project (Carthage Project) | -619764 | Operating | 34.2 | Wind Turbine | 2014 | Competitive Power Ventures, Inc. | New England | NPCC | NE | Franklin | ME | Wind | 34.2 | NA | NA | NA | 27.5481 | NA | NA
Salmon Falls | -465295 | Operating | 1.2 | Hydraulic Turbine | 1986 | Fonds de solidarité FTQ | New England | NPCC | NE | York | ME | Water | 1.2 | NA | NA | NA | 46.2804 | 8.6568 | 14.2979
Salmon Falls | -465294 | Operating | 1.2 | Hydraulic Turbine | 1986 | Caisse de dépôt et placement du Québec | New England | NPCC | NE | York | ME | Water | 1.2 | NA | NA | NA | 46.2804 | 8.6568 | 14.2979
Samoset Solar Project | -676268 | Operating | 2 | Solar | 2023 | Pine Gate Renewables, LLC | New England | NPCC | NE | Knox | ME | Solar | 2 | NA | NA | NA | 10.1084 | NA | NA
Sanford CGA Solar Project | -777430 | Operating | 5 | Solar | 2022 | Nautilus Solar Solutions, LLC | New England | NPCC | NE | York | ME | Solar | 5 | NA | NA | NA | NA | NA | NA
Sanford CGA Solar Project | -777429 | Operating | 5 | Solar | 2022 | Nautilus Solar Solutions, LLC | New England | NPCC | NE | York | ME | Solar | 5 | NA | NA | NA | NA | NA | NA
Sanford CGA Solar Project | -777428 | Operating | 5 | Solar | 2022 | Pansolo Holding Inc. | New England | NPCC | NE | York | ME | Solar | 5 | NA | NA | NA | NA | NA | NA
Sanford Seacoast Regional Airport Solar Project | -787407 | Operating | 49.4 | Solar | 2020 | XPLR Infrastructure, LP | New England | NPCC | NE | York | ME | Solar | 49.4 | NA | NA | NA | 19.6694 | 22.3375 | 20.2364
Sanford Seacoast Regional Airport Solar Project | -591582 | Operating | 49.4 | Solar | 2020 | Colleges of Applied Arts and Technology Pension Plan | New England | NPCC | NE | York | ME | Solar | 49.4 | NA | NA | NA | 19.6694 | 22.3375 | 20.2364
Sanford Seacoast Regional Airport Solar Project | -591581 | Operating | 49.4 | Solar | 2020 | Healthcare of Ontario Pension Plan | New England | NPCC | NE | York | ME | Solar | 49.4 | NA | NA | NA | 19.6694 | 22.3375 | 20.2364
Sanford Seacoast Regional Airport Solar Project | -591580 | Operating | 49.4 | Solar | 2020 | Keskinäinen työeläkevakuutusyhtiö Varma | New England | NPCC | NE | York | ME | Solar | 49.4 | NA | NA | NA | 19.6694 | 22.3375 | 20.2364
Sanford Seacoast Regional Airport Solar Project | -591579 | Operating | 49.4 | Solar | 2020 | KKR & Co. Inc. | New England | NPCC | NE | York | ME | Solar | 49.4 | NA | NA | NA | 19.6694 | 22.3375 | 20.2364
Sanford Seacoast Regional Airport Solar Project | -591578 | Operating | 49.4 | Solar | 2020 | NextEra Energy Resources, LLC | New England | NPCC | NE | York | ME | Solar | 49.4 | NA | NA | NA | 19.6694 | 22.3375 | 20.2364
SCS Harpswell 012903 Brunswick Solar Project | -674051 | Operating | 4.9 | Solar | 2022 | Sol Systems, LLC | New England | NPCC | NE | Cumberland | ME | Solar | 4.9 | NA | NA | NA | 17.0674 | 3.7834 | NA
Searsmont Road Solar Project | -426605 | Operating | 5.9 | Solar | 2022 | SunRaise Investments, LLC |  | NPCC | NE | Waldo | ME | Solar | 5.9 | NA | NA | NA | NA | NA | NA
Shawmut | -695544 | Operating | 8.8 | Hydraulic Turbine | 1913 | Brookfield Renewable Partners L.P. | New England | NPCC | NE | Somerset | ME | Water | 9.2 | NA | NA | NA | 45.5157 | 50.479 | 39.8054
Sheridan Road Solar Project | -780514 | Operating | 3 | Solar | 2024 | Rea Investments Limited | New England | NPCC | NE | Aroostook | ME | Solar | 3 | NA | NA | NA | NA | NA | NA
Sidney Solar Plant | -763847 | Operating | 1.5 | Solar | 2023 | Nautilus Solar Solutions, LLC | New England | NPCC | NE | Kennebec | ME | Solar | 1.5 | NA | NA | NA | 10.9209 | NA | NA
Silver Maple Wind Project | -741997 | Operating | 20 | Wind Turbine | 2022 | SWEB Development USA | New England | NPCC | NE | Penobscot | ME | Wind | 20 | NA | NA | NA | 29.7169 | 8.2597 | NA
Skelton | -695547 | Operating | 16.8 | Hydraulic Turbine | 1948 | Brookfield Renewable Partners L.P. | New England | NPCC | NE | York | ME | Water | 21.6 | NA | NA | NA | 72.4754 | 57.0068 | 49.6649
Skyway Avenue Solar Farm | -780574 | Operating | 3 | Solar | 2024 | REA Investments, LLC | New England | NPCC | NE | Aroostook | ME | Solar | 3 | NA | NA | NA | NA | NA | NA
Somerset, ME | -405097 | Operating | 107.1 | Steam Turbine | 1976 | Sappi North America, Inc. | New England | NPCC | NE | Somerset | ME | Biomass | 99.8 | 36191 | 37799 | 36190 | 55.5266 | 58.8695 | 64.0736
South Portland Landfill Solar | -670555 | Operating | 1 | Solar | 2017 | City of South Portland, Maine | New England | NPCC | NE | Cumberland | ME | Solar | 1 | NA | NA | NA | NA | NA | NA
Spruce Mountain (Woodstock) Wind Project | -619763 | Operating | 20 | Wind Turbine | 2011 | Competitive Power Ventures, Inc. | New England | NPCC | NE | Oxford | ME | Wind | 20 | NA | NA | NA | 30.2146 | NA | NA
Spruce Mountain (Woodstock) Wind Project | -619762 | Operating | 20 | Wind Turbine | 2011 | Competitive Power Ventures, Inc. | New England | NPCC | NE | Oxford | ME | Wind | 20 | NA | NA | NA | 30.2146 | NA | NA
Spruce Mountain (Woodstock) Wind Project | -619761 | Operating | 20 | Wind Turbine | 2011 | Competitive Power Ventures, Inc. | New England | NPCC | NE | Oxford | ME | Wind | 20 | NA | NA | NA | 30.2146 | NA | NA
Spruce Mountain (Woodstock) Wind Project | -619760 | Operating | 20 | Wind Turbine | 2011 | Competitive Power Ventures, Inc. | New England | NPCC | NE | Oxford | ME | Wind | 20 | NA | NA | NA | 30.2146 | NA | NA
Squa Pan | -161712 | Operating | 1.5 | Hydraulic Turbine | 1941 | Algonquin Northern Maine | New England | NPCC | NE | Aroostook | ME | Water | 1.4 | NA | NA | NA | 5.561 | 6.8656 | 6.7841
Standish Solar Project | -763788 | Operating | 5 | Solar | 2023 | Nautilus Solar Solutions, LLC | New England | NPCC | NE | Cumberland | ME | Solar | 5 | NA | NA | NA | 1.2215 | NA | NA
Stanford Solar Project | -765620 | Operating | 4.9 | Solar | 2024 | Nautilus Solar Solutions, LLC | New England | NPCC | NE | York | ME | Solar | 4.9 | NA | NA | NA | NA | NA | NA
Stetson Mountain Wind II | -695657 | Operating | 25.5 | Wind Turbine | 2010 | TerraForm Power, Inc. | New England | NPCC | NE | Washington | ME | Wind | 25.5 | NA | NA | NA | 20.466 | 26.4728 | 23.1981
Stetson Wind | -695618 | Operating | 57 | Wind Turbine | 2009 | TerraForm Power, Inc. | New England | NPCC | NE | Washington | ME | Wind | 57 | NA | NA | NA | 21.35 | 28.1757 | 23.353
Stillwater | -695555 | Operating | 1.8 | Hydraulic Turbine | 1913 | Brookfield Renewable Partners L.P. | New England | NPCC | NE | Penobscot | ME | Water | 2.1 | NA | NA | NA | 65.6175 | 53.2942 | 39.4868
Stillwater | -68931 | Operating | 1.8 | Hydraulic Turbine | 1913 | BIF II Gen Aggregator LLC | New England | NPCC | NE | Penobscot | ME | Water | 2.1 | NA | NA | NA | 65.6175 | 53.2942 | 39.4868
Stillwater B Hydro Project | -695744 | Operating | 2.4 | Hydraulic Turbine | 2013 | Brookfield Renewable Partners L.P. | New England | NPCC | NE | Penobscot | ME | Water | 2.4 | NA | NA | NA | 60.9209 | 67.2803 | 57.9243
Stillwater B Hydro Project | -98452 | Operating | 2.4 | Hydraulic Turbine | 2013 | BIF II Gen Aggregator LLC | New England | NPCC | NE | Penobscot | ME | Water | 2.4 | NA | NA | NA | 60.9209 | 67.2803 | 57.9243
Stratton Energy | -397204 | Operating | 47 | Steam Turbine | 1989 | Ember Infrastructure Management, LP | New England | NPCC | NE | Franklin | ME | Biomass | 46.1 | 14980 | 14004 | 12433 | 43.8663 | 65.1963 | 90.408
Stratton Energy | -397203 | Operating | 47 | Steam Turbine | 1989 | ReEnergy Holdings LLC | New England | NPCC | NE | Franklin | ME | Biomass | 46.1 | 14980 | 14004 | 12433 | 43.8663 | 65.1963 | 90.408
Sturgeon Solar Grey Project (Shaker) | -777442 | Operating | 5 | Solar | 2022 | Nautilus Solar Solutions, LLC | New England | NPCC | NE | Cumberland | ME | Solar | 5 | NA | NA | NA | NA | NA | NA
Sturgeon Solar Grey Project (Shaker) | -777441 | Operating | 5 | Solar | 2022 | Nautilus Solar Solutions, LLC | New England | NPCC | NE | Cumberland | ME | Solar | 5 | NA | NA | NA | NA | NA | NA
Sturgeon Solar Grey Project (Shaker) | -777440 | Operating | 5 | Solar | 2022 | Pansolo Holding Inc. | New England | NPCC | NE | Cumberland | ME | Solar | 5 | NA | NA | NA | NA | NA | NA
Three Corners Solar Project | -773491 | Operating | 110 | Solar | 2024 | Longroad Energy Partners, LLC | New England | NPCC | NE | Kennebec | ME | Solar | 110 | NA | NA | NA | NA | NA | NA
Town House Solar Project | -763790 | Operating | 5 | Solar | 2022 | Nautilus Solar Solutions, LLC | New England | NPCC | NE | Kennebec | ME | Solar | 5 | NA | NA | NA | 17.29 | NA | NA
Treasure Lane | -674247 | Operating | 4.5 | Solar | 2023 | PIP5 LUMOS LLC | New England | NPCC | NE | Kennebec | ME | Solar | 4.5 | NA | NA | NA | 2.5672 | NA | NA
Treasure Lane | -674246 | Operating | 4.5 | Solar | 2023 | Aes Clean Energy Development Holdings, Llc | New England | NPCC | NE | Kennebec | ME | Solar | 4.5 | NA | NA | NA | 2.5672 | NA | NA
Twin Rivers Paper | -398279 | Operating | 22 | Steam Turbine | 1987 | Twin Rivers Paper Company Inc. | New England | NPCC | NE | Aroostook | ME | Other | 22 | 3412 | 3412 | 8843 | 52.3184 | 53.599 | 50.742
Union Gas Hydro (Messalonskee 5) | -21216 | Operating | 1.8 | Hydraulic Turbine | 1935 | Concord Hydro Associates | New England | NPCC | NE | Kennebec | ME | Water | 1.8 | NA | NA | NA | 32.6104 | 27.4353 | 12.1892
Unity Solar Project (Madison Energy) | -752215 | Operating | 5 | Solar | 2021 | Madison Energy Holdings, LLC | New England | NPCC | NE | Waldo | ME | Solar | 5 | NA | NA | NA | 16.6142 | 9.1233 | NA
Valley Sun Solar Plant | -793538 | Operating | NA | Solar | 2024 | SoCore Energy LLC | New England | NPCC | NE | Aroostook | ME | Solar | 3.11 | NA | NA | NA | NA | NA | NA
Veazie Solar Project | -788420 | Operating | NA | Solar | 2025 | UGE International Ltd. | New England | NPCC | NE | Penobscot | ME | Solar | 2.7 | NA | NA | NA | NA | NA | NA
Veazie Solar Project | -788419 | Operating | NA | Solar | 2025 | UGE International Ltd. | New England | NPCC | NE | Penobscot | ME | Solar | 2.7 | NA | NA | NA | NA | NA | NA
Lederle Laboratories | -4624 | Operating | 23.4 | Combined Cycle | 1990 | Wyeth-Averst Lederle | New York | NPCC | NY | Rockland | NY | Gas | 21.7 | 14268 | 12777 | 14229 | 64.1847 | 74.7743 | 68.0949
Waldoboro Solar Project | -703868 | Operating | 4.95 | Solar | 2023 | SPME MODPORT 2023, LLC | New England | NPCC | NE | Lincoln | ME | Solar | 4.95 | NA | NA | NA | NA | NA | NA
Wales Leeds Junction Road Solar Project | -789932 | Operating | 4.5 | Solar | 2024 | MN8 Energy, Inc. | New England | NPCC | NE | Androscoggin | ME | Solar | 4.5 | NA | NA | NA | NA | NA | NA
Washington WS01 Solar Project | -763795 | Operating | 4 | Solar | 2022 | Nautilus Solar Solutions, LLC | New England | NPCC | NE | Knox | ME | Solar | 4 | NA | NA | NA | 15.7363 | NA | NA
Water Street Solar Project | -612569 | Operating | 5 | Solar | 2022 | AES Distributed Energy, Inc. | New England | NPCC | NE | Kennebec | ME | Solar | 5 | NA | NA | NA | 13.1849 | NA | NA
Weaver Wind Project | -627424 | Operating | 72.6 | Wind Turbine | 2020 | Fengate Capital Management Ltd. | New England | NPCC | NE | Hancock | ME | Wind | 72.6 | NA | NA | NA | 31.3741 | 35.1002 | 34.5115
Webb Road Solar Project (NextGrid Mastic Solar) | -612564 | Operating | 4.6 | Solar | 2022 | Renewable Properties, LLC | New England | NPCC | NE | Kennebec | ME | Solar | 4.6 | NA | NA | NA | 11.5868 | 3.3105 | NA
Wells (ME) Solar Project | -763797 | Operating | 4.8 | Solar | 2022 | Nautilus Solar Solutions, LLC | New England | NPCC | NE | York | ME | Solar | 4.8 | NA | NA | NA | 19.7536 | NA | NA
West Buxton | -695565 | Operating | 7.7 | Hydraulic Turbine | 1904 | Brookfield Renewable Partners L.P. | New England | NPCC | NE | York | ME | Water | 7.7 | NA | NA | NA | 52.9206 | 32.684 | 28.1963
West Enfield Hydro | -695441 | Operating | 13 | Hydraulic Turbine | 1988 | Brookfield Renewable Partners L.P. | New England | NPCC | NE | Penobscot | ME | Water | 12.36 | NA | NA | NA | 92.7096 | 80.3409 | 77.5314
West Enfield Hydro | -68935 | Operating | 13 | Hydraulic Turbine | 1988 | BIF II Gen Aggregator LLC | New England | NPCC | NE | Penobscot | ME | Water | 12.36 | NA | NA | NA | 92.7096 | 80.3409 | 77.5314
Lee County Generating Station | -127019 | Operating | 692 | Gas Turbine | 2001 | Bruce Power, LLC | PJM | RFC | R-PJM | Lee | IL | Gas | 716 | 14137 | 13655 | 13565 | 1.0675 | 1.202 | 5.2385
Lee County Landfill CT | -510523 | Operating | 5.5 | Gas Turbine | 2009 | South Carolina Public Service Authority |  | SERC | VACAR | Lee | SC | Biomass | 5.2 | NA | NA | NA | NA | NA | NA
Weston Hydro | -695566 | Operating | 12 | Hydraulic Turbine | 1920 | Brookfield Renewable Partners L.P. | New England | NPCC | NE | Somerset | ME | Water | 13.2 | NA | NA | NA | 76.4477 | 68.6324 | 49.1568
William F. Wyman | -396447 | Operating | 846 | Steam Turbine | 1957 | Constellation Energy Corporation | New England | NPCC | NE | Cumberland | ME | Oil | 822.5 | 12873 | 10986 | NA | 0.56298 | 3.2736 | NA
William F. Wyman | -224608 | Operating | 846 | Steam Turbine | 1957 | Régime de retraite de l'Université du Québec | New England | NPCC | NE | Cumberland | ME | Oil | 822.5 | 12873 | 10986 | 22132 | 0.56298 | 3.2736 | 0.11088
William F. Wyman | -224607 | Operating | 846 | Steam Turbine | 1957 | British Columbia Investment Management Corporation | New England | NPCC | NE | Cumberland | ME | Oil | 822.5 | 12873 | 10986 | 22132 | 0.56298 | 3.2736 | 0.11088
William F. Wyman | -219208 | Operating | 846 | Steam Turbine | 1957 | Fonds de solidarité FTQ | New England | NPCC | NE | Cumberland | ME | Oil | 822.5 | 12873 | 10986 | 22132 | 0.56298 | 3.2736 | 0.11088
William F. Wyman | -219207 | Operating | 846 | Steam Turbine | 1957 | Enbridge Inc. | New England | NPCC | NE | Cumberland | ME | Oil | 822.5 | 12873 | 10986 | 22132 | 0.56298 | 3.2736 | 0.11088
William F. Wyman | -219205 | Operating | 846 | Steam Turbine | 1957 | Caisse de dépôt et placement du Québec | New England | NPCC | NE | Cumberland | ME | Oil | 822.5 | 12873 | 10986 | 22132 | 0.56298 | 3.2736 | 0.11088
William F. Wyman | -200945 | Operating | 846 | Steam Turbine | 1957 | FPL Energy Maine Incorporated | New England | NPCC | NE | Cumberland | ME | Oil | 822.5 | 12873 | 10986 | 22132 | 0.56298 | 3.2736 | 0.11088
William F. Wyman | -7880 | Operating | 846 | Steam Turbine | 1957 | Lyndonville Village of | New England | NPCC | NE | Cumberland | ME | Oil | 822.5 | 12873 | 10986 | 22132 | 0.56298 | 3.2736 | 0.11088
William F. Wyman Battery Storage Project | -628416 | Operating | 16.7 | Battery | 2016 | Fonds de solidarité FTQ | New England | NPCC | NE | Cumberland | ME | Energy Storage | 16.2 | NA | NM | NM | 3.7227 | 4.6881 | 7.2171
William F. Wyman Battery Storage Project | -628415 | Operating | 16.7 | Battery | 2016 | Régime de retraite de l'Université du Québec | New England | NPCC | NE | Cumberland | ME | Energy Storage | 16.2 | NA | NM | NM | 3.7227 | 4.6881 | 7.2171
William F. Wyman Battery Storage Project | -628414 | Operating | 16.7 | Battery | 2016 | British Columbia Investment Management Corporation | New England | NPCC | NE | Cumberland | ME | Energy Storage | 16.2 | NA | NM | NM | 3.7227 | 4.6881 | 7.2171
William F. Wyman Battery Storage Project | -628413 | Operating | 16.7 | Battery | 2016 | Enbridge Inc. | New England | NPCC | NE | Cumberland | ME | Energy Storage | 16.2 | NA | NM | NM | 3.7227 | 4.6881 | 7.2171
William F. Wyman Battery Storage Project | -628412 | Operating | 16.7 | Battery | 2016 | Constellation Energy Corporation | New England | NPCC | NE | Cumberland | ME | Energy Storage | 16.2 | NA | NM | NM | 3.7227 | 4.6881 | 7.2171
William F. Wyman Battery Storage Project | -628411 | Operating | 16.7 | Battery | 2016 | FPL Energy Maine Incorporated | New England | NPCC | NE | Cumberland | ME | Energy Storage | 16.2 | NA | NM | NM | 3.7227 | 4.6881 | 7.2171
William F. Wyman Battery Storage Project | -628410 | Operating | 16.7 | Battery | 2016 | Caisse de dépôt et placement du Québec | New England | NPCC | NE | Cumberland | ME | Energy Storage | 16.2 | NA | NM | NM | 3.7227 | 4.6881 | 7.2171
William F. Wyman Battery Storage Project | -598982 | Operating | 16.7 | Battery | 2016 | Lyndonville Village of | New England | NPCC | NE | Cumberland | ME | Energy Storage | 16.2 | NA | NM | NM | 3.7227 | 4.6881 | 7.2171
Williams Hydro | -695567 | Operating | 13 | Hydraulic Turbine | 1939 | Brookfield Renewable Partners L.P. | New England | NPCC | NE | Somerset | ME | Water | 14.9 | NA | NA | NA | 74.4813 | 51.2955 | 46.8603
Winslow Solar Farm | -488784 | Operating | 7 | Solar | 2022 | Acadia Renewable Energy, LLC | New England | NPCC | NE | Kennebec | ME | Solar | 7 | NA | NA | NA | 17.7544 | 7.5359 | NA
Winthrop Solar Farm | -781458 | Operating | 5 | Solar | 2023 | Nexamp, Inc. | New England | NPCC | NE | Kennebec | ME | Solar | 5 | NA | NA | NA | NA | NA | NA
Woodland Pulp & Paper Hydro | -54606 | Operating | 18.5 | Hydraulic Turbine | 1906 | Woodland Pulp LLC | New England | NPCC | NE | Washington | ME | Water | 17.7 | NA | NA | NA | 41.3932 | 40.8708 | 38.7934
Woodland Pulp & Paper Steam | -54580 | Operating | 49.8 | Steam Turbine | 1966 | Woodland Pulp LLC | New England | NPCC | NE | Washington | ME | Biomass | 46 | 28139 | 28926 | 33483 | 75.04 | 76.9662 | 69.5233
Woolwich Solar Project (Green Mile Solar Project) | -680573 | Operating | 5 | Solar | 2023 | Luminace Holdings, LLC | New England | NPCC | NE | Sagadahoc | ME | Solar | 5 | NA | NA | NA | 3.5297 | NA | NA
Worumbo Hydro Station | -193005 | Operating | 19.4 | Hydraulic Turbine | 1989 | Brown Bear II Hydro, Inc. | New England | NPCC | NE | Androscoggin | ME | Water | 18.6 | NA | NA | NA | 64.3283 | 49.2549 | 41.2573
Wyman Hydro | -695568 | Operating | 72 | Hydraulic Turbine | 1930 | Brookfield Renewable Partners L.P. | New England | NPCC | NE | Somerset | ME | Water | 88.5 | NA | NA | NA | 64.6979 | 49.6056 | 29.6346
13 Mile Solar Project | -378125 | Operating | 2 | Solar | 2020 | Pine Gate Renewables, LLC | MISO | RFC | R-MISO | Calhoun | MI | Solar | 2 | NA | NA | NA | 22.5457 | 23.1906 | 22.4144
Lemon Creek 5 and 6 | -74899 | Operating | 37.2 | Gas Turbine | 1980 | Alaska Electric Light and Power Company |  | ASCC | ALASKA | Juneau | AK | Oil | 35 | NA | NA | NA | -0.121 | -0.045336 | -0.096217
A.J. Mihm Generating Station | -163768 | Operating | 56.4 | Internal Combustion | 2019 | Upper Michigan Energy Resources Corporation | MISO | MRO | MRO-US | Baraga | MI | Gas | 56.5 | 8434 | 8485 | 8461 | 42.0035 | 44.8551 | 47.981
Leon Creek Peaker | -165872 | Operating | 229.6 | Gas Turbine | 2004 | CPS Energy, Inc. | ERCOT | TRE | TRE | Bexar | TX | Gas | 184 | 10318 | 10433 | 10847 | 13.8473 | 9.0174 | 4.9852
Ada Dam | -192954 | Operating | 1.4 | Hydraulic Turbine | 1984 | STS Hydropower, LLC | MISO | RFC | R-MISO | Kent | MI | Water | 1.4 | NA | NA | NA | 5.8056 | 19.3249 | 28.1474
Adrian Energy Associates LLC | -349416 | Operating | 2.4 | Internal Combustion | 1994 | Energy Power Investment Company, LLC | MISO | RFC | R-MISO | Lenawee | MI | Biomass | 2.4 | 14625 | 14611 | 14194 | 44.0306 | 46.2329 | 53.1488
Adrian Energy Associates LLC | -1393 | Operating | 2.4 | Internal Combustion | 1994 | DTE Biomass Energy, Inc. | MISO | RFC | R-MISO | Lenawee | MI | Biomass | 2.4 | 14625 | 14611 | 14194 | 44.0306 | 46.2329 | 53.1488
Alcona | -1453 | Operating | 8 | Hydraulic Turbine | 1924 | Consumers Energy Company | MISO | RFC | R-MISO | Alcona | MI | Water | 8 | NA | NA | NA | 36.9249 | 37.2817 | 38.8756
LEPA Unit No. 1 CC Plant | -169880 | Operating | 74.1 | Combined Cycle | 2016 | Louisiana Energy & Power Authority | MISO | SERC | DELTA | Saint Mary | LA | Gas | 67 | 8396 | 8182 | 8152 | 31.2065 | 53.4567 | 65.028
Andersons Albion Ethanol Cogen Facility | -493155 | Operating | 2 | Steam Turbine | 2006 | Undisclosed buyer | MISO | RFC | R-MISO | Calhoun | MI | Gas | 2 | NA | NA | NA | 28.7671 | 0 | 11.4041
Levee (Freeport) LNG Facility | -776591 | Operating | 87 | Gas Turbine | 2019 | Global Infrastructure Management, LLC | ERCOT | TRE | TRE | Brazoria | TX | Gas | 87 | NA | NA | NA | NA | NA | NA
Angola Solar Project | -437558 | Operating | 2 | Solar | 2021 | Pine Gate Renewables, LLC | MISO | RFC | R-MISO | Branch | MI | Solar | 2 | NA | NA | NA | 21.2043 | 23.0251 | 22.871
Ann Arbor Generating | -349417 | Operating | 1.6 | Internal Combustion | 1996 | Energy Power Investment Company, LLC | MISO | RFC | R-MISO | Washtenaw | MI | Biomass | 1.6 | NA | NA | NA | NA | NA | NA
Apple Blossom Wind Farm | -765883 | Operating | 100 | Wind Turbine | 2017 | Blackstone Inc. | MISO | RFC | R-MISO | Huron | MI | Wind | 100 | NA | NA | NA | 26.1545 | NA | NA
Apple Blossom Wind Farm | -765882 | Operating | 100 | Wind Turbine | 2017 | Invenergy LLC | MISO | RFC | R-MISO | Huron | MI | Wind | 100 | NA | NA | NA | 26.1545 | NA | NA
Apple Blossom Wind Farm | -765881 | Operating | 100 | Wind Turbine | 2017 | Caisse de dépôt et placement du Québec | MISO | RFC | R-MISO | Huron | MI | Wind | 100 | NA | NA | NA | 26.1545 | NA | NA
Levee (Freeport) LNG Facility | -609224 | Operating | 87 | Gas Turbine | 2019 | Texas LNG Holdings LLC | ERCOT | TRE | TRE | Brazoria | TX | Gas | 87 | 13677 | 12071 | 11950 | 78.5001 | 46.6831 | 89.8474
Assembly I Solar Project (Shiawassee County) | -780925 | Operating | 50 | Solar | 2020 | Michigan Public Power Agency | MISO | RFC | R-MISO | Shiawassee | MI | Solar | 50 | NA | NA | NA | NA | NA | NA
Assembly Solar II Project | -408534 | Operating | 110 | Solar | 2021 | Ranger Solar LLC | MISO | RFC | R-MISO | Shiawassee | MI | Solar | 110 | NA | NA | NA | 22.9359 | 23.4733 | 0.63667
Assembly Solar III Project | -798077 | Operating | 79 | Solar | 2022 | D. E. Shaw Renewable Investments, L.L.C. | MISO | RFC | R-MISO | Shiawassee | MI | Solar | 79 | NA | NA | NA | NA | NA | NA
Assembly Solar III Project | -798076 | Operating | 79 | Solar | 2022 | Macquarie Asset Management Pty Limited | MISO | RFC | R-MISO | Shiawassee | MI | Solar | 79 | NA | NA | NA | NA | NA | NA
Assembly Solar Project | -316848 | Operating | 50 | Solar | 2020 | Ranger Solar LLC | MISO | RFC | R-MISO | Shiawassee | MI | Solar | 50 | NA | NA | NA | 22.8345 | 23.1639 | 23.2436
Au Train | -55998 | Operating | 0.9 | Hydraulic Turbine | 1988 | Renewable World Energies, Inc. | MISO | MRO | MRO-US | Alger | MI | Water | 0.9 | NA | NA | NA | NA | NA | NA
Battle Creek Mill | -145313 | Operating | 1 | Steam Turbine | 1951 | WestRock RKT, LLC | MISO | RFC | R-MISO | Calhoun | MI | Gas | 1 | NA | NM | 7281 | 50.7534 | 42.3992 | 61.9482
Beaver Island | -1786 | Operating | 3.3 | Internal Combustion | 2000 | Great Lakes Energy Cooperative, Inc. | MISO | RFC | R-MISO | Charlevoix | MI | Oil | 2.8 | 27371 | 36662 | 27393 | 0.28539 | 0.27723 | 0.34247
Beebe 1B Wind Farm | -396531 | Operating | 50.4 | Wind Turbine | 2014 | Continental Wind, LLC | MISO | RFC | R-MISO | Gratiot | MI | Wind | 50.4 | NA | NA | NA | 26.9524 | 30.9603 | NA
Beebe Community Wind Farm | -396510 | Operating | 81.6 | Wind Turbine | 2012 | Continental Wind, LLC | MISO | RFC | R-MISO | Gratiot | MI | Wind | 81.6 | NA | NA | NA | 25.5852 | 29.1167 | NA
Belle River | -1808 | Operating | 1395 | Steam Turbine | 1984 | Michigan Public Power Agency | MISO | RFC | R-MISO | Saint Clair | MI | Coal | 1270 | 10966 | 10729 | 10675 | 52.6181 | 60.5099 | 61.892
Belle River | -1807 | Operating | 1395 | Steam Turbine | 1984 | DTE Electric Company | MISO | RFC | R-MISO | Saint Clair | MI | Coal | 1270 | 10966 | 10729 | 10675 | 52.6181 | 60.5099 | 61.892
Levee (Freeport) LNG Facility | -209787 | Operating | 87 | Gas Turbine | 2019 | Zachry American Infrastructure, LLC | ERCOT | TRE | TRE | Brazoria | TX | Gas | 87 | 13677 | 12071 | 11950 | 78.5001 | 46.6831 | 89.8474
Belle River IC | -12862 | Operating | 13.5 | Internal Combustion | 1981 | DTE Electric Company | MISO | RFC | R-MISO | Saint Clair | MI | Oil | 14 | NA | NA | NA | -0.26826 | -0.033431 | -0.057893
Berrien Springs | -1852 | Operating | 7.2 | Hydraulic Turbine | 1996 | Indiana Michigan Power Company | PJM | RFC | R-PJM | Berrien | MI | Water | 7.2 | NA | NA | NA | 49.7733 | 39.8307 | 43.7421
Big Quinnesec 61 | -9486 | Operating | 4.4 | Hydraulic Turbine | 1914 | Wisconsin Electric Power Company | MISO | RFC | R-MISO | Dickinson | MI | Water | 4.4 | NA | NA | NA | 2.7812 | 14.7442 | 11.7372
Big Quinnesec 92 | -1890 | Operating | 16 | Hydraulic Turbine | 1949 | Wisconsin Electric Power Company | MISO | RFC | R-MISO | Dickinson | MI | Water | 16 | NA | NA | NA | 71.0267 | 74.9115 | 74.6846
Big Turtle Wind Farm | -209340 | Operating | 49.4 | Wind Turbine | 2014 | DTE Sustainable Generation Holdings LLC | MISO | RFC | R-MISO | Huron | MI | Wind | 49.4 | NA | NA | NA | 15.2705 | 14.2548 | 13.273
Big Turtle Wind Farm | -209339 | Operating | 49.4 | Wind Turbine | 2014 | Heritage Sustainable Energy LLC | MISO | RFC | R-MISO | Huron | MI | Wind | 49.4 | NA | NA | NA | 15.2705 | 14.2548 | 13.273
Big Turtle Wind Farm 2 | -503675 | Operating | 29.4 | Wind Turbine | 2016 | Heritage Sustainable Energy LLC | MISO | RFC | R-MISO | Huron | MI | Wind | 29.4 | NA | NA | NA | 24.1116 | 42.8498 | 42.5679
Bingham Solar Project | -808559 | Operating | 20 | Solar | 2020 | National Grid Renewables, LLC | MISO | RFC | R-MISO | Clinton | MI | Solar | 20 | NA | NA | NA | NA | NA | NA
Bingham Solar Project | -808558 | Operating | 20 | Solar | 2020 | National Grid Renewables, LLC | MISO | RFC | R-MISO | Clinton | MI | Solar | 20 | NA | NA | NA | NA | NA | NA
Bissell Generator Battery Storage Project | -628225 | Operating | 0.3 | Battery | 2021 | Consumers Energy Company | MISO | RFC | R-MISO | Kent | MI | Energy Storage | 0.3 | NA | NM | NM | 1.7504 | 2.3973 | 0.19026
Bissell Solar Generator Project | -382541 | Operating | 0.8 | Solar | 2021 | Consumers Energy Company | MISO | RFC | R-MISO | Kent | MI | Solar | 0.8 | NA | NA | NA | 14.2979 | 14.2979 | 2.0405
Blue Elk IV Solar Plant | -747782 | Operating | 20 | Solar | 2023 | Torch Clean Energy, LLC | MISO | RFC | R-MISO | Lenawee | MI | Solar | 20 | NA | NA | NA | 0.1621 | NA | NA
Blue Elk Solar II | -766063 | Operating | 20 | Solar | 2024 | D.E. Shaw & Co. Holdings LP | MISO | RFC | R-MISO | Ingham | MI | Solar | 20 | NA | NA | NA | NA | NA | NA
Blue Elk Solar III Project | -752662 | Operating | 20 | Solar | 2023 | D.E. Shaw & Co. Holdings LP | MISO | RFC | R-MISO | Ingham | MI | Solar | 20 | NA | NA | NA | 0.24715 | NA | NA
Blue Elk VII Solar | -745793 | Operating | 12.5 | Solar | 2023 | D.E. Shaw & Co. Holdings LP | MISO | RFC | R-MISO | Genesee | MI | Solar | 12.5 | NA | NA | NA | 0.43288 | NA | NA
Levee (Freeport) LNG Facility | -209786 | Operating | 87 | Gas Turbine | 2019 | Freeport LNG Investments LP | ERCOT | TRE | TRE | Brazoria | TX | Gas | 87 | 13677 | 12071 | 11950 | 78.5001 | 46.6831 | 89.8474
Brandt Woods Solar Project (Calhoun County Solar) | -801138 | Operating | NA | Solar | 2025 | PIP5 LUMOS LLC | MISO | RFC | R-MISO | Calhoun | MI | Solar | 125 | NA | NA | NA | NA | NA | NA
Brandt Woods Solar Project (Calhoun County Solar) | -801137 | Operating | NA | Solar | 2025 | Aes Clean Energy Development Holdings, Llc | MISO | RFC | R-MISO | Calhoun | MI | Solar | 125 | NA | NA | NA | NA | NA | NA
Brent Run Generating Station | -164413 | Operating | 7 | Internal Combustion | 1998 | Granger Electric Co | MISO | RFC | R-MISO | Genesee | MI | Biomass | 7 | 11598 | 12890 | 10676 | 70.7175 | 73.9742 | 75.7583
Brookfield Wind Park | -73442 | Operating | 74.8 | Wind Turbine | 2014 | DTE Electric Company | MISO | RFC | R-MISO | Huron | MI | Wind | 74.8 | NA | NA | NA | 33.3645 | 40.1903 | 35.8739
Brown Bridge | -2085 | Operating | 0.7 | Hydraulic Turbine | 1921 | City of Traverse City, Michigan | MISO | RFC | R-MISO | Grand Traverse | MI | Water | 0.7 | NA | NA | NA | NA | NA | NA
Brule | -2101 | Operating | 5.3 | Hydraulic Turbine | 1919 | Wisconsin Electric Power Company | MISO | RFC | R-MISO | Iron | MI | Water | 3.3 | NA | NA | NA | 34.5632 | 34.4684 | 35.4872
Buchanan Hydro (MI) | -2123 | Operating | 4.4 | Hydraulic Turbine | 1919 | Indiana Michigan Power Company | PJM | RFC | R-PJM | Berrien | MI | Water | 4.4 | NA | NA | NA | 39.7883 | 41.0985 | 40.1878
Bullhead Solar Farm | -348425 | Operating | 2 | Solar | 2021 | Pine Gate Renewables, LLC | MISO | RFC | R-MISO | Hillsdale | MI | Solar | 2 | NA | NA | NA | 21.5696 | 22.6884 | 21.8721
Byrne Solar Project | -752443 | Operating | 5 | Solar | 2023 | Albedo MM 3, LLC | MISO | RFC | R-MISO | Kent | MI | Solar | 5 | NA | NA | NA | 0.45205 | NA | NA
C & C Energy | -53565 | Operating | 3 | Internal Combustion | 1995 | C & C Energy LLC | MISO | RFC | R-MISO | Calhoun | MI | Biomass | 1.8 | NA | 20075 | 16799 | 0 | 19.4994 | 35.7686
Levee (Freeport) LNG Facility | -209784 | Operating | 87 | Gas Turbine | 2019 | Vantage Infrastructure (USA) Inc. | ERCOT | TRE | TRE | Brazoria | TX | Gas | 87 | 13677 | 12071 | 11950 | 78.5001 | 46.6831 | 89.8474
C.W. Tippy | -2198 | Operating | 20.1 | Hydraulic Turbine | 1918 | Consumers Energy Company | MISO | RFC | R-MISO | Manistee | MI | Water | 20.1 | NA | NA | NA | 32.7847 | 33.3231 | 32.7796
Cadillac Renewable Energy | -503057 | Operating | 44 | Steam Turbine | 1993 | Cadillac Renewable Energy, LLC | MISO | RFC | R-MISO | Wexford | MI | Biomass | 38 | 21062 | 18182 | 17797 | 39.3184 | 41.5919 | 43.3646
Calhoun Solar Energy Center | -647029 | Operating | 200 | Solar | 2023 | Invenergy LLC | MISO | RFC | R-MISO | Calhoun | MI | Solar | 200 | NA | NA | NA | 17.8003 | NA | NA
Calkins Bridge (Lake Allegan) Dam | -2215 | Operating | 2.6 | Hydraulic Turbine | 1935 | Consumers Energy Company | MISO | RFC | R-MISO | Allegan | MI | Water | 2.6 | NA | NA | NA | 52.4587 | 57.5211 | 47.3349
Captain Solar Facility | -319790 | Operating | 2 | Solar | 2021 | Kayne Anderson Capital Advisors, L.P. | MISO | RFC | R-MISO | Genesee | MI | Solar | 2 | NA | NA | NA | 20.8619 | 22.1518 | 22.5171
Cargill Salt Hersey Project (Mosaic Potash Hersey) | -65621 | Operating | 2.1 | Steam Turbine | 1998 | The Mosaic Company | MISO | RFC | R-MISO | Osceola | MI | Gas | 2.1 | 45757 | 20438 | 13051 | 1.7232 | 9.3607 | 11.247
Cargill Salt Inc. | -130013 | Out of Service | 4.2 | Steam Turbine | 1935 | Macquarie Group Limited | MISO | RFC | R-MISO | Saint Clair | MI | Gas | NA | NA | NA | NA | 0 | 0 | 29.2672
Caro | -2279 | Operating | 9.4 | Internal Combustion | 1949 | Thumb Electric Cooperative | MISO | RFC | R-MISO | Tuscola | MI | Oil | 8.5 | 15600 | NA | NA | 0.006715 | 0 | 0
Cascade Dam | -192964 | Operating | 1.6 | Hydraulic Turbine | 1986 | STS Hydropower, LLC | MISO | RFC | R-MISO | Kent | MI | Water | 1.6 | NA | NA | NA | 10.3739 | 41.1173 | 39.7046
Cataract Hydro | -55994 | Operating | 2 | Hydraulic Turbine | 1988 | UP Hydro, LLC | MISO | MRO | MRO-US | Marquette | MI | Water | 2 | NA | NA | NA | 31.29 | 35.2626 | 27.7112
Cement City Solar Project | -663730 | Operating | 20 | Solar | 2023 | Undisclosed buyer | MISO | RFC | R-MISO | Jackson | MI | Solar | 20 | NA | NA | NA | 18.3094 | NA | NA
Cement City Solar Project | -638419 | Operating | 20 | Solar | 2023 | Cement City Solar, LLC | MISO | RFC | R-MISO | Jackson | MI | Solar | 20 | NA | NA | NA | 18.3094 | NA | NA
Central Generating Power Plant | -477106 | Operating | 4 | Internal Combustion | 2018 | North American-Central, LLC | MISO | RFC | R-MISO | Montcalm | MI | Biomass | 4 | 11774 | 9529 | NA | 50.5993 | 68.867 | NA
Levee (Freeport) LNG Facility | -209783 | Operating | 87 | Gas Turbine | 2019 | Osaka Gas Co., Ltd. | ERCOT | TRE | TRE | Brazoria | TX | Gas | 87 | 13677 | 12071 | 11950 | 78.5001 | 46.6831 | 89.8474
Central Michigan University ST | -13763 | Operating | 1 | Steam Turbine | 1987 | Central Michigan University | MISO | RFC | R-MISO | Isabella | MI | Gas | 1 | 44667 | 6301 | 21061 | 25.4566 | 33.8927 | 30.8904
Cereal City Solar Project | -743364 | Operating | 100 | Solar | 2023 | NextEra Energy, Inc. | MISO | RFC | R-MISO | Calhoun | MI | Solar | 100 | NA | NA | NA | 0.20114 | NA | NA
Chalk Hill | -2367 | Operating | 7.8 | Hydraulic Turbine | 1927 | Wisconsin Electric Power Company | MISO | RFC | R-MISO | Menominee | MI | Water | 7.8 | NA | NA | NA | 44.2527 | 48.3652 | 47.5208
Liberty Electric Power | -136171 | Operating | 614 | Combined Cycle | 2002 | EquiPower Resources Corp. | PJM | RFC | R-PJM | Delaware | PA | Gas | 562 | 7319 | 7234 | 7147 | 81.1539 | 72.2359 | 84.8295
Cheboygan | -2399 | Operating | 1.5 | Hydraulic Turbine | 1984 | Great Lakes Tissue Company, Inc. | MISO | RFC | R-MISO | Cheboygan | MI | Water | 1.5 | NA | NA | NA | NA | 43.417 | 35.9361
Lime Creek | -4655 | Operating | 90.2 | Gas Turbine | 1991 | Interstate Power and Light Company | MISO | MRO | MRO-US | Cerro Gordo | IA | Oil | 98.4 | 17258 | 18617 | NA | 0.046289 | 0.26159 | 0.084619
Coldwater Combined Heat and Power Project | -171073 | Operating | 12.9 | Internal Combustion | 2015 | Coldwater Board Of Public Utilities | MISO | RFC | R-MISO | Branch | MI | Gas | 12.9 | 5913 | 11307 | 9474 | 0.69555 | 1.7229 | 1.3858
Coldwater Solar Plant | -378129 | Operating | 2 | Solar | 2020 | Kayne Anderson Capital Advisors, L.P. | MISO | RFC | R-MISO | Genesee | MI | Solar | 2 | NA | NA | NA | 19.4178 | 20.8733 | 20.6849
Colfax | -2570 | Operating | 13.5 | Internal Combustion | 1969 | DTE Electric Company | MISO | RFC | R-MISO | Livingston | MI | Oil | 14 | NA | NM | NA | -0.19488 | 0.011416 | 0.3335
Constantine | -2645 | Operating | 1.2 | Hydraulic Turbine | 1923 | Indiana Michigan Power Company | PJM | RFC | R-PJM | Saint Joseph | MI | Water | 1.2 | NA | NA | NA | 35.9209 | 45.6431 | 45.938
Cooke | -2649 | Operating | 9 | Hydraulic Turbine | 1911 | Consumers Energy Company | MISO | RFC | R-MISO | Iosco | MI | Water | 7.1 | NA | NA | NA | 41.3901 | 40.2798 | 40.647
Limon Generation Station | -109133 | Operating | 154.2 | Gas Turbine | 2002 | Tri-State Generation and Transmission Association, Inc. |  | WECC | RMPA | Lincoln | CO | Gas | 150 | 11156 | 13191 | 12862 | 11.6957 | 8.3798 | 8.6419
Crescent Wind Project | -314158 | Operating | 150 | Wind Turbine | 2021 | Consumers Energy Company | MISO | RFC | R-MISO | Hillsdale | MI | Wind | 151 | NA | NA | NA | 26.9127 | 29.8341 | 24.1874
Cross Winds Energy Park | -211298 | Operating | 230.9 | Wind Turbine | 2014 | Consumers Energy Company | MISO | RFC | R-MISO | Tuscola | MI | Wind | 230.9 | NA | NA | NA | 33.0994 | 36.9304 | 32.6872
Croswell | -2752 | Operating | 5.1 | Internal Combustion | 1982 | City Of Croswell | MISO | RFC | R-MISO | Sanilac | MI | Oil | 5.1 | NA | NA | NA | 0 | 0 | 0
Croton | -2754 | Operating | 8.9 | Hydraulic Turbine | 1907 | Consumers Energy Company | MISO | RFC | R-MISO | Newaygo | MI | Water | 4.5 | NA | NA | NA | 51.6996 | 72.6281 | 76.0055
Crystal Falls | -2759 | Operating | 1 | Hydraulic Turbine | 1914 | City of Crystal Falls | MISO | RFC | R-MISO | Iron | MI | Water | 1 | NA | NA | NA | 61.1758 | 66.6895 | 67.8082
Dafter | -742707 | Operating | 11 | Internal Combustion | 1955 | Cloverland Electric Cooperative Inc. | MISO | RFC | R-MISO | Chippewa | MI | Oil | 9.7 | 11270 | 10423 | NA | 2.8021 | 3.3329 | NA
Dan E Karn | -673281 | Operating | 1402.3 | Steam Turbine | 1959 | Consumers Energy Company | MISO | RFC | R-MISO | Bay | MI | Gas | 1240 | 11978 | NA | NA | 4.0531 | NA | NA
Lincoln Combustion | -793345 | Operating | 2155.6 | Gas Turbine | 1995 | Duke Energy Carolinas, LLC |  | SERC | VACAR | Lincoln | NC | Gas | 1909 | NA | NA | NA | NA | NA | NA
Lincoln Energy Center | -482590 | Operating | 692 | Gas Turbine | 2000 | Earthrise Energy, Inc. | PJM | RFC | R-PJM | Will | IL | Gas | 747.1 | 13963 | 12722 | NA | 0.18307 | 0.029521 | NA
Decorative Panels International | -467346 | Operating | 7.5 | Steam Turbine | 1957 | Decorative Panels International, Inc. | MISO | RFC | R-MISO | Alpena | MI | Gas | 7.5 | 42500 | NM | 49766 | 65.2785 | 47.6591 | 53.6225
Deerfield II Wind Project | -788750 | Operating | 112.1 | Wind Turbine | 2023 | Clearlight Energy | MISO | RFC | R-MISO | Huron | MI | Wind | 112.1 | NA | NA | NA | NA | NA | NA
Deerfield Wind Project | -788548 | Operating | 149 | Wind Turbine | 2017 | Clearlight Energy | MISO | RFC | R-MISO | Huron | MI | Wind | 149 | NA | NA | NA | NA | NA | NA
Deerfield Wind Project | -646990 | Operating | 149 | Wind Turbine | 2017 | Infrared Capital Partners Limited | MISO | RFC | R-MISO | Huron | MI | Wind | 149 | NA | NA | NA | 36.9314 | NA | NA
Linde Wilmington | -146281 | Operating | 31 | Combined Cycle | 1988 | Linde Inc. |  | WECC | CAMX | Los Angeles | CA | Gas | 27 | NA | NA | NA | 0 | 0 | 0
Linden CC | -410423 | Operating | 1355.6 | Combined Cycle | 2006 | Arclight Energy Partners Fund VII, L.P. | PJM | RFC | R-PJM | Union | NJ | Gas | 1300 | 7418 | 7420 | NA | 40.9948 | 43.9934 | NA
Linden Cogeneration | -510473 | Operating | 974.1 | Combined Cycle | 1992 | Development Bank of Japan Inc. | New York | NPCC | NY | Union | NJ | Gas | 1009.7 | 9523 | 9835 | 9440 | 63.8124 | 60.4202 | 64.7141
Delta Solar Power I | -174018 | Operating | 8.1 | Solar | 2018 | NorthStar Clean Energy | MISO | RFC | R-MISO | Eaton | MI | Solar | 7.7 | NA | NA | NA | 19.7103 | 20.2826 | 21.1617
Delta Solar Power II Project | -172157 | Operating | 15.9 | Solar | 2018 | NorthStar Clean Energy | MISO | RFC | R-MISO | Eaton | MI | Solar | 15.2 | NA | NA | NA | 19.3884 | 19.8465 | 20.6598
Demille Solar Project (Lapeer) | -172719 | Operating | 28.4 | Solar | 2017 | DTE Electric Company | MISO | RFC | R-MISO | Lapeer | MI | Solar | 28.4 | NA | NA | NA | 14.2638 | 15.2598 | 15.9508
Detour | -2914 | Operating | 6 | Internal Combustion | 1973 | Cloverland Electric Cooperative Inc. | MISO | RFC | R-MISO | Chippewa | MI | Oil | 5 | 14390 | 9655 | 13794 | 1.3516 | 1.4247 | 1.9292
DG AMP Solar Coldwater Project (Marmon) | -171351 | Operating | 1.3 | Solar | 2017 | DG AMP Solar, LLC | MISO, PJM | RFC | R-MISO | Branch | MI | Solar | 1.3 | NA | NA | NA | 17.4306 | 17.3604 | 18.0277
Domino's Farms Solar Project | -172261 | Operating | 1 | Solar | 2015 | DTE Energy Services, Inc. | MISO | RFC | R-MISO | Washtenaw | MI | Solar | 1 | NA | NA | NA | 15.0228 | 15.7306 | 16.3699
Donald C. Cook | -2976 | Operating | 2285.3 | Nuclear | 1975 | Indiana Michigan Power Company | PJM | RFC | R-PJM | Berrien | MI | Nuclear | 2278 | NA | NA | NA | 93.4095 | 83.2914 | 89.9711
Linden Cogeneration | -391418 | Operating | 974.1 | Combined Cycle | 1992 | OQ SAOC | New York | NPCC | NY | Union | NJ | Gas | 1009.7 | 9523 | 9835 | 9440 | 63.8124 | 60.4202 | 64.7141
E.B. Eddy Paper Inc | -768615 | Out of Service | 5 | Steam Turbine | 1969 | E.B. Eddy Paper, Inc | MISO | RFC | R-MISO | Saint Clair | MI | Gas | NA | NA | NA | NA | 0 | 0 | 0.61187
Eagle Valley Renewable Energy Facility | -168884 | Operating | 3.2 | Internal Combustion | 2011 | WM Renewable Energy, LLC | MISO | RFC | R-MISO | Oakland | MI | Biomass | 3.2 | 10827 | 11073 | 10850 | 77.2225 | 77.6684 | 90.3467
Linden Cogeneration | -384830 | Operating | 974.1 | Combined Cycle | 1992 | TEPCO Fuel & Power Inc. | New York | NPCC | NY | Union | NJ | Gas | 1009.7 | 9523 | 9835 | 9440 | 63.8124 | 60.4202 | 64.7141
Linden Cogeneration | -349915 | Operating | 974.1 | Combined Cycle | 1992 | Electricity Generating Public Company Limited | New York | NPCC | NY | Union | NJ | Gas | 1009.7 | 9523 | 9835 | 9440 | 63.8124 | 60.4202 | 64.7141
Echo Wind Farm (Chandler) | -169872 | Operating | 162 | Wind Turbine | 2014 | DTE Energy Services, Inc. | MISO | RFC | R-MISO | Huron | MI | Wind | 162 | NA | NA | NA | 25.2878 | 28.8362 | 26.2346
Edison Sault | -19005 | Operating | 41.8 | Hydraulic Turbine | 1901 | Edison Sault Electric Company | MISO | RFC | R-MISO | Chippewa | MI | Water | 41.8 | NA | NA | NA | 63.809 | 56.2373 | 55.773
Electric City Solar | -299701 | Operating | 15 | Solar | 2020 | Greenbacker Renewable Energy Company LLC | PJM | RFC | R-PJM | Saint Joseph | MI | Solar | 15 | NA | NA | NA | 20.4703 | 20.5921 | 20.0753
Elk Rapids | -757759 | Operating | 0.76 | Hydraulic Turbine | 1984 | Antrim County, Michigan | MISO | RFC | R-MISO | Antrim | MI | Water | 0.36 | NA | NA | NA | NA | NA | NA
Escanaba Hydro | -508529 | Operating | 8.94 | Hydraulic Turbine | 1921 | Upper Peninsula Power Company | MISO | MRO | MRO-US | Delta | MI | Water | 8.94 | NA | NA | NA | NA | NA | NA
Escanaba Paper Company (Mead Paper) | -754929 | Operating | 122.4 | Steam Turbine | 1969 | Escanaba Paper Company Inc. | MISO | MRO | MRO-US | Delta | MI | Biomass | 100 | 36334 | 35411 | 35197 | 43.55 | 58.4495 | 55.9207
F.D. Kuester Generating Station | -163767 | Operating | 131.6 | Internal Combustion | 2019 | Upper Michigan Energy Resources Corporation | MISO | RFC | R-MISO | Marquette | MI | Gas | 131.6 | 8529 | 8558 | 8596 | 42.5447 | 42.8735 | 45.7857
Fermi | -3288 | Operating | 1217 | Nuclear | 1988 | DTE Electric Company | MISO | RFC | R-MISO | Monroe | MI | Nuclear | 1161 | NA | NA | NA | 91.9927 | 65.5051 | 92.1259
Linden Cogeneration | -192718 | Operating | 974.1 | Combined Cycle | 1992 | Hana Alternative Asset Management Co. Ltd. | New York | NPCC | NY | Union | NJ | Gas | 1009.7 | 9523 | 9835 | 9440 | 63.8124 | 60.4202 | 64.7141
Five Channels | -3308 | Operating | 6 | Hydraulic Turbine | 1912 | Consumers Energy Company | MISO | RFC | R-MISO | Iosco | MI | Water | 6 | NA | NA | NA | 42.4867 | 45.8676 | 40.723
Foote | -3340 | Operating | 9 | Hydraulic Turbine | 1918 | Consumers Energy Company | MISO | RFC | R-MISO | Iosco | MI | Water | 9 | NA | NA | NA | 36.848 | 35.2841 | 35.501
Ford Lake Hydroelectric Project | -135514 | Operating | 1.92 | Hydraulic Turbine | 1933 | YPSILANTI Charter Township Michigan | MISO | RFC | R-MISO | Washtenaw | MI | Water | 1.92 | NA | NA | NA | NA | NA | NA
Ford World Headquarters Solar Project | -172795 | Operating | 1 | Solar | 2015 | DTE Electric Company | MISO | RFC | R-MISO | Wayne | MI | Solar | 1 | NA | NA | NA | 1.153 | 9.0525 | 8.9041
Four Mile Hydropower Project | -164715 | Operating | 2 | Hydraulic Turbine | 1990 | Thunder Bay Power Company | MISO | RFC | R-MISO | Alpena | MI | Water | 2 | NA | NA | NA | 54.5833 | 49.3779 | 51.3927
Frank J Russell | -3401 | Operating | 0.7 | Hydraulic Turbine | 1924 | City of Marquette, Michigan | MISO | MRO | MRO-US | Marquette | MI | Water | 0.7 | NA | NA | NA | NA | NA | NA
Frank Jenkins | -3402 | Operating | 3.8 | Internal Combustion | 1935 | City of Portland | MISO | RFC | R-MISO | Ionia | MI | Oil | 3.5 | 6436 | 4536 | 15544 | 0.32942 | 0.18265 | 0.37182
Fremont Community Digester | -757229 | Operating | 3 | Internal Combustion | 2012 | Novi Energy LLC | MISO | RFC | R-MISO | Newaygo | MI | Biomass | 2.9 | 10821 | 10550 | 13629 | 42.9381 | 48.9726 | 37.7736
Fremont Community Digester | -169483 | Operating | 3 | Internal Combustion | 2012 | Indus Energy Llc | MISO | RFC | R-MISO | Newaygo | MI | Biomass | 2.9 | 10821 | 10550 | 13629 | 42.9381 | 48.9726 | 37.7736
Fremont Community Digester | -169482 | Operating | 3 | Internal Combustion | 2012 | North Central Cooperative | MISO | RFC | R-MISO | Newaygo | MI | Biomass | 2.9 | 10821 | 10550 | 13629 | 42.9381 | 48.9726 | 37.7736
French Landing Dam | -192969 | Operating | 1.6 | Hydraulic Turbine | 1988 | STS Hydropower, LLC | MISO | RFC | R-MISO | Wayne | MI | Water | 1.6 | NA | NA | NA | 22.1747 | 0 | 58.6687
French Paper Company - Hydro | -3437 | Operating | 1.3 | Hydraulic Turbine | 1921 | French Paper LLC | PJM | RFC | R-PJM | Berrien | MI | Water | 1.2 | NA | NA | NA | 47.1937 | 41.0959 | 57.4296
Garden 1 Solar Park | -508157 | Operating | 0.9 | Solar | 2016 | DTE Sustainable Generation Holdings LLC | MISO | RFC | R-MISO | Delta | MI | Solar | 0.9 | NA | NA | NA | 14.2187 | 21.1499 | NA
Garden 2 Solar Park | -480326 | Operating | 1.4 | Solar | 2022 | DTE Sustainable Generation Holdings LLC | MISO | RFC | R-MISO | Delta | MI | Solar | 1.4 | NA | NA | NA | 21.8363 | 9.4423 | NA
Linden Cogeneration | -192717 | Operating | 974.1 | Combined Cycle | 1992 | GS Holdings Corp. | New York | NPCC | NY | Union | NJ | Gas | 1009.7 | 9523 | 9835 | 9440 | 63.8124 | 60.4202 | 64.7141
Geddes 1 Solar Project | -378127 | Operating | 2 | Solar | 2020 | Kayne Anderson Capital Advisors, L.P. | MISO | RFC | R-MISO | Saginaw | MI | Solar | 2 | NA | NA | NA | 22.6084 | 23.1735 | 23.1164
Geddes 2 Solar Project | -348431 | Operating | 2 | Solar | 2021 | Kayne Anderson Capital Advisors, L.P. | MISO | RFC | R-MISO | Saginaw | MI | Solar | 2 | NA | NA | NA | 22.4829 | 23.1507 | 22.0776
Genesee Power Station | -345968 | Operating | 39.5 | Steam Turbine | 1995 | Primary Power Management & Development Inc. | MISO | RFC | R-MISO | Genesee | MI | Biomass | 35 | 17395 | 16854 | 16527 | 37.4315 | 53.0121 | 39.1086
Genesee Power Station | -14184 | Operating | 39.5 | Steam Turbine | 1995 | Fortistar Biomass Group LLC | MISO | RFC | R-MISO | Genesee | MI | Biomass | 35 | 17395 | 16854 | 16527 | 37.4315 | 53.0121 | 39.1086
Genesee Power Station | -8707 | Operating | 39.5 | Steam Turbine | 1995 | Hydra-Co Enterprises, Inc. | MISO | RFC | R-MISO | Genesee | MI | Biomass | 35 | 17395 | 16854 | 16527 | 37.4315 | 53.0121 | 39.1086
Linden Cogeneration | -192712 | Operating | 974.1 | Combined Cycle | 1992 | Mirae Asset Securities Co., Ltd. | New York | NPCC | NY | Union | NJ | Gas | 1009.7 | 9523 | 9835 | 9440 | 63.8124 | 60.4202 | 64.7141
George Johnson IC | -78321 | Operating | 1 | Internal Combustion | 1947 | Wolverine Power Supply Cooperative, Inc. | MISO | RFC | R-MISO | Osceola | MI | Oil | 1 | NA | NA | NA | 0 | 0 | 0
Gerken Paving Solar | -227148 | Operating | 1 | Solar | 2018 | Gerken Paving | MISO, PJM | RFC | R-MISO | Lenawee | MI | Solar | 1 | NA | NA | NA | NA | NA | NA
Gichi Noodin Wind Farm (Fairbanks) | -376422 | Operating | 72.8 | Wind Turbine | 2021 | DTE Electric Company | MISO | RFC | R-MISO | Delta | MI | Wind | 72.8 | NA | NA | NA | 30.3695 | 33.6416 | 16.3366
Linden Cogeneration | -137153 | Operating | 974.1 | Combined Cycle | 1992 | Chubu Electric Power Company, Incorporated | New York | NPCC | NY | Union | NJ | Gas | 1009.7 | 9523 | 9835 | 9440 | 63.8124 | 60.4202 | 64.7141
Grand Blanc Generating Station | -164781 | Operating | 7.8 | Internal Combustion | 1994 | Granger Electric Co | MISO | RFC | R-MISO | Genesee | MI | Biomass | 7.8 | 12221 | 12339 | 11917 | 75.1903 | 76.6655 | 78.1173
Grand Rapids | -92828 | Operating | 7.5 | Hydraulic Turbine | 1918 | Wisconsin Public Service Corporation | MISO | MRO | MRO-US | Menominee | MI | Water | 6 | NA | NA | NA | 50.2983 | 52.1568 | 57.035
Grand River Generating Station (Granger Electric) | -423839 | Operating | 3.2 | Internal Combustion | 1991 | Energy Developments Pty Limited | MISO | RFC | R-MISO | Clinton | MI | Biomass | 3.2 | 11584 | 13122 | 12696 | 22.9523 | 24.1474 | 25.3995
Grand Valley Solar Garden | -172523 | Operating | 3 | Solar | 2016 | Consumers Energy Company | MISO | RFC | R-MISO | Ottawa | MI | Solar | 3 | NA | NA | NA | 15.3729 | 14.8097 | 15.4871
Gratiot County Wind Project (Breckenridge - DTE) | -38666 | Operating | 102 | Wind Turbine | 2011 | DTE Electric Company | MISO | RFC | R-MISO | Gratiot | MI | Wind | 102 | NA | NA | NA | 21.3484 | 28.1098 | 26.1533
Gratiot County Wind Project (Breckenridge - Invenergy) | -171075 | Operating | 110.4 | Wind Turbine | 2012 | Invenergy Wind Development North America LLC | MISO | RFC | R-MISO | Gratiot | MI | Wind | 110.4 | NA | NA | NA | 23.5873 | 29.4669 | 26.1791
Gratiot Farms Wind Project | -299623 | Operating | 150 | Wind Turbine | 2020 | Consumers Energy Company | MISO | RFC | R-MISO | Gratiot | MI | Wind | 150 | NA | NA | NA | 26.0057 | 32.0674 | 26.9584
Grayling Generating Station | -347802 | Operating | 38.6 | Steam Turbine | 1992 | Atlantic Power Corporation | MISO | RFC | R-MISO | Crawford | MI | Biomass | 38.6 | 15080 | 14524 | 15075 | 39.6657 | 64.8174 | 61.2416
Grayling Generating Station | -14180 | Operating | 38.6 | Steam Turbine | 1992 | Fortistar Biomass Group LLC | MISO | RFC | R-MISO | Crawford | MI | Biomass | 38.6 | 15080 | 14524 | 15075 | 39.6657 | 64.8174 | 61.2416
Grayling Generating Station | -8711 | Operating | 38.6 | Steam Turbine | 1992 | Hydra-Co Enterprises, Inc. | MISO | RFC | R-MISO | Crawford | MI | Biomass | 38.6 | 15080 | 14524 | 15075 | 39.6657 | 64.8174 | 61.2416
Green Lake Solar Project | -249184 | Operating | 1 | Solar | 2018 | Heritage Sustainable Energy LLC | MISO | RFC | R-MISO | Grand Traverse | MI | Solar | 1 | NA | NA | NA | 15.274 | 15.0114 | 14.8059
Greenstone Solar Project | -742546 | Operating | 20 | Solar | 2023 | D. E. Shaw & Co., L.P. | MISO | RFC | R-MISO | Branch | MI | Solar | 20 | NA | NA | NA | 0.46062 | NA | NA
Linden Cogeneration | -137149 | Operating | 974.1 | Combined Cycle | 1992 | TEPCO Fuel & Power Inc. | New York | NPCC | NY | Union | NJ | Gas | 1009.7 | 9523 | 9835 | 9440 | 63.8124 | 60.4202 | 64.7141
Greenwood EC | -3717 | Operating | 815.4 | Steam Turbine | 1979 | DTE Electric Company | MISO | RFC | R-MISO | Saint Clair | MI | Gas | 785 | 10858 | 12270 | 10787 | 13.0462 | 4.2061 | 9.1249
Greenwood Energy Center Solar | -172721 | Operating | 1.4 | Solar | 2016 | DTE Electric Company | MISO | RFC | R-MISO | Saint Clair | MI | Solar | 1.4 | NA | NA | NA | 16.1693 | 18.4361 | 18.1833
Linden GT | -410434 | Operating | 384.4 | Gas Turbine | 1967 | Arclight Energy Partners Fund VII, L.P. | PJM | RFC | R-PJM | Union | NJ | Gas | 336.2 | 13559 | 13009 | NA | 0.70894 | 2.2503 | NA
Hardy | -3802 | Operating | 31.5 | Hydraulic Turbine | 1931 | Consumers Energy Company | MISO | RFC | R-MISO | Newaygo | MI | Water | 33.4 | NA | NA | NA | 26.1354 | 27.0545 | 28.8438
Hart | -3818 | Operating | 5.1 | Internal Combustion | 1938 | Hart Hydro City of | MISO | RFC | R-MISO | Oceana | MI | Oil | 5.1 | NA | NA | NA | 0 | 0 | 0
Hart Hydro | -3819 | Operating | 0.32 | Hydraulic Turbine | 1926 | Hart Hydro City of | MISO | RFC | R-MISO | Oceana | MI | Water | 0.32 | NA | NA | NA | NA | NA | NA
Harvest I Wind Project | -396460 | Operating | 52.8 | Wind Turbine | 2008 | Continental Wind, LLC | MISO | RFC | R-MISO | Huron | MI | Wind | 51.2 | NA | NA | NA | 22.7198 | 27.585 | NA
Harvest II Project | -396516 | Operating | 59.4 | Wind Turbine | 2012 | Continental Wind, LLC | MISO | RFC | R-MISO | Huron | MI | Wind | 59.4 | NA | NA | NA | 34.6307 | 39.8112 | NA
Hazel Solar Project | -348421 | Operating | 2 | Solar | 2021 | Kayne Anderson Capital Advisors, L.P. | MISO | RFC | R-MISO | Montcalm | MI | Solar | 2 | NA | NA | NA | 21.7979 | 21.5639 | 20.7363
Heartland Farms Wind Project | -743552 | Operating | 200.94 | Wind Turbine | 2024 | Consumers Energy Company | MISO | RFC | R-MISO | Gratiot | MI | Wind | 200.94 | NA | NA | NA | NA | NA | NA
Hemlock Falls | -3875 | Operating | 2.8 | Hydraulic Turbine | 1953 | Wisconsin Electric Power Company | MISO | RFC | R-MISO | Iron | MI | Water | 2.8 | NA | NA | NA | 39.7668 | 39.6078 | 26.8795
Hendershot Solar Project | -348418 | Operating | 2 | Solar | 2021 | Kayne Anderson Capital Advisors, L.P. | MISO | RFC | R-MISO | Lenawee | MI | Solar | 2 | NA | NA | NA | 21.6667 | 23.5788 | 21.8037
Henry Station | -3888 | Operating | 15.4 | Internal Combustion | 1993 | City of Bay City, Michigan | MISO | RFC | R-MISO | Bay | MI | Oil | 15 | 8978 | 9464 | 8271 | 0.34932 | 0.96043 | 0.53881
Heritage Garden Solar Project | -381840 | Operating | 1 | Solar | 2017 | Heritage Sustainable Energy LLC | MISO | RFC | R-MISO | Delta | MI | Solar | 1 | NA | NA | NA | NA | NA | NA
Heritage Garden Wind Farm I | -199452 | Operating | 28 | Wind Turbine | 2012 | DTE Sustainable Generation Holdings LLC | MISO | RFC | R-MISO | Delta | MI | Wind | 28 | NA | NA | NA | 27.3263 | 27.542 | 27.5192
Hillsdale | -162992 | Operating | 11.6 | Internal Combustion | 1947 | Hillsdale Board of Public Utilities | MISO | RFC | R-MISO | Hillsdale | MI | Gas | 11.6 | 11084 | 18240 | 10123 | 0.3031 | 0.86797 | 1.3394
Hodenpyl | -3950 | Operating | 19 | Hydraulic Turbine | 1925 | Consumers Energy Company | MISO | RFC | R-MISO | Wexford | MI | Water | 19 | NA | NA | NA | 27.0326 | 17.1509 | 26.9268
Hoist | -508520 | Operating | 3.4 | Hydraulic Turbine | 1988 | Upper Peninsula Power Company | MISO | MRO | MRO-US | Marquette | MI | Water | 3.4 | NA | NA | NA | 54.8617 | 46.3302 | 30.7615
Linn Western Processing Facility (Blacksand) | -242898 | Operating | 8 | Gas Turbine | 2000 | Linn Energy, Inc. | CAISO | WECC | CAMX | Orange | CA | Gas | 5.8 | 16380 | 16064 | 18107 | 88.7498 | 89.2596 | 81.7981
IKEA Canton Rooftop PV System | -766819 | Operating | 1.22 | Solar | 2015 | IKEA Property Inc | MISO | RFC | R-MISO | Wayne | MI | Solar | 1 | NA | NA | NA | 0.9589 | 0 | 1.4612
Little Bay Islands | -764727 | Operating | 1.25 | Gas Turbine | 1979 | Newfoundland and Labrador Hydro |  | NPCC | MRTM |  |  | Oil | 1.25 | NA | NA | NA | NA | NA | NA
Live Oak Cogeneration | -645768 | Operating | 46 | Gas Turbine | 1992 | ContourGlobal Limited | CAISO | WECC | CAMX | Kern | CA | Gas | 48 | 10000 | 9859 | NA | 6.7544 | 17.1863 | NA
Livingston Generation Station | -4689 | Operating | 170.1 | Gas Turbine | 1999 | Hydra-Co Enterprises, Inc. | MISO | RFC | R-MISO | Otsego | MI | Gas | 160 | 16661 | 20924 | 15960 | 0.71747 | 0.82784 | 0.57085
Lockport | -99581 | Operating | 221.3 | Combined Cycle | 1992 | Fortistar LLC | New York | NPCC | NY | Niagara | NY | Gas | 224.9 | 9007 | 8937 | 8784 | 4.8727 | 9.7428 | 2.7572
Interchange Solar Facility | -319796 | Operating | 2 | Solar | 2021 | Kayne Anderson Capital Advisors, L.P. | MISO | RFC | R-MISO | Genesee | MI | Solar | 2 | NA | NA | NA | 20.5765 | 22.1233 | 22.7854
Isabella Wind Project | -326762 | Operating | 383.5 | Wind Turbine | 2021 | DTE Energy Company | MISO | RFC | R-MISO | Isabella | MI | Wind | 383.5 | NA | NA | NA | 20.0732 | 23.214 | 10.9294
J.H. Campbell | -78332 | Operating | 1560.8 | Steam Turbine | 1962 | Wolverine Power Supply Cooperative, Inc. | MISO | RFC | R-MISO | Ottawa | MI | Coal | 1410.6 | 10220 | 10312 | 10166 | 53.5312 | 62.3666 | 66.0575
J.H. Campbell | -4178 | Operating | 1560.8 | Steam Turbine | 1962 | Michigan Public Power Agency | MISO | RFC | R-MISO | Ottawa | MI | Coal | 1410.6 | 10220 | 10312 | 10166 | 53.5312 | 62.3666 | 66.0575
J.H. Campbell | -4176 | Operating | 1560.8 | Steam Turbine | 1962 | Consumers Energy Company | MISO | RFC | R-MISO | Ottawa | MI | Coal | 1410.6 | 10220 | 10312 | 10166 | 53.5312 | 62.3666 | 66.0575
Jack Francis Solar Plant | -378131 | Operating | 2 | Solar | 2020 | Kayne Anderson Capital Advisors, L.P. | MISO | RFC | R-MISO | Genesee | MI | Solar | 2 | NA | NA | NA | 21.5582 | 22.7226 | 22.1518
Lockport | -10447 | Operating | 221.3 | Combined Cycle | 1992 | Gas and Power Co., Ltd. | New York | NPCC | NY | Niagara | NY | Gas | 224.9 | 9007 | 8937 | 8784 | 4.8727 | 9.7428 | 2.7572
Lodi | -4701 | Operating | 27.4 | Gas Turbine | 1986 | Northern California Power Agency | CAISO | WECC | CAMX | San Joaquin | CA | Gas | 25.2 | 17847 | 16299 | 16697 | 0.24824 | 2.1209 | 1.7277
James R Smith Hydro Project | -4892 | Operating | 3.2 | Hydraulic Turbine | 1919 | City of Marquette, Michigan | MISO | RFC | R-MISO | Marquette | MI | Water | 3.2 | NA | NA | NA | 56.5211 | 56.6816 | 28.7671
John H Warden | -365582 | Operating | 18.7 | Steam Turbine | 1959 | Convergen Energy LLC | MISO | RFC | R-MISO | Baraga | MI | Biomass | 17.7 | 16224 | 14921 | 13980 | 80.947 | 60.7583 | 79.1786
Lodi Energy Center Project | -167752 | Operating | 288.9 | Combined Cycle | 2012 | Northern California Power Agency | CAISO | WECC | CAMX | San Joaquin | CA | Gas | 277 | 7102 | 7247 | 7015 | 45.848 | 34.6301 | 71.1046
Lodi STIG (CT2) | -4702 | Operating | 50 | Gas Turbine | 1996 | Northern California Power Agency | CAISO | WECC | CAMX | San Joaquin | CA | Gas | 49.9 | 9844 | 9652 | 9480 | 1.5133 | 1.832 | 6.6281
Logan City Peaking | -10475 | Operating | 15.9 | Gas Turbine | 2002 | City of Logan |  | WECC | NWPP | Cache | UT | Gas | 15.6 | 13860 | 15781 | 15836 | 7.8233 | 4.0935 | 3.571
Kent County Waste-to-Energy Facility | -4376 | Operating | 18 | Steam Turbine | 1990 | County of Kent, Michigan | MISO | RFC | R-MISO | Kent | MI | Biomass | 15.7 | 21029 | 20846 | 20306 | 67.9289 | 70.2556 | 73.7283
Kingsford | -4451 | Operating | 7.2 | Hydraulic Turbine | 1924 | Wisconsin Electric Power Company | MISO | RFC | R-MISO | Dickinson | MI | Water | 7.2 | NA | NA | NA | 39.9226 | 47.1889 | 39.799
Kleber | -4464 | Operating | 1.8 | Hydraulic Turbine | 1925 | Tower Kleber Limited Partnership | MISO | RFC | R-MISO | Cheboygan | MI | Water | 1.8 | NA | NA | NA | 30.7014 | 39.707 | 32.0205
Lafarge Corporation - Alpena | -348471 | Operating | 47.2 | Steam Turbine | 1952 | Lafarge Midwest, Inc. | MISO | RFC | R-MISO | Alpena | MI | Coal | 47.2 | NA | NM | NA | 45.3992 | 40.4884 | 39.7887
Lake City Solar Project | -789942 | Operating | 2 | Solar | 2024 | Greenbacker Renewable Energy Corporation | MISO | RFC | R-MISO | Missaukee | MI | Solar | 2 | NA | NA | NA | NA | NA | NA
Lake Winds Energy Park | -168482 | Operating | 100.8 | Wind Turbine | 2012 | Consumers Energy Company | MISO | RFC | R-MISO | Mason | MI | Wind | 100.8 | NA | NA | NA | 27.3535 | 30.4016 | 27.1106
Loma Linda University Cogen | -172675 | Operating | 10.4 | Gas Turbine | 2014 | Loma Linda University | CAISO | WECC | CAMX | San Bernardino | CA | Gas | 9.6 | 14897 | 16719 | 16105 | 54.7053 | 70.6169 | 77.9454
Lapeer Solar (Turrill Road) | -172720 | Operating | 19.6 | Solar | 2017 | DTE Electric Company | MISO | RFC | R-MISO | Lapeer | MI | Solar | 19.6 | NA | NA | NA | 14.6154 | 13.3468 | 15.5793
Letts Creek Solar Project | -663724 | Operating | 15 | Solar | 2022 | Undisclosed buyer | MISO | RFC | R-MISO | Jackson | MI | Solar | 15 | NA | NA | NA | 20.3957 | NA | NA
Letts Creek Solar Project | -663723 | Operating | 15 | Solar | 2022 | The AES Corporation | MISO | RFC | R-MISO | Jackson | MI | Solar | 15 | NA | NA | NA | 20.3957 | NA | NA
Lightfoot Solar Project | -763383 | Operating | 10 | Solar | 2023 | Lightfoot Solar, LLC | MISO | RFC | R-MISO | Oscoda | MI | Solar | 10 | NA | NA | NA | 0.62557 | NA | NA
Lon Wright CT | -165998 | Operating | 40 | Gas Turbine | 2003 | City of Fremont, Nebraska | SPP | MRO | MRO-US | Dodge | NE | Gas | 40 | 12941 | 13472 | 14506 | 3.7115 | 2.2711 | 1.0557
Lorin Industries | -757041 | Operating | 3.2 | Internal Combustion | 1990 | Lorin Industries, Inc. | MISO | RFC | R-MISO | Muskegon | MI | Gas | 3.2 | 10914 | 10665 | 10433 | 15.7249 | 19.4421 | 31.3285
Lotus Engineering | -508521 | Operating | 2.5 | Internal Combustion | 1991 | Michigan Automotive Research Corp | MISO | RFC | R-MISO | Washtenaw | MI | Oil | 2.5 | NA | NA | NA | NA | NA | NA
Loud | -4742 | Operating | 4 | Hydraulic Turbine | 1913 | Consumers Energy Company | MISO | RFC | R-MISO | Iosco | MI | Water | 5 | NA | NA | NA | 38.1804 | 42.072 | 34.1169
Lower Paint | -4778 | Operating | 0.1 | Hydraulic Turbine | 1952 | Wisconsin Electric Power Company | MISO | RFC | R-MISO | Iron | MI | Water | 0.1 | NA | NA | NA | NA | 59.9315 | 31.8493
Ludington Pumped Storage Facility | -4789 | Operating | 1978.8 | Pumped Storage | 1973 | DTE Electric Company | MISO | RFC | R-MISO | Mason | MI | Water | 2258 | NA | NA | NA | 11.5008 | 12.7472 | 10.2886
Ludington Pumped Storage Facility | -4788 | Operating | 1978.8 | Pumped Storage | 1973 | Consumers Energy Company | MISO | RFC | R-MISO | Mason | MI | Water | 2258 | NA | NA | NA | 11.5008 | 12.7472 | 10.2886
Lyons Road Solar Farm | -436682 | Operating | 20 | Solar | 2022 | Irradiant Partners, LP | MISO | RFC | R-MISO | Shiawassee | MI | Solar | 20 | NA | NA | NA | 21.0417 | 20.9715 | NA
M-72 Solar Project (Traverse City Solar) | -173478 | Operating | 1 | Solar | 2017 | Heritage Sustainable Energy LLC | MISO | RFC | R-MISO | Leelanau | MI | Solar | 1 | NA | NA | NA | 14.863 | 14.7374 | 14.4178
M72 West Solar Project | -250019 | Operating | 1.8 | Solar | 2019 | Heritage Sustainable Energy LLC | MISO | RFC | R-MISO | Leelanau | MI | Solar | 1.8 | NA | NA | NA | 13.2991 | 14.1679 | 10.7813
Macbeth Solar Project | -472391 | Operating | 20 | Solar | 2022 | Irradiant Partners, LP | MISO | RFC | R-MISO | Muskegon | MI | Solar | 20 | NA | NA | NA | 20.6107 | 18.2677 | NA
Main Street (Sebewaing, MI) | -4833 | Operating | 6 | Internal Combustion | 1947 | Sebewaing City of | MISO | RFC | R-MISO | Huron | MI | Oil | 6 | 12000 | 26130 | NA | 0.0019026 | 0.04376 | 0
Manistique | -19006 | Operating | 4.8 | Internal Combustion | 1960 | Edison Sault Electric Company | MISO | RFC | R-MISO | Schoolcraft | MI | Oil | 4.8 | 12697 | 9641 | 12958 | 2.3259 | 3.1416 | 1.9287
London - Ontario | -11349 | Operating | 5 | Gas Turbine | 1993 | Labatt Brewing Company Limited | Ontario | NPCC | ONT |  |  | Gas | 5 | NA | NA | NA | NA | NA | NA
Marquette Energy Center | -172687 | Operating | 51.3 | Internal Combustion | 2017 | City of Marquette, Michigan | MISO | RFC | R-MISO | Marquette | MI | Gas | 50.1 | 8551 | 9478 | 8847 | 34.7731 | 34.304 | 37.2682
Marshall, MI | -165118 | Operating | 9.5 | Internal Combustion | 1942 | City of Marshall, Michigan | MISO | RFC | R-MISO | Calhoun | MI | Gas | 8.9 | NA | NA | NA | -0.68108 | -0.43353 | -0.038479
Marshall, MI Hydroelectric | -4902 | Operating | 0.3 | Hydraulic Turbine | 1928 | City of Marshall, Michigan | MISO | RFC | R-MISO | Calhoun | MI | Water | 0.3 | NA | NA | NA | 43.417 | 34.3227 | -3.71
May Shannon Solar Project | -378144 | Operating | 2 | Solar | 2020 | Kayne Anderson Capital Advisors, L.P. | MISO | RFC | R-MISO | Genesee | MI | Solar | 2 | NA | NA | NA | 21.6267 | 22.1233 | 22.54
McClure | -508522 | Operating | 8 | Hydraulic Turbine | 1988 | Upper Peninsula Power Company | MISO | MRO | MRO-US | Marquette | MI | Water | 8 | NA | NA | NA | 60.2754 | 56.7009 | 36.1687
McNamara Terminal | -108921 | Operating | 17.1 | Internal Combustion | 2002 | Detroit Metropolitan Wayne County Airport | MISO | RFC | R-MISO | Wayne | MI | Gas | 17.1 | NA | NA | NA | NA | NA | NA
Menominee Mill - Marinette | -192982 | Operating | 1.8 | Hydraulic Turbine | 1924 | Eagle Creek Renewable Energy, LLC | MISO | MRO | MRO-US | Menominee | MI | Water | 1.8 | NA | NA | NA | 69.603 | 61.6248 | 67.7448
Meridian Wind Farm | -628949 | Operating | 225 | Wind Turbine | 2023 | DTE Electric Company | MISO | RFC | R-MISO | Saginaw | MI | Wind | 225 | NA | NA | NA | 15.019 | NA | NA
Michigamme Falls | -5052 | Operating | 9.6 | Hydraulic Turbine | 1953 | Wisconsin Electric Power Company | MISO | RFC | R-MISO | Iron | MI | Water | 8 | NA | NA | NA | 46.7266 | 50.0813 | 37.3858
London Cogeneration | -357547 | Operating | 19.5 | Gas Turbine | 2008 | Enwave Energy Corporation | Ontario | NPCC | ONT |  |  | Gas | 19.5 | NA | NA | NA | NA | NA | NA
Michigan State University Carport Solar Initiative (Spartan PV Solar) | -670553 | Operating | 10.5 | Solar | 2017 | Undisclosed buyer | MISO | RFC | R-MISO | Ingham | MI | Solar | 10.5 | NA | NA | NA | 13.6464 | NA | NA
Michigan Wind 2 Farm | -396506 | Operating | 90 | Wind Turbine | 2012 | Continental Wind, LLC | MISO | RFC | R-MISO | Sanilac | MI | Wind | 90 | NA | NA | NA | 38.5403 | 44.4231 | NA
Midcontinent Solar Project | -742540 | Operating | 20 | Solar | 2023 | D. E. Shaw & Co., L.P. | MISO | RFC | R-MISO | Shiawassee | MI | Solar | 20 | NA | NA | NA | 0.45377 | NA | NA
Midland Cogeneration IC | -510509 | Operating | 5.2 | Internal Combustion | 1990 | Japan Bank for International Cooperation | MISO | RFC | R-MISO | Midland | MI | Oil | 5.2 | NA | NA | NA | 0 | 0 | 0
Midland Cogeneration IC | -64564 | Operating | 5.2 | Internal Combustion | 1990 | Green Bridge Infrastructure Partners L.P. | MISO | RFC | R-MISO | Midland | MI | Oil | 5.2 | NA | NA | NA | 0 | 0 | 0
Midland Cogeneration IC | -64563 | Operating | 5.2 | Internal Combustion | 1990 | Mizuho Bank (China), Ltd. | MISO | RFC | R-MISO | Midland | MI | Oil | 5.2 | NA | NA | NA | 0 | 0 | 0
Midland Cogeneration IC | -64562 | Operating | 5.2 | Internal Combustion | 1990 | Mitsubishi Corporation | MISO | RFC | R-MISO | Midland | MI | Oil | 5.2 | NA | NA | NA | 0 | 0 | 0
Midland Cogeneration IC | -64561 | Operating | 5.2 | Internal Combustion | 1990 | OMERS Infrastructure Management Inc. | MISO | RFC | R-MISO | Midland | MI | Oil | 5.2 | NA | NA | NA | 0 | 0 | 0
London Cogeneration | -357546 | Operating | 19.5 | Gas Turbine | 2008 | Enwave Energy Corporation | Ontario | NPCC | ONT |  |  | Gas | 19.5 | NA | NA | NA | NA | NA | NA
London CT | -128319 | Operating | 15 | Gas Turbine | 1994 | Ingredion Canada Incorporated | Ontario | NPCC | ONT |  |  | Gas | 15 | NA | NA | NA | NA | NA | NA
Lonesome Creek Station | -388219 | Operating | 363 | Gas Turbine | 2013 | Basin Electric Power Cooperative | SPP | MRO | MRO-US | McKenzie | ND | Gas | 270 | 9846 | 9930 | 9631 | 48.8587 | 27.8869 | 33.9206
Midland Gas-to-Energy Building | -168274 | Operating | 3.2 | Internal Combustion | 2011 | Midland City Of | MISO | RFC | R-MISO | Midland | MI | Biomass | 3.2 | NA | NA | NA | NA | NA | NA
Mio | -5124 | Operating | 5 | Hydraulic Turbine | 1916 | Consumers Energy Company | MISO | RFC | R-MISO | Oscoda | MI | Water | 5 | NA | NA | NA | 22.7215 | 32.2991 | 34.2557
Monroe | -5180 | Operating | 3279.6 | Steam Turbine | 1971 | DTE Electric Company | MISO | RFC | R-MISO | Monroe | MI | Coal | 3086 | 9585 | 11160 | 10285 | 42.4486 | 56.781 | 54.4604
Monroe IC | -5184 | Operating | 13.5 | Internal Combustion | 1969 | DTE Electric Company | MISO | RFC | R-MISO | Monroe | MI | Oil | 14 | NA | NA | NA | -0.20548 | -0.22913 | -0.017123
Morey Road Solar Project | -789943 | Operating | 2 | Solar | 2024 | Greenbacker Renewable Energy Corporation | MISO | RFC | R-MISO | Missaukee | MI | Solar | 2 | NA | NA | NA | NA | NA | NA
Mottville | -5247 | Operating | 1.6 | Hydraulic Turbine | 1923 | Indiana Michigan Power Company | PJM | RFC | R-PJM | Saint Joseph | MI | Water | 1.6 | NA | NA | NA | 43.5074 | 48.1592 | 45.9903
MSC Croswell | -48151 | Operating | 1.3 | Steam Turbine | 1948 | Michigan Sugar Company | MISO | RFC | R-MISO | Sanilac | MI | Gas | 2.1 | NA | NA | NM | 0 | 1.2231 | 0.44575
MSC Sebewaing ST | -48149 | Operating | 2.5 | Steam Turbine | 1979 | Michigan Sugar Company | MISO | RFC | R-MISO | Huron | MI | Coal | 1.4 | NA | NA | NM | 0.85865 | 3.1368 | 6.6309
Munising (Cogen) | -766262 | Operating | 6.2 | Steam Turbine | 1930 | Neenah, Inc. | MISO | MRO | MRO-US | Alger | MI | Coal | 5.8 | NA | NA | NA | 0 | 0 | NA
Ninth Street | -5443 | Operating | 1.2 | Hydraulic Turbine | 1990 | Thunder Bay Power Company | MISO | RFC | R-MISO | Alpena | MI | Water | 1.2 | NA | NA | NA | 64.3265 | 54.024 | 57.7435
Long Beach CT | -522354 | Operating | 252 | Gas Turbine | 2007 | Generation Bridge, LLC | CAISO | WECC | CAMX | Los Angeles | CA | Gas | 260 | 17152 | 16503 | 16950 | 0.44398 | 0.7122 | 0.68124
Northern Oaks Landfill | -168595 | Operating | 1.6 | Internal Combustion | 2010 | Waste Management of Michigan, Inc. | MISO | RFC | R-MISO | Clare | MI | Biomass | 1.6 | 10887 | 10606 | 12152 | 56.8993 | 48.9726 | 10.5808
Norway Point Hydropower Project | -5513 | Operating | 4 | Hydraulic Turbine | 1990 | Thunder Bay Power Company | MISO | RFC | R-MISO | Alpena | MI | Water | 4 | NA | NA | NA | 39.9943 | 37.089 | 39.2608
O’Shea Park Solar Farm (Detroit) | -172851 | Operating | 2 | Solar | 2017 | DTE Electric Company | MISO | RFC | R-MISO | Wayne | MI | Solar | 2 | NA | NA | NA | 16.3014 | 11.6324 | 17.8139
Oakwood Hospital & Medical Center | -346431 | Operating | 4.5 | Internal Combustion | 1972 | Oakwood Hospital & Medical Center | MISO | RFC | R-MISO | Wayne | MI | Oil | 4.5 | 17033 | 13604 | 16262 | 0.076104 | 0.13445 | 0.10654
Oliver | -5611 | Operating | 13.5 | Internal Combustion | 1970 | DTE Electric Company | MISO | RFC | R-MISO | Huron | MI | Oil | 14 | NA | NA | NA | -0.30414 | -0.29273 | -0.20059
Orchard Hill Generating Station | -256189 | Operating | 4 | Internal Combustion | 2013 | Granger Electric Co | MISO | RFC | R-MISO | Berrien | MI | Biomass | 4 | 11860 | 11146 | 11156 | 65.5908 | 75.8019 | 77.7968
Long Ridge Energy Generation Project (Hannibal CC Project) | -379668 | Operating | 521.9 | Combined Cycle | 2021 | FTAI Aviation Ltd. | PJM | RFC | R-PJM | Monroe | OH | Gas | 485 | 6428 | 6414 | 6312 | 90.6852 | 61.0121 | 16.3791
Ottawa Generating Station | -165321 | Operating | 6.4 | Internal Combustion | 1994 | Granger Electric Co | MISO | RFC | R-MISO | Ottawa | MI | Biomass | 6.4 | 11954 | 11864 | 11653 | 70.6443 | 65.3878 | 73.3822
Palisades | -394858 | Out of Service | 811.8 | Nuclear | 1971 | Nuclear Asset Management Company, LLC | MISO | RFC | R-MISO | Van Buren | MI | Nuclear | NA | NA | NA | NA | NA | 38.2323 | 98.2306
Parkview Battery Storage System | -173854 | Operating | 1.1 | Battery | 2018 | Consumers Energy Company | MISO | RFC | R-MISO | Kalamazoo | MI | Energy Storage | 1 | NA | NM | NM | 0.23973 | 0.034247 | 0.84475
PCA Filer City Mill | -145872 | Operating | 19.5 | Steam Turbine | 1950 | Packaging Corporation of America | MISO | RFC | R-MISO | Manistee | MI | Gas | 19.5 | 29254 | 30951 | 38394 | 53.8743 | 51.7556 | 52.5102
Peavy Falls | -5793 | Operating | 12 | Hydraulic Turbine | 1943 | Wisconsin Electric Power Company | MISO | RFC | R-MISO | Iron | MI | Water | 12 | NA | NA | NA | 48.9003 | 55.7886 | 43.8413
Pegasus Wind Energy Center | -256357 | Operating | 178 | Wind Turbine | 2020 | NextEra Energy Resources, LLC | MISO | RFC | R-MISO | Saginaw | MI | Wind | 178 | NA | NA | NA | 22.4906 | 26.3282 | 23.9798
Peoples Generating Station | -5818 | Operating | 3.2 | Internal Combustion | 1995 | North American Natural Resources, Inc. | MISO | RFC | R-MISO | Saginaw | MI | Biomass | 3.2 | 16695 | 11473 | 7264 | 61.1016 | 87.9566 | 73.1022
Pheasant Run Wind Farm | -170380 | Operating | 74.8 | Wind Turbine | 2013 | NextEra Energy Resources, LLC | MISO | RFC | R-MISO | Huron | MI | Wind | 74.8 | NA | NA | NA | 34.0337 | 39.9814 | 36.2177
Pickford Solar Farm | -344829 | Operating | 6.9 | Solar | 2021 | Heritage Sustainable Energy LLC | MISO | RFC | R-MISO | Chippewa | MI | Solar | 6.9 | NA | NA | NA | 15.0238 | 14.5209 | 16.7213
Pine River Solar Park | -801046 | Operating | 0 | Solar | 2025 | DTE Energy Company | MISO | RFC | R-MISO | Gratiot | MI | Solar | 80 | NA | NA | NA | NA | NA | NA
Pine River Wind Park | -163761 | Operating | 161.3 | Wind Turbine | 2019 | DTE Electric Company | MISO | RFC | R-MISO | Gratiot | MI | Wind | 161.3 | NA | NA | NA | 24.4288 | 29.701 | 27.0098
Pine Street | -232016 | Operating | 7.7 | Internal Combustion | 1969 | Sebewaing City of | MISO | RFC | R-MISO | Huron | MI | Gas | 7.7 | 8984 | 9090 | 7855 | 37.6905 | 45.1032 | 50.7309
Pine Tree Acres | -349430 | Operating | 8.8 | Internal Combustion | 1998 | Energy Power Investment Company, LLC | MISO | RFC | R-MISO | Macomb | MI | Biomass | 8.8 | 12845 | 11890 | 11878 | 85.0509 | 88.399 | 84.6189
Pine Tree Acres (Phase III) | -764053 | Operating | 12.8 | Internal Combustion | 2012 | Aria Energy Corp. | MISO | RFC | R-MISO | Macomb | MI | Biomass | 12.8 | 11685 | 11271 | 11259 | 68.2167 | 52.8753 | 52.531
Pine Tree Acres (Phase III) | -128765 | Operating | 12.8 | Internal Combustion | 2012 | Ares EIF Management, LLC | MISO | RFC | R-MISO | Macomb | MI | Biomass | 12.8 | 11685 | 11271 | 11259 | 68.2167 | 52.8753 | 52.531
Placid 12 | -5930 | Operating | 13.5 | Internal Combustion | 1970 | DTE Electric Company | MISO | RFC | R-MISO | Oakland | MI | Oil | 14 | NA | NA | 17693 | -0.21119 | -0.12965 | 0.45988
POET Biorefining Caro Project | -250037 | Operating | 3.8 | Steam Turbine | 2018 | POET, LLC | MISO | RFC | R-MISO | Tuscola | MI | Other | 3.8 | 32563 | 36197 | 36675 | 47.7379 | 45.7612 | 45.8153
Polaris Wind Park | -227336 | Operating | 168.6 | Wind Turbine | 2020 | DTE Electric Company | MISO | RFC | R-MISO | Gratiot | MI | Wind | 168.6 | NA | NA | NA | 27.9412 | 33.782 | 29.9322
Portland, MI | -6007 | Operating | 0.38 | Hydraulic Turbine | 1930 | City of Portland | MISO | RFC | R-MISO | Ionia | MI | Water | 0.38 | NA | NA | NA | NA | NA | NA
Prickett | -508525 | Operating | 2.2 | Hydraulic Turbine | 1931 | Upper Peninsula Power Company | MISO | MRO | MRO-US | Baraga | MI | Water | 2.2 | NA | NA | NA | 39.752 | 46.2692 | 34.3192
Pullman Solar Project | -663732 | Operating | 20 | Solar | 2022 | Undisclosed buyer | MISO | RFC | R-MISO | Allegan | MI | Solar | 20 | NA | NA | NA | 20.2643 | NA | NA
Pullman Solar Project | -516768 | Operating | 20 | Solar | 2022 | Pullman Solar, LLC | MISO | RFC | R-MISO | Allegan | MI | Solar | 20 | NA | NA | NA | 20.2643 | NA | NA
Putnam IC | -6092 | Operating | 13.5 | Internal Combustion | 1971 | DTE Electric Company | MISO | RFC | R-MISO | Oakland | MI | Oil | 14 | NA | NA | 13510 | -0.14596 | -0.030985 | 0.9214
Quinnesec | -762592 | Operating | 56 | Steam Turbine | 1985 | Verso Paper LLC | MISO | RFC | R-MISO | Dickinson | MI | Biomass | 59 | 37281 | 35696 | 35645 | 55.885 | 60.5832 | 64.3961
Rathbun Generating Station | -42214 | Operating | NA | Internal Combustion | NA | North American Natural Resources, Inc. | MISO | RFC | R-MISO | Saginaw | MI | Biomass | 1.6 | NA | NA | NA | NA | NA | NA
Long Ridge Energy Generation Project (Hannibal CC Project) | -379667 | Operating | 521.9 | Combined Cycle | 2021 | GCM Grosvenor Inc. | PJM | RFC | R-PJM | Monroe | OH | Gas | 485 | 6428 | 6414 | 6312 | 90.6852 | 61.0121 | 16.3791
Lordsburg Generating Station | -1004 | Operating | 88 | Gas Turbine | 2002 | Public Service Company of New Mexico |  | WECC | AZNMSN | Hidalgo | NM | Gas | 85.4 | 10669 | 10650 | 10926 | 15.146 | 9.8037 | 4.6325
Riley | -6237 | Operating | 0.42 | Hydraulic Turbine | 1922 | Union City Village of - MI | MISO | RFC | R-MISO | Branch | MI | Water | 0.42 | NA | NA | NA | NA | NA | NA
River Fork Solar Project | -782143 | Operating | 149 | Solar | 2024 | Ranger Power | MISO | RFC | R-MISO | Calhoun | MI | Solar | 149 | NA | NA | NA | NA | NA | NA
River Rouge IC | -6265 | Operating | 10.8 | Internal Combustion | 1967 | DTE Electric Company | MISO | RFC | R-MISO | Wayne | MI | Oil | 11 | NA | NA | 20607 | -0.014529 | -0.30407 | 0.3352
Riverview Energy System - III | -349448 | Operating | 2.28 | Internal Combustion | 1995 | Energy Power Investment Company, LLC | MISO | RFC | R-MISO | Wayne | MI | Biomass | 2.28 | NA | NA | NA | NA | NA | NA
Riverview Energy System - III | -17164 | Operating | 2.28 | Internal Combustion | 1995 | DTE Biomass Energy, Inc. | MISO | RFC | R-MISO | Wayne | MI | Biomass | 2.28 | NA | NA | NA | NA | NA | NA
Lordstown Generating Station | -781902 | Operating | 962 | Combined Cycle | 2018 | Alpha Generation, LLC | PJM | RFC | R-PJM | Trumbull | OH | Gas | 945.4 | NA | NA | NA | NA | NA | NA
Los Angeles CT | -144500 | Operating | 60 | Gas Turbine | 1982 | Tesoro Refining & Marketing Company LLC |  | WECC | CAMX | Los Angeles | CA | Other | 51.4 | 15519 | 15359 | 15213 | 70.2297 | 90.1667 | 90.304
Rogers | -6357 | Operating | 6.8 | Hydraulic Turbine | 1922 | Consumers Energy Company | MISO | RFC | R-MISO | Mecosta | MI | Water | 6.8 | NA | NA | NA | 39.1066 | 42.2744 | 43.6661
Sabin | -6417 | Operating | 0.5 | Hydraulic Turbine | 1985 | City of Traverse City, Michigan | MISO | RFC | R-MISO | Grand Traverse | MI | Water | 0.5 | NA | NA | NA | NA | NA | NA
Saginaw Station | -6424 | Operating | 12.6 | Internal Combustion | 1980 | City of Bay City, Michigan | MISO | RFC | R-MISO | Bay | MI | Oil | 12.2 | 10015 | 11177 | 9931 | 0.18995 | 1.2005 | 0.85997
Sauk Solar Project | -779601 | Operating | 150 | Solar | 2024 | DTE Energy Company | MISO | RFC | R-MISO | Branch | MI | Solar | 150 | NA | NA | NA | NA | NA | NA
Saxon Falls | -6547 | Operating | 1.6 | Hydraulic Turbine | 1913 | Northern States Power Company | MISO | MRO | MRO-US | Gogebic | MI | Water | 1.6 | NA | NA | NA | 64.7902 | 64.5548 | 47.032
Scenic View Dairy | -168029 | Operating | 1.3 | Internal Combustion | 2009 | Scenic View Dairy, L.L.C. | MISO | RFC | R-MISO | Allegan | MI | Biomass | 1.3 | NA | NA | NA | NA | NA | NA
Seymour Road Generating Station | -6643 | Operating | 0.8 | Internal Combustion | 1995 | Granger Electric Co | MISO | RFC | R-MISO | Genesee | MI | Biomass | 0.8 | NA | NA | NA | NA | NA | NA
Shipsterns Solar Project | -763288 | Operating | 20 | Solar | 2023 | Shipsterns Solar, LLC | MISO | RFC | R-MISO | Calhoun | MI | Solar | 20 | NA | NA | NA | 0.75856 | NA | NA
Slocum | -6746 | Operating | 13.5 | Internal Combustion | 1968 | DTE Electric Company | MISO | RFC | R-MISO | Wayne | MI | Oil | 14 | 35000 | NA | NA | 0.097847 | -0.19569 | 0.020385
Slocum Battery Energy Storage Project | -798676 | Operating | NA | Battery | 2025 | DTE Electric Company | MISO | RFC | R-MISO | Wayne | MI | Energy Storage | 14 | NA | NA | NA | NA | NA | NA
Smiths Creek Landfill (Blue Water) | -169248 | Operating | 3.2 | Internal Combustion | 2011 | DTE Biomass Energy, Inc. | MISO | RFC | R-MISO | Saint Clair | MI | Biomass | 3.2 | 10319 | 10279 | 10253 | 87.7783 | 89.9436 | 91.4062
South Kent Landfill (Granger Electric) | -167526 | Operating | 3.2 | Internal Combustion | 2009 | Granger Electric of Byron Center, LLC | MISO | RFC | R-MISO | Kent | MI | Biomass | 3 | 10593 | 9994 | 10711 | 91.3356 | 86.6362 | 85.5289
South Kent Landfill (Granger Electric) | -167525 | Operating | 3.2 | Internal Combustion | 2009 | County of Kent, Michigan | MISO | RFC | R-MISO | Kent | MI | Biomass | 3 | 10593 | 9994 | 10711 | 91.3356 | 86.6362 | 85.5289
Southeast Berrien County Landfill | -168577 | Operating | 4.8 | Internal Combustion | 2009 | North American Natural Resources, Inc. | PJM | RFC | R-PJM | Berrien | MI | Biomass | 4.6 | 11808 | 10861 | 6930 | 78.4768 | 88.8128 | 96.7317
SpartanSolar - Wolverine | -173022 | Operating | 1.2 | Solar | 2016 | Spartan Renewable Energy, Inc. | MISO | RFC | R-MISO | Missaukee | MI | Solar | 1.2 | NA | NA | NA | NA | NA | NA
Los Angeles Refinery Cogen | -123301 | Operating | 58.5 | Gas Turbine | 1988 | Phillips 66 Company |  | WECC | CAMX | Los Angeles | CA | Other | 52 | 12281 | 12330 | 13160 | 84.3186 | 61.0335 | 87.8682
St. Louis | -165610 | Operating | 6.7 | Internal Combustion | 1945 | City of Saint Louis, Michigan | MISO | RFC | R-MISO | Gratiot | MI | Oil | 6.5 | 10200 | NM | 11375 | 0.017562 | 0.0017562 | 0.01405
St. Louis hydro | -6932 | Operating | 0.4 | Hydraulic Turbine | 1919 | City of Saint Louis, Michigan | MISO | RFC | R-MISO | Gratiot | MI | Water | 0.4 | NA | NA | NA | 4.766 | 12.8995 | 12.1861
St. Marys Falls | -509440 | Operating | 23.7 | Hydraulic Turbine | 1932 | USCE - Detroit District | MISO | RFC | R-MISO | Chippewa | MI | Water | 20.6 | NA | NA | NA | 90.1766 | 81.007 | 81.1173
Stoneheart Solar Plant | -378133 | Operating | 2 | Solar | 2020 | Kayne Anderson Capital Advisors, L.P. | MISO | RFC | R-MISO | Saginaw | MI | Solar | 2 | NA | NA | NA | 22.6256 | 22.9795 | 22.4144
Stoney Corners I Wind Farm | -199440 | Operating | 60 | Wind Turbine | 2008 | Heritage Stoney Corners Wind Farm I, LLC | MISO | RFC | R-MISO | Missaukee | MI | Wind | 59 | NA | NA | NA | 21.2468 | 26.0137 | 23.6141
Sturgeon Falls Hydroelectric Project (Norway, MI) | -5514 | Operating | 6.3 | Hydraulic Turbine | 1905 | City of Norway, Michigan | MISO | RFC | R-MISO | Dickinson | MI | Water | 6.2 | NA | NA | NA | 51.0513 | 54.2643 | 55.334
Sturgis City | -7041 | Operating | 2.2 | Hydraulic Turbine | 1911 | City of Sturgis, Michigan | PJM | RFC | R-PJM | Saint Joseph | MI | Water | 2.2 | NA | NA | NA | 13.7868 | 0.30614 | 0
Sturgis City Diesel | -165633 | Operating | 6 | Internal Combustion | 1947 | City of Sturgis, Michigan | PJM | RFC | R-PJM | Saint Joseph | MI | Gas | 6 | 11986 | 12313 | 13640 | 0.39384 | 1.1625 | 0.84475
Los Esteros Critical CC Plant | -745179 | Operating | 306.1 | Combined Cycle | 2013 | Calpine Corporation | CAISO | WECC | CAMX | Santa Clara | CA | Gas | 300 | 9064 | 8960 | 8457 | 6.8318 | 6.7165 | 11.3041
Sumpter Energy Associates | -349435 | Operating | 11.2 | Internal Combustion | 1992 | Energy Power Investment Company, LLC | MISO | RFC | R-MISO | Wayne | MI | Biomass | 11.2 | 14341 | 13152 | 9136 | 59.1497 | 65.5292 | 73.0074
Los Esteros Critical CC Plant | -745178 | Operating | 306.1 | Combined Cycle | 2013 | Calpine Corporation | CAISO | WECC | CAMX | Santa Clara | CA | Gas | 300 | 9064 | 8960 | 8457 | 6.8318 | 6.7165 | 11.3041
Superior Falls | -7070 | Operating | 1.6 | Hydraulic Turbine | 1917 | Northern States Power Company | MISO | MRO | MRO-US | Gogebic | MI | Water | 1.6 | NA | NA | NA | 65.6607 | 62.393 | 53.8171
Surbrook Solar Plant | -779557 | Operating | 10 | Solar | 2024 | Irradiant Partners, LP | MISO | RFC | R-MISO | Jackson | MI | Solar | 10 | NA | NA | NA | NA | NA | NA
Surrey Road Solar Plant | -795595 | Operating | NA | Solar | 2025 | Greenbacker Renewable Energy Corporation | MISO | RFC | R-MISO | Clare | MI | Solar | 2 | NA | NA | NA | NA | NA | NA
T B Simon Power Plant R.I.C.E. Cogen | -426247 | Operating | 28.2 | Internal Combustion | 2022 | Michigan State University | MISO | RFC | R-MISO | Ingham | MI | Gas | 28.2 | 8284 | 8273 | NA | 11.5066 | 14.6766 | NA
T.B. Simon | -165647 | Operating | 85 | Steam Turbine | 1965 | Michigan State University | MISO | RFC | R-MISO | Ingham | MI | Gas | 84.8 | 23746 | 24000 | 22124 | 25.7547 | 29.1171 | 35.6248
Los Medanos Energy Center | -745022 | Operating | 678.3 | Combined Cycle | 2001 | Calpine Generating Company, LLC | CAISO | WECC | CAMX | Contra Costa | CA | Gas | 575 | 7635 | 7548 | 7550 | 60.7921 | 67.912 | 63.5515
Temperance Solar Project | -808563 | Operating | 20 | Solar | 2020 | National Grid Renewables, LLC | MISO | RFC | R-MISO | Monroe | MI | Solar | 20 | NA | NA | NA | NA | NA | NA
Temperance Solar Project | -808562 | Operating | 20 | Solar | 2020 | National Grid Renewables, LLC | MISO | RFC | R-MISO | Monroe | MI | Solar | 20 | NA | NA | NA | NA | NA | NA
TES Filer City Station | -15006 | Operating | 70 | Steam Turbine | 1990 | Tondu Corporation | MISO | RFC | R-MISO | Manistee | MI | Coal | 60 | 12822 | 12114 | 12827 | 60.4528 | 94.8358 | 93.0048
TES Filer City Station | -7161 | Operating | 70 | Steam Turbine | 1990 | Hydra-Co Enterprises, Inc. | MISO | RFC | R-MISO | Manistee | MI | Coal | 60 | 12822 | 12114 | 12827 | 60.4528 | 94.8358 | 93.0048
Thumb Wind Farms - Mckinley | -169399 | Operating | 14.4 | Wind Turbine | 2012 | DTE Energy Services, Inc. | MISO | RFC | R-MISO | Huron | MI | Wind | 14 | NA | NA | NA | 39.6632 | 43.3203 | 40.0473
Thumb Wind Farms - Minden | -169398 | Operating | 32 | Wind Turbine | 2012 | DTE Energy Services, Inc. | MISO | RFC | R-MISO | Sanilac | MI | Wind | 32 | NA | NA | NA | 37.0733 | 42.3198 | 38.9084
Thumb Wind Farms - Sigel | -169397 | Operating | 64 | Wind Turbine | 2012 | DTE Energy Services, Inc. | MISO | RFC | R-MISO | Huron | MI | Wind | 64 | NA | NA | NA | 40.7158 | 45.7961 | 43.6125
Thumb Wind Park (Michigan Wind 1) | -396450 | Operating | 69 | Wind Turbine | 2008 | Constellation Energy Corporation | MISO | RFC | R-MISO | Huron | MI | Wind | 69 | NA | NA | NA | 21.8152 | 28.2597 | NA
Los Medanos Energy Center | -745021 | Operating | 678.3 | Combined Cycle | 2001 | Calpine Generating Company, LLC | CAISO | WECC | CAMX | Contra Costa | CA | Gas | 575 | 7635 | 7548 | 7550 | 60.7921 | 67.912 | 63.5515
Tuscola Bay Wind Park | -787367 | Operating | 120 | Wind Turbine | 2012 | XPLR Infrastructure, LP | MISO | RFC | R-MISO | Tuscola | MI | Wind | 120 | NA | NA | NA | 31.2132 | 36.6053 | 33.0597
Tuscola Bay Wind Park | -118969 | Operating | 120 | Wind Turbine | 2012 | NextEra Energy Equity Partners, LP | MISO | RFC | R-MISO | Tuscola | MI | Wind | 120 | NA | NA | NA | 31.2132 | 36.6053 | 33.0597
Tuscola Bay Wind Park II | -170325 | Operating | 100.3 | Wind Turbine | 2013 | ESI Energy, LLC | MISO | RFC | R-MISO | Tuscola | MI | Wind | 100.3 | NA | NA | NA | 29.7987 | 34.9878 | 31.7187
Ubly | -7335 | Operating | 12.4 | Internal Combustion | 1938 | Thumb Electric Cooperative | MISO | RFC | R-MISO | Huron | MI | Oil | 12.3 | 14125 | 12083 | 11471 | 0.014849 | 0.011137 | 0.015778
Lost Hills Cogeneration | -408480 | Operating | 7 | Gas Turbine | 1985 | Shell Exploration & Production Company | CAISO | WECC | CAMX | Kern | CA | Gas | 6 | 18525 | 19141 | 18552 | 4.9867 | 4.9144 | 6.7301
Lost Hills Cogeneration | -408479 | Operating | 7 | Gas Turbine | 1985 | Exxon Mobil Corporation | CAISO | WECC | CAMX | Kern | CA | Gas | 6 | 18525 | 19141 | 18552 | 4.9867 | 4.9144 | 6.7301
Venice Park Generating Facility | -780783 | Operating | 9.6 | Internal Combustion | 2001 | North American Natural Resources, Inc. | MISO | RFC | R-MISO | Shiawassee | MI | Biomass | 9.2 | 11639 | 11821 | 6795 | 33.816 | 37.9343 | 40.1566
Venice Park IC Power Plant | -680080 | Operating | 6.4 | Internal Combustion | 2012 | North American Natural Resources, Inc. | MISO | RFC | R-MISO | Shiawassee | MI | Biomass | 6.4 | NA | NA | NA | NA | NA | NA
Venice Resources Gas Recovery | -7444 | Operating | 1.6 | Internal Combustion | 1992 | WM Renewable Energy, LLC | MISO | RFC | R-MISO | Shiawassee | MI | Biomass | 1.6 | 12423 | 12238 | 12391 | 80.1798 | 69.3279 | 94.8844
Lost Nation | -791357 | Operating | 18 | Gas Turbine | 1969 | Atlas Capital Resources II (A7) LP | New England | NPCC | NE | Coos | NH | Oil | 18.1 | 15266 | 16009 | 16036 | 0.26994 | 0.2157 | 0.13938
Victoria Hydro | -508527 | Operating | 12 | Hydraulic Turbine | 1931 | Upper Peninsula Power Company | MISO | MRO | MRO-US | Ontonagon | MI | Water | 11.8 | NA | NA | NA | 50.9664 | 55.6362 | 45.1087
Viking Energy of Lincoln | -191536 | Operating | 18 | Steam Turbine | 1989 | ENGIE North America Inc. | MISO | RFC | R-MISO | Alcona | MI | Biomass | 18 | 13594 | 13541 | 12135 | 89.7349 | 85.4896 | 84.2155
Viking Energy of McBain | -191537 | Operating | 18 | Steam Turbine | 1988 | ENGIE North America Inc. | MISO | RFC | R-MISO | Missaukee | MI | Biomass | 18 | 12247 | 11204 | NA | 86.2437 | 83.7893 | NA
Warner Lambert IC | -53242 | Operating | 9.4 | Internal Combustion | 1992 | University of Michigan NCampus Research | MISO | RFC | R-MISO | Washtenaw | MI | Oil | 9.4 | NA | 21182 | 13167 | 0.0036433 | 0.013359 | 0.043719
Lost Nation | -791356 | Operating | 18 | Gas Turbine | 1969 | Atlas Capital Resources (p) Ii Lp | New England | NPCC | NE | Coos | NH | Oil | 18.1 | 15266 | 16009 | 16036 | 0.26994 | 0.2157 | 0.13938
Watervliet Solar (Clean Energy Solar Pilot Project) | -171998 | Operating | 4.6 | Solar | 2016 | Indiana Michigan Power Company | PJM | RFC | R-PJM | Berrien | MI | Solar | 4.6 | NA | NA | NA | 16.493 | 12.4702 | 13.9393
Way | -7629 | Operating | 1.8 | Hydraulic Turbine | 1949 | Wisconsin Electric Power Company | MISO | RFC | R-MISO | Iron | MI | Water | 1.8 | NA | NA | NA | 38.3371 | 53.8623 | 30.8092
Webber | -7636 | Operating | 4.3 | Hydraulic Turbine | 1907 | Consumers Energy Company | MISO | RFC | R-MISO | Ionia | MI | Water | 1.6 | NA | NA | NA | 79.4521 | 75.9602 | 87.4228
Lost Pines 1 | -88884 | Operating | 609 | Combined Cycle | 2001 | Lower Colorado River Authority | ERCOT | TRE | TRE | Bastrop | TX | Gas | 540 | 7249 | 7259 | 7333 | 68.9474 | 66.4051 | 43.2225
Western Michigan University Power Plant (IC) | -361652 | Operating | 5.8 | Internal Combustion | 1999 | Western Michigan University | MISO | RFC | R-MISO | Kalamazoo | MI | Gas | 5.8 | 9975 | 9687 | 9600 | 18.4597 | 17.3949 | 8.6837
Western Michigan University Solar Gardens | -172767 | Operating | 1 | Solar | 2016 | Consumers Energy Company | MISO | RFC | R-MISO | Kalamazoo | MI | Solar | 1 | NA | NA | NA | 17.1233 | 16.3699 | 16.9635
White Rapids | -7762 | Operating | 7.2 | Hydraulic Turbine | 1927 | Wisconsin Electric Power Company | MISO | RFC | R-MISO | Menominee | MI | Water | 7.2 | NA | NA | NA | 47.2397 | 50.2188 | 50.3995
Whitefeather Generating Station | -769292 | Operating | 3.2 | Internal Combustion | 2008 | Granger Electric of Pinconning, LLC | MISO | RFC | R-MISO | Bay | MI | Biomass | 3 | 11420 | 10806 | 10489 | 64.1134 | 57.9985 | 74.8212
Willford Solar Project | -764568 | Operating | 20 | Solar | 2023 | Willford Solar, LLC | MISO | RFC | R-MISO | Gladwin | MI | Solar | 20 | NA | NA | NA | 0.63128 | NA | NA
Wilmot | -7806 | Operating | 13.5 | Internal Combustion | 1968 | DTE Electric Company | MISO | RFC | R-MISO | Tuscola | MI | Oil | 14 | NA | 28026 | 15313 | -0.04077 | 0.15574 | 0.75506
Workman Road Solar Farm Facility | -378137 | Operating | 2 | Solar | 2020 | Pine Gate Renewables, LLC | MISO | RFC | R-MISO | Missaukee | MI | Solar | 2 | NA | NA | NA | 21.0103 | 20.3653 | 21.113
Wyandotte | -742833 | Operating | 43.5 | Steam Turbine | 1948 | Wyandotte Municipal Service Commission | MISO | RFC | R-MISO | Wayne | MI | Gas | 46.5 | NA | 25739 | 13723 | 0 | 0.15589 | 7.3403
Wyandotte IC | -166667 | Operating | 5.4 | Internal Combustion | 2007 | Wyandotte Municipal Service Commission | MISO | RFC | R-MISO | Wayne | MI | Oil | 5.4 | 8930 | 8660 | 8827 | 0.15009 | 0.1057 | 0.15855
Zeeland | -7925 | Operating | 22.3 | Internal Combustion | 1957 | City of Zeeland | MISO | RFC | R-MISO | Ottawa | MI | Gas | 24.1 | NA | NA | NA | -0.10847 | -0.042631 | 0.0066314
Zeeland Farm Services | -172066 | Operating | 3.2 | Internal Combustion | 2006 | Zeeland Farm Services, Inc. | MISO | RFC | R-MISO | Ottawa | MI | Biomass | 3 | 9184 | 9184 | 9183 | 50.1903 | 49.6689 | 48.6948
Lost Pines 1 | -88883 | Operating | 609 | Combined Cycle | 2001 | GenTex Power Corporation | ERCOT | TRE | TRE | Bastrop | TX | Gas | 540 | 7249 | 7259 | 7333 | 68.9474 | 66.4051 | 43.2225
Louisa Generating | -163985 | Operating | 509.1 | Gas Turbine | 2003 | Old Dominion Electric Cooperative | PJM | SERC | VACAR | Louisa | VA | Gas | 555 | 12933 | 12434 | 11665 | 4.8718 | 4.8096 | 9.8545
Zeeland-Riley | -167135 | Operating | 10 | Internal Combustion | 2006 | City of Zeeland | MISO | RFC | R-MISO | Ottawa | MI | Gas | 10.5 | 43757 | 14803 | 15532 | 0.076104 | 0.6023 | 0.49467
Zeland-Washington | -13835 | Operating | 2 | Internal Combustion | 2002 | City of Zeeland | MISO | RFC | R-MISO | Ottawa | MI | Gas | 2 | 12491 | 12216 | 12149 | 0.31393 | 0.92466 | 0.84475
4710 Hosting Internal Combustion | -193872 | Operating | 7.5 | Internal Combustion | 2012 | Epic Hosting, LLC | MISO | MRO | MRO-US | Olmsted | MN | Oil | 5 | 8867 | 12792 | 11442 | 0.068493 | 0.054795 | 0.098174
ACS Crookston | -1383 | Operating | 6.5 | Steam Turbine | 1954 | American Crystal Sugar Company | MISO | MRO | MRO-US | Polk | MN | Coal | 6.5 | 45176 | NM | NA | 82.2374 | 67.3182 | 55.7921
ACS East Grand Forks | -1385 | Operating | 7.5 | Steam Turbine | 1990 | American Crystal Sugar Company | MISO | MRO | MRO-US | Polk | MN | Coal | 7.5 | NA | NM | NA | 43.3805 | 42.618 | 63.3166
ACS Moorhead | -1387 | Operating | 5 | Steam Turbine | 1948 | American Crystal Sugar Company | SPP | MRO | MRO-US | Clay | MN | Coal | 5 | 49834 | NM | NA | 90.9315 | 85.5251 | NA
Adams Wind Farm | -521370 | Operating | 23.3 | Wind Turbine | 2003 | Consolidated Edison Development, Inc. | MISO | MRO | MRO-US | Mower | MN | Wind | 23.3 | NA | NA | NA | 14.3649 | NA | NA
Adams Wind Generation | -787817 | Operating | 20 | Wind Turbine | 2011 | BluEarth Renewables Inc. | MISO | MRO | MRO-US | Meeker | MN | Wind | 20 | NA | NA | NA | NA | NA | NA
Adams Wind Generation | -787816 | Operating | 20 | Wind Turbine | 2011 | Adams Wind Generations, LLC | MISO | MRO | MRO-US | Meeker | MN | Wind | 20 | NA | NA | NA | NA | NA | NA
Adrian | -164251 | Operating | 2 | Internal Combustion | 1948 | Adrian Public Utilities Commission | SPP | MRO | MRO-US | Nobles | MN | Oil | 2 | 10500 | 8810 | 9059 | 0.045662 | 0.11986 | 0.097032
Agassiz Beach LLC | -482572 | Operating | 1.9 | Wind Turbine | 2001 | Northern Alternative Energy, Inc. | MISO | MRO | MRO-US | Clay | MN | Wind | 1.9 | NA | NA | NA | 19.3764 | 29.0014 | 31.8673
Agassiz Beach LLC | -482571 | Operating | 1.9 | Wind Turbine | 2001 | Northern Alternative Energy, Inc. | MISO | MRO | MRO-US | Clay | MN | Wind | 1.9 | NA | NA | NA | 19.3764 | 29.0014 | 31.8673
Agassiz Beach LLC | -241785 | Operating | 1.9 | Wind Turbine | 2001 | CHI Minnesota Wind LLC | MISO | MRO | MRO-US | Clay | MN | Wind | 1.9 | NA | NA | NA | 19.3764 | 29.0014 | 31.8673
Agassiz Beach LLC | -54436 | Operating | 1.9 | Wind Turbine | 2001 | Northern Alternative Energy, Inc. | MISO | MRO | MRO-US | Clay | MN | Wind | 1.9 | NA | NA | NA | 19.3764 | 29.0014 | 31.8673
Alexandria | -1457 | Operating | 9.2 | Internal Combustion | 1948 | City of Alexandria, Minnesota | SPP | MRO | MRO-US | Douglas | MN | Oil | 8.2 | 8382 | 8500 | 8700 | 0.047333 | 0.041764 | 0.055685
Allen S. King | -4439 | Operating | 598.4 | Steam Turbine | 1968 | Northern States Power Company | MISO | MRO | MRO-US | Washington | MN | Coal | 511 | 10437 | 10368 | 10417 | 20.7398 | 26.1628 | 28.9942
Allie Solar Project | -498749 | Operating | 1 | Solar | 2022 | Allie LLC | MISO | MRO | MRO-US | Renville | MN | Solar | 1 | NA | NA | NA | 25.7763 | 1.7009 | NA
Allium Community Solar Garden | -361668 | Operating | 1 | Solar | 2021 | National Grid Renewables, LLC | MISO | MRO | MRO-US | Stearns | MN | Solar | 1 | NA | NA | NA | 25 | 24.1438 | 24.395
Altair Community Solar Garden | -180484 | Operating | 1 | Solar | 2019 | Washington State Investment Board | MISO | MRO | MRO-US | Waseca | MN | Solar | 1 | NA | NA | NA | 21.1416 | 20.3196 | 21.4726
Altair Community Solar Garden | -180483 | Operating | 1 | Solar | 2019 | National Grid USA | MISO | MRO | MRO-US | Waseca | MN | Solar | 1 | NA | NA | NA | 21.1416 | 20.3196 | 21.4726
Anderson Community Solar Garden | -632254 | Operating | 1.42 | Solar | 2021 | Impact Power Solutions, LLC | MISO | MRO | MRO-US | Wright | MN | Solar | 1.42 | NA | NA | NA | NA | NA | NA
Andresen Solar Project | -641320 | Operating | 1 | Solar | 2023 | Distributed Solar Development, LLC | MISO | MRO | MRO-US | Chippewa | MN | Solar | 1 | NA | NA | NA | 27.9452 | NA | NA
Andromeda Community Solar | -141640 | Operating | 5 | Solar | 2017 | BHE Renewables, LLC | MISO | MRO | MRO-US | McLeod | MN | Solar | 4.5 | NA | NA | NA | 20.9995 | 21.0096 | 21.0198
Andromeda Community Solar | -141639 | Operating | 5 | Solar | 2017 | BHE Renewables, LLC | MISO | MRO | MRO-US | McLeod | MN | Solar | 4.5 | NA | NA | NA | 20.9995 | 21.0096 | 21.0198
Anoka Battery Storage System | -193736 | Operating | 6 | Battery | 2018 | NextEra Energy, Inc. | MISO | MRO | MRO-US | Anoka | MN | Energy Storage | 6 | NA | NM | NM | 0.15221 | 0.54033 | 0.58219
Anoka County MN CONX Solar Project | -191709 | Operating | 3.4 | Solar | 2018 | ENGIE US Solar | MISO | MRO | MRO-US | Anoka | MN | Solar | 3.4 | NA | NA | NA | 18.7483 | 19.2284 | 19.7153
Antares Community Solar Project | -141272 | Operating | 3 | Solar | 2018 | BHE Renewables, LLC | MISO | MRO | MRO-US | Lyon | MN | Solar | 2.7 | NA | NA | NA | 20.6494 | 22.1377 | 21.6641
Antares Community Solar Project | -141271 | Operating | 3 | Solar | 2018 | BHE Renewables, LLC | MISO | MRO | MRO-US | Lyon | MN | Solar | 2.7 | NA | NA | NA | 20.6494 | 22.1377 | 21.6641
Antlia Community Solar Gardens Project | -141467 | Operating | 2 | Solar | 2017 | BHE Renewables, LLC | MISO | MRO | MRO-US | Pipestone | MN | Solar | 1.8 | NA | NA | NA | 23.015 | 22.5647 | 23.0213
Antlia Community Solar Gardens Project | -141466 | Operating | 2 | Solar | 2017 | BHE Renewables, LLC | MISO | MRO | MRO-US | Pipestone | MN | Solar | 1.8 | NA | NA | NA | 23.015 | 22.5647 | 23.0213
Aquarius Community Solar Garden | -180497 | Operating | 1 | Solar | 2019 | Washington State Investment Board | MISO | MRO | MRO-US | Lyon | MN | Solar | 1 | NA | NA | NA | 22.4429 | 19.1553 | 23.2991
Aquarius Community Solar Garden | -180496 | Operating | 1 | Solar | 2019 | National Grid USA | MISO | MRO | MRO-US | Lyon | MN | Solar | 1 | NA | NA | NA | 22.4429 | 19.1553 | 23.2991
Aquila Community Solar | -180490 | Operating | 1 | Solar | 2019 | Washington State Investment Board | MISO | MRO | MRO-US | Pope | MN | Solar | 1 | NA | NA | NA | 22.5571 | 20.9703 | 22.8539
Aquila Community Solar | -180489 | Operating | 1 | Solar | 2019 | National Grid USA | MISO | MRO | MRO-US | Pope | MN | Solar | 1 | NA | NA | NA | 22.5571 | 20.9703 | 22.8539
Arcturus Community Solar Garden | -180507 | Operating | 1 | Solar | 2018 | Washington State Investment Board | MISO | MRO | MRO-US | Le Sueur | MN | Solar | 1 | NA | NA | NA | 20.3653 | 19.3037 | 21.4726
Arcturus Community Solar Garden | -180506 | Operating | 1 | Solar | 2018 | National Grid USA | MISO | MRO | MRO-US | Le Sueur | MN | Solar | 1 | NA | NA | NA | 20.3653 | 19.3037 | 21.4726
Argo Navis Community Solar | -173427 | Operating | 3 | Solar | 2018 | BHE Renewables, LLC | MISO | MRO | MRO-US | Washington | MN | Solar | 2.7 | NA | NA | NA | 19.1654 | 18.9836 | 18.7637
Argo Navis Community Solar | -173426 | Operating | 3 | Solar | 2018 | BHE Renewables, LLC | MISO | MRO | MRO-US | Washington | MN | Solar | 2.7 | NA | NA | NA | 19.1654 | 18.9836 | 18.7637
Aries Community Solar Project | -141600 | Operating | 4 | Solar | 2017 | BHE Renewables, LLC | MISO | MRO | MRO-US | Dodge | MN | Solar | 3.6 | NA | NA | NA | 21.3565 | 19.029 | 21.3597
Aries Community Solar Project | -141599 | Operating | 4 | Solar | 2017 | BHE Renewables, LLC | MISO | MRO | MRO-US | Dodge | MN | Solar | 3.6 | NA | NA | NA | 21.3565 | 19.029 | 21.3597
Arnold Wind Farm | -169725 | Operating | 1.65 | Wind Turbine | 2005 | Arnold Windfarm Llc | MISO | MRO | MRO-US | Nobles | MN | Wind | 1.65 | NA | NA | NA | NA | NA | NA
Arrowhead Emergency Generation Station | -169508 | Operating | 18 | Internal Combustion | 2009 | Great River Energy | MISO | MRO | MRO-US | Cook | MN | Oil | 18 | NA | NA | NA | NA | NA | NA
Aster Community Solar Garden Project | -296301 | Operating | 1 | Solar | 2020 | National Grid Renewables, LLC | MISO | MRO | MRO-US | Kandiyohi | MN | Solar | 1 | NA | NA | NA | 24.8973 | 20 | 16.4612
Athens - Coopers Corner BESS (Battery Storage) | -249305 | Operating | 3 | Battery | 2018 | Gopher Energy Storage, LLC | MISO | MRO | MRO-US | Isanti | MN | Energy Storage | 3 | NA | NM | NM | 0.087519 | 0.46043 | 0.46423
Athens Battery Storage Project | -207749 | Operating | 6 | Battery | 2018 | NextEra Energy, Inc. | MISO | MRO | MRO-US | Isanti | MN | Energy Storage | 6 | NA | NM | NM | 0.074201 | 0.4433 | 0.53272
Athens MN CONX Solar Project | -191706 | Operating | 6.6 | Solar | 2018 | ENGIE US Solar | MISO | MRO | MRO-US | Isanti | MN | Solar | 6.6 | NA | NA | NA | 17.1527 | 17.739 | 19.2282
Auriga Solar Facility | -180511 | Operating | 1 | Solar | 2018 | Washington State Investment Board | MISO | MRO | MRO-US | Murray | MN | Solar | 1 | NA | NA | NA | 21.7694 | 21.4269 | 22.6484
Auriga Solar Facility | -180510 | Operating | 1 | Solar | 2018 | National Grid USA | MISO | MRO | MRO-US | Murray | MN | Solar | 1 | NA | NA | NA | 21.7694 | 21.4269 | 22.6484
Aurora Solar Project - Albany | -242040 | Operating | 10 | Solar | 2017 | Aurora Distributed Solar LLC | MISO | MRO | MRO-US | Stearns | MN | Solar | 10 | NA | NA | NA | 23.9772 | 21.7055 | 24.0034
Aurora Solar Project - Annandale | -242050 | Operating | 6 | Solar | 2017 | Aurora Distributed Solar LLC | MISO | MRO | MRO-US | Wright | MN | Solar | 6 | NA | NA | NA | 23.9802 | 21.8531 | 21.5088
Aurora Solar Project - Atwater | -242054 | Operating | 4 | Solar | 2017 | Aurora Distributed Solar LLC | MISO | MRO | MRO-US | Kandiyohi | MN | Solar | 4 | NA | NA | NA | 23.8613 | 22.0034 | 22.7197
Aurora Solar Project - Chisago County | -242058 | Operating | 6.5 | Solar | 2016 | Aurora Distributed Solar LLC | MISO | MRO | MRO-US | Chisago | MN | Solar | 6.5 | NA | NA | NA | 20.3635 | 19.1588 | 19.6733
Aurora Solar Project - Dodge Center | -242062 | Operating | 6.5 | Solar | 2017 | Aurora Distributed Solar LLC | MISO | MRO | MRO-US | Dodge | MN | Solar | 6.5 | NA | NA | NA | 22.1953 | 21.6561 | 22.7239
Aurora Solar Project - Eastwood | -242066 | Operating | 5.5 | Solar | 2017 | Aurora Distributed Solar LLC | MISO | MRO | MRO-US | Blue Earth | MN | Solar | 5.5 | NA | NA | NA | 22.034 | 21.4197 | 21.951
Aurora Solar Project - Hastings | -242070 | Operating | 4.5 | Solar | 2017 | Aurora Distributed Solar LLC | MISO | MRO | MRO-US | Washington | MN | Solar | 4.5 | NA | NA | NA | 21.6058 | 20.3881 | 17.5502
Aurora Solar Project - Lake Emily | -242074 | Operating | 4.5 | Solar | 2017 | Aurora Distributed Solar LLC | MISO | MRO | MRO-US | Le Sueur | MN | Solar | 4.5 | NA | NA | NA | 22.9858 | 20.8727 | 21.8265
Aurora Solar Project - Lake Pulaski | -242078 | Operating | 7.5 | Solar | 2017 | Aurora Distributed Solar LLC | MISO | MRO | MRO-US | Wright | MN | Solar | 7.5 | NA | NA | NA | 21.2511 | 20.1157 | 19.4323
Aurora Solar Project - Lawrence Creek | -242082 | Operating | 3.5 | Solar | 2017 | Aurora Distributed Solar LLC | MISO | MRO | MRO-US | Chisago | MN | Solar | 3.5 | NA | NA | NA | 21.0404 | 19.9217 | 20.062
Aurora Solar Project - Montrose | -242086 | Operating | 3.5 | Solar | 2017 | Aurora Distributed Solar LLC | MISO | MRO | MRO-US | Wright | MN | Solar | 3.5 | NA | NA | NA | 22.3842 | 19.7652 | 21.2133
Aurora Solar Project - Paynesville | -242036 | Operating | 10 | Solar | 2017 | Aurora Distributed Solar LLC | MISO | MRO | MRO-US | Stearns | MN | Solar | 10 | NA | NA | NA | 23.347 | 20.5445 | 24.2397
Aurora Solar Project - Pine Island | -242090 | Operating | 4 | Solar | 2017 | Aurora Distributed Solar LLC | MISO | MRO | MRO-US | Goodhue | MN | Solar | 4 | NA | NA | NA | 24.0554 | 21.5839 | 22.6056
Aurora Solar Project - Waseca | -242094 | Operating | 10 | Solar | 2017 | Aurora Distributed Solar LLC | MISO | MRO | MRO-US | Waseca | MN | Solar | 10 | NA | NA | NA | 23.8824 | 17.3299 | 18.21
Aurora Solar Project - West Faribault | -242098 | Operating | 5.5 | Solar | 2017 | Aurora Distributed Solar LLC | MISO | MRO | MRO-US | Rice | MN | Solar | 5.5 | NA | NA | NA | 20.5708 | 19.7904 | 20.3778
Aurora Solar Project - West Waconia | -242102 | Operating | 8.5 | Solar | 2017 | Aurora Distributed Solar LLC | MISO | MRO | MRO-US | Carver | MN | Solar | 8.5 | NA | NA | NA | 22.3395 | 19.7489 | 19.5326
Autumn Hills LLC | -482574 | Operating | 1.9 | Wind Turbine | 2001 | Northern Alternative Energy, Inc. | MISO | MRO | MRO-US | Lincoln | MN | Wind | 1.9 | NA | NA | NA | 22.1041 | 32.1437 | 26.8926
Autumn Hills LLC | -482573 | Operating | 1.9 | Wind Turbine | 2001 | Northern Alternative Energy, Inc. | MISO | MRO | MRO-US | Lincoln | MN | Wind | 1.9 | NA | NA | NA | 22.1041 | 32.1437 | 26.8926
Autumn Hills LLC | -241788 | Operating | 1.9 | Wind Turbine | 2001 | CHI Minnesota Wind LLC | MISO | MRO | MRO-US | Lincoln | MN | Wind | 1.9 | NA | NA | NA | 22.1041 | 32.1437 | 26.8926
Autumn Hills LLC | -241786 | Operating | 1.9 | Wind Turbine | 2001 | Northern Alternative Energy, Inc. | MISO | MRO | MRO-US | Lincoln | MN | Wind | 1.9 | NA | NA | NA | 22.1041 | 32.1437 | 26.8926
B&K Energy Systems LLC (Brewster) | -145444 | Operating | 2 | Wind Turbine | 2003 | Midwest Power Partners LLC | MISO | MRO | MRO-US | Jackson | MN | Wind | 2 | NA | NA | NA | 28.5274 | 31.7808 | 6.1644
Barone Community Solar Garden | -493834 | Operating | 1 | Solar | 2018 | Undisclosed buyer | MISO | MRO | MRO-US | McLeod | MN | Solar | 1 | NA | NA | NA | 20.3653 | 19.1895 | 24.0068
Bauer Community Solar Project | -348523 | Operating | 0.9 | Solar | 2021 | Bauer Community Solar LLC | MISO | MRO | MRO-US | Stearns | MN | Solar | 0.9 | NA | NA | NA | NA | NA | NA
Bear Grove Solar Project | -638443 | Operating | 1 | Solar | 2023 | Nexamp, Inc. | MISO | MRO | MRO-US | Olmsted | MN | Solar | 1 | NA | NA | NA | 16.4384 | NA | NA
Bear Grove Solar Project | -638442 | Operating | 1 | Solar | 2023 | Nexamp, Inc. | MISO | MRO | MRO-US | Olmsted | MN | Solar | 1 | NA | NA | NA | 16.4384 | NA | NA
Becker Solar 1 CSG Project | -176169 | Operating | 1 | Solar | 2019 | Sunshare, LLC | MISO | MRO | MRO-US | Wright | MN | Solar | 1 | NA | NA | NA | 17.8995 | 18.242 | 16.5753
Becker Solar 2 CSG Project | -176245 | Operating | 1 | Solar | 2019 | Sunshare, LLC | MISO | MRO | MRO-US | Wright | MN | Solar | 1 | NA | NA | NA | 17.6826 | 17.9452 | 16.7123
Becker Solar 3 CSG Project | -176167 | Operating | 1 | Solar | 2019 | Sunshare, LLC | MISO | MRO | MRO-US | Wright | MN | Solar | 1 | NA | NA | NA | 14.9658 | 17.6826 | 16.5068
Becker Solar 4 CSG Project | -176168 | Operating | 1 | Solar | 2019 | Sunshare, LLC | MISO | MRO | MRO-US | Wright | MN | Solar | 1 | NA | NA | NA | 17.8881 | 18.4361 | 17.2032
Becker Solar 5 CSG Project | -176251 | Operating | 1 | Solar | 2019 | Sunshare, LLC | MISO | MRO | MRO-US | Wright | MN | Solar | 1 | NA | NA | NA | 17.9224 | 19.0183 | 17.4201
Bellflower Solar Farm | -316936 | Operating | 1 | Solar | 2020 | National Grid Renewables, LLC | MISO | MRO | MRO-US | Stearns | MN | Solar | 1 | NA | NA | NA | 24.4406 | 23.9726 | 21.1301
Bemidji Hydro | -1826 | Operating | 0.79 | Hydraulic Turbine | 1907 | Otter Tail Power Company | MISO | MRO | MRO-US | Beltrami | MN | Water | 0.79 | NA | NA | NA | NA | 0 | 0
Benson | -164352 | Operating | 9 | Internal Combustion | 1939 | City of Benson, Minnesota | SPP | MRO | MRO-US | Swift | MN | Oil | 9 | 9429 | 9471 | 9594 | 0.088787 | 0.1725 | 0.12177
Bent Tree Wind | -163339 | Operating | 201.3 | Wind Turbine | 2011 | Wisconsin Power and Light Company | MISO | MRO | MRO-US | Freeborn | MN | Wind | 201.3 | NA | NA | NA | 19.3738 | 25.6916 | 17.5549
BentonSun Community Solar Garden | -173231 | Operating | 5 | Solar | 2016 | SunShare Management LLC | MISO | MRO | MRO-US | Carver | MN | Solar | 5 | NA | NA | NA | 19.6986 | 17.9932 | 20.3174
Betcher Community Solar Garden | -632244 | Operating | 1 | Solar | 2018 | Impact Power Solutions, LLC | MISO | MRO | MRO-US | Goodhue | MN | Solar | 1 | NA | NA | NA | 21.3584 | 20.4909 | 17.5913
Betcher CSG 1 Solar Project | -752154 | Operating | 1 | Solar | 2020 | Madison Energy Holdings, LLC | MISO | MRO | MRO-US | Goodhue | MN | Solar | 1 | NA | NA | NA | 20.5251 | 19.6233 | 20.0114
Big Blue - Ares MN - Moore Solar Project | -780214 | Operating | 1 | Solar | 2023 | Distributed Solar Development, LLC | MISO | MRO | MRO-US | Blue Earth | MN | Solar | 1 | NA | NA | NA | NA | NA | NA
Big Blue Solar Project (MN CSG 2019-54 DE) | -704373 | Operating | 1 | Solar | 2023 | MN CSG 2019-54 DE LLC | MISO | MRO | MRO-US | Blue Earth | MN | Solar | 1 | NA | NA | NA | NA | NA | NA
Big Blue Wind Farm | -167197 | Operating | 36 | Wind Turbine | 2012 | Minnesota Wind Partners 1, LLC | MISO | MRO | MRO-US | Faribault | MN | Wind | 36 | NA | NA | NA | 23.6625 | 30.3025 | 22.0814
Big Lake Holdco Solar | -663231 | Operating | 5 | Solar | 2017 | Clearway Energy, Inc. | MISO | MRO | MRO-US | Sherburne | MN | Solar | 5 | NA | NA | NA | 15.9178 | NA | NA
Big Lake Holdco Solar | -663230 | Operating | 5 | Solar | 2017 | Clearway Energy, Inc. | MISO | MRO | MRO-US | Sherburne | MN | Solar | 5 | NA | NA | NA | 15.9178 | NA | NA
Big Lake Solar Project | -173901 | Operating | 5 | Solar | 2018 | NextEra Energy Resources, LLC | MISO | MRO | MRO-US | Sherburne | MN | Solar | 5 | NA | NA | NA | 16.0502 | 20.2534 | 19.8242
Bisson Windfarm LLC | -663045 | Operating | 2 | Wind Turbine | 2003 | Clearway Energy, Inc. | MISO | MRO | MRO-US | Pipestone | MN | Wind | 2 | NA | NA | NA | 27.4144 | NA | NA
Bisson Windfarm LLC | -663044 | Operating | 2 | Wind Turbine | 2003 | Clearway Energy, Inc. | MISO | MRO | MRO-US | Pipestone | MN | Wind | 2 | NA | NA | NA | 27.4144 | NA | NA
Louisiana 1 CC | -109326 | Operating | 450.9 | Combined Cycle | 1951 | Exxon Mobil Corporation | MISO | SERC | DELTA | East Baton Rouge | LA | Gas | 407.9 | 12448 | 13920 | 13712 | 87.7298 | 83.3957 | 79.3613
Louisiana Tech University CT | -166930 | Operating | 7.5 | Gas Turbine | 2004 | Louisiana Tech University | MISO | SERC | DELTA | Lincoln | LA | Gas | 7.4 | 12952 | 13402 | 12204 | 71.9379 | 68.6135 | 70.1145
Black Oak Getty Wind Project (Geronimo) | -765874 | Operating | 78 | Wind Turbine | 2016 | Blackstone Inc. | MISO | MRO | MRO-US | Stearns | MN | Wind | 78 | NA | NA | NA | 39.9113 | NA | NA
Black Oak Getty Wind Project (Geronimo) | -765873 | Operating | 78 | Wind Turbine | 2016 | Invenergy LLC | MISO | MRO | MRO-US | Stearns | MN | Wind | 78 | NA | NA | NA | 39.9113 | NA | NA
Black Oak Getty Wind Project (Geronimo) | -765872 | Operating | 78 | Wind Turbine | 2016 | Caisse de dépôt et placement du Québec | MISO | MRO | MRO-US | Stearns | MN | Wind | 78 | NA | NA | NA | 39.9113 | NA | NA
Blanchard | -1953 | Operating | 18 | Hydraulic Turbine | 1925 | Minnesota Power Enterprises, Inc. | MISO | MRO | MRO-US | Morrison | MN | Water | 18 | NA | NA | NA | 38.4893 | 55.9633 | 41.5975
Blazing Star I Wind Farm | -225809 | Operating | 200 | Wind Turbine | 2020 | Northern States Power Company | MISO | MRO | MRO-US | Lincoln | MN | Wind | 200 | NA | NA | NA | 46.0512 | 52.153 | 45.9838
Blazing Star II Wind Farm | -324687 | Operating | 200 | Wind Turbine | 2021 | Northern States Power Company | MISO | MRO | MRO-US | Lincoln | MN | Wind | 200 | NA | NA | NA | 46.6219 | 51.0574 | 42.2153
Blooming Prairie | -630901 | Operating | 8.6 | Internal Combustion | 1937 | City of Blooming Prairie, Minnesota | MISO | MRO | MRO-US | Steele | MN | Oil | 8.3 | 10404 | NA | NA | 0.22831 | NA | NA
Blue Breezes | -396471 | Operating | 1.3 | Wind Turbine | 2006 | Constellation Energy Corporation | MISO | MRO | MRO-US | Faribault | MN | Wind | 1.3 | NA | NA | NA | 3.6705 | 0 | NA
Blue Breezes II | -396472 | Operating | 1.3 | Wind Turbine | 2006 | Constellation Energy Corporation | MISO | MRO | MRO-US | Faribault | MN | Wind | 1.3 | NA | NA | NA | 3.6705 | 0 | NA
Blue Earth | -164386 | Operating | 11 | Internal Combustion | 1960 | City of Blue Earth, Minnesota | MISO | MRO | MRO-US | Faribault | MN | Oil | 11 | 6903 | 10792 | 12621 | 0.032171 | 0.07472 | 0.030095
Blue Earth County Solar (IPS Solar-School Sisters) | -431026 | Operating | 1 | Solar | 2018 | NRG Energy, Inc. | MISO | MRO | MRO-US | Blue Earth | MN | Solar | 1 | NA | NA | NA | 19.6347 | 19.2009 | 19.9886
Low Moor | -4761 | Operating | 82.8 | Gas Turbine | 1971 | Virginia Electric and Power Company | PJM | SERC | VACAR | Alleghany | VA | Oil | 65 | 19642 | 18108 | 17436 | 0.023534 | 0.45926 | 0.1751
Blue Lake Solar Garden | -405255 | Operating | 3 | Solar | 2016 | Cypress Creek Renewables, LLC | MISO | MRO | MRO-US | Scott | MN | Solar | 3 | NA | NA | NA | 16.8455 | 17.6865 | 17.4087
Boeve Windfarm LLC | -159820 | Operating | 2 | Wind Turbine | 2003 | Boeve Windfarm LLC | MISO | MRO | MRO-US | Pipestone | MN | Wind | 2 | NA | NA | NA | 27.0148 | 34.3436 | 28.3676
Boise Cascade/International Falls | -221237 | Operating | 52.3 | Steam Turbine | 1927 | Boise Inc. | MISO | MRO | MRO-US | Koochiching | MN | Biomass | 40 | 29943 | 36847 | 31292 | 91.6296 | 75.9683 | 90.506
Bolduan Community Solar Garden | -423118 | Operating | 1 | Solar | 2018 | New Energy Equity, LLC | MISO | MRO | MRO-US | Waseca | MN | Solar | 1 | NA | NA | NA | 19.863 | 46.4269 | NA
BR Corcoran Solar Project (Schumacher) | -173735 | Operating | 5 | Solar | 2017 | Minnesota Solar, LLC | MISO | MRO | MRO-US | Hennepin | MN | Solar | 5 | NA | NA | NA | 18.0114 | 17.9178 | 19.5822
BR Sartell - Stearns Bremer Solar Project | -236112 | Operating | 3 | Solar | 2017 | Potentia Renewables Inc. | MISO | MRO | MRO-US | Stearns | MN | Solar | 3 | NA | NA | NA | 12.1499 | 16.4764 | 18.1088
BR Sartell - Stearns Bremer Solar Project | -236111 | Operating | 3 | Solar | 2017 | Potentia Renewables Inc. | MISO | MRO | MRO-US | Stearns | MN | Solar | 3 | NA | NA | NA | 12.1499 | 16.4764 | 18.1088
BR Sartell - Stearns Bremer Solar Project | -173756 | Operating | 3 | Solar | 2017 | Potentia Renewables Inc. | MISO | MRO | MRO-US | Stearns | MN | Solar | 3 | NA | NA | NA | 12.1499 | 16.4764 | 18.1088
BR Sauk Rapids Solar Project (Benton Blyleven) | -173740 | Operating | 5 | Solar | 2017 | Minnesota Solar, LLC | MISO | MRO | MRO-US | Benton | MN | Solar | 5 | NA | NA | NA | 17.2306 | 17.6164 | 19.6096
Brainerd Airport Solar Project | -776752 | Operating | 5.8 | Solar | 2023 | OnSite Partners, LLC | MISO | MRO | MRO-US | Crow Wing | MN | Solar | 5.8 | NA | NA | NA | NA | NA | NA
Brainerd Airport Solar Project | -776751 | Operating | 5.8 | Solar | 2023 | OnSite Partners, LLC | MISO | MRO | MRO-US | Crow Wing | MN | Solar | 5.8 | NA | NA | NA | NA | NA | NA
Brenda Luhman Community Solar Garden | -257270 | Operating | 1 | Solar | 2020 | Bay4 Energy Services, LLC | MISO | MRO | MRO-US | Goodhue | MN | Solar | 1 | NA | NA | NA | 20.8447 | 19.1553 | 18.9498
Brewster Wind Farm | -167991 | Operating | 2.1 | Wind Turbine | 2008 | Nobles Cooperative Electric |  | MRO | MRO-US | Jackson | MN | Wind | 2.1 | NA | NA | NA | NA | NA | NA
Brooten Solar Electric Facility | -613035 | Operating | 1 | Solar | 2021 | Nautilus Solar Energy, LLC | MISO | MRO | MRO-US | Pope | MN | Solar | 1 | NA | NA | NA | 26.0274 | 25.605 | 11.153
Brooten Solar Electric Facility | -613034 | Operating | 1 | Solar | 2021 | Pansolo Holding Inc. | MISO | MRO | MRO-US | Pope | MN | Solar | 1 | NA | NA | NA | 26.0274 | 25.605 | 11.153
Brooten Solar Electric Facility | -378562 | Operating | 1 | Solar | 2021 | Nautilus Solar Energy, LLC | MISO | MRO | MRO-US | Pope | MN | Solar | 1 | NA | NA | NA | 26.0274 | 25.605 | 11.153
Buffalo Garden Solar Project | -434103 | Operating | 1 | Solar | 2020 | Excelsior Energy Capital LP | MISO | MRO | MRO-US | Waseca | MN | Solar | 1 | NA | NA | NA | 20.0799 | 19.1553 | NA
Buffalo Garden Solar Project | -434102 | Operating | 1 | Solar | 2020 | Excelsior Energy Capital LP | MISO | MRO | MRO-US | Waseca | MN | Solar | 1 | NA | NA | NA | 20.0799 | 19.1553 | NA
Buffalo Lake 212-1 Solar Project | -747822 | Operating | 1 | Solar | 2023 | Sol TEP 3 LLC | MISO | MRO | MRO-US | Renville | MN | Solar | 1 | NA | NA | NA | NA | NA | NA
Buffalo Lake 212-1 Solar Project | -747821 | Operating | 1 | Solar | 2023 | United States Solar Corporation | MISO | MRO | MRO-US | Renville | MN | Solar | 1 | NA | NA | NA | NA | NA | NA
Buffalo Lake Solar Electric Facility | -613054 | Operating | 1 | Solar | 2021 | Pansolo Holding Inc. | MISO | MRO | MRO-US | Renville | MN | Solar | 1 | NA | NA | NA | 25.5822 | 25.2854 | 11.3927
Buffalo Lake Solar Electric Facility | -378570 | Operating | 1 | Solar | 2021 | Nautilus Solar Energy, LLC | MISO | MRO | MRO-US | Renville | MN | Solar | 1 | NA | NA | NA | 25.5822 | 25.2854 | 11.3927
Buffalo Lake Solar Electric Facility | -378568 | Operating | 1 | Solar | 2021 | Nautilus Solar Energy, LLC | MISO | MRO | MRO-US | Renville | MN | Solar | 1 | NA | NA | NA | 25.5822 | 25.2854 | 11.3927
Buffalo Ridge Wind Project | -611258 | Operating | 106 | Wind Turbine | 2022 | NextEra Energy Resources, LLC | MISO | MRO | MRO-US | Lincoln | MN | Wind | 101.9 | NA | NA | NA | 47.8971 | 5.3476 | NA
Buffalo Solar Facility | -173770 | Operating | 7.1 | Solar | 2018 | Avant Energy, Inc. | MISO | MRO | MRO-US | Wright | MN | Solar | 7.1 | NA | NA | NA | 16.2551 | 1.2332 | 20.3614
Buffalo Sun Solar Project | -793465 | Operating | NA | Solar | 2025 | SunShare Management LLC | MISO | MRO | MRO-US | McLeod | MN | Solar | 1 | NA | NA | NA | NA | NA | NA
Caelum Community Solar Project | -141268 | Operating | 2 | Solar | 2017 | BHE Renewables, LLC | MISO | MRO | MRO-US | Benton | MN | Solar | 1.8 | NA | NA | NA | 18.417 | 19.083 | 20.5923
Caelum Community Solar Project | -141267 | Operating | 2 | Solar | 2017 | BHE Renewables, LLC | MISO | MRO | MRO-US | Benton | MN | Solar | 1.8 | NA | NA | NA | 18.417 | 19.083 | 20.5923
Lower Mount Bethel | -775289 | Operating | 651.6 | Combined Cycle | 2004 | Talen Energy Corporation | PJM | RFC | R-PJM | Northampton | PA | Gas | 601.6 | 7149 | NA | NA | 83.3444 | NA | NA
Camellia Solar Project | -317788 | Operating | 1 | Solar | 2020 | National Grid Renewables, LLC | MISO | MRO | MRO-US | Pope | MN | Solar | 1 | NA | NA | NA | 25.6164 | 25.9132 | 25.9932
Camp Ripley Solar Project | -171661 | Operating | 10.9 | Solar | 2016 | Minnesota Power Enterprises, Inc. | MISO | MRO | MRO-US | Morrison | MN | Solar | 10.8 | NA | NA | NA | 16.692 | 17.0292 | 18.1803
Lowman Energy Center | -746917 | Operating | 732.7 | Combined Cycle | 2023 | PowerSouth Energy Cooperative |  | SERC | SOU | Washington | AL | Gas | 712.7 | 6484 | NA | NA | 21.4847 | NA | NA
Lowndes County Cogeneration Facility (GE Plastics) | -3502 | Operating | 97 | Combined Cycle | 1999 | Alabama Power Company |  | SERC | SOU | Lowndes | AL | Gas | 94.5 | 12426 | 12512 | 12198 | 62.103 | 59.8639 | 69.908
Loyola University Health Plant | -770867 | Operating | 10.6 | Gas Turbine | 2005 | Loyola University Health System | PJM | RFC | R-PJM | Cook | IL | Gas | 11.2 | 11991 | 13641 | 16005 | 3.3268 | 1.7878 | 2.7112
Cannon Garden Solar Project | -251039 | Operating | 1 | Solar | 2020 | Cannon Solar Garden LLC | MISO | MRO | MRO-US | Rice | MN | Solar | 1 | NA | NA | NA | 18.6416 | 18.4932 | 19.6461
Canopus Community Solar Project | -180492 | Operating | 1 | Solar | 2019 | Washington State Investment Board | MISO | MRO | MRO-US | Stearns | MN | Solar | 1 | NA | NA | NA | 22.0091 | 15.2854 | 21.5868
Canopus Community Solar Project | -180491 | Operating | 1 | Solar | 2019 | National Grid USA | MISO | MRO | MRO-US | Stearns | MN | Solar | 1 | NA | NA | NA | 22.0091 | 15.2854 | 21.5868
Capella Community Solar | -141276 | Operating | 5 | Solar | 2017 | BHE Renewables, LLC | MISO | MRO | MRO-US | Pipestone | MN | Solar | 4.5 | NA | NA | NA | 22.3998 | 22.8919 | 21.8595
Capella Community Solar | -141275 | Operating | 5 | Solar | 2017 | BHE Renewables, LLC | MISO | MRO | MRO-US | Pipestone | MN | Solar | 4.5 | NA | NA | NA | 22.3998 | 22.8919 | 21.8595
Capricornus Community Solar Garden | -180482 | Operating | 1 | Solar | 2019 | Washington State Investment Board | MISO | MRO | MRO-US | Stearns | MN | Solar | 1 | NA | NA | NA | 19.2352 | 20.7192 | 22.8539
Capricornus Community Solar Garden | -180481 | Operating | 1 | Solar | 2019 | National Grid USA | MISO | MRO | MRO-US | Stearns | MN | Solar | 1 | NA | NA | NA | 19.2352 | 20.7192 | 22.8539
Carina Community Solar | -141628 | Operating | 4 | Solar | 2018 | BHE Renewables, LLC | MISO | MRO | MRO-US | Wabasha | MN | Solar | 3.6 | NA | NA | NA | 20.6019 | 20.0342 | 21.3439
Carina Community Solar | -141627 | Operating | 4 | Solar | 2018 | BHE Renewables, LLC | MISO | MRO | MRO-US | Wabasha | MN | Solar | 3.6 | NA | NA | NA | 20.6019 | 20.0342 | 21.3439
Carleton College | -166060 | Operating | 3.2 | Wind Turbine | 2004 | Carleton College | MISO | MRO | MRO-US | Rice | MN | Wind | 3.2 | NA | NA | NA | 14.4121 | 16.977 | 22.8411
Carleton College IC | -169166 | Operating | 4.6 | Internal Combustion | 2009 | Carleton College | MISO | MRO | MRO-US | Rice | MN | Oil | 4.6 | 15610 | 11417 | 8357 | 0.10175 | 0.11912 | 0.13897
Carlson Community Solar Garden | -324706 | Operating | 1 | Solar | 2021 | Bay4 Energy Services, LLC | MISO | MRO | MRO-US | Chisago | MN | Solar | 1 | NA | NA | NA | 19.0868 | 17.4658 | 18.4932
Carlton Solar Project (Fond Du Lac Band) | -172995 | Operating | 1 | Solar | 2016 | Fond du Lac Band of Lake Superior Chippewa | MISO | MRO | MRO-US | Carlton | MN | Solar | 1 | NA | NA | NA | NA | NA | NA
Carstensen Wind (West Pipestone Project) | -663024 | Operating | 1.7 | Wind Turbine | 2004 | Clearway Energy, Inc. | MISO | MRO | MRO-US | Pipestone | MN | Wind | 1.7 | NA | NA | NA | 28.3642 | NA | NA
Carstensen Wind (West Pipestone Project) | -663023 | Operating | 1.7 | Wind Turbine | 2004 | Clearway Energy, Inc. | MISO | MRO | MRO-US | Pipestone | MN | Wind | 1.7 | NA | NA | NA | 28.3642 | NA | NA
LSP University Park | -427658 | Operating | 726 | Gas Turbine | 2002 | LS Power Development, LLC | PJM | RFC | R-PJM | Will | IL | Gas | 540 | 11086 | 12121 | 12155 | 4.4004 | 4.5077 | 17.781
Cassiopeia Community Solar Garden | -180494 | Operating | 1 | Solar | 2019 | Washington State Investment Board | MISO | MRO | MRO-US | Pope | MN | Solar | 1 | NA | NA | NA | 21.9064 | 20.7192 | 22.3973
Cassiopeia Community Solar Garden | -180493 | Operating | 1 | Solar | 2019 | National Grid USA | MISO | MRO | MRO-US | Pope | MN | Solar | 1 | NA | NA | NA | 21.9064 | 20.7192 | 22.3973
Centaurus Community Solar Project | -141608 | Operating | 2 | Solar | 2017 | BHE Renewables, LLC | MISO | MRO | MRO-US | Chippewa | MN | Solar | 1.8 | NA | NA | NA | 21.9749 | 21.7339 | 22.8311
Centaurus Community Solar Project | -141607 | Operating | 2 | Solar | 2017 | BHE Renewables, LLC | MISO | MRO | MRO-US | Chippewa | MN | Solar | 1.8 | NA | NA | NA | 21.9749 | 21.7339 | 22.8311
Centennial Generating Station | -170116 | Operating | 11.5 | Internal Combustion | 2011 | City of Moorhead | SPP | MRO | MRO-US | Clay | MN | Oil | 10 | NA | NA | 11896 | -0.26941 | -0.2774 | 0.73516
CF Novel Solar Gardens Five (Brase) | -405287 | Operating | 3.4 | Solar | 2017 | Cypress Creek Renewables, LLC | MISO | MRO | MRO-US | Steele | MN | Solar | 3.4 | NA | NA | NA | 19.5205 | 18.4025 | 20.8233
CF Novel Solar Gardens Seven Project | -405286 | Operating | 3.3 | Solar | 2017 | Cypress Creek Renewables, LLC | MISO | MRO | MRO-US | Sherburne | MN | Solar | 3.3 | NA | NA | NA | 18.2199 | 15.2899 | 17.2305
CG Windfarm LLC | -663043 | Operating | 2 | Wind Turbine | 2003 | Clearway Energy, Inc. | MISO | MRO | MRO-US | Pipestone | MN | Wind | 2 | NA | NA | NA | 13.6986 | NA | NA
CG Windfarm LLC | -663042 | Operating | 2 | Wind Turbine | 2003 | Clearway Energy, Inc. | MISO | MRO | MRO-US | Pipestone | MN | Wind | 2 | NA | NA | NA | 13.6986 | NA | NA
CGSun Solar Project (McHattie) | -405288 | Operating | 4 | Solar | 2017 | Cypress Creek Renewables, LLC | MISO | MRO | MRO-US | Washington | MN | Solar | 4 | NA | NA | NA | 18.105 | 19.0211 | 20.1398
Chisago Community Solar Project | -153483 | Operating | 4 | Solar | 2016 | BHE Solar, LLC | MISO | MRO | MRO-US | Chisago | MN | Solar | 3.6 | NA | NA | NA | 18.658 | 18.8832 | 20.3482
Chisago Community Solar Project | -153479 | Operating | 4 | Solar | 2016 | BHE Solar, LLC | MISO | MRO | MRO-US | Chisago | MN | Solar | 3.6 | NA | NA | NA | 18.658 | 18.8832 | 20.3482
Chisago Holdco CSG | -663312 | Operating | 3 | Solar | 2019 | Clearway Energy, Inc. | MISO | MRO | MRO-US | Chisago | MN | Solar | 3 | NA | NA | NA | 15.9437 | NA | NA
Chisago Holdco CSG | -663311 | Operating | 3 | Solar | 2019 | Clearway Energy, Inc. | MISO | MRO | MRO-US | Chisago | MN | Solar | 3 | NA | NA | NA | 15.9437 | NA | NA
Chub Garden Solar | -434109 | Operating | 1 | Solar | 2020 | Excelsior Energy Capital LP | MISO | MRO | MRO-US | Dakota | MN | Solar | 1 | NA | NA | NA | 20.1941 | 18.105 | NA
Chub Garden Solar | -434108 | Operating | 1 | Solar | 2020 | Excelsior Energy Capital LP | MISO | MRO | MRO-US | Dakota | MN | Solar | 1 | NA | NA | NA | 20.1941 | 18.105 | NA
Cisco Wind | -256828 | Operating | 8.4 | Wind Turbine | 2008 | ALLETE Clean Energy, Inc. | MISO | MRO | MRO-US | Jackson | MN | Wind | 8.4 | NA | NA | NA | 22.9901 | 23.8462 | 24.3586
City of Hastings Hydroelectric | -640991 | Operating | 4.4 | Hydraulic Turbine | 1992 | City of Hastings, Minnesota | MISO | MRO | MRO-US | Dakota | MN | Water | 4 | NA | NA | NA | 63.9212 | 64.532 | 70.3995
Clara City CSG I Project (Stamer Community) | -180023 | Operating | 1 | Solar | 2019 | Syncarpha Capital LLC | MISO | MRO | MRO-US | Chippewa | MN | Solar | 1 | NA | NA | NA | 22.1347 | 17.4543 | 22.1461
Clara City Solar Farm | -663339 | Operating | 1 | Solar | 2019 | Clearway Energy, Inc. | MISO | MRO | MRO-US | Chippewa | MN | Solar | 1 | NA | NA | NA | 22.0662 | NA | NA
Clara City Solar Farm | -663338 | Operating | 1 | Solar | 2019 | Clearway Energy, Inc. | MISO | MRO | MRO-US | Chippewa | MN | Solar | 1 | NA | NA | NA | 22.0662 | NA | NA
Clay Boswell | -164527 | Operating | 922.5 | Steam Turbine | 1958 | WPPI Energy | MISO | MRO | MRO-US | Itasca | MN | Coal | 937 | 10936 | 10639 | 10845 | 61.4284 | 62.3935 | 61.4828
Clay Boswell | -164526 | Operating | 922.5 | Steam Turbine | 1958 | Minnesota Power Enterprises, Inc. | MISO | MRO | MRO-US | Itasca | MN | Coal | 937 | 10936 | 10639 | 10845 | 61.4284 | 62.3935 | 61.4828
Clay Boswell IC | -13134 | Operating | 0.8 | Internal Combustion | 1980 | WPPI Energy | MISO | MRO | MRO-US | Itasca | MN | Oil | 0.8 | NA | NA | NA | 0 | 0 | 0
Clay Boswell IC | -13133 | Operating | 0.8 | Internal Combustion | 1980 | Minnesota Power Enterprises, Inc. | MISO | MRO | MRO-US | Itasca | MN | Oil | 0.8 | NA | NA | NA | 0 | 0 | 0
Clear Garden CSG Solar Project | -464748 | Operating | 1 | Solar | 2019 | Renewable Properties, LLC | MISO | MRO | MRO-US | Waseca | MN | Solar | 1 | NA | NA | NA | 19.9087 | 18.4703 | 20.1941
Cokato Solar Project | -663387 | Operating | 4 | Solar | 2021 | Clearway Energy, Inc. | MISO | MRO | MRO-US | Wright | MN | Solar | 4 | NA | NA | NA | 22.7169 | NA | NA
Cokato Solar Project | -663386 | Operating | 4 | Solar | 2021 | Clearway Energy, Inc. | MISO | MRO | MRO-US | Wright | MN | Solar | 4 | NA | NA | NA | 22.7169 | NA | NA
Community Wind North | -795869 | Operating | 30 | Wind Turbine | 2011 | Utah Wind Holdings, LLC | MISO | MRO | MRO-US | Lincoln | MN | Wind | 30 | NA | NA | NA | 41.618 | 46.0978 | 40.3619
Community Wind North | -757779 | Operating | 30 | Wind Turbine | 2011 | Norgaard Community Turbines LLC | MISO | MRO | MRO-US | Lincoln | MN | Wind | 30 | NA | NA | NA | 41.618 | 46.0978 | 40.3619
Community Wind North | -346794 | Operating | 30 | Wind Turbine | 2011 | Northern States Power Company | MISO | MRO | MRO-US | Lincoln | MN | Wind | 30 | NA | NA | NA | 41.618 | 46.0978 | 40.3619
Community Wind North | -133674 | Operating | 30 | Wind Turbine | 2011 | Infratil US Renewables, Inc. | MISO | MRO | MRO-US | Lincoln | MN | Wind | 30 | NA | NA | NA | 41.618 | 46.0978 | 40.3619
Community Wind South Wind Farm | -745857 | Operating | 30 | Wind Turbine | 2012 | Juwi Wind LLC | MISO | MRO | MRO-US | Nobles | MN | Wind | 30 | NA | NA | NA | 16.8942 | 29.2892 | 28.661
Community Wind South Wind Farm | -694818 | Operating | 30 | Wind Turbine | 2012 | Juwi Wind LLC | MISO | MRO | MRO-US | Nobles | MN | Wind | 30 | NA | NA | NA | 16.8942 | 29.2892 | 28.661
Community Wind South Wind Farm | -347208 | Operating | 30 | Wind Turbine | 2012 | Larkin-Summit wind, Inc. | MISO | MRO | MRO-US | Nobles | MN | Wind | 30 | NA | NA | NA | 16.8942 | 29.2892 | 28.661
Community Wind South Wind Farm | -191921 | Operating | 30 | Wind Turbine | 2012 | Greenbacker Renewable Energy Corporation | MISO | MRO | MRO-US | Nobles | MN | Wind | 30 | NA | NA | NA | 16.8942 | 29.2892 | 28.661
Connexus Solar Stanford 1STF | -378542 | Operating | 7.3 | Solar | 2021 | Connexus Energy Inc. | MISO | MRO | MRO-US | Isanti | MN | Solar | 7.3 | NA | NA | NA | NA | 20.3947 | 12.7072
Coral Bells Solar Project | -316914 | Operating | 1 | Solar | 2020 | National Grid Renewables, LLC | MISO | MRO | MRO-US | Chisago | MN | Solar | 1 | NA | NA | NA | 24.5548 | 18.6872 | 24.9201
Corcoran Solar Project (Altus) | -163885 | Operating | 5 | Solar | 2019 | Altus Power America Management, LLC | MISO | MRO | MRO-US | Hennepin | MN | Solar | 5 | NA | NA | NA | 15.8653 | 12.4064 | 15.8128
Cornillie 2 Community Solar Garden | -326947 | Operating | 1.4 | Solar | 2021 | Bay4 Energy Services, LLC | MISO | MRO | MRO-US | Chisago | MN | Solar | 1.4 | NA | NA | NA | 12.3858 | 12.394 | 13.4703
Cornillie CSG Solar | -752187 | Operating | 1 | Solar | 2021 | Madison Energy Holdings, LLC | MISO | MRO | MRO-US | Chisago | MN | Solar | 1 | NA | NA | NA | 19.2237 | 18.8242 | 0.19406
Cornillie Solar Project | -493842 | Operating | 1 | Solar | 2018 | Undisclosed buyer | MISO | MRO | MRO-US | Chisago | MN | Solar | 1 | NA | NA | NA | 18.5959 | 37.9224 | 34.7831
Corvus Community Solar (Mankato Community Solar) | -172491 | Operating | 5 | Solar | 2018 | BHE Renewables, LLC | MISO | MRO | MRO-US | Blue Earth | MN | Solar | 4.5 | NA | NA | NA | 21.1618 | 20.3551 | 21.7681
Corvus Community Solar (Mankato Community Solar) | -172490 | Operating | 5 | Solar | 2018 | BHE Renewables, LLC | MISO | MRO | MRO-US | Blue Earth | MN | Solar | 4.5 | NA | NA | NA | 21.1618 | 20.3551 | 21.7681
LSU Cogen Plant | -170848 | Operating | 19.6 | Gas Turbine | 2004 | Louisiana State University | MISO | SERC | DELTA | East Baton Rouge | LA | Gas | 20.6 | 12881 | 12427 | 11647 | 25.0144 | 56.5179 | 76.5549
Cottage Grove CSG Project | -173739 | Operating | 5 | Solar | 2018 | EcoPlexus, Inc. | MISO | MRO | MRO-US | Washington | MN | Solar | 5 | NA | NA | NA | 18.8767 | 18.8881 | 19.4475
Cottage Grove Project | -174060 | Operating | 4.9 | Solar | 2018 | ESI Energy, LLC | MISO | MRO | MRO-US | Washington | MN | Solar | 4.9 | NA | NA | NA | 16.4267 | 14.5233 | 14.8239
Courtland CSG Solar Project | -676277 | Operating | 1 | Solar | 2023 | US Solar DG Development LLC | MISO | MRO | MRO-US | Nicollet | MN | Solar | 1 | NA | NA | NA | 8.2763 | NA | NA
Covanta Hennepin Energy | -16872 | Operating | 39.5 | Steam Turbine | 1989 | County of Hennepin, Minnesota | MISO | MRO | MRO-US | Hennepin | MN | Biomass | 33.7 | 18693 | 18585 | 17294 | 67.3069 | 68.4169 | 74.5613
CP Windfarm | -757773 | Operating | 4.2 | Wind Turbine | 2008 | RES Polyflow LLC | MISO | MRO | MRO-US | Faribault | MN | Wind | 4.2 | NA | NA | NA | NA | NA | NA
CP Windfarm | -396483 | Operating | 4.2 | Wind Turbine | 2008 | Constellation Energy Corporation | MISO | MRO | MRO-US | Faribault | MN | Wind | 4.2 | NA | NA | NA | NA | NA | NA
Crane Garden Solar | -746637 | Operating | 0.9 | Solar | 2023 | Crane Garden LLC | MISO | MRO | MRO-US | McLeod | MN | Solar | 0.9 | NA | NA | NA | 2.448 | NA | NA
Crater Community Solar Garden | -141288 | Operating | 3 | Solar | 2017 | BHE Renewables, LLC | MISO | MRO | MRO-US | Chippewa | MN | Solar | 2.7 | NA | NA | NA | 22.5351 | 21.0003 | 21.5119
Crater Community Solar Garden | -141287 | Operating | 3 | Solar | 2017 | BHE Renewables, LLC | MISO | MRO | MRO-US | Chippewa | MN | Solar | 2.7 | NA | NA | NA | 22.5351 | 21.0003 | 21.5119
Crux Facility | -180509 | Operating | 1 | Solar | 2019 | Washington State Investment Board | MISO | MRO | MRO-US | Renville | MN | Solar | 1 | NA | NA | NA | 22.5 | 19.8402 | 21.1301
Crux Facility | -180508 | Operating | 1 | Solar | 2019 | National Grid USA | MISO | MRO | MRO-US | Renville | MN | Solar | 1 | NA | NA | NA | 22.5 | 19.8402 | 21.1301
Dakota Community Solar One | -752144 | Operating | 1 | Solar | 2019 | Madison Energy Holdings, LLC | MISO | MRO | MRO-US | Dakota | MN | Solar | 1 | NA | NA | NA | 20.5365 | 20.3196 | 21.3584
Danielson Wind Farms | -214013 | Operating | 20 | Wind Turbine | 2011 | BluEarth Renewables Inc. | MISO | MRO | MRO-US | Meeker | MN | Wind | 20 | NA | NA | NA | 28.1769 | 30.8179 | 31.3836
Danielson Wind Farms | -132808 | Operating | 20 | Wind Turbine | 2011 | Danielson Wind Farms, L.L.C. | MISO | MRO | MRO-US | Meeker | MN | Wind | 20 | NA | NA | NA | 28.1769 | 30.8179 | 31.3836
Darnen Township | -167345 | Operating | 2.13 | Internal Combustion | 2009 | Riverview Dairy Of Mn, Llp | MISO | MRO | MRO-US | Stevens | MN | Biomass | 2.13 | NA | NA | NA | NA | NA | NA
Data Center Building ES101 | -169167 | Operating | 1.2 | Internal Combustion | 2009 | Thomson Corp |  | MRO | MRO-US | Dakota | MN | Oil | 0.6 | 8692 | 10214 | 8464 | 0.24734 | 0.26636 | 0.53272
Data Center Building H | -169168 | Operating | 8 | Internal Combustion | 2007 | Thomson Corp |  | MRO | MRO-US | Dakota | MN | Oil | 2.4 | 11505 | 10869 | 9696 | 0.44235 | 0.65164 | 0.79909
Dayton Hollow | -2850 | Operating | 0.97 | Hydraulic Turbine | 1909 | Otter Tail Power Company | MISO | MRO | MRO-US | Otter Tail | MN | Water | 0.97 | NA | NA | NA | 41.649 | 66.7632 | 63.6916
Delano | -610478 | Operating | 14.5 | Internal Combustion | 1946 | City of Delano, Minnesota | MISO | MRO | MRO-US | Wright | MN | Oil | 14.5 | 14595 | 14104 | NA | 0.029129 | 0.06062 | NA
Delphinus Community Solar Garden | -153491 | Operating | 2 | Solar | 2018 | BHE Solar, LLC | MISO | MRO | MRO-US | Benton | MN | Solar | 1.8 | NA | NA | NA | 18.861 | 17.4594 | 17.4594
Delphinus Community Solar Garden | -153489 | Operating | 2 | Solar | 2018 | BHE Solar, LLC | MISO | MRO | MRO-US | Benton | MN | Solar | 1.8 | NA | NA | NA | 18.861 | 17.4594 | 17.4594
Deneb Facility | -180499 | Operating | 1 | Solar | 2019 | Washington State Investment Board | MISO | MRO | MRO-US | Kandiyohi | MN | Solar | 1 | NA | NA | NA | 21.5183 | 15.3196 | 20.5137
Deneb Facility | -180498 | Operating | 1 | Solar | 2019 | National Grid USA | MISO | MRO | MRO-US | Kandiyohi | MN | Solar | 1 | NA | NA | NA | 21.5183 | 15.3196 | 20.5137
Luna Energy Facility | -164069 | Operating | 650 | Combined Cycle | 2006 | Public Service Company of New Mexico |  | WECC | AZNMSN | Luna | NM | Gas | 611 | 7424 | 7325 | 7259 | 66.817 | 62.2804 | 57.0458
DG Green Arrow Solar Project | -801134 | Operating | NA | Solar | 2025 | New Energy Equity, LLC | MISO | MRO | MRO-US | Pipestone | MN | Solar | 1 | NA | NA | NA | NA | NA | NA
DG Minnesota CSG (Scandia) | -173848 | Operating | 5 | Solar | 2018 | NextEra Energy Resources, LLC | MISO | MRO | MRO-US | Washington | MN | Solar | 5 | NA | NA | NA | 19.0274 | 19.6849 | 21.274
Dickinson Solar Project | -172771 | Operating | 2.3 | Solar | 2016 | Great River Energy | MISO | MRO | MRO-US | Wright | MN | Solar | 2.3 | NA | NA | NA | 14.6069 | 14.4481 | 14.9494
District 45 Dairy | -168567 | Operating | 2.13 | Internal Combustion | 2010 | District 45 Dairy, Llp | SPP | MRO | MRO-US | Stevens | MN | Biomass | 2.13 | NA | NA | NA | NA | NA | NA
DL Windy Acres LLC (Brewster) | -396458 | Operating | 2 | Wind Turbine | 2003 | Constellation Energy Corporation | MISO | MRO | MRO-US | Jackson | MN | Wind | 2 | NA | NA | NA | 28.5274 | 31.7808 | NA
DL Windy Acres LLC (Brewster) | -166760 | Operating | 2 | Wind Turbine | 2003 | Individual Owner | MISO | MRO | MRO-US | Jackson | MN | Wind | 2 | NA | NA | NA | 28.5274 | 31.7808 | 6.1644
DLS-Jean Duluth Solar Project | -747650 | Operating | 1.6 | Solar | 2022 | Minnesota Power Enterprises, Inc. | MISO | MRO | MRO-US | Saint Louis | MN | Solar | 1.6 | NA | NA | NA | 15.3182 | 0.17837 | NA
DLS-Sylvan Solar Project | -676269 | Operating | 15.2 | Solar | 2023 | Minnesota Power Enterprises, Inc. | MISO | MRO | MRO-US | Cass | MN | Solar | 15.2 | NA | NA | NA | 9.3487 | NA | NA
Dodge Center Wind Facility | -20208 | Operating | 1.8 | Wind Turbine | 2002 | Sg, Llc | MISO | MRO | MRO-US | Dodge | MN | Wind | 1.8 | NA | NA | NA | NA | NA | NA
Dodge Renewables 1 Solar Project | -503751 | Operating | 1 | Solar | 2022 | Nexamp Capital, LLC | MISO | MRO | MRO-US | Dodge | MN | Solar | 1 | NA | NA | NA | 26.2329 | 4.4406 | NA
Dodge Renewables 2 Solar Project | -546681 | Operating | 1 | Solar | 2022 | Nexamp Capital, LLC | MISO | MRO | MRO-US | Dodge | MN | Solar | 0.8 | NA | NA | NA | 31.4926 | 4.7374 | NA
DodgeSun Community Solar Garden | -180474 | Operating | 5 | Solar | 2017 | Washington State Investment Board | MISO | MRO | MRO-US | Dodge | MN | Solar | 5 | NA | NA | NA | 21.6119 | 20.6621 | 21.9635
DodgeSun Community Solar Garden | -180473 | Operating | 5 | Solar | 2017 | National Grid USA | MISO | MRO | MRO-US | Dodge | MN | Solar | 5 | NA | NA | NA | 21.6119 | 20.6621 | 21.9635
Douglas Community Solar One Project (Todd) | -752124 | Operating | 1 | Solar | 2019 | Madison Energy Holdings, LLC | MISO | MRO | MRO-US | Douglas | MN | Solar | 1 | NA | NA | NA | 21.7922 | 19.3493 | 22.032
DSI Don Solar Project | -774828 | Operating | 1 | Solar | 2024 | Development Services, Inc. | MISO | MRO | MRO-US | Renville | MN | Solar | 1 | NA | NA | NA | NA | NA | NA
Dundas Solar Electric Facility | -612984 | Operating | 5 | Solar | 2018 | Pansolo Holding Inc. | MISO | MRO | MRO-US | Rice | MN | Solar | 5 | NA | NA | NA | 18.5776 | 16.4566 | 19.1895
Dundas Solar Electric Facility | -236116 | Operating | 5 | Solar | 2018 | Nautilus Solar Energy, LLC | MISO | MRO | MRO-US | Rice | MN | Solar | 5 | NA | NA | NA | 18.5776 | 16.4566 | 19.1895
Dundas Solar Electric Facility | -236115 | Operating | 5 | Solar | 2018 | Nautilus Solar Energy, LLC | MISO | MRO | MRO-US | Rice | MN | Solar | 5 | NA | NA | NA | 18.5776 | 16.4566 | 19.1895
E. Goenner CSG Solar Project | -216216 | Operating | 1 | Solar | 2019 | NextEra Energy Resources, LLC | MISO | MRO | MRO-US | Sherburne | MN | Solar | 1 | NA | NA | NA | 13.4817 | 15.3196 | 18.4932
East Sub Station | -22683 | Operating | 6 | Internal Combustion | 2000 | Ziegler Power Systems | MISO | MRO | MRO-US | Kandiyohi | MN | Oil | 6 | 22267 | 14931 | 12941 | 0.028539 | 0.055175 | 0.097032
Eastridge Wind Project | -191919 | Operating | 10.4 | Wind Turbine | 2006 | Bendwind, LLC | MISO | MRO | MRO-US | Murray | MN | Wind | 10.4 | NA | NA | NA | 21.9387 | 26.5883 | 20.8235
Echo Solar - MN | -798366 | Operating | NA | Solar | 2021 | True Green Capital Management LLC | MISO | MRO | MRO-US |  | MN | Solar | 13.7 | NA | NA | NA | NA | NA | NA
Eichten 3 CSG Project | -746641 | Operating | 1 | Solar | 2023 | MN CSG 2019-23 LLC | MISO | MRO | MRO-US | Chisago | MN | Solar | 1 | NA | NA | NA | NA | NA | NA
Eichten’s Community Solar Garden Project | -493826 | Operating | 3.9 | Solar | 2017 | Undisclosed buyer | MISO | MRO | MRO-US | Chisago | MN | Solar | 3.9 | NA | NA | NA | 16.3066 | 19.8659 | 21.4202
Eichtens Community Solar Garden II Project | -493835 | Operating | 1 | Solar | 2018 | Undisclosed buyer | MISO | MRO | MRO-US | Chisago | MN | Solar | 1 | NA | NA | NA | 18.6187 | 12.637 | 21.347
Eikmeier CSG Solar Project | -704320 | Operating | 1 | Solar | 2023 | MN CSG 2019-53 LLC | MISO | MRO | MRO-US | Stearns | MN | Solar | 1 | NA | NA | NA | NA | NA | NA
Luna Energy Facility | -111897 | Operating | 650 | Combined Cycle | 2006 | Samchully Co.,Ltd |  | WECC | AZNMSN | Luna | NM | Gas | 611 | 7424 | 7325 | 7259 | 66.817 | 62.2804 | 57.0458
Elk River, MN | -516608 | Operating | 9 | Internal Combustion | 1948 | City of Elk River, Minnesota | MISO | MRO | MRO-US | Sherburne | MN | Oil | 9 | 11250 | 13565 | NA | 0.040589 | 16.5984 | NA
Elm Creek II Wind Plant | -785797 | Operating | 148.8 | Wind Turbine | 2010 | Avangrid Renewables, LLC | MISO | MRO | MRO-US | Jackson | MN | Wind | 148.8 | NA | NA | NA | NA | NA | NA
Elm Creek Wind | -785770 | Operating | 99 | Wind Turbine | 2008 | Elm Creek Wind LLC | MISO | MRO | MRO-US | Jackson | MN | Wind | 99 | NA | NA | NA | NA | NA | NA
Elora Solar Project | -611355 | Operating | 1 | Solar | 2022 | Distributed Solar Development, LLC | SPP | MRO | MRO-US | Lyon | MN | Solar | 1 | NA | NA | NA | 27.6027 | NA | NA
Empire Solar Garden | -405254 | Operating | 5 | Solar | 2016 | Cypress Creek Renewables, LLC | MISO | MRO | MRO-US | Dakota | MN | Solar | 5 | NA | NA | NA | 16.0023 | 18.3311 | 19.379
Enter Community Solar Garden Project | -423119 | Operating | 1.42 | Solar | 2019 | New Energy Equity, LLC | MISO | MRO | MRO-US | Nicollet | MN | Solar | 1.42 | NA | NA | NA | NA | NA | NA
Enter Solar Project | -249869 | Operating | 1 | Solar | 2019 | Arcadia Solar, LLC | MISO | MRO | MRO-US | Waseca | MN | Solar | 1 | NA | NA | NA | 20.3995 | 20.5137 | 0
Eolos Wind Energy Research Field Station | -170112 | Operating | 2.5 | Wind Turbine | 2011 | Regents of the University of Minnesota | MISO | MRO | MRO-US | Dakota | MN | Wind | 2.5 | NA | NA | NA | 10.4155 | 12.9132 | 13.4521
Equuleus Community Solar Gardens | -761237 | Operating | 5 | Solar | 2017 | MN8 Energy, Inc. | MISO | MRO | MRO-US | Dakota | MN | Solar | 5 | NA | NA | NA | 18.7991 | 18.6347 | 17.3014
Erin Garden Solar Project | -434123 | Operating | 1 | Solar | 2020 | Excelsior Energy Capital LP | MISO | MRO | MRO-US | Sibley | MN | Solar | 1 | NA | NA | NA | 18.6986 | 19.4635 | NA
Erin Garden Solar Project | -434122 | Operating | 1 | Solar | 2020 | Excelsior Energy Capital LP | MISO | MRO | MRO-US | Sibley | MN | Solar | 1 | NA | NA | NA | 18.6986 | 19.4635 | NA
Ernst SM - Wright Cuddyer Solar Project | -173746 | Operating | 4 | Solar | 2018 | Minnesota Solar, LLC | MISO | MRO | MRO-US | Wright | MN | Solar | 4 | NA | NA | NA | 17.2003 | 16.8465 | 17.1461
Everson Garden Solar Project | -472337 | Operating | 1 | Solar | 2022 | Nokomis Energy LLC | MISO | MRO | MRO-US | Waseca | MN | Solar | 1 | NA | NA | NA | 25.6393 | 18.6872 | NA
Ewington Wind Farm | -749986 | Operating | 22.5 | Wind Turbine | 2008 | Aspenall Energies, LLC | MISO | MRO | MRO-US | Jackson | MN | Wind | 20 | NA | NA | NA | 50.3847 | NA | 2.6772
Fairfax | -164699 | Operating | 2 | Internal Combustion | 1940 | City of Fairfax, Minnesota | MISO | MRO | MRO-US | Renville | MN | Oil | 1.9 | NA | NA | 7857 | 0.21029 | 0 | 0.042057
Fairmont Energy Station | -169494 | Operating | 26 | Internal Combustion | 2013 | Southern Minnesota Municipal Power Agency | MISO | MRO | MRO-US | Martin | MN | Gas | 26 | NA | NA | NA | NA | NA | NA
Fairmont IC | -53164 | Operating | 13 | Internal Combustion | 1975 | Southern Minnesota Municipal Power Agency | MISO | MRO | MRO-US | Martin | MN | Oil | 12 | 11724 | 10536 | 11092 | 12.3231 | 10.1941 | 14.7955
Fairmont Wind | -164226 | Operating | 5.4 | Wind Turbine | 2003 | Southern Minnesota Municipal Power Agency | MISO | MRO | MRO-US | Martin | MN | Wind | 5.2 | NA | NA | NA | 26.0933 | 35.9194 | 30.3609
Falls Creek Garden Solar Project | -434101 | Operating | 1 | Solar | 2020 | Excelsior Energy Capital LP | MISO | MRO | MRO-US | Steele | MN | Solar | 1 | NA | NA | NA | 19.9658 | 18.9954 | NA
Falls Creek Garden Solar Project | -434100 | Operating | 1 | Solar | 2020 | Excelsior Energy Capital LP | MISO | MRO | MRO-US | Steele | MN | Solar | 1 | NA | NA | NA | 19.9658 | 18.9954 | NA
Luna Energy Facility | -78051 | Operating | 650 | Combined Cycle | 2006 | Tucson Electric Power Company |  | WECC | AZNMSN | Luna | NM | Gas | 611 | 7424 | 7325 | 7259 | 66.817 | 62.2804 | 57.0458
FastSun 1 Solar Project | -220288 | Operating | 1 | Solar | 2019 | Altus Power America Management, LLC | MISO | MRO | MRO-US | Meeker | MN | Solar | 1 | NA | NA | NA | 18.0251 | 15.8105 | 20.2511
FastSun 10 CSG Solar Project | -798566 | Operating | 1 | Solar | 2020 | Altus Power, Inc. | MISO | MRO | MRO-US | Goodhue | MN | Solar | 1 | NA | NA | NA | NA | NA | NA
FastSun 11 CSG Solar Project | -798565 | Operating | 1 | Solar | 2020 | Altus Power, Inc. | MISO | MRO | MRO-US | Goodhue | MN | Solar | 1 | NA | NA | NA | NA | NA | NA
FastSun 12 Solar Project | -798570 | Operating | 1 | Solar | 2021 | Altus Power, Inc. | MISO | MRO | MRO-US | Rice | MN | Solar | 1 | NA | NA | NA | NA | NA | NA
FastSun 13 Solar Project | -798563 | Operating | 1 | Solar | 2019 | Altus Power, Inc. | MISO | MRO | MRO-US | Douglas | MN | Solar | 1 | NA | NA | NA | NA | NA | NA
FastSun 14 Solar Plant | -798561 | Operating | 1 | Solar | 2019 | Altus Power, Inc. | MISO | MRO | MRO-US | Blue Earth | MN | Solar | 1 | NA | NA | NA | NA | NA | NA
FastSun 18 Solar Project | -798562 | Operating | 1 | Solar | 2019 | Altus Power, Inc. | MISO | MRO | MRO-US | Winona | MN | Solar | 1 | NA | NA | NA | NA | NA | NA
FastSun 19 Solar Project | -798567 | Operating | 1 | Solar | 2020 | Altus Power, Inc. | MISO | MRO | MRO-US | Dakota | MN | Solar | 1 | NA | NA | NA | NA | NA | NA
FastSun 2 Solar Project | -798556 | Operating | 1 | Solar | 2020 | Altus Power, Inc. | MISO | MRO | MRO-US | Dakota | MN | Solar | 1 | NA | NA | NA | NA | NA | NA
FastSun 21 Solar Project | -798568 | Operating | 1 | Solar | 2021 | Altus Power, Inc. | MISO | MRO | MRO-US | Sherburne | MN | Solar | 1 | NA | NA | NA | NA | NA | NA
FastSun 3 Solar Project | -220290 | Operating | 1 | Solar | 2019 | Altus Power America Management, LLC | MISO | MRO | MRO-US | Stearns | MN | Solar | 1 | NA | NA | NA | 18.6073 | 18.1393 | 17.3516
FastSun 4 Solar Project | -798569 | Operating | 1 | Solar | 2021 | Altus Power, Inc. | MISO | MRO | MRO-US | Washington | MN | Solar | 1 | NA | NA | NA | NA | NA | NA
FastSun 5 Solar Project | -220274 | Operating | 1 | Solar | 2019 | Altus Power America Management, LLC | MISO | MRO | MRO-US | Winona | MN | Solar | 1 | NA | NA | NA | 19.0525 | 18.5731 | 19.5091
FastSun 7 Solar Project | -220270 | Operating | 1 | Solar | 2019 | Altus Power America Management, LLC | MISO | MRO | MRO-US | McLeod | MN | Solar | 1 | NA | NA | NA | 17.5685 | 19.0068 | 20.5708
FastSun 8 Solar Project | -798560 | Operating | 1 | Solar | 2019 | Altus Power, Inc. | MISO | MRO | MRO-US | Nicollet | MN | Solar | 1 | NA | NA | NA | NA | NA | NA
FastSun 9 CSG Solar Project | -798564 | Operating | 1 | Solar | 2020 | Altus Power, Inc. | MISO | MRO | MRO-US | Goodhue | MN | Solar | 1 | NA | NA | NA | NA | NA | NA
Feely Solar Project | -173179 | Operating | 5 | Solar | 2018 | Fresh Air Energy II, LLC | MISO | MRO | MRO-US | Dakota | MN | Solar | 5 | NA | NA | NA | 18.6256 | 19.0753 | 19.9064
Felton Farms CSG | -191712 | Operating | 5 | Solar | 2019 | EcoPlexus, Inc. | MISO | MRO | MRO-US | Dakota | MN | Solar | 5 | NA | NA | NA | 18.8242 | 18.895 | 18.3995
Fenton Wind | -807094 | Operating | 205.5 | Wind Turbine | 2007 | EDF power solutions North America | MISO | MRO | MRO-US | Murray | MN | Wind | 205.5 | NA | NA | NA | NA | NA | NA
Fey Windfarm LLC | -663051 | Operating | 2 | Wind Turbine | 2003 | Clearway Energy, Inc. | MISO | MRO | MRO-US | Pipestone | MN | Wind | 2 | NA | NA | NA | 29.1153 | NA | NA
Fey Windfarm LLC | -663050 | Operating | 2 | Wind Turbine | 2003 | Clearway Energy, Inc. | MISO | MRO | MRO-US | Pipestone | MN | Wind | 2 | NA | NA | NA | 29.1153 | NA | NA
Fillmore County Solar Project | -808616 | Operating | NA | Solar | 2025 | National Grid Renewables, LLC | MISO | MRO | MRO-US | Fillmore | MN | Solar | 45 | NA | NA | NA | NA | NA | NA
Fillmore County Solar Project | -808615 | Operating | NA | Solar | 2025 | National Grid Renewables, LLC | MISO | MRO | MRO-US | Fillmore | MN | Solar | 45 | NA | NA | NA | NA | NA | NA
M & M Mars - Chicago | -627385 | Out of Service | 3.5 | Gas Turbine | 1987 | Mars, Incorporated | PJM | RFC | R-PJM | Cook | IL | Gas | NA | NA | NA | NA | NA | NA | NA
Flint Hills Resources Pine Bend Solar Project (Rosemount Solar) | -743263 | Operating | 45 | Solar | 2023 | Flint Hills Resources, LLC | MISO | MRO | MRO-US | Dakota | MN | Solar | 45 | NA | NA | NA | NA | NA | NA
Flodquist Community Solar Garden | -378561 | Operating | 1 | Solar | 2021 | Flodquist Community Solar Garden LLC | MISO | MRO | MRO-US | Chisago | MN | Solar | 1 | NA | NA | NA | 22.4429 | 21.2329 | 8.6416
Florence Hills LLC | -482578 | Operating | 1.9 | Wind Turbine | 2001 | Northern Alternative Energy, Inc. | MISO | MRO | MRO-US | Lincoln | MN | Wind | 1.9 | NA | NA | NA | 28.647 | 32.2459 | 31.8974
Florence Hills LLC | -482577 | Operating | 1.9 | Wind Turbine | 2001 | Northern Alternative Energy, Inc. | MISO | MRO | MRO-US | Lincoln | MN | Wind | 1.9 | NA | NA | NA | 28.647 | 32.2459 | 31.8974
Florence Hills LLC | -241833 | Operating | 1.9 | Wind Turbine | 2001 | CHI Minnesota Wind LLC | MISO | MRO | MRO-US | Lincoln | MN | Wind | 1.9 | NA | NA | NA | 28.647 | 32.2459 | 31.8974
Florence Hills LLC | -54440 | Operating | 1.9 | Wind Turbine | 2001 | Northern Alternative Energy, Inc. | MISO | MRO | MRO-US | Lincoln | MN | Wind | 1.9 | NA | NA | NA | 28.647 | 32.2459 | 31.8974
Fond Du Lac | -3336 | Operating | 12 | Hydraulic Turbine | 1924 | Minnesota Power Enterprises, Inc. | MISO | MRO | MRO-US | Saint Louis | MN | Water | 13.1 | NA | NA | NA | 41.9412 | 38.8607 | 24.6401
Foreman Hill Community Solar | -423112 | Operating | 5 | Solar | 2018 | New Energy Equity, LLC | MISO | MRO | MRO-US | Goodhue | MN | Solar | 5 | NA | NA | NA | 18.9726 | 18.9064 | NA
Fountain Solar Facility | -408996 | Operating | 3 | Solar | 2021 | Greenbacker Renewable Energy Company LLC | MISO | MRO | MRO-US | Fillmore | MN | Solar | 3 | NA | NA | NA | 14.4406 | 23.9878 | 1.2443
Fox Community Solar Garden | -173734 | Operating | 5 | Solar | 2018 | EcoPlexus, Inc. | MISO | MRO | MRO-US | Chisago | MN | Solar | 5 | NA | NA | NA | 18.2717 | 17.347 | 17.1689
Fox Garden Solar Project | -792852 | Operating | 1 | Solar | 2024 | Nokomis Energy LLC | MISO | MRO | MRO-US | Waseca | MN | Solar | 1 | NA | NA | NA | NA | NA | NA
Franklin Heating Station | -164723 | Operating | 17.8 | Steam Turbine | 1951 | Franklin Heating Station | MISO | MRO | MRO-US | Olmsted | MN | Gas | 12.9 | 20666 | 18889 | 18472 | 54.7989 | 63.7641 | 63.4685
Franklin Heating Station IC | -408476 | Operating | 16.2 | Internal Combustion | 1982 | Franklin Heating Station | MISO | MRO | MRO-US | Olmsted | MN | Oil | 16.2 | 9763 | 9763 | 10647 | 0.32767 | 0.34458 | 0.21853
Freeborn Wind Resource Project | -364974 | Operating | 218 | Wind Turbine | 2021 | Northern States Power Company | MISO | MRO | MRO-US | Freeborn | MN | Wind | 200 | NA | NA | NA | 43.1369 | 45.0511 | 22.1982
Frontenac Holdco Project | -663287 | Operating | 5 | Solar | 2019 | Clearway Energy, Inc. | MISO | MRO | MRO-US | Goodhue | MN | Solar | 5 | NA | NA | NA | 20.0913 | NA | NA
Frontenac Holdco Project | -663286 | Operating | 5 | Solar | 2019 | Clearway Energy, Inc. | MISO | MRO | MRO-US | Goodhue | MN | Solar | 5 | NA | NA | NA | 20.0913 | NA | NA
G Flow Wind (Wolf Wind Project) | -396468 | Operating | 1.3 | Wind Turbine | 2006 | Constellation Energy Corporation | MISO | MRO | MRO-US | Nobles | MN | Wind | 1.3 | NA | NA | NA | 23.7092 | 24.1921 | NA
G Flow Wind (Wolf Wind Project) | -167167 | Operating | 1.3 | Wind Turbine | 2006 | Individual Owner | MISO | MRO | MRO-US | Nobles | MN | Wind | 1.3 | NA | NA | NA | 23.7092 | 24.1921 | 22.7257
Gemini Community Solar | -141612 | Operating | 3 | Solar | 2017 | BHE Renewables, LLC | MISO | MRO | MRO-US | Chisago | MN | Solar | 2.7 | NA | NA | NA | 19.8419 | 20.011 | 20.9834
Gemini Community Solar | -141611 | Operating | 3 | Solar | 2017 | BHE Renewables, LLC | MISO | MRO | MRO-US | Chisago | MN | Solar | 2.7 | NA | NA | NA | 19.8419 | 20.011 | 20.9834
Geranium Solar Project | -296300 | Operating | 1 | Solar | 2020 | National Grid Renewables, LLC | MISO | MRO | MRO-US | Kandiyohi | MN | Solar | 1 | NA | NA | NA | 26.1872 | 20.5023 | 24.6233
Gibbon Solar (Novel Solar Three) | -648687 | Operating | 3.3 | Solar | 2019 | Green Street Power Partners, LLC | MISO | MRO | MRO-US | Sibley | MN | Solar | 3.3 | NA | NA | NA | 20.2747 | NA | NA
Gibbon Solar (Novel Solar Three) | -639266 | Operating | 3.3 | Solar | 2019 | Green Street Power Partners, LLC | MISO | MRO | MRO-US | Sibley | MN | Solar | 3.3 | NA | NA | NA | 20.2747 | NA | NA
Glencoe | -164762 | Operating | 39.5 | Internal Combustion | 1957 | Glencoe Light & Power Comm | MISO | MRO | MRO-US | McLeod | MN | Oil | 35.7 | 10836 | 10731 | 9599 | 0.035174 | 0.034534 | 0.13718
Gohman Community Solar Project | -230256 | Operating | 1.1 | Solar | 2020 | Gohman Community Solar LLC | MISO | MRO | MRO-US | Sherburne | MN | Solar | 1.1 | NA | NA | NA | 16.4487 | 16.5318 | 18.1196
Goodhue Community Solar One Project | -752130 | Operating | 1 | Solar | 2020 | Madison Energy Holdings, LLC | MISO | MRO | MRO-US | Goodhue | MN | Solar | 1 | NA | NA | NA | 20.1484 | 18.8128 | 18.5502
Goodhue Community Solar Three Project | -228929 | Operating | 1 | Solar | 2020 | Goodhue Community Solar Three LLC | MISO | MRO | MRO-US | Goodhue | MN | Solar | 1 | NA | NA | NA | 19.5205 | 18.105 | 17.5913
Goodhue Community Solar Two Project | -752132 | Operating | 1 | Solar | 2020 | Madison Energy Holdings, LLC | MISO | MRO | MRO-US | Goodhue | MN | Solar | 1 | NA | NA | NA | 20.9361 | 19.3265 | 19.0868
Goodhue Solar Project | -191681 | Operating | 2 | Solar | 2018 | ENGIE US Solar | MISO | MRO | MRO-US | Goodhue | MN | Solar | 2 | NA | NA | NA | NA | NA | NA
Goose Lake Solar (Albert Lea) | -191702 | Operating | 1.5 | Solar | 2019 | ENGIE US Solar | MISO | MRO | MRO-US | Freeborn | MN | Solar | 1.5 | NA | NA | NA | 21.5221 | 21.9711 | 22.6712
Gopher Battery Storage Project | -182451 | Operating | 15 | Battery | 2018 | NextEra Energy Resources, LLC | MISO | MRO | MRO-US |  | MN | Energy Storage | 15 | NA | NA | NA | NA | NA | NA
Gopher CSG Solar Project | -191692 | Operating | 5 | Solar | 2018 | ENGIE US Solar | MISO | MRO | MRO-US | Chisago | MN | Solar | 5 | NA | NA | NA | 17.3356 | 18.153 | 19.7763
Grand Casino Hinckley Solar Project | -511222 | Operating | 3 | Solar | 2022 | ESI Energy, LLC | MISO | MRO | MRO-US | Pine | MN | Solar | 3 | NA | NA | NA | 22.0738 | 13.8204 | NA
Grand Marais | -164784 | Operating | 6.7 | Internal Combustion | 1940 | City of Grand Marais, Minnesota | MISO | MRO | MRO-US | Cook | MN | Oil | 6.1 | 9553 | 7760 | 9061 | 0.17591 | 0.53709 | 0.70177
Grand Meadow Wind Farm | -166808 | Operating | 100.5 | Wind Turbine | 2008 | Northern States Power Company | MISO | MRO | MRO-US | Mower | MN | Wind | 100.5 | NA | NA | NA | 37.0221 | 32.3898 | 24.4346
Grand Rapids Battery Storage | -694502 | Operating | 1 | Battery | 2022 | United States Solar Corporation | MISO | MRO | MRO-US | Itasca | MN | Energy Storage | 1 | NA | NA | NA | NA | NA | NA
Grand Rapids Solar Plant | -553075 | Operating | 2 | Solar | 2022 | United States Solar Corporation | MISO | MRO | MRO-US | Itasca | MN | Solar | 2 | NA | NA | NA | NA | NA | NA
Granite Falls | -3665 | Operating | 1.3 | Hydraulic Turbine | 1932 | City of Granite Falls, Minnesota | MISO | MRO | MRO-US | Chippewa | MN | Water | 0.4 | NA | NA | NA | 6.2682 | 8.6654 | 19.4479
Granite Falls 2 | -167055 | Operating | 6 | Internal Combustion | 2003 | City of Granite Falls, Minnesota | MISO | MRO | MRO-US | Yellow Medicine | MN | Oil | 6 | NA | NA | NA | 0 | -203.5769 | -0.1484
Grant County Wind Farm | -88166 | Operating | 21 | Wind Turbine | 2010 | Aspenall Energies, LLC | MISO | MRO | MRO-US | Grant | MN | Wind | 20 | NA | NA | NA | 29.2671 | 36.1256 | 27.0856
GRE Cambridge Solar Project | -778153 | Operating | 2 | Solar | 2019 | Great River Energy | MISO | MRO | MRO-US | Isanti | MN | Solar | 2 | NA | NA | NA | NA | NA | NA
GRE Project (OREG 3 Inc) | -759314 | Operating | 5 | Other | 2010 | Great-West Lifeco Inc. | MISO | MRO | MRO-US | Martin | MN | Other | 5 | 3412 | 3412 | 8843 | 80.7192 | 90.0708 | 89.5183
GRE Project (OREG 3 Inc) | -759313 | Operating | 5 | Other | 2010 | Great-West Lifeco Inc. | MISO | MRO | MRO-US | Martin | MN | Other | 5 | 3412 | 3412 | 8843 | 80.7192 | 90.0708 | 89.5183
GRE Project (OREG 3 Inc) | -759312 | Operating | 5 | Other | 2010 | Mackenzie Financial Corporation | MISO | MRO | MRO-US | Martin | MN | Other | 5 | 3412 | 3412 | 8843 | 80.7192 | 90.0708 | 89.5183
GRE Project (OREG 3 Inc) | -759311 | Operating | 5 | Other | 2010 | Mackenzie Financial Corporation | MISO | MRO | MRO-US | Martin | MN | Other | 5 | 3412 | 3412 | 8843 | 80.7192 | 90.0708 | 89.5183
GRE Project (OREG 3 Inc) | -123410 | Operating | 5 | Other | 2010 | Northleaf Capital Partners Ltd. | MISO | MRO | MRO-US | Martin | MN | Other | 5 | 3412 | 3412 | 8843 | 80.7192 | 90.0708 | 89.5183
GRE Project (OREG 3 Inc) | -89912 | Operating | 5 | Other | 2010 | Ormat Nevada, Inc. | MISO | MRO | MRO-US | Martin | MN | Other | 5 | 3412 | 3412 | 8843 | 80.7192 | 90.0708 | 89.5183
Green Acres Breeze LLC (Wolf Wind Project) | -396470 | Operating | 1.3 | Wind Turbine | 2006 | Constellation Energy Corporation | MISO | MRO | MRO-US | Nobles | MN | Wind | 1.3 | NA | NA | NA | 23.7092 | 24.1921 | NA
Green Acres Breeze LLC (Wolf Wind Project) | -167171 | Operating | 1.3 | Wind Turbine | 2006 | Individual Owner | MISO | MRO | MRO-US | Nobles | MN | Wind | 1.3 | NA | NA | NA | 23.7092 | 24.1921 | 22.7257
Greenback Energy (West Pipestone Project) | -663030 | Operating | 1.7 | Wind Turbine | 2004 | Clearway Energy, Inc. | MISO | MRO | MRO-US | Pipestone | MN | Wind | 1.7 | NA | NA | NA | 29.6065 | NA | NA
Greenback Energy (West Pipestone Project) | -663029 | Operating | 1.7 | Wind Turbine | 2004 | Clearway Energy, Inc. | MISO | MRO | MRO-US | Pipestone | MN | Wind | 1.7 | NA | NA | NA | 29.6065 | NA | NA
Grimm Community Solar Garden | -423114 | Operating | 1 | Solar | 2018 | New Energy Equity, LLC | MISO | MRO | MRO-US | Renville | MN | Solar | 1 | NA | NA | NA | 22.4772 | 22.0434 | NA
GSPP Held CSG Project | -648696 | Operating | 3 | Solar | 2019 | Green Street Power Partners, LLC | MISO | MRO | MRO-US | Stearns | MN | Solar | 3 | NA | NA | NA | 17.2298 | NA | NA
GSPP Held CSG Project | -639285 | Operating | 3 | Solar | 2019 | Green Street Power Partners, LLC | MISO | MRO | MRO-US | Stearns | MN | Solar | 3 | NA | NA | NA | 17.2298 | NA | NA
GSSP Schneider Solar Project | -648699 | Operating | 5 | Solar | 2019 | Green Street Power Partners, LLC | MISO | MRO | MRO-US | Stearns | MN | Solar | 5 | NA | NA | NA | 19.4795 | NA | NA
GSSP Schneider Solar Project | -639293 | Operating | 5 | Solar | 2019 | Green Street Power Partners, LLC | MISO | MRO | MRO-US | Stearns | MN | Solar | 5 | NA | NA | NA | 19.4795 | NA | NA
Gundersen Lutheran Wind Farm (GL Wind) | -168868 | Operating | 5 | Wind Turbine | 2011 | Gundersen Lutheran Medical Center, Inc. | MISO | MRO | MRO-US | Winona | MN | Wind | 4.8 | NA | NA | NA | 22.5457 | 27.3045 | 31.6936
Guse Community Solar Garden | -423121 | Operating | 1 | Solar | 2018 | New Energy Equity, LLC | MISO | MRO | MRO-US | Waseca | MN | Solar | 1 | NA | NA | NA | 19.8174 | 14.7146 | NA
Hadley Ridge LLC | -482580 | Operating | 1.9 | Wind Turbine | 2000 | Northern Alternative Energy, Inc. | MISO | MRO | MRO-US | Lincoln | MN | Wind | 1.9 | NA | NA | NA | 28.647 | 32.2459 | 31.8974
Hadley Ridge LLC | -482579 | Operating | 1.9 | Wind Turbine | 2000 | Northern Alternative Energy, Inc. | MISO | MRO | MRO-US | Lincoln | MN | Wind | 1.9 | NA | NA | NA | 28.647 | 32.2459 | 31.8974
Hadley Ridge LLC | -241845 | Operating | 1.9 | Wind Turbine | 2000 | CHI Minnesota Wind LLC | MISO | MRO | MRO-US | Lincoln | MN | Wind | 1.9 | NA | NA | NA | 28.647 | 32.2459 | 31.8974
Hadley Ridge LLC | -54442 | Operating | 1.9 | Wind Turbine | 2000 | Northern Alternative Energy, Inc. | MISO | MRO | MRO-US | Lincoln | MN | Wind | 1.9 | NA | NA | NA | 28.647 | 32.2459 | 31.8974
Halstad | -164818 | Operating | 4 | Internal Combustion | 1940 | City of Halstad | MISO | MRO | MRO-US | Norman | MN | Oil | 3.8 | 7636 | 8842 | 11500 | 0.033045 | 0.057078 | 0.072098
Hammer Community Solar Garden | -257271 | Operating | 1 | Solar | 2020 | Bay4 Energy Services, LLC | MISO | MRO | MRO-US | Sherburne | MN | Solar | 1 | NA | NA | NA | 21.5183 | 19.1895 | 23.8927
Hammer Solar Project (CSG) | -163899 | Operating | 4.8 | Solar | 2018 | NextEra Energy Resources, LLC | MISO | MRO | MRO-US | Sherburne | MN | Solar | 4.8 | NA | NA | NA | 14.7998 | 17.4443 | 18.4622
Hampton MN GRE Solar Project | -191711 | Operating | 2 | Solar | 2018 | ENGIE US Solar | MISO | MRO | MRO-US | Dakota | MN | Solar | 2 | NA | NA | NA | 21.2671 | 20.6164 | 20.9589
Hartmann Project CSG | -221110 | Operating | 1 | Solar | 2019 | Hartmann Community Solar LLC | MISO | MRO | MRO-US | Sherburne | MN | Solar | 1 | NA | NA | NA | 15.6735 | 15.7763 | 18.8584
Hastings Solar Project (Marshan Solar Project) | -191666 | Operating | 1 | Solar | 2017 | ENGIE US Solar | MISO | MRO | MRO-US | Dakota | MN | Solar | 1 | NA | NA | NA | 16.9406 | 16.5525 | 17.8196
Haven Solar Project | -198933 | Operating | 3 | Solar | 2019 | NextEra Energy Resources, LLC | MISO | MRO | MRO-US | Sherburne | MN | Solar | 3 | NA | NA | NA | 17.7321 | 16.8379 | 19.0601
Hayfield Solar I Project | -344756 | Operating | 1 | Solar | 2021 | Novel Energy Solutions L.L.C. | MISO | MRO | MRO-US | Dodge | MN | Solar | 1 | NA | NA | NA | 20.9132 | 19.0068 | 20.1598
Hayfield Solar III | -319288 | Operating | 1 | Solar | 2021 | Novel Energy Solutions L.L.C. | MISO | MRO | MRO-US | Dodge | MN | Solar | 1 | NA | NA | NA | 23.8584 | 21.6781 | 19.6005
Hazel Solar Power Plant | -408999 | Operating | 3 | Solar | 2021 | Greenbacker Renewable Energy Corporation | MISO | MRO | MRO-US | Fillmore | MN | Solar | 3 | NA | NA | NA | 21.0198 | 23.5693 | 1.5259
Held Solar Project | -176170 | Operating | 5 | Solar | 2019 | NextEra Energy Resources, LLC | MISO | MRO | MRO-US | Stearns | MN | Solar | 5 | NA | NA | NA | 17.3196 | 13.5251 | 20.4018
Helen CSG 1 Solar Project | -393884 | Operating | 1 | Solar | 2021 | United States Solar Corporation | MISO | MRO | MRO-US | McLeod | MN | Solar | 1 | NA | NA | NA | 26.4384 | 24.8174 | 1.8379
Helen Solar CSG | -612996 | Operating | 4 | Solar | 2020 | Pansolo Holding Inc. | MISO | MRO | MRO-US | McLeod | MN | Solar | 4 | NA | NA | NA | 26.3556 | 25.6764 | 26.5782
Helen Solar CSG | -250246 | Operating | 4 | Solar | 2020 | Nautilus Solar Energy, LLC | MISO | MRO | MRO-US | McLeod | MN | Solar | 4 | NA | NA | NA | 26.3556 | 25.6764 | 26.5782
Helen Solar CSG | -250244 | Operating | 4 | Solar | 2020 | Nautilus Solar Energy, LLC | MISO | MRO | MRO-US | McLeod | MN | Solar | 4 | NA | NA | NA | 26.3556 | 25.6764 | 26.5782
Hennepin Island | -3883 | Operating | 12.5 | Hydraulic Turbine | 1954 | Northern States Power Company | MISO | MRO | MRO-US | Hennepin | MN | Water | 12.5 | NA | NA | NA | 39.632 | 56.2037 | 45.4822
Hertzberg Community Solar Garden | -257268 | Operating | 1 | Solar | 2020 | Bay4 Energy Services, LLC | MISO | MRO | MRO-US | Stearns | MN | Solar | 1 | NA | NA | NA | 21.347 | 17.2032 | 23.3562
Heyer CSG Solar Project | -632248 | Operating | 1 | Solar | 2018 | Impact Power Solutions, LLC | MISO | MRO | MRO-US | Rice | MN | Solar | 1 | NA | NA | NA | 21.0274 | 20.6393 | 21.2671
Hibbing | -3902 | Operating | 35.9 | Steam Turbine | 1965 | Hibbing Public Utilities Comm | MISO | MRO | MRO-US | Saint Louis | MN | Gas | 37.5 | 22295 | 37709 | NA | 20.7921 | 12.0305 | 4.2689
M & M Mars - New Jersey | -627386 | Operating | 12.3 | Combined Cycle | 1984 | Mars, Incorporated | PJM | RFC | R-PJM | Warren | NJ | Gas | 10.7 | 14255 | 14669 | 14402 | 46.5638 | 54.4098 | 55.3989
Hilltop Power | -167985 | Operating | 2 | Wind Turbine | 2009 | Hilltop Power, Llc | MISO | MRO | MRO-US | Pipestone | MN | Wind | 2 | NA | NA | NA | 22.9852 | 22.6769 | 23.516
Hinterland Community Solar Garden | -752150 | Operating | 1 | Solar | 2020 | Madison Energy Holdings, LLC | MISO | MRO | MRO-US | Sherburne | MN | Solar | 1 | NA | NA | NA | 24.0068 | 21.4269 | 24.395
Hometown BioEnergy Plant (Le Sueur) | -168327 | Operating | 8 | Internal Combustion | 2013 | Minnesota Municipal Power Agency | MISO | MRO | MRO-US | Le Sueur | MN | Biomass | 7.6 | 10085 | 9761 | 10303 | 30.6402 | 35.0412 | 38.945
Honeysuckle Solar Plant | -361678 | Operating | 1 | Solar | 2021 | National Grid Renewables, LLC | MISO | MRO | MRO-US | McLeod | MN | Solar | 1 | NA | NA | NA | 23.3219 | 22.032 | 23.8242
Hoot Lake Hydro | -3990 | Operating | 1 | Hydraulic Turbine | 1914 | Otter Tail Power Company | MISO | MRO | MRO-US | Otter Tail | MN | Water | 0.8 | NA | NA | NA | 25.8847 | 38.2991 | 38.7557
Hoot Lake Solar Farm | -664236 | Operating | 49.9 | Solar | 2023 | Otter Tail Power Company | MISO | MRO | MRO-US | Otter Tail | MN | Solar | 49.9 | NA | NA | NA | 5.414 | NA | NA
Hope Creek LLC | -482582 | Operating | 1.9 | Wind Turbine | 2001 | Northern Alternative Energy, Inc. | MISO | MRO | MRO-US | Lincoln | MN | Wind | 1.9 | NA | NA | NA | 28.647 | 32.2459 | 31.8974
Hope Creek LLC | -482581 | Operating | 1.9 | Wind Turbine | 2001 | Northern Alternative Energy, Inc. | MISO | MRO | MRO-US | Lincoln | MN | Wind | 1.9 | NA | NA | NA | 28.647 | 32.2459 | 31.8974
Hope Creek LLC | -241854 | Operating | 1.9 | Wind Turbine | 2001 | CHI Minnesota Wind LLC | MISO | MRO | MRO-US | Lincoln | MN | Wind | 1.9 | NA | NA | NA | 28.647 | 32.2459 | 31.8974
Hope Creek LLC | -54444 | Operating | 1.9 | Wind Turbine | 2001 | Northern Alternative Energy, Inc. | MISO | MRO | MRO-US | Lincoln | MN | Wind | 1.9 | NA | NA | NA | 28.647 | 32.2459 | 31.8974
Hormel CSG Solar | -611323 | Operating | 1 | Solar | 2022 | NextEra Energy Resources, LLC | MISO | MRO | MRO-US | Chippewa | MN | Solar | 1 | NA | NA | NA | 11.6096 | NA | NA
Houston/Winona Community Solar Plant | -752134 | Operating | 1 | Solar | 2020 | Madison Energy Holdings, LLC | MISO | MRO | MRO-US | Winona | MN | Solar | 1 | NA | NA | NA | 20.6849 | 19.2466 | 20.0342
Hultman CSG Solar Project | -752412 | Operating | 1 | Solar | 2024 | MN CSG 2019-21 DE LLC | MISO | MRO | MRO-US | Chisago | MN | Solar | 1 | NA | NA | NA | NA | NA | NA
Huneke Community Solar Garden II Project | -493836 | Operating | 1.1 | Solar | 2018 | Undisclosed buyer | MISO | MRO | MRO-US | Goodhue | MN | Solar | 1.1 | NA | NA | NA | 17.0922 | 14.7364 | 13.9581
Huneke CSG 1 Project | -752142 | Operating | 1 | Solar | 2020 | Madison Energy Holdings, LLC | MISO | MRO | MRO-US | Goodhue | MN | Solar | 1 | NA | NA | NA | 21.0388 | 20.2169 | 20.8676
Huneke CSG 2 Project | -752152 | Operating | 1 | Solar | 2020 | Madison Energy Holdings, LLC | MISO | MRO | MRO-US | Goodhue | MN | Solar | 1 | NA | NA | NA | 23.9041 | 21.2557 | 21.7922
Huneke I CSG Solar Project | -632241 | Operating | 1 | Solar | 2018 | Impact Power Solutions, LLC | MISO | MRO | MRO-US | Goodhue | MN | Solar | 1 | NA | NA | NA | 20.1142 | 19.258 | 17.8995
Hutch Plant 1 IC | -614722 | Operating | 28.4 | Internal Combustion | 1941 | Hutchinson Utilities Commission | SPP | MRO | MRO-US | McLeod | MN | Gas | 28.9 | 8552 | 8608 | NA | 12.1431 | 9.6204 | NA
M Street Jet | -4811 | Operating | 69 | Gas Turbine | 1979 | Massachusetts Bay Transportation Authority | New England | NPCC | NE | Suffolk | MA | Oil | 68 | 20302 | 19982 | 17955 | 0.046166 | 0.064464 | 0.063625
Maalaea | -165076 | Operating | 133.2 | Combined Cycle | 1992 | Maui Electric Company, Ltd. |  | HI | HI | Maui | HI | Oil | 103.2 | 9071 | 9068 | 9186 | 56.8108 | 58.0443 | 53.2843
Hutchinson IC Plant | -169607 | Operating | 9.34 | Internal Combustion | 2013 | Hutchinson Utilities Commission | SPP | MRO | MRO-US | McLeod | MN | Gas | 9.34 | NA | NA | NA | NA | NA | NA
Hyacinth Solar Project | -296302 | Operating | 1 | Solar | 2020 | National Grid Renewables, LLC | MISO | MRO | MRO-US | Dakota | MN | Solar | 1 | NA | NA | NA | 24.8059 | 21.758 | 23.5502
Hydra Community Solar Project | -242702 | Operating | 1 | Solar | 2020 | National Grid Renewables, LLC | MISO | MRO | MRO-US | Rice | MN | Solar | 1 | NA | NA | NA | 20.5479 | 19.4292 | 19.8402
IBM West | -512022 | Operating | 3.6 | Internal Combustion | 2005 | Rochester Public Utilities | MISO | MRO | MRO-US | Olmsted | MN | Oil | 3.6 | 10500 | 11882 | 11138 | 0.10781 | 0.10781 | 0.091958
Imholte Community Solar Project | -648693 | Operating | 1 | Solar | 2019 | Green Street Power Partners, LLC | MISO | MRO | MRO-US | Stearns | MN | Solar | 1 | NA | NA | NA | 19.0411 | NA | NA
Imholte Community Solar Project | -639279 | Operating | 1 | Solar | 2019 | Green Street Power Partners, LLC | MISO | MRO | MRO-US | Stearns | MN | Solar | 1 | NA | NA | NA | 19.0411 | NA | NA
IMS Community Solar Garden Project | -493839 | Operating | 4.86 | Solar | 2017 | Undisclosed buyer | MISO | MRO | MRO-US | Stearns | MN | Solar | 4.86 | NA | NA | NA | NA | NA | NA
International Falls Power Company | -145857 | Operating | 14.2 | Hydraulic Turbine | 1924 | Boise Inc. | MISO | MRO | MRO-US | Koochiching | MN | Water | 14.2 | NA | NA | NA | 34.9307 | 40.7486 | 30.6008
Macheche Gas Plant | -429097 | Operating | 20 | Gas Turbine | 1993 | Guam Power Authority |  |  |  | Guam | GU | Oil | 22 | NA | NA | NA | NA | NA | NA
Inver Hills IC | -15771 | Operating | 3.6 | Internal Combustion | 1997 | Northern States Power Company | MISO | MRO | MRO-US | Dakota | MN | Oil | 3.6 | NA | NA | NA | NA | NA | NA
Iris Solar Project | -296293 | Operating | 1 | Solar | 2020 | National Grid Renewables, LLC | MISO | MRO | MRO-US | Nicollet | MN | Solar | 1 | NA | NA | NA | 24.0068 | 23.6986 | 24.7945
Jack River LLC | -482584 | Operating | 1.9 | Wind Turbine | 2001 | Northern Alternative Energy, Inc. | MISO | MRO | MRO-US | Lincoln | MN | Wind | 1.9 | NA | NA | NA | 22.1041 | 32.1437 | 26.8926
Jack River LLC | -482583 | Operating | 1.9 | Wind Turbine | 2001 | Northern Alternative Energy, Inc. | MISO | MRO | MRO-US | Lincoln | MN | Wind | 1.9 | NA | NA | NA | 22.1041 | 32.1437 | 26.8926
Jack River LLC | -241857 | Operating | 1.9 | Wind Turbine | 2001 | CHI Minnesota Wind LLC | MISO | MRO | MRO-US | Lincoln | MN | Wind | 1.9 | NA | NA | NA | 22.1041 | 32.1437 | 26.8926
Jack River LLC | -54446 | Operating | 1.9 | Wind Turbine | 2001 | Northern Alternative Energy, Inc. | MISO | MRO | MRO-US | Lincoln | MN | Wind | 1.9 | NA | NA | NA | 22.1041 | 32.1437 | 26.8926
Janesville, MN | -4227 | Operating | 4.9 | Internal Combustion | 1955 | City of Janesville, Minnesota | MISO | MRO | MRO-US | Waseca | MN | Oil | 4.6 | 6343 | 4007 | NA | 0.17371 | 1.0175 | 0.062041
Jeffers Wind Repower Project | -349375 | Operating | 44 | Wind Turbine | 2008 | Northern States Power Company | MISO | MRO | MRO-US | Cottonwood | MN | Wind | 44 | NA | NA | NA | 49.8142 | 54.306 | 44.9616
Jessica Mills | -482586 | Operating | 1.9 | Wind Turbine | 2001 | Northern Alternative Energy, Inc. | MISO | MRO | MRO-US | Lincoln | MN | Wind | 1.9 | NA | NA | NA | 22.1041 | 32.1437 | 26.8926
Jessica Mills | -482585 | Operating | 1.9 | Wind Turbine | 2001 | Northern Alternative Energy, Inc. | MISO | MRO | MRO-US | Lincoln | MN | Wind | 1.9 | NA | NA | NA | 22.1041 | 32.1437 | 26.8926
Jessica Mills | -241860 | Operating | 1.9 | Wind Turbine | 2001 | CHI Minnesota Wind LLC | MISO | MRO | MRO-US | Lincoln | MN | Wind | 1.9 | NA | NA | NA | 22.1041 | 32.1437 | 26.8926
Jessica Mills | -54448 | Operating | 1.9 | Wind Turbine | 2001 | Northern Alternative Energy, Inc. | MISO | MRO | MRO-US | Lincoln | MN | Wind | 1.9 | NA | NA | NA | 22.1041 | 32.1437 | 26.8926
JJN Wind Farm | -169507 | Operating | 1.5 | Wind Turbine | 2004 | Jjn Wind Farm Llc | MISO | MRO | MRO-US | Murray | MN | Wind | 1.5 | NA | NA | NA | NA | NA | NA
Johnson 1 Community Solar | -423117 | Operating | 1 | Solar | 2018 | New Energy Equity, LLC | MISO | MRO | MRO-US | Chisago | MN | Solar | 1 | NA | NA | NA | 19.7032 | 19.2694 | NA
Johnson CSG 1 | -752185 | Operating | 1 | Solar | 2021 | Madison Energy Holdings, LLC | MISO | MRO | MRO-US | Chisago | MN | Solar | 1 | NA | NA | NA | 18.6644 | 19.2237 | 0.55936
Johnson CSG 2 Project | -752251 | Operating | 1 | Solar | 2023 | Madison Energy Holdings, LLC | MISO | MRO | MRO-US | Chisago | MN | Solar | 1 | NA | NA | NA | 18.0822 | NA | NA
Johnson II Community Solar | -423111 | Operating | 1 | Solar | 2018 | New Energy Equity, LLC | MISO | MRO | MRO-US | Chisago | MN | Solar | 1 | NA | NA | NA | 17.6826 | 17.7397 | NA
Johnson Solar Facility | -180472 | Operating | 4.7 | Solar | 2018 | Washington State Investment Board | MISO, SPP | MRO | MRO-US | Pipestone | MN | Solar | 4.7 | NA | NA | NA | 22.117 | 20.9543 | 21.5502
Johnson Solar Facility | -180471 | Operating | 4.7 | Solar | 2018 | National Grid USA | MISO, SPP | MRO | MRO-US | Pipestone | MN | Solar | 4.7 | NA | NA | NA | 22.117 | 20.9543 | 21.5502
Julia Hills LLC | -485516 | Operating | 1.9 | Wind Turbine | 2001 | Northern Alternative Energy, Inc. | MISO | MRO | MRO-US | Lincoln | MN | Wind | 1.9 | NA | NA | NA | 22.1041 | 32.1437 | 26.8926
Julia Hills LLC | -482589 | Operating | 1.9 | Wind Turbine | 2001 | Northern Alternative Energy, Inc. | MISO | MRO | MRO-US | Lincoln | MN | Wind | 1.9 | NA | NA | NA | 22.1041 | 32.1437 | 26.8926
Julia Hills LLC | -241865 | Operating | 1.9 | Wind Turbine | 2001 | CHI Minnesota Wind LLC | MISO | MRO | MRO-US | Lincoln | MN | Wind | 1.9 | NA | NA | NA | 22.1041 | 32.1437 | 26.8926
Julia Hills LLC | -241863 | Operating | 1.9 | Wind Turbine | 2001 | Northern Alternative Energy, Inc. | MISO | MRO | MRO-US | Lincoln | MN | Wind | 1.9 | NA | NA | NA | 22.1041 | 32.1437 | 26.8926
Kas Brothers Windfarm | -13712 | Operating | 1.5 | Wind Turbine | 2001 | Kas Brothers Windfarm, Llc | MISO | MRO | MRO-US | Pipestone | MN | Wind | 1.5 | NA | NA | NA | 20.5708 | 32.5342 | 29.3836
Kaus Community Solar Garden | -180503 | Operating | 1 | Solar | 2019 | Washington State Investment Board | MISO | MRO | MRO-US | Dodge | MN | Solar | 1 | NA | NA | NA | 21.0616 | 20.8333 | 22.032
Kaus Community Solar Garden | -180502 | Operating | 1 | Solar | 2019 | National Grid USA | MISO | MRO | MRO-US | Dodge | MN | Solar | 1 | NA | NA | NA | 21.0616 | 20.8333 | 22.032
K-Brink Windfarm LLC | -663055 | Operating | 2 | Wind Turbine | 2003 | Clearway Energy, Inc. | MISO | MRO | MRO-US | Pipestone | MN | Wind | 2 | NA | NA | NA | 16.9806 | NA | NA
K-Brink Windfarm LLC | -663054 | Operating | 2 | Wind Turbine | 2003 | Clearway Energy, Inc. | MISO | MRO | MRO-US | Pipestone | MN | Wind | 2 | NA | NA | NA | 16.9806 | NA | NA
Kenyon Municipal | -4379 | Operating | 5.4 | Internal Combustion | 1997 | Kenyon Municipal Utilities | MISO | MRO | MRO-US | Goodhue | MN | Oil | 5.4 | 11263 | 11667 | 12882 | 0.040166 | 0.038052 | 0.035938
Kerria Solar Plant | -296292 | Operating | 1 | Solar | 2020 | National Grid Renewables, LLC | MISO | MRO | MRO-US | Renville | MN | Solar | 1 | NA | NA | NA | 23.4247 | 19.2466 | 24.2808
Knife Falls | -4469 | Operating | 2.4 | Hydraulic Turbine | 1922 | Minnesota Power Enterprises, Inc. | MISO | MRO | MRO-US | Carlton | MN | Water | 1.8 | NA | NA | NA | 58.2255 | 74.6766 | 50.6786
Koda Energy | -167720 | Operating | 23.4 | Steam Turbine | 2009 | Koda Energy, LLC | MISO | MRO | MRO-US | Scott | MN | Biomass | 20.3 | 37888 | NM | 39209 | 24.3078 | 18.5201 | 27.0677
Koppelman Sun Solar Project | -180466 | Operating | 5 | Solar | 2017 | Washington State Investment Board | MISO | MRO | MRO-US | Blue Earth | MN | Solar | 5 | NA | NA | NA | 13.8151 | 20.8973 | 21.5091
Koppelman Sun Solar Project | -180465 | Operating | 5 | Solar | 2017 | National Grid USA | MISO | MRO | MRO-US | Blue Earth | MN | Solar | 5 | NA | NA | NA | 13.8151 | 20.8973 | 21.5091
Krause Community Solar Garden | -423113 | Operating | 1 | Solar | 2017 | New Energy Equity, LLC | MISO | MRO | MRO-US | Renville | MN | Solar | 1 | NA | NA | NA | 21.758 | 17.363 | NA
Lady Slipper Solar Array Farm | -776663 | Operating | 4.5 | Solar | 2019 | OnSite Partners, LLC | MISO | MRO | MRO-US | Goodhue | MN | Solar | 4.5 | NA | NA | NA | NA | NA | NA
Lady Slipper Solar Array Farm | -776662 | Operating | 4.5 | Solar | 2019 | OnSite Partners, LLC | MISO | MRO | MRO-US | Goodhue | MN | Solar | 4.5 | NA | NA | NA | NA | NA | NA
Lahr 1 Solar Project | -191689 | Operating | 5 | Solar | 2018 | ENGIE US Solar | MISO | MRO | MRO-US | Stearns | MN | Solar | 5 | NA | NA | NA | 20.0868 | 18.8607 | 21.2671
Lake Benton I | -759282 | Operating | 107.2 | Wind Turbine | 1998 | AES Mid-West Holdings, L.L.C. | MISO | MRO | MRO-US | Lincoln | MN | Wind | 103.5 | NA | NA | NA | 24.6122 | 27.3525 | 26.1633
Lake Benton II | -219392 | Operating | 100.2 | Wind Turbine | 1999 | Northern States Power Company | MISO | MRO | MRO-US | Pipestone | MN | Wind | 100.2 | NA | NA | NA | 49.1453 | 51.8481 | 50.2261
Lake Crystal | -4547 | Operating | 5.8 | Internal Combustion | 1952 | City of Lake Crystal, Minnesota | MISO | MRO | MRO-US | Blue Earth | MN | Oil | 5.8 | 10667 | 3400 | 9000 | 0.017714 | 0.009841 | 0.015746
Lake Lilian Solar Plant | -789694 | Operating | 1 | Solar | 2024 | Lake Lilian Solar, LLC | MISO | MRO | MRO-US | Kandiyohi | MN | Solar | 1 | NA | NA | NA | NA | NA | NA
Lake Region Community Hybrid Project | -194365 | Operating | 2 | Wind Turbine | 2018 | Juhl Clean Energy Assets, Inc. | MISO | MRO | MRO-US | Otter Tail | MN | Wind | 2 | NA | NA | NA | 42.2146 | 51.5639 | 47.1347
Lake Region Solar Project | -256329 | Operating | 0.5 | Solar | 2018 | Juhl Clean Energy Assets, Inc. | MISO | MRO | MRO-US | Otter Tail | MN | Solar | 0.5 | NA | NA | NA | NA | NA | NA
Lake Waconia Solar IV Project | -173867 | Operating | 1 | Solar | 2018 | AMP Solar Group Inc. | MISO | MRO | MRO-US | Carver | MN | Solar | 1 | NA | NA | NA | 8.9612 | 17.4543 | 18.8584
Lake Waconia Solar Project | -173868 | Operating | 1 | Solar | 2018 | AMP Solar Group Inc. | MISO | MRO | MRO-US | Carver | MN | Solar | 1 | NA | NA | NA | 8.9612 | 17.4543 | 18.8584
Lake Wilson Solar Project | -789613 | Operating | 1 | Solar | 2024 | Lake Wilson Solar, LLC | MISO | MRO | MRO-US | Murray | MN | Solar | 1 | NA | NA | NA | NA | NA | NA
MacKay River Cogeneration Project | -166133 | Operating | 165 | Gas Turbine | 2004 | TransCanada Energy Ltd. | Alberta | WECC | WECCCN |  |  | Gas | 205 | NA | NA | NA | NA | NA | NA
Lakefield Junction IC | -13226 | Operating | 2 | Internal Combustion | 2002 | Great River Energy | MISO | MRO | MRO-US | Martin | MN | Oil | 2 | NA | NA | NA | 0 | 0 | 0
Lakefield Utilities | -165019 | Operating | 3.4 | Internal Combustion | 1936 | City of Lakefield, Minnesota | SPP | MRO | MRO-US | Jackson | MN | Oil | 2.9 | 10071 | 10500 | 32750 | 0.055109 | 0.078728 | 0.094473
Lakefield Wind Park | -790230 | Operating | 205.5 | Wind Turbine | 2011 | TAQA US Lakefield Holdings, LLC | MISO | RFC | R-MISO | Jackson | MN | Wind | 205.5 | NA | NA | NA | 22.0374 | 23.6275 | 16.6897
Lakefield Wind Park | -481781 | Operating | 205.5 | Wind Turbine | 2011 | TAQA US Lakefield Holdings, LLC | MISO | RFC | R-MISO | Jackson | MN | Wind | 205.5 | NA | NA | NA | 22.0374 | 23.6275 | 16.6897
Lakefield Wind Park | -347246 | Operating | 205.5 | Wind Turbine | 2011 | Marubeni Power America, Inc | MISO | RFC | R-MISO | Jackson | MN | Wind | 205.5 | NA | NA | NA | 22.0374 | 23.6275 | 16.6897
Lakeswind Power Plant | -676671 | Operating | 51.8 | Wind Turbine | 2014 | TransAlta Renewables Inc. | MISO | MRO | MRO-US | Clay | MN | Wind | 50 | NA | NA | NA | 35.3208 | NA | NA
Lakota Ridge | -69138 | Operating | 11.2 | Wind Turbine | 1999 | CRT Wind LLC | MISO | MRO | MRO-US | Lincoln | MN | Wind | 11.2 | NA | NA | NA | 13.5406 | 17.4668 | 16.7288
Lanesboro | -165027 | Operating | 2.3 | Internal Combustion | 1928 | Lanesboro Public Utility Comm | MISO | MRO | MRO-US | Fillmore | MN | Oil | 2.1 | NA | 8538 | 14273 | 0 | 0.14134 | 0.059796
Lanesboro Hydro | -4582 | Operating | 0.3 | Hydraulic Turbine | 1923 | Lanesboro Public Utility Comm | MISO | MRO | MRO-US | Fillmore | MN | Water | 0.2 | NA | NA | NA | 0.057078 | 17.6941 | 10.2169
Lange Solar | -249795 | Operating | 1 | Solar | 2019 | Arcadia Solar, LLC | MISO | MRO | MRO-US | Olmsted | MN | Solar | 1 | NA | NA | NA | 16.4498 | 22.6256 | 23.5502
Lantana Solar Project | -317920 | Operating | 1 | Solar | 2020 | Lantana Solar, LLC | MISO | MRO | MRO-US | Pope | MN | Solar | 1 | NA | NA | NA | 25.3653 | 23.7671 | 25.2055
Laskin Energy Center (Syl Laskin) | -7101 | Operating | 116 | Steam Turbine | 1953 | Minnesota Power Enterprises, Inc. | MISO | MRO | MRO-US | Saint Louis | MN | Gas | 98 | 13327 | 14592 | 15301 | 12.8471 | 14.2438 | 10.503
Laskin Solar Project | -678698 | Operating | 5.6 | Solar | 2022 | Minnesota Power Enterprises, Inc. | MISO | MRO | MRO-US | Saint Louis | MN | Solar | 5.6 | NA | NA | NA | 16.369 | 0.18346 | NA
Laurel Village (CSG) Project | -257267 | Operating | 1 | Solar | 2020 | Bay4 Energy Services, LLC | MISO | MRO | MRO-US | Wright | MN | Solar | 1 | NA | NA | NA | 20.1941 | 21.8721 | 15
Ledeboer Community Solar Project | -423122 | Operating | 1.42 | Solar | 2019 | New Energy Equity, LLC | MISO | MRO | MRO-US | Kandiyohi | MN | Solar | 1.42 | NA | NA | NA | NA | NA | NA
Lemond Solar Center | -221965 | Operating | 5 | Solar | 2017 | Coronal Development Services, LLC | MISO | MRO | MRO-US | Steele | MN | Solar | 5 | NA | NA | NA | 21.1347 | 20.0731 | 21.6187
Leo Facility Project | -180501 | Operating | 1 | Solar | 2018 | Washington State Investment Board | MISO | MRO | MRO-US | Murray | MN | Solar | 1 | NA | NA | NA | 19.6804 | 22.9224 | 23.8242
Leo Facility Project | -180500 | Operating | 1 | Solar | 2018 | National Grid USA | MISO | MRO | MRO-US | Murray | MN | Solar | 1 | NA | NA | NA | 19.6804 | 22.9224 | 23.8242
LeSun Solar Project (Gregor) | -405284 | Operating | 5 | Solar | 2018 | Cypress Creek Renewables, LLC | MISO | MRO | MRO-US | Le Sueur | MN | Solar | 5 | NA | NA | NA | 17.1256 | 19.3973 | 20.6005
Leven Garden Solar Project | -434127 | Operating | 1 | Solar | 2020 | Excelsior Energy Capital LP | MISO | MRO | MRO-US | Pope | MN | Solar | 1 | NA | NA | NA | 20.4452 | 19.8516 | NA
Leven Garden Solar Project | -434126 | Operating | 1 | Solar | 2020 | Excelsior Energy Capital LP | MISO | MRO | MRO-US | Pope | MN | Solar | 1 | NA | NA | NA | 20.4452 | 19.8516 | NA
Libra Facility | -180505 | Operating | 1 | Solar | 2018 | Washington State Investment Board | MISO | MRO | MRO-US | Pope | MN | Solar | 1 | NA | NA | NA | 21.3813 | 20.5936 | 20.5023
Libra Facility | -180504 | Operating | 1 | Solar | 2018 | National Grid USA | MISO | MRO | MRO-US | Pope | MN | Solar | 1 | NA | NA | NA | 21.3813 | 20.5936 | 20.5023
Lily Garden Solar Facility | -791235 | Operating | 1 | Solar | 2023 | Lily Garden LLC | MISO | MRO | MRO-US | Waseca | MN | Solar | 1 | NA | NA | NA | 13.0708 | NA | NA
Lincoln Heights I Wind Farm | -249374 | Operating | 5.2 | Wind Turbine | 2006 | ALLETE Clean Energy, Inc. | MISO | MRO | MRO-US | Lincoln | MN | Wind | 5.2 | NA | NA | NA | 18.6512 | 28.6178 | 25.5378
Lincoln Heights II Wind Project | -249491 | Operating | 3.9 | Wind Turbine | 2006 | ALLETE Clean Energy, Inc. | MISO | MRO | MRO-US | Lincoln | MN | Wind | 3.9 | NA | NA | NA | 30.939 | 26.7123 | 27.8451
Lind Community Solar Garden (Young America) | -493828 | Operating | 4.9 | Solar | 2017 | Undisclosed buyer | MISO | MRO | MRO-US | Carver | MN | Solar | 4.9 | NA | NA | NA | 17.7453 | 20.0471 | 4.6571
Linden 01 CSG Project | -242462 | Operating | 1 | Solar | 2020 | Sunshare, LLC | MISO | MRO | MRO-US | Scott | MN | Solar | 1 | NA | NA | NA | 21.29 | 20.3196 | 21.2443
Linden 02 Community Solar Garden | -242527 | Operating | 1 | Solar | 2020 | Sunshare, LLC | MISO | MRO | MRO-US | Scott | MN | Solar | 1 | NA | NA | NA | 21.3699 | 20.2968 | 21.153
Linden 03 Solar Project | -242463 | Operating | 1 | Solar | 2020 | Sunshare, LLC | MISO | MRO | MRO-US | Scott | MN | Solar | 1 | NA | NA | NA | 21.5868 | 20.7192 | 20.9817
Lindgren 1 CSG Project | -746639 | Operating | 1 | Solar | 2023 | New Energy Equity, LLC | MISO | MRO | MRO-US | Chisago | MN | Solar | 1 | NA | NA | NA | NA | NA | NA
Lindstrom Solar | -180468 | Operating | 3 | Solar | 2018 | Washington State Investment Board | MISO | MRO | MRO-US | Chisago | MN | Solar | 3 | NA | NA | NA | 20.1712 | 19.9315 | 21.6248
Lindstrom Solar | -180467 | Operating | 3 | Solar | 2018 | National Grid USA | MISO | MRO | MRO-US | Chisago | MN | Solar | 3 | NA | NA | NA | 20.1712 | 19.9315 | 21.6248
Lindstrom Solar Electric Facility | -612990 | Operating | 2 | Solar | 2019 | Pansolo Holding Inc. | MISO | MRO | MRO-US | Chisago | MN | Solar | 2 | NA | NA | NA | 20.1598 | 18.9326 | 20.4452
Lindstrom Solar Electric Facility | -236124 | Operating | 2 | Solar | 2019 | Nautilus Solar Energy, LLC | MISO | MRO | MRO-US | Chisago | MN | Solar | 2 | NA | NA | NA | 20.1598 | 18.9326 | 20.4452
Lindstrom Solar Electric Facility | -236123 | Operating | 2 | Solar | 2019 | Nautilus Solar Energy, LLC | MISO | MRO | MRO-US | Chisago | MN | Solar | 2 | NA | NA | NA | 20.1598 | 18.9326 | 20.4452
Litchfield | -522840 | Operating | 21.9 | Internal Combustion | 1963 | Litchfield Public Utilities | MISO | MRO | MRO-US | Meeker | MN | Oil | 21.9 | 11187 | 22277 | 11789 | 0.097475 | 0.11468 | 0.21215
Little Falls | -4678 | Operating | 4.6 | Hydraulic Turbine | 1906 | Minnesota Power Enterprises, Inc. | MISO | MRO | MRO-US | Morrison | MN | Water | 4.8 | NA | NA | NA | 65.078 | 77.0191 | 64.1077
Loon Garden Solar Project | -434134 | Operating | 1 | Solar | 2020 | Excelsior Energy Capital LP | MISO | MRO | MRO-US | Waseca | MN | Solar | 1 | NA | NA | NA | 20.6279 | 19.863 | NA
Loon Garden Solar Project | -434133 | Operating | 1 | Solar | 2020 | Excelsior Energy Capital LP | MISO | MRO | MRO-US | Waseca | MN | Solar | 1 | NA | NA | NA | 20.6279 | 19.863 | NA
Louise Solar Project | -808571 | Operating | NA | Solar | 2025 | National Grid Renewables, LLC | MISO | MRO | MRO-US | Mower | MN | Solar | 50 | NA | NA | NA | NA | NA | NA
Louise Solar Project | -808570 | Operating | NA | Solar | 2025 | National Grid Renewables, LLC | MISO | MRO | MRO-US | Mower | MN | Solar | 50 | NA | NA | NA | NA | NA | NA
Lower St. Anthony Falls | -695580 | Operating | 9.6 | Hydraulic Turbine | 2011 | Brookfield Renewable Partners L.P. | MISO | MRO | MRO-US | Hennepin | MN | Water | 8.4 | NA | NA | NA | 34.1859 | 36.2086 | 42.3801
Lower St. Anthony Falls | -166261 | Operating | 9.6 | Hydraulic Turbine | 2011 | Golden Birch | MISO | MRO | MRO-US | Hennepin | MN | Water | 8.4 | NA | NA | NA | 34.1859 | 36.2086 | 42.3801
Lower St. Anthony Falls | -166260 | Operating | 9.6 | Hydraulic Turbine | 2011 | Vestamore | MISO | MRO | MRO-US | Hennepin | MN | Water | 8.4 | NA | NA | NA | 34.1859 | 36.2086 | 42.3801
Lowry Solar Electric Facility (Lowry CSG2) | -613043 | Operating | 1 | Solar | 2020 | Nautilus Solar Energy, LLC | MISO | MRO | MRO-US | Pope | MN | Solar | 1 | NA | NA | NA | 25.8904 | 22.5913 | 24.726
Lowry Solar Electric Facility (Lowry CSG2) | -613042 | Operating | 1 | Solar | 2020 | Pansolo Holding Inc. | MISO | MRO | MRO-US | Pope | MN | Solar | 1 | NA | NA | NA | 25.8904 | 22.5913 | 24.726
Lowry Solar Electric Facility (Lowry CSG2) | -316910 | Operating | 1 | Solar | 2020 | Nautilus Solar Energy, LLC | MISO | MRO | MRO-US | Pope | MN | Solar | 1 | NA | NA | NA | 25.8904 | 22.5913 | 24.726
Lucky Wind (West Pipestone Project) | -663028 | Operating | 1.7 | Wind Turbine | 2004 | Clearway Energy, Inc. | MISO | MRO | MRO-US | Pipestone | MN | Wind | 1.7 | NA | NA | NA | 3.8678 | NA | NA
Lucky Wind (West Pipestone Project) | -663027 | Operating | 1.7 | Wind Turbine | 2004 | Clearway Energy, Inc. | MISO | MRO | MRO-US | Pipestone | MN | Wind | 1.7 | NA | NA | NA | 3.8678 | NA | NA
Luverne IC | -516610 | Operating | 9.7 | Internal Combustion | 1936 | City of Luverne, Minnesota | SPP | MRO | MRO-US | Rock | MN | Oil | 9.7 | 10000 | 12946 | NA | 0.081203 | 0.065904 | NA
Lyman Garden Solar Project | -310829 | Operating | 1 | Solar | 2020 | Lyman Garden LLC | MISO | MRO | MRO-US | Dakota | MN | Solar | 1 | NA | NA | NA | 19.4292 | 18.9041 | 19.2237
Lyman Solar Project | -434111 | Operating | 1 | Solar | 2020 | Excelsior Energy Capital LP | MISO | MRO | MRO-US |  | MN | Solar | 1 | NA | NA | NA | NA | NA | NA
Lyman Solar Project | -434110 | Operating | 1 | Solar | 2020 | Excelsior Energy Capital LP | MISO | MRO | MRO-US |  | MN | Solar | 1 | NA | NA | NA | NA | NA | NA
Lyra Community Solar Project | -141636 | Operating | 3 | Solar | 2018 | BHE Renewables, LLC | MISO | MRO | MRO-US | Le Sueur | MN | Solar | 2.7 | NA | NA | NA | 19.6389 | 20.2774 | 20.0152
Lyra Community Solar Project | -141635 | Operating | 3 | Solar | 2018 | BHE Renewables, LLC | MISO | MRO | MRO-US | Le Sueur | MN | Solar | 2.7 | NA | NA | NA | 19.6389 | 20.2774 | 20.0152
M.L. Hibbard | -165073 | Operating | 72.8 | Steam Turbine | 1931 | Minnesota Power Enterprises, Inc. | MISO | MRO | MRO-US | Saint Louis | MN | Biomass | 60 | 20146 | 19002 | 17592 | 12.9736 | 25.5036 | 21.1642
Madelia | -4823 | Operating | 11.8 | Internal Combustion | 1954 | City of Madelia, Minnesota | MISO | MRO | MRO-US | Watonwan | MN | Oil | 11.3 | NA | NA | NA | -0.12325 | -0.17376 | -0.20103
Malmedal Solar Garden Project | -255726 | Operating | 1 | Solar | 2019 | Nokomis Energy LLC | MISO | MRO | MRO-US | Pope | MN | Solar | 1 | NA | NA | NA | 19.8744 | 17.0776 | 20.5137
Mankato | -4863 | Operating | 6.1 | Steam Turbine | 1987 | Archer-Daniels-Midland Company | MISO | MRO | MRO-US | Blue Earth | MN | Coal | 6.2 | NA | NM | 46544 | 16.5893 | 21.2992 | 38.9527
Mackenzie CC | -344994 | Operating | 20 | Combined Cycle | 1979 | Catalyst Paper Corporation |  | WECC | WECCCN |  |  | Gas | 20 | NA | NA | NA | NA | NA | NA
Macon Energy Center | -166722 | Operating | 10 | Gas Turbine | 2003 | Macon Municipal Utilities |  | SERC | DELTA | Macon | MO | Gas | 11.9 | 12183 | 12766 | 12230 | 83.741 | 86.6582 | 85.4534
Mapleton Community Solar Project | -141421 | Operating | 3 | Solar | 2017 | BHE Renewables, LLC | MISO | MRO | MRO-US | Blue Earth | MN | Solar | 2.7 | NA | NA | NA | 21.5077 | 21.0426 | 17.656
Mapleton Community Solar Project | -141420 | Operating | 3 | Solar | 2017 | BHE Renewables, LLC | MISO | MRO | MRO-US | Blue Earth | MN | Solar | 2.7 | NA | NA | NA | 21.5077 | 21.0426 | 17.656
Marigold Community Solar Project | -808573 | Operating | 1 | Solar | 2021 | National Grid Renewables, LLC | MISO | MRO | MRO-US | Le Sueur | MN | Solar | 1 | NA | NA | NA | NA | NA | NA
Marigold Community Solar Project | -808572 | Operating | 1 | Solar | 2021 | National Grid Renewables, LLC | MISO | MRO | MRO-US | Le Sueur | MN | Solar | 1 | NA | NA | NA | NA | NA | NA
Marion Solar Project | -434113 | Operating | 1 | Solar | 2020 | Excelsior Energy Capital LP | MISO | MRO | MRO-US | Rice | MN | Solar | 1 | NA | NA | NA | 22.8653 | 21.895 | NA
Marion Solar Project | -434112 | Operating | 1 | Solar | 2020 | Excelsior Energy Capital LP | MISO | MRO | MRO-US | Rice | MN | Solar | 1 | NA | NA | NA | 22.8653 | 21.895 | NA
Marmas Solar Facility (Novel CSG of Marmas) | -180461 | Operating | 9 | Solar | 2018 | Washington State Investment Board | MISO | MRO | MRO-US | Sherburne | MN | Solar | 9 | NA | NA | NA | 8.3067 | 8.2851 | 9.1121
Marmas Solar Facility (Novel CSG of Marmas) | -180460 | Operating | 9 | Solar | 2018 | National Grid USA | MISO | MRO | MRO-US | Sherburne | MN | Solar | 9 | NA | NA | NA | 8.3067 | 8.2851 | 9.1121
Marshall Solar Plus Project | -789506 | Operating | 10 | Solar | 2024 | United States Solar Corporation | MISO | MRO | MRO-US | Lyon | MN | Solar | 10 | NA | NA | NA | NA | NA | NA
Marshall Solar Project | -787398 | Operating | 62.3 | Solar | 2017 | XPLR Infrastructure, LP | MISO | MRO | MRO-US | Lyon | MN | Solar | 62.3 | NA | NA | NA | 19.2406 | 18.6931 | 18.0886
Marshall Solar Project | -176976 | Operating | 62.3 | Solar | 2017 | NextEra Energy Resources, LLC | MISO | MRO | MRO-US | Lyon | MN | Solar | 62.3 | NA | NA | NA | 19.2406 | 18.6931 | 18.0886
Marshall Wind 1 | -366760 | Operating | 2.1 | Wind Turbine | 2008 | Western Minnesota Municipal Power Agency | SPP | MRO | MRO-US | Lyon | MN | Wind | 2.1 | NA | NA | NA | 14.2585 | 16.9874 | 12.6114
Marshall Wind 2 | -366761 | Operating | 4.2 | Wind Turbine | 2008 | Western Minnesota Municipal Power Agency | SPP | MRO | MRO-US | Lyon | MN | Wind | 4.2 | NA | NA | NA | 14.0791 | 16.982 | 12.6169
Marshall Wind 3 | -366762 | Operating | 4.2 | Wind Turbine | 2008 | Western Minnesota Municipal Power Agency | SPP | MRO | MRO-US | Lyon | MN | Wind | 4.2 | NA | NA | NA | 15.7045 | 16.982 | 12.6169
Marshall Wind 4 | -366763 | Operating | 4.2 | Wind Turbine | 2008 | Western Minnesota Municipal Power Agency | SPP | MRO | MRO-US | Lyon | MN | Wind | 4.2 | NA | NA | NA | 15.4843 | 16.982 | 12.6169
Marshall Wind 5 | -366764 | Operating | 2.1 | Wind Turbine | 2008 | Western Minnesota Municipal Power Agency | SPP | MRO | MRO-US | Lyon | MN | Wind | 2.1 | NA | NA | NA | 5.3544 | 16.9874 | 12.6114
Marshall Wind 6 | -366765 | Operating | 2.1 | Wind Turbine | 2008 | Western Minnesota Municipal Power Agency | SPP | MRO | MRO-US | Lyon | MN | Wind | 2.1 | NA | NA | NA | 18.042 | 16.9874 | 12.6114
Maddox CT | -4822 | Operating | 98.4 | Gas Turbine | 1975 | Southwestern Public Service Company | SPP | MRO | MRO-US | Lea | NM | Gas | 73 | 14305 | 13752 | 13473 | 35.1113 | 17.2417 | 4.0373
Maston Garden Solar Project | -434125 | Operating | 1 | Solar | 2020 | Excelsior Energy Capital LP | MISO | MRO | MRO-US | Dodge | MN | Solar | 1 | NA | NA | NA | 19.3379 | 19.8744 | NA
Maston Garden Solar Project | -434124 | Operating | 1 | Solar | 2020 | Excelsior Energy Capital LP | MISO | MRO | MRO-US | Dodge | MN | Solar | 1 | NA | NA | NA | 19.3379 | 19.8744 | NA
McLeod Community Solar One Project | -752122 | Operating | 1 | Solar | 2019 | Madison Energy Holdings, LLC | MISO | MRO | MRO-US | McLeod | MN | Solar | 1 | NA | NA | NA | 21.5411 | 20.4452 | 21.7466
McNeilus Wind Farm | -165894 | Operating | 43 | Wind Turbine | 2002 | Garwin McNeilus | MISO | MRO | MRO-US | Dodge | MN | Wind | 43 | NA | NA | NA | 22.0521 | 28.6033 | 23.3917
Medin 2 Community Solar Project | -378648 | Operating | 1 | Solar | 2021 | Ares Management Corporation | MISO | MRO | MRO-US | Chisago | MN | Solar | 1 | NA | NA | NA | 21.621 | 19.8516 | 8.1164
Medin CSG Project | -752183 | Operating | 1 | Solar | 2021 | Madison Energy Holdings, LLC | MISO | MRO | MRO-US | Chisago | MN | Solar | 1 | NA | NA | NA | 21.3813 | 20.7192 | 0.30822
Meeker Community Solar One Project | -220891 | Operating | 1 | Solar | 2019 | Meeker Community Solar One LLC | MISO | MRO | MRO-US | Meeker | MN | Solar | 1 | NA | NA | NA | 21.347 | 20.7648 | 21.7922
Melrose | -4996 | Operating | 8.2 | Internal Combustion | 1945 | Melrose Public Utilities | SPP | MRO | MRO-US | Stearns | MN | Oil | 8.1 | 10314 | 10410 | 10731 | 0.071876 | 0.10993 | 0.16771
Melrose 2 | -171402 | Operating | 1 | Internal Combustion | 2014 | Melrose Public Utilities | SPP | MRO | MRO-US | Stearns | MN | Oil | 0.9 | 14000 | 16000 | 11800 | 0.025368 | 0.050736 | 0.12684
Michael Community Solar Garden | -191687 | Operating | 4 | Solar | 2017 | ENGIE US Solar | MISO | MRO | MRO-US | Stearns | MN | Solar | 4 | NA | NA | NA | 20.8505 | 19.9458 | 21.7694
MinnDakota Wind Farm | -785762 | Operating | 150 | Wind Turbine | 2008 | Avangrid Renewables, LLC | MISO | MRO | MRO-US | Lincoln | MN | Wind | 150 | NA | NA | NA | NA | NA | NA
Minnesota Breeze (Wolf Wind Project) | -396467 | Operating | 1.3 | Wind Turbine | 2006 | Constellation Energy Corporation | MISO | MRO | MRO-US | Nobles | MN | Wind | 1.3 | NA | NA | NA | 23.7092 | 24.1921 | NA
Minnesota Breeze (Wolf Wind Project) | -167165 | Operating | 1.3 | Wind Turbine | 2006 | Individual Owner | MISO | MRO | MRO-US | Nobles | MN | Wind | 1.3 | NA | NA | NA | 23.7092 | 24.1921 | 22.7257
Minnesota Pulp Paper Division | -97686 | Operating & Planned | 2.9 | Hydraulic Turbine | 1917 | Brainerd Public Utilities | MISO | MRO | MRO-US | Crow Wing | MN | Water | 2.3 | NA | NA | NA | 42.7767 | 65.285 | 51.1061
Madison Generating Station | -524394 | Operating | 692 | Gas Turbine | 2000 | Duke Energy Indiana, LLC | MISO | RFC | R-MISO | Butler | OH | Gas | 704 | 13172 | 13142 | NA | 15.0493 | 10.4632 | NA
Minwind I-II | -96780 | Operating | 3.8 | Wind Turbine | 2002 | Arends Farm, Inc. | MISO | MRO | MRO-US | Rock | MN | Wind | 3.8 | NA | NA | NA | 7.9308 | 11.6829 | 17.3095
Minwind I-II | -9393 | Operating | 3.8 | Wind Turbine | 2002 | Minwind Energy LLC | MISO | MRO | MRO-US | Rock | MN | Wind | 3.8 | NA | NA | NA | 7.9308 | 11.6829 | 17.3095
MN Buffalo Lake 212-2 Solar Project (Husky) | -747820 | Operating | 1 | Solar | 2023 | Sol TEP 3 LLC | MISO | MRO | MRO-US | Renville | MN | Solar | 1 | NA | NA | NA | 0.67352 | NA | NA
MN Buffalo Lake 212-2 Solar Project (Husky) | -747819 | Operating | 1 | Solar | 2023 | USS VIII MT LLC | MISO | MRO | MRO-US | Renville | MN | Solar | 1 | NA | NA | NA | 0.67352 | NA | NA
MN CSG 2019-16 Solar Plant (Wolfe) | -480297 | Operating | 1 | Solar | 2022 | New Energy Equity, LLC | MISO | MRO | MRO-US | Blue Earth | MN | Solar | 1 | NA | NA | NA | 21.7808 | 16.1301 | NA
MN CSG 2019-22 Solar Project | -807991 | Operating | NA | Solar | 2025 | New Energy Equity, LLC | MISO | MRO | MRO-US | Renville | MN | Solar | 1 | NA | NA | NA | NA | NA | NA
MN CSG 2019-24 Solar Project | -763099 | Operating | 0.9 | Solar | 2023 | MN CSG 2019-24 LLC | MISO | MRO | MRO-US | Washington | MN | Solar | 0.9 | NA | NA | NA | NA | NA | NA
MN CSG 2019-38 Solar Project | -632312 | Operating | 1 | Solar | 2022 | Impact Power Solutions, LLC | MISO | MRO | MRO-US | Le Sueur | MN | Solar | 1 | NA | NA | NA | 27.2831 | NA | NA
MN CSG 2019-55 Solar Project (Stegemann CSG) | -784726 | Operating | 1 | Solar | 2023 | Xcel Energy Inc. | MISO | MRO | MRO-US | Wabasha | MN | Solar | 1 | NA | NA | NA | NA | NA | NA
MN CSG 2019-60 Solar Project | -793567 | Operating | NA | Solar | 2024 | Minnesota Solar CSG 19, LLC | MISO | MRO | MRO-US | Renville | MN | Solar | 1 | NA | NA | NA | NA | NA | NA
MN CSG 2019-67 Solar Project | -808258 | Operating | NA | Solar | 2025 | New Energy Equity, LLC | MISO | MRO | MRO-US | Sherburne | MN | Solar | 1 | NA | NA | NA | NA | NA | NA
MN CSG 2019-82 Solar Project | -801019 | Operating | NA | Solar | 2024 | MN CSG 2019-82 LLC | MISO | MRO | MRO-US | Kandiyohi | MN | Solar | 1 | NA | NA | NA | NA | NA | NA
MN East Regal Solar Project | -776515 | Operating | 1 | Solar | 2024 | US Solar DG Development LLC | MISO | MRO | MRO-US | Stearns | MN | Solar | 1 | NA | NA | NA | NA | NA | NA
MNDOT Standby Generation | -12613 | Operating | 2 | Internal Combustion | 1995 | Ziegler Power Systems | MISO | MRO | MRO-US | Ramsey | MN | Oil | 1.9 | 11176 | 10043 | 10381 | 0.10214 | 0.13819 | 0.12617
Montevideo Solar Facility (Novel-Oya Three) | -663289 | Operating | 5 | Solar | 2018 | Clearway Energy, Inc. | MISO | MRO | MRO-US | Yellow Medicine | MN | Solar | 5 | NA | NA | NA | 22.2854 | NA | NA
Montevideo Solar Facility (Novel-Oya Three) | -663288 | Operating | 5 | Solar | 2018 | Clearway Energy, Inc. | MISO | MRO | MRO-US | Yellow Medicine | MN | Solar | 5 | NA | NA | NA | 22.2854 | NA | NA
Montgomery Winsted Solar Project | -236110 | Operating | 3 | Solar | 2017 | Potentia Renewables Inc. | MISO | MRO | MRO-US | McLeod | MN | Solar | 3 | NA | NA | NA | 18.0936 | 17.9566 | 19.1362
Montgomery Winsted Solar Project | -236109 | Operating | 3 | Solar | 2017 | Potentia Renewables Inc. | MISO | MRO | MRO-US | McLeod | MN | Solar | 3 | NA | NA | NA | 18.0936 | 17.9566 | 19.1362
Montgomery Winsted Solar Project | -134924 | Operating | 3 | Solar | 2017 | Potentia Renewables Inc. | MISO | MRO | MRO-US | McLeod | MN | Solar | 3 | NA | NA | NA | 18.0936 | 17.9566 | 19.1362
Monticello | -5199 | Operating | 685 | Nuclear | 1971 | Northern States Power Company | MISO | MRO | MRO-US | Wright | MN | Nuclear | 646 | NA | NA | NA | 84.7064 | 97.991 | 88.7594
Monticello Solar Project | -174073 | Operating | 5 | Solar | 2018 | NextEra Energy Resources, LLC | MISO | MRO | MRO-US | Wright | MN | Solar | 5 | NA | NA | NA | 15.4361 | 15.6849 | 15.0982
MontSun Solar Project | -173835 | Operating | 5 | Solar | 2017 | Generate Capital, PBC | MISO | MRO | MRO-US | Wright | MN | Solar | 5 | NA | NA | NA | 18.7968 | 19.2626 | 20.9269
Moorhead Wind Turbine | -5215 | Operating | 1.4 | Wind Turbine | 1999 | City of Moorhead | SPP | MRO | MRO-US | Clay | MN | Wind | 1.4 | NA | NA | NA | -84.214 | 3.1719 | 11.2769
Moose Lake | -224962 | Operating | 10.2 | Internal Combustion | 1952 | Moose Lake Water & Light Comm | MISO | MRO | MRO-US | Carlton | MN | Oil | 10.2 | 9755 | 10415 | 10400 | 0.054839 | 0.059316 | 0.56182
Mora | -5220 | Operating | 13.8 | Internal Combustion | 1957 | City of Mora, Minnesota | MISO | MRO | MRO-US | Kanabec | MN | Gas | 13.2 | NA | 16773 | 17619 | -0.053618 | 0.14875 | 0.50851
Moraine Wind | -785721 | Operating | 51 | Wind Turbine | 2003 | Avangrid Renewables, LLC | MISO | MRO | MRO-US | Murray | MN | Wind | 51 | NA | NA | NA | NA | NA | NA
Moraine Wind II | -785771 | Operating | 49.5 | Wind Turbine | 2009 | Avangrid Renewables, LLC | MISO | MRO | MRO-US | Murray | MN | Wind | 49.5 | NA | NA | NA | NA | NA | NA
Morgan Community Solar Project | -153487 | Operating | 3 | Solar | 2017 | BHE Solar, LLC | MISO | MRO | MRO-US | Redwood | MN | Solar | 2.7 | NA | NA | NA | 21.3174 | 16.8907 | 20.9538
Morgan Community Solar Project | -153477 | Operating | 3 | Solar | 2017 | BHE Solar, LLC | MISO | MRO | MRO-US | Redwood | MN | Solar | 2.7 | NA | NA | NA | 21.3174 | 16.8907 | 20.9538
Mountain Lake | -5254 | Operating | 8 | Internal Combustion | 1954 | City of Mountain Lake, Minnesota | MISO | MRO | MRO-US | Cottonwood | MN | Oil | 7.9 | NA | NM | 11222 | 0.070805 | 0.033235 | 0.039015
Mountain Lake Wind | -167930 | Operating | 1.2 | Wind Turbine | 2007 | City of Mountain Lake, Minnesota | MISO | MRO | MRO-US | Cottonwood | MN | Wind | 1.2 | NA | NA | NA | 21.4897 | 29.1001 | 25.7896
Mower County Wind (High Prairie I) | -349374 | Operating | 98.9 | Wind Turbine | 2006 | Northern States Power Company | MISO | MRO | MRO-US | Mower | MN | Wind | 98.9 | NA | NA | NA | 36.4716 | 40.8242 | 3.1248
MP CSG 1 Solar Project | -673542 | Operating | 1 | Solar | 2019 | United States Solar Corporation | MISO | MRO | MRO-US | Carlton | MN | Solar | 1 | NA | NA | NA | 19.8973 | 19.5776 | NA
MSC-Chisago01 Solar Project | -200430 | Operating | 1 | Solar | 2019 | Minnesota Solar Connection, LLC | MISO | MRO | MRO-US | Chisago | MN | Solar | 1 | NA | NA | NA | 19.9658 | 19.9087 | 22.1689
MSC-Chisago02 CSG | -204954 | Operating | 1 | Solar | 2019 | Minnesota Solar Connection, LLC | MISO | MRO | MRO-US | Chisago | MN | Solar | 1 | NA | NA | NA | 20.9361 | 17.7854 | 19.5662
MSC-Empire Solar Plant | -204538 | Operating | 1 | Solar | 2019 | Msc-Empire01, LLC | MISO | MRO | MRO-US | Dakota | MN | Solar | 1 | NA | NA | NA | 1.4384 | 21.5982 | 18.9612
MSC-GreyCloud01 Community Solar Garden | -176177 | Operating | 1 | Solar | 2019 | Minnesota Solar Connection, LLC | MISO | MRO | MRO-US | Washington | MN | Solar | 1 | NA | NA | NA | 20.2283 | 19.4521 | 18.5502
MSC-Rice01 Community Solar Garden | -200461 | Operating | 1 | Solar | 2019 | Minnesota Solar Connection, LLC | MISO | MRO | MRO-US | Rice | MN | Solar | 1 | NA | NA | NA | 21.6553 | 21.0274 | 22.2831
MSC-Scandia01 Solar Project | -177329 | Operating | 1 | Solar | 2019 | Minnesota Solar Connection, LLC | MISO | MRO | MRO-US | Washington | MN | Solar | 1 | NA | NA | NA | 19.6461 | 18.1164 | 20.411
MSC-Scott01 Solar | -204494 | Operating | 1 | Solar | 2019 | Minnesota Solar Connection, LLC | MISO | MRO | MRO-US | Scott | MN | Solar | 1 | NA | NA | NA | 23.3333 | 17.5685 | 18.8927
Mud Garden Solar | -434105 | Operating | 1 | Solar | 2020 | Excelsior Energy Capital LP | MISO | MRO | MRO-US | Sibley | MN | Solar | 1 | NA | NA | NA | 20.8219 | 19.9315 | NA
Mud Garden Solar | -434104 | Operating | 1 | Solar | 2020 | Excelsior Energy Capital LP | MISO | MRO | MRO-US | Sibley | MN | Solar | 1 | NA | NA | NA | 20.8219 | 19.9315 | NA
Nautilus Winsted Solar Electric Facility | -612991 | Operating | 3 | Solar | 2019 | Pansolo Holding Inc. | MISO | MRO | MRO-US | McLeod | MN | Solar | 3 | NA | NA | NA | 20.6126 | 20.1826 | 21.8683
Nautilus Winsted Solar Electric Facility | -236126 | Operating | 3 | Solar | 2019 | Nautilus Solar Energy, LLC | MISO | MRO | MRO-US | McLeod | MN | Solar | 3 | NA | NA | NA | 20.6126 | 20.1826 | 21.8683
Nautilus Winsted Solar Electric Facility | -236125 | Operating | 3 | Solar | 2019 | Nautilus Solar Energy, LLC | MISO | MRO | MRO-US | McLeod | MN | Solar | 3 | NA | NA | NA | 20.6126 | 20.1826 | 21.8683
Nesvold Watertown Solar Project | -191682 | Operating | 5 | Solar | 2018 | ENGIE US Solar | MISO | MRO | MRO-US | Carver | MN | Solar | 5 | NA | NA | NA | 19.4886 | 19.8447 | 20.5525
New Germany Solar Project | -173870 | Operating | 1 | Solar | 2018 | AMP Solar Group Inc. | MISO | MRO | MRO-US | Carver | MN | Solar | 1 | NA | NA | NA | 18.0137 | 20.1826 | 21.2215
New Munich Solar Project | -674217 | Operating | 1 | Solar | 2019 | PIP5 LUMOS LLC | MISO | MRO | MRO-US | Stearns | MN | Solar | 1 | NA | NA | NA | 27.8653 | 24.726 | 25.274
New Munich Solar Project | -674216 | Operating | 1 | Solar | 2019 | Aes Clean Energy Development Holdings, Llc | MISO | MRO | MRO-US | Stearns | MN | Solar | 1 | NA | NA | NA | 27.8653 | 24.726 | 25.274
New Prague | -165242 | Operating | 16.9 | Internal Combustion | 1944 | New Prague Utilities Commission | MISO | MRO | MRO-US | Le Sueur | MN | Gas | 16.8 | NA | NA | NA | -0.37304 | -0.31597 | -0.044167
New Ulm | -5390 | Operating | 27 | Steam Turbine | 1957 | New Ulm Public Utilities Comm | MISO | MRO | MRO-US | Brown | MN | Gas | 17.9 | NA | NM | 49976 | 0.55865 | 0.92284 | 3.2433
Madison Generating Station | -524393 | Operating | 692 | Gas Turbine | 2000 | Duke Energy Indiana, LLC | MISO | RFC | R-MISO | Butler | OH | Gas | 704 | 13172 | 13142 | NA | 15.0493 | 10.4632 | NA
Nicollet Community Solar One Project | -752146 | Operating | 1 | Solar | 2020 | Madison Energy Holdings, LLC | MISO | MRO | MRO-US | Nicollet | MN | Solar | 1 | NA | NA | NA | 21.3356 | 20.5479 | 22.2831
Nicollet Solar Project | -434115 | Operating | 1 | Solar | 2020 | Excelsior Energy Capital LP | MISO | MRO | MRO-US | Nicollet | MN | Solar | 1 | NA | NA | NA | 20.3881 | 20.0913 | NA
Nicollet Solar Project | -434114 | Operating | 1 | Solar | 2020 | Excelsior Energy Capital LP | MISO | MRO | MRO-US | Nicollet | MN | Solar | 1 | NA | NA | NA | 20.3881 | 20.0913 | NA
Nillie Corn Solar CSG Project | -174075 | Operating | 1 | Solar | 2018 | United States Solar Corporation | MISO | MRO | MRO-US | Chisago | MN | Solar | 1 | NA | NA | NA | 23.0822 | 21.9178 | 23.3105
Nobles 2 Power Partners Wind Farm | -292089 | Operating | 250 | Wind Turbine | 2020 | Bright Canyon Energy Corporation | MISO | MRO | MRO-US | Nobles | MN | Wind | 250 | NA | NA | NA | 43.5385 | 49.8475 | 42.7689
Nobles 2 Power Partners Wind Farm | -292088 | Operating | 250 | Wind Turbine | 2020 | ALLETE Clean Energy, Inc. | MISO | MRO | MRO-US | Nobles | MN | Wind | 250 | NA | NA | NA | 43.5385 | 49.8475 | 42.7689
Nobles 2 Power Partners Wind Farm | -292087 | Operating | 250 | Wind Turbine | 2020 | Tenaska, Inc. | MISO | MRO | MRO-US | Nobles | MN | Wind | 250 | NA | NA | NA | 43.5385 | 49.8475 | 42.7689
Nobles Wind Project | -167724 | Operating | 201 | Wind Turbine | 2010 | Northern States Power Company | MISO | RFC | R-MISO | Nobles | MN | Wind | 200 | NA | NA | NA | 42.5779 | 23.6929 | 19.633
North Branch, MN | -165264 | Operating | 11 | Internal Combustion | 1960 | North Branch Water & Light Comm | MISO | MRO | MRO-US | Chisago | MN | Oil | 10 | 8965 | 9012 | 9028 | 0.29452 | 0.29795 | 0.6484
North Star Solar Project | -798002 | Operating | 100 | Solar | 2016 | D. E. Shaw Renewable Investments, L.L.C. | MISO | MRO | MRO-US | Chisago | MN | Solar | 100 | NA | NA | NA | NA | NA | NA
North Star Solar Project | -798001 | Operating | 100 | Solar | 2016 | Macquarie Asset Management Pty Limited | MISO | MRO | MRO-US | Chisago | MN | Solar | 100 | NA | NA | NA | NA | NA | NA
Northern Lights Wind (West Pipestone Project) | -663026 | Operating | 1.7 | Wind Turbine | 2004 | Clearway Energy, Inc. | MISO | MRO | MRO-US | Pipestone | MN | Wind | 1.7 | NA | NA | NA | 1.0543 | NA | NA
Northern Lights Wind (West Pipestone Project) | -663025 | Operating | 1.7 | Wind Turbine | 2004 | Clearway Energy, Inc. | MISO | MRO | MRO-US | Pipestone | MN | Wind | 1.7 | NA | NA | NA | 1.0543 | NA | NA
Northern Wind Energy Project | -591704 | Operating | 100 | Wind Turbine | 2023 | Northern States Power Company | MISO | MRO | MRO-US | Murray | MN | Wind | 100 | NA | NA | NA | 36.4856 | NA | NA
Northfield Community Solar Gardens (St. Olaf) | -141197 | Operating | 5 | Solar | 2016 | BHE Renewables, LLC | MISO | MRO | MRO-US | Dakota | MN | Solar | 4.5 | NA | NA | NA | 20.3196 | 19.2618 | 20.3095
Northfield Community Solar Gardens (St. Olaf) | -141196 | Operating | 5 | Solar | 2016 | BHE Renewables, LLC | MISO | MRO | MRO-US | Dakota | MN | Solar | 4.5 | NA | NA | NA | 20.3196 | 19.2618 | 20.3095
Northfield Holdco Solar Project | -173733 | Operating | 5 | Solar | 2017 | NRG Energy, Inc. | MISO | MRO | MRO-US | Rice | MN | Solar | 5 | NA | NA | NA | 17.0046 | 17.5091 | 24.0023
Northfield Solar Electric Facility | -613000 | Operating | 5 | Solar | 2020 | Pansolo Holding Inc. | MISO | MRO | MRO-US | Rice | MN | Solar | 5 | NA | NA | NA | 21.4087 | 20.6621 | 22.2671
Northfield Solar Electric Facility | -250252 | Operating | 5 | Solar | 2020 | Nautilus Solar Energy, LLC | MISO | MRO | MRO-US | Rice | MN | Solar | 5 | NA | NA | NA | 21.4087 | 20.6621 | 22.2671
Northfield Solar Electric Facility | -250250 | Operating | 5 | Solar | 2020 | Nautilus Solar Energy, LLC | MISO | MRO | MRO-US | Rice | MN | Solar | 5 | NA | NA | NA | 21.4087 | 20.6621 | 22.2671
Novel - OYA of Mapleton Solar Project | -431024 | Operating | 3.5 | Solar | 2018 | NRG Energy, Inc. | MISO | MRO | MRO-US | Blue Earth | MN | Solar | 3.5 | NA | NA | NA | 18.7312 | 19.1813 | 15.7697
Novel Bartel Solar CSG Project | -237076 | Operating | 1 | Solar | 2020 | Novel Bartel Solar LLC CSG | MISO | MRO | MRO-US | Olmsted | MN | Solar | 1 | NA | NA | NA | 20.2854 | 19.3265 | 20.2283
Novel Benedix Solar CSG | -316890 | Operating | 1 | Solar | 2020 | Novel Energy Solutions L.L.C. | MISO | MRO | MRO-US | Dodge | MN | Solar | 1 | NA | NA | NA | 23.9041 | 22.2945 | 22.4429
Novel Brooten Solar CSG Project | -214364 | Operating | 1 | Solar | 2019 | Novel Brooten Solar LLC CSG | MISO | MRO | MRO-US | Stearns | MN | Solar | 1 | NA | NA | NA | 22.6256 | 21.5411 | 20.2854
Novel Byron Solar CSG Project | -242698 | Operating | 1 | Solar | 2020 | Novel Byron Solar LLC CSG | MISO | MRO | MRO-US | Olmsted | MN | Solar | 1 | NA | NA | NA | 21.0845 | 20.6621 | 17.5685
Novel Caroline Solar Project | -663457 | Operating | 1 | Solar | 2023 | Novel Energy Solutions L.L.C. | MISO | MRO | MRO-US | Chisago | MN | Solar | 1 | NA | NA | NA | 17.1119 | NA | NA
Novel CSG of Armstrong | -692325 | Operating | 3 | Solar | 2018 | Clearway Energy, Inc. | MISO | MRO | MRO-US | Pope | MN | Solar | 3 | NA | NA | NA | NA | NA | NA
Novel CSG of Armstrong | -173380 | Operating | 3 | Solar | 2018 | Novel Energy Solutions L.L.C. | MISO | MRO | MRO-US | Pope | MN | Solar | 3 | NA | NA | NA | 17.9718 | 18.4589 | 20.1865
Novel CSG of Kramer Project | -180456 | Operating | 3 | Solar | 2017 | Washington State Investment Board | MISO | MRO | MRO-US | Renville | MN | Solar | 3 | NA | NA | NA | 22.4848 | 21.5563 | 11.0312
Novel CSG of Kramer Project | -180455 | Operating | 3 | Solar | 2017 | National Grid USA | MISO | MRO | MRO-US | Renville | MN | Solar | 3 | NA | NA | NA | 22.4848 | 21.5563 | 11.0312
Novel CSG of MN Lake | -405260 | Operating | 1.8 | Solar | 2018 | Cypress Creek Renewables, LLC | MISO | MRO | MRO-US | Faribault | MN | Solar | 1.8 | NA | NA | NA | 20.085 | 19.8567 | 21.4231
Novel CSG of Vetter Farms | -173378 | Operating | 3 | Solar | 2018 | Novel Energy Solutions L.L.C. | MISO | MRO | MRO-US | Le Sueur | MN | Solar | 3 | NA | NA | NA | 18.3219 | 16.7808 | 18.7519
Novel David Solar Project | -436953 | Operating | 1 | Solar | 2022 | Novel David Solar LLC | MISO | MRO | MRO-US | Waseca | MN | Solar | 1 | NA | NA | NA | 25.2854 | 16.6895 | NA
Novel Debra Solar CSG | -316906 | Operating | 1 | Solar | 2020 | Novel Debra Solar LLC | MISO | MRO | MRO-US | Dodge | MN | Solar | 1 | NA | NA | NA | 23.2078 | 22.2374 | 20.742
Novel DeCook Solar CSG | -236601 | Operating | 1 | Solar | 2020 | Novel Energy Solutions L.L.C. | MISO | MRO | MRO-US | Olmsted | MN | Solar | 1 | NA | NA | NA | 21.2443 | 20.8219 | 21.3699
Novel Denzer Solar Plant | -489593 | Operating | 1 | Solar | 2022 | Novel Energy Solutions L.L.C. | MISO | MRO | MRO-US | Winona | MN | Solar | 1 | NA | NA | NA | 23.6758 | 10.4224 | NA
Novel Froehle Solar Project | -793837 | Operating | NA | Solar | 2024 | Novel Froehle Solar LLC | MISO | MRO | MRO-US | Stearns | MN | Solar | 1 | NA | NA | NA | NA | NA | NA
Novel Haley Solar CSG | -245151 | Operating | 1 | Solar | 2020 | Novel Energy Solutions L.L.C. | MISO | MRO | MRO-US | Waseca | MN | Solar | 1 | NA | NA | NA | 21.1416 | 20.3767 | 21.5525
Novel Handeland Solar | -480324 | Operating | 1 | Solar | 2022 | Novel Energy Solutions L.L.C. | MISO, SPP | MRO | MRO-US | Yellow Medicine | MN | Solar | 1 | NA | NA | NA | 24.8973 | 13.6758 | NA
Novel Herber Solar CSG Project | -228927 | Operating | 1 | Solar | 2020 | Novel Herber Solar LLC | MISO | MRO | MRO-US | Winona | MN | Solar | 1 | NA | NA | NA | 21.2557 | 19.6461 | 22.3288
Novel Herickhoff Solar CSG | -237350 | Operating | 1 | Solar | 2020 | Novel Herickhoff Solar LLC CSG | MISO | MRO | MRO-US | Douglas | MN | Solar | 1 | NA | NA | NA | 19.5548 | 20.4224 | 23.1735
Novel Historical Society Solar CSG | -218003 | Operating | 1 | Solar | 2019 | Novel Historical Society Solar LLC CSG | MISO | MRO | MRO-US | Renville | MN | Solar | 1 | NA | NA | NA | 19.532 | 16.9292 | 18.3676
Novel Huneke Solar CSG Project | -382543 | Operating | 1 | Solar | 2021 | Novel Huneke Solar LLC | MISO | MRO | MRO-US | Goodhue | MN | Solar | 1 | NA | NA | NA | 24.8973 | 21.1187 | 2.9338
Novel Jewison Solar Plant | -296268 | Operating | 1 | Solar | 2020 | Novel Energy Solutions L.L.C. | MISO | MRO | MRO-US | Waseca | MN | Solar | 1 | NA | NA | NA | 15.5936 | 13.5046 | 11.6438
Novel Kanewischer Solar Plant | -296269 | Operating | 1 | Solar | 2020 | Novel Energy Solutions L.L.C. | MISO | MRO | MRO-US | Waseca | MN | Solar | 1 | NA | NA | NA | 21.3699 | 20.3767 | 20.8333
Novel Martens Solar | -436546 | Operating | 1 | Solar | 2022 | Novel Energy Solutions L.L.C. | MISO | MRO | MRO-US | Nicollet | MN | Solar | 1 | NA | NA | NA | 23.6872 | 16.1301 | NA
Novel Martin Solar One (McLeod) CSG Project | -205426 | Operating | 1 | Solar | 2019 | Novel Martin Solar One LLC | MISO | MRO | MRO-US | McLeod | MN | Solar | 1 | NA | NA | NA | 20.0571 | 19.4292 | 19.7489
Novel Milbradt Solar Project | -793420 | Operating | NA | Solar | 2024 | Novel Energy Solutions L.L.C. | MISO | MRO | MRO-US | Redwood | MN | Solar | 1 | NA | NA | NA | NA | NA | NA
Novel MnDOT Solar CSG | -251022 | Operating | 1 | Solar | 2020 | Novel Energy Solutions L.L.C. | MISO | MRO | MRO-US | Washington | MN | Solar | 1 | NA | NA | NA | 22.4315 | 20.6393 | 21.5868
Novel Novak Solar Project | -378571 | Operating | 1 | Solar | 2021 | Novel Novak Solar LLC | MISO | MRO | MRO-US | Benton | MN | Solar | 1 | NA | NA | NA | 17.0776 | 16.21 | 3.6986
Novel OYA of Osakis | -692323 | Operating | 5 | Solar | 2018 | NRG Energy, Inc. | MISO | MRO | MRO-US | Douglas | MN | Solar | 5 | NA | NA | NA | NA | NA | NA
Novel OYA of Osakis | -173356 | Operating | 5 | Solar | 2018 | Novel Energy Solutions L.L.C. | MISO | MRO | MRO-US | Douglas | MN | Solar | 5 | NA | NA | NA | 19.6301 | 19.9178 | 19.2032
Novel Pederson Solar CSG Project | -252958 | Operating | 1 | Solar | 2020 | Novel Pederson Solar LLC CSG | MISO | MRO | MRO-US | Benton | MN | Solar | 1 | NA | NA | NA | 19.532 | 19.3265 | 20.8333
Novel Peter Solar CSG | -382005 | Operating | 1 | Solar | 2021 | Novel Energy Solutions L.L.C. | MISO | MRO | MRO-US | Le Sueur | MN | Solar | 1 | NA | NA | NA | 19.7831 | 19.5548 | 2.8995
Novel Reber Solar CSG | -217544 | Operating | 1 | Solar | 2019 | Novel Reber Solar LLC CSG | MISO | MRO | MRO-US | Stearns | MN | Solar | 1 | NA | NA | NA | 21.6667 | 23.0822 | 22.3288
Novel Schmoll Farms Solar | -310798 | Operating | 1 | Solar | 2020 | Novel Energy Solutions L.L.C. | MISO | MRO | MRO-US | Dodge | MN | Solar | 1 | NA | NA | NA | 23.6644 | 21.5868 | 20.6279
Novel Shelly Solar Project | -503719 | Operating | 1 | Solar | 2022 | Novel Energy Solutions L.L.C. | MISO | MRO | MRO-US | Lyon | MN | Solar | 1 | NA | NA | NA | 26.5982 | 6.1416 | NA
Novel Solar One CSG | -191978 | Operating | 3 | Solar | 2019 | Novel Solar One LLC | MISO | MRO | MRO-US | Stearns | MN | Solar | 3 | NA | NA | NA | NA | NA | NA
Novel Solar Two Project | -210758 | Operating | 5 | Solar | 2019 | Novel Energy Solutions L.L.C. | MISO | MRO | MRO-US | Stearns | MN | Solar | 5 | NA | NA | NA | NA | NA | NA
Novel Stavem Solar CSG Project | -382545 | Operating | 1 | Solar | 2021 | Novel Stavem Solar LLC | MISO | MRO | MRO-US | Pope | MN | Solar | 1 | NA | NA | NA | 24.7146 | 24.4863 | 4.2694
Novel Stein Solar Project | -503878 | Operating | 1 | Solar | 2022 | Novel Stein Solar LLC | MISO | MRO | MRO-US | Chisago | MN | Solar | 1 | NA | NA | NA | 22.911 | 4.7489 | NA
Novel Sunnyfield Farms Solar Project | -480223 | Operating | 1 | Solar | 2022 | Novel Energy Solutions L.L.C. | MISO | MRO | MRO-US | Wabasha | MN | Solar | 1 | NA | NA | NA | 24.6804 | 15.0457 | NA
Novel Swenson Solar Project | -789485 | Operating | 1 | Solar | 2024 | Novel Swenson Solar LLC | MISO | MRO | MRO-US | Chisago | MN | Solar | 1 | NA | NA | NA | NA | NA | NA
Novel Wayne Solar CSG | -324705 | Operating | 1 | Solar | 2021 | Renewable Energy Alternatives, LLC | MISO | MRO | MRO-US | Dodge | MN | Solar | 1 | NA | NA | NA | 23.2192 | 21.4269 | 22.2374
Novel Winegar Partnership Solar Project | -356372 | Operating | 1 | Solar | 2021 | Novel Winegar Partnership Solar | MISO | MRO | MRO-US | Waseca | MN | Solar | 1 | NA | NA | NA | 24.121 | 21.9749 | 16.9749
NRG Dodge Solar Project | -173026 | Operating | 5 | Solar | 2017 | NRG Energy, Inc. | MISO | MRO | MRO-US | Dodge | MN | Solar | 5 | NA | NA | NA | 14.879 | 13.7009 | 17.5731
NRG Farmington Solar Project | -173021 | Operating | 5 | Solar | 2017 | NRG Energy, Inc. | MISO | MRO | MRO-US | Dakota | MN | Solar | 5 | NA | NA | NA | 16.9224 | 17.4521 | 19.0548
NRG Forest Lake Solar Project | -173020 | Operating | 5 | Solar | 2017 | NRG Energy, Inc. | MISO | MRO | MRO-US | Washington | MN | Solar | 5 | NA | NA | NA | 14.6781 | 16.8196 | 18.2557
NRG Highway 14 Solar Project | -173025 | Operating | 5 | Solar | 2017 | NRG Energy, Inc. | MISO | MRO | MRO-US | Olmsted | MN | Solar | 5 | NA | NA | NA | 16.1073 | 16.3676 | 19.1142
NRG Pine Island Solar Project | -663225 | Operating | 3.9 | Solar | 2017 | Clearway Energy, Inc. | MISO | MRO | MRO-US | Goodhue | MN | Solar | 3.9 | NA | NA | NA | 16.7369 | NA | NA
NRG Pine Island Solar Project | -663224 | Operating | 3.9 | Solar | 2017 | Clearway Energy, Inc. | MISO | MRO | MRO-US | Goodhue | MN | Solar | 3.9 | NA | NA | NA | 16.7369 | NA | NA
Oak Glen Wind Farm | -168501 | Operating | 44 | Wind Turbine | 2011 | Minnesota Municipal Power Agency | MISO | MRO | MRO-US | Steele | MN | Wind | 44 | NA | NA | NA | 24.8412 | 29.2328 | 21.6519
Odell Wind Farm (Geronimo) | -788545 | Operating | 200 | Wind Turbine | 2016 | Clearlight Energy | MISO | MRO | MRO-US | Cottonwood | MN | Wind | 200 | NA | NA | NA | NA | NA | NA
Odell Wind Farm (Geronimo) | -646972 | Operating | 200 | Wind Turbine | 2016 | Infrared Capital Partners Limited | MISO | MRO | MRO-US | Cottonwood | MN | Wind | 200 | NA | NA | NA | 42.1812 | NA | NA
Odin Wind Farm | -663077 | Operating | 20 | Wind Turbine | 2008 | Clearway Energy, Inc. | MISO | MRO | MRO-US | Cottonwood | MN | Wind | 20 | NA | NA | NA | 19.5217 | NA | NA
Odin Wind Farm | -663076 | Operating | 20 | Wind Turbine | 2008 | Clearway Energy, Inc. | MISO | MRO | MRO-US | Cottonwood | MN | Wind | 20 | NA | NA | NA | 19.5217 | NA | NA
Olinda Trail Solar Project | -663341 | Operating | 1 | Solar | 2019 | Clearway Energy, Inc. | MISO | MRO | MRO-US | Chisago | MN | Solar | 1 | NA | NA | NA | 24.3493 | NA | NA
Olinda Trail Solar Project | -663340 | Operating | 1 | Solar | 2019 | Clearway Energy, Inc. | MISO | MRO | MRO-US | Chisago | MN | Solar | 1 | NA | NA | NA | 24.3493 | NA | NA
Olmsted Energy Facility IC | -166899 | Operating | 1.7 | Internal Combustion | 1979 | Olmsted County Public Works | MISO | MRO | MRO-US | Olmsted | MN | Oil | 1.3 | 12222 | 9391 | 7571 | 0.15806 | 0.20197 | 0.061468
Olmsted Waste-Energy Facility | -165308 | Operating | 9.6 | Steam Turbine | 1987 | Olmsted County Public Works | MISO | MRO | MRO-US | Olmsted | MN | Biomass | 7.7 | 30623 | 29658 | 31155 | 58.5943 | 59.4349 | 53.1741
Olsen Farms | -18586 | Operating | 1.5 | Wind Turbine | 2000 | Olsen Wind Farm | MISO | MRO | MRO-US | Pipestone | MN | Wind | 1.5 | NA | NA | NA | NA | NA | NA
Orion Community Solar Gardens | -141596 | Operating | 3 | Solar | 2017 | BHE Renewables, LLC | MISO | MRO | MRO-US | Stearns | MN | Solar | 2.7 | NA | NA | NA | 19.4867 | 18.9921 | 17.0895
Orion Community Solar Gardens | -141595 | Operating | 3 | Solar | 2017 | BHE Renewables, LLC | MISO | MRO | MRO-US | Stearns | MN | Solar | 2.7 | NA | NA | NA | 19.4867 | 18.9921 | 17.0895
Oster Sun CSG Solar Project | -795349 | Operating | NA | Solar | 2025 | SunShare Management LLC | MISO | MRO | MRO-US | Stearns | MN | Solar | 1 | NA | NA | NA | NA | NA | NA
Magic Valley Generating Station | -745024 | Operating | 801 | Combined Cycle | 2002 | Calpine Construction Finance Company, L.P. | ERCOT | TRE | TRE | Hidalgo | TX | Gas | 697 | 7456 | 7462 | 7470 | 47.2243 | 38.5743 | 42.3427
Owatonna Energy Station | -172521 | Operating | 38.8 | Internal Combustion | 2018 | Southern Minnesota Municipal Power Agency | MISO | MRO | MRO-US | Steele | MN | Gas | 38.8 | 9963 | 9934 | 9841 | 15.7496 | 9.7412 | 9.5396
Palmer Community Solar Project | -423162 | Operating | 1 | Solar | 2021 | New Energy Equity, LLC | MISO | MRO | MRO-US | Chisago | MN | Solar | 1 | NA | NA | NA | 23.5502 | 22.3516 | NA
Palmer's Creek Wind Farm | -313958 | Operating | 44.6 | Wind Turbine | 2018 | Project Hawkeye, L.L.C. | MISO | MRO | MRO-US | Chippewa | MN | Wind | 44.6 | NA | NA | NA | 34.6866 | 39.0355 | 33.1068
Pape Community Solar Garden Project | -727754 | Operating | 1.46 | Solar | 2022 | New Energy Equity, LLC | MISO | MRO | MRO-US | Renville | MN | Solar | 1.46 | NA | NA | NA | NA | NA | NA
Paulson Community Solar Garden | -237625 | Operating | 1 | Solar | 2020 | Paulson Community Solar LLC | MISO | MRO | MRO-US | Le Sueur | MN | Solar | 1 | NA | NA | NA | 19.7032 | 18.6301 | 19.6461
Paynesville Community Solar Gardens | -141592 | Operating | 5 | Solar | 2016 | BHE Renewables, LLC | MISO | MRO | MRO-US | Stearns | MN | Solar | 4.5 | NA | NA | NA | 21.0528 | 20.279 | 21.6946
Paynesville Community Solar Gardens | -141591 | Operating | 5 | Solar | 2016 | BHE Renewables, LLC | MISO | MRO | MRO-US | Stearns | MN | Solar | 4.5 | NA | NA | NA | 21.0528 | 20.279 | 21.6946
Paynesville Solar Electric Facility | -613060 | Operating | 1 | Solar | 2021 | Nautilus Solar Energy, LLC | MISO | MRO | MRO-US | Stearns | MN | Solar | 1 | NA | NA | NA | 26.153 | 25.0228 | 26.4155
Paynesville Solar Electric Facility | -613059 | Operating | 1 | Solar | 2021 | Pansolo Holding Inc. | MISO | MRO | MRO-US | Stearns | MN | Solar | 1 | NA | NA | NA | 26.153 | 25.0228 | 26.4155
Paynesville Solar Electric Facility | -344774 | Operating | 1 | Solar | 2021 | Nautilus Solar Energy, LLC | MISO | MRO | MRO-US | Stearns | MN | Solar | 1 | NA | NA | NA | 26.153 | 25.0228 | 26.4155
Pegasus Community Solar Garden Project | -141624 | Operating | 2 | Solar | 2017 | BHE Renewables, LLC | MISO | MRO | MRO-US | Stearns | MN | Solar | 1.8 | NA | NA | NA | 21.5944 | 21.1251 | 18.9434
Pegasus Community Solar Garden Project | -141623 | Operating | 2 | Solar | 2017 | BHE Renewables, LLC | MISO | MRO | MRO-US | Stearns | MN | Solar | 1.8 | NA | NA | NA | 21.5944 | 21.1251 | 18.9434
Pepin Garden Solar Project | -746640 | Operating | 0.9 | Solar | 2023 | Nokomis Energy LLC | MISO | MRO | MRO-US | Wabasha | MN | Solar | 0.9 | NA | NA | NA | 2.8158 | NA | NA
Phare Garden Solar Project | -747948 | Operating | 0.9 | Solar | 2023 | Nokomis Energy LLC | MISO | MRO | MRO-US | Renville | MN | Solar | 0.9 | NA | NA | NA | NA | NA | NA
Pickerel Garden Solar | -792842 | Operating | 1 | Solar | 2024 | Pickerel Garden LLC | MISO | MRO | MRO-US | Sherburne | MN | Solar | 1 | NA | NA | NA | NA | NA | NA
Pillager | -5879 | Operating | 1.6 | Hydraulic Turbine | 1917 | Minnesota Power Enterprises, Inc. | MISO | MRO | MRO-US | Cass | MN | Water | 1.7 | NA | NA | NA | 38.5643 | 43.6275 | 39.7193
Pipestone City Solar Project | -378457 | Operating | 1 | Solar | 2021 | Novel Energy Solutions L.L.C. | MISO | MRO | MRO-US | Pipestone | MN | Solar | 1 | NA | NA | NA | 24.8288 | 22.968 | 5.5822
Pisces Community Solar Garden | -180515 | Operating | 0.7 | Solar | 2019 | Washington State Investment Board | MISO | MRO | MRO-US | Stearns | MN | Solar | 0.7 | NA | NA | NA | NA | NA | NA
Pisces Community Solar Garden | -180514 | Operating | 0.7 | Solar | 2019 | National Grid USA | MISO | MRO | MRO-US | Stearns | MN | Solar | 0.7 | NA | NA | NA | NA | NA | NA
Pisgah | -5915 | Operating | 0.52 | Hydraulic Turbine | 1918 | Otter Tail Power Company | MISO | MRO | MRO-US | Otter Tail | MN | Water | 0.52 | NA | NA | NA | 42.4789 | 56.9898 | 57.8679
Pivot Energy Minnesota Solar 1 | -754277 | Operating | 1 | Solar | 2023 | Pivot Energy Inc. | MISO | MRO | MRO-US | Steele | MN | Solar | 1 | NA | NA | NA | 10.4909 | NA | NA
Pivot Energy Minnesota Solar 10 | -669900 | Operating | 1 | Solar | 2023 | Energy Capital Partners IV, LP | MISO | MRO | MRO-US | Stearns | MN | Solar | 1 | NA | NA | NA | 6.8493 | NA | NA
Plato Solar Electric Facility | -613047 | Operating | 1 | Solar | 2021 | Nautilus Solar Energy, LLC | MISO | MRO | MRO-US | McLeod | MN | Solar | 1 | NA | NA | NA | 23.8813 | 22.4772 | 23.9269
Plato Solar Electric Facility | -613046 | Operating | 1 | Solar | 2021 | Pansolo Holding Inc. | MISO | MRO | MRO-US | McLeod | MN | Solar | 1 | NA | NA | NA | 23.8813 | 22.4772 | 23.9269
Plato Solar Electric Facility | -344755 | Operating | 1 | Solar | 2021 | Nautilus Solar Energy, LLC | MISO | MRO | MRO-US | McLeod | MN | Solar | 1 | NA | NA | NA | 23.8813 | 22.4772 | 23.9269
Platt Solar Project | -638461 | Operating | 1 | Solar | 2023 | Distributed Solar Development, LLC | MISO | MRO | MRO-US | Murray | MN | Solar | 1 | NA | NA | NA | 26.5068 | NA | NA
Magic Valley Generating Station | -745023 | Operating | 801 | Combined Cycle | 2002 | Calpine Construction Finance Company, L.P. | ERCOT | TRE | TRE | Hidalgo | TX | Gas | 697 | 7456 | 7462 | 7470 | 47.2243 | 38.5743 | 42.3427
Pleasant Valley Wind Farm | -100226 | Operating | 200 | Wind Turbine | 2015 | Northern States Power Company | MISO | MRO | MRO-US | Mower | MN | Wind | 196 | NA | NA | NA | 43.4971 | 50.4899 | 41.2282
Poet Biorefining Lake Crystal - IC | -170909 | Operating | 6 | Internal Combustion | 2005 | Poet Biorefining - Lake Crystal | MISO | MRO | MRO-US | Blue Earth | MN | Oil | 6 | 9520 | 9036 | 8614 | 1.0502 | 0.94559 | 0.60693
Poet Biorefining Lake Crystal - ST | -170910 | Operating | 1 | Steam Turbine | 2005 | Poet Biorefining - Lake Crystal | MISO | MRO | MRO-US | Blue Earth | MN | Gas | 1 | NA | NM | NA | 25.1941 | 26.9863 | 87.8196
PopeSun Community Solar Garden | -405280 | Operating | 5 | Solar | 2017 | Cypress Creek Renewables, LLC | MISO | MRO | MRO-US | Pope | MN | Solar | 5 | NA | NA | NA | 15.7717 | 16.9749 | 19.5114
Porter Way Community Solar Garden Project | -776625 | Operating | 3 | Solar | 2018 | OnSite Partners, LLC | MISO | MRO | MRO-US | Carver | MN | Solar | 3 | NA | NA | NA | NA | NA | NA
Porter Way Community Solar Garden Project | -776624 | Operating | 3 | Solar | 2018 | OnSite Partners, LLC | MISO | MRO | MRO-US | Carver | MN | Solar | 3 | NA | NA | NA | NA | NA | NA
Prairie Island | -6039 | Operating | 1186.2 | Nuclear | 1973 | Northern States Power Company | MISO | MRO | MRO-US | Goodhue | MN | Nuclear | 1092 | NA | NA | NA | 74.537 | 95.6618 | 95.1285
Prairie River | -6040 | Operating | 1 | Hydraulic Turbine | 1920 | Minnesota Power Enterprises, Inc. | MISO | MRO | MRO-US | Itasca | MN | Water | 0.7 | NA | NA | NA | 26.2394 | 41.4384 | 22.619
Prairie Rose Wind Farm | -242322 | Operating | 200 | Wind Turbine | 2012 | Enel Kansas, LLC | MISO | MRO | MRO-US | Rock | MN | Wind | 200 | NA | NA | NA | 24.7096 | 42.3367 | 36.0458
Prairie Rose Wind Farm | -213360 | Operating | 200 | Wind Turbine | 2012 | GE Energy Financial Services | MISO | MRO | MRO-US | Rock | MN | Wind | 200 | NA | NA | NA | 24.7096 | 42.3367 | 36.0458
Prairie Rose Wind Farm | -213359 | Operating | 200 | Wind Turbine | 2012 | Harbert Management Corporation | MISO | MRO | MRO-US | Rock | MN | Wind | 200 | NA | NA | NA | 24.7096 | 42.3367 | 36.0458
Prairie Rose Wind Farm | -213358 | Operating | 200 | Wind Turbine | 2012 | California Public Employees' Retirement System | MISO | MRO | MRO-US | Rock | MN | Wind | 200 | NA | NA | NA | 24.7096 | 42.3367 | 36.0458
Prairie Star | -789064 | Operating | 100.7 | Wind Turbine | 2007 | Atlantica Sustainable Infrastructure Limited | MISO | MRO | MRO-US | Mower | MN | Wind | 100.7 | NA | NA | NA | NA | NA | NA
Prairie Star | -102741 | Operating | 100.7 | Wind Turbine | 2007 | EDP Renewables North America LLC | MISO | MRO | MRO-US | Mower | MN | Wind | 100.7 | NA | NA | NA | 29.3772 | 38.5431 | 27.7296
Prairie Star | -51641 | Operating | 100.7 | Wind Turbine | 2007 | EDP Renewables North America LLC | MISO | MRO | MRO-US | Mower | MN | Wind | 100.7 | NA | NA | NA | 29.3772 | 38.5431 | 27.7296
Prawer Project CSG | -225638 | Operating | 1 | Solar | 2020 | Prawer Community Solar LLC | MISO | MRO | MRO-US | Sherburne | MN | Solar | 1 | NA | NA | NA | 20.9817 | 19.8516 | 21.2215
Preston Garden Solar Plant | -776763 | Operating | 1 | Solar | 2024 | Preston Garden LLC | MISO, SPP | MRO | MRO-US | Renville | MN | Solar | 1 | NA | NA | NA | NA | NA | NA
Preston, MN | -6051 | Operating | 3.7 | Internal Combustion | 1935 | Preston Public Utilities Comm | MISO | MRO | MRO-US | Fillmore | MN | Gas | 4.1 | 11062 | 10792 | 8672 | 0.35639 | 0.73505 | 0.71277
Primrose Solar Project | -350215 | Operating | 1 | Solar | 2021 | National Grid Renewables, LLC | MISO | MRO | MRO-US | Blue Earth | MN | Solar | 1 | NA | NA | NA | 24.258 | 23.2763 | 21.3128
Princeton, MN | -165429 | Operating | 12.3 | Internal Combustion | 1938 | Princeton Public Utilities Commission, Minnesota | MISO | MRO | MRO-US | Mille Lacs | MN | Oil | 12.8 | 22792 | 20380 | 13230 | 0.15875 | 0.1971 | 0.62161
Quarry Sun Solar Project | -793110 | Operating | NA | Solar | 2025 | SunShare Management LLC | MISO | MRO | MRO-US | Dodge | MN | Solar | 1 | NA | NA | NA | NA | NA | NA
Rafterville Solar Project | -670074 | Operating | 1 | Solar | 2023 | Nexamp Capital, LLC | MISO | MRO | MRO-US | Meeker | MN | Solar | 1 | NA | NA | NA | 10.7306 | NA | NA
Randolph Community Solar Garden | -191935 | Operating | 5 | Solar | 2019 | Fresh Air Energy II, LLC | MISO | MRO | MRO-US | Dakota | MN | Solar | 5 | NA | NA | NA | 18.6918 | 18.5868 | 18.1872
Rapidan Hydroelectric Facility | -155852 | Out of Service | 6.8 | Hydraulic Turbine | 1984 | Eagle Creek Renewable Energy, LLC | MISO | MRO | MRO-US | Blue Earth | MN | Water | NA | NA | NA | NA | NA | NA | NA
Rapids Energy Center | -109216 | Operating | 26.5 | Steam Turbine | 1969 | Minnesota Power Enterprises, Inc. | MISO | MRO | MRO-US | Itasca | MN | Gas | 22.6 | 49340 | NA | 47244 | 13.3405 | 0 | 15.8728
Rapids Energy Center HY | -13304 | Operating | 1.9 | Hydraulic Turbine | 1943 | Minnesota Power Enterprises, Inc. | MISO | MRO | MRO-US | Itasca | MN | Water | 1.9 | NA | NA | NA | 46.6474 | 62.9296 | 43.403
Red Lake Falls Solar Project | -521491 | Operating | 1 | Solar | 2020 | Consolidated Edison Development, Inc. | MISO | MRO | MRO-US | Red Lake | MN | Solar | 1 | NA | NA | NA | 8.653 | NA | NA
Red Lake Falls Wind Project | -521492 | Operating | 4.6 | Wind Turbine | 2020 | Consolidated Edison Development, Inc. | MISO | MRO | MRO-US | Red Lake | MN | Wind | 4.6 | NA | NA | NA | 37.4429 | NA | NA
Red Maple Solar Project | -191679 | Operating | 3 | Solar | 2018 | ENGIE US Solar | MISO | MRO | MRO-US | Le Sueur | MN | Solar | 3 | NA | NA | NA | 18.9802 | 15.118 | 21.8836
Red Pine Wind Project | -807119 | Operating | 200 | Wind Turbine | 2017 | EDF power solutions North America | MISO | MRO | MRO-US | Lincoln | MN | Wind | 200 | NA | NA | NA | NA | NA | NA
Red Pine Wind Project | -143575 | Operating | 200 | Wind Turbine | 2017 | PGGM Infrastructure Fund | MISO | MRO | MRO-US | Lincoln | MN | Wind | 200 | NA | NA | NA | 34.811 | 41.3743 | 41.3393
Red Wing | -6179 | Operating | 23 | Steam Turbine | 1949 | Northern States Power Company | MISO | MRO | MRO-US | Goodhue | MN | Biomass | 18 | 19655 | 18862 | 18967 | 85.3482 | 78.9789 | 83.7684
Red Wing Community Solar Garden | -493827 | Operating | 4.9 | Solar | 2016 | Undisclosed buyer | MISO | MRO | MRO-US | Goodhue | MN | Solar | 4.9 | NA | NA | NA | 16.9649 | 18.9824 | 20.2661
Redwood Falls | -6184 | Operating | 8 | Internal Combustion | 1970 | Redwood Falls Public Utility Commission | MISO | MRO | MRO-US | Redwood | MN | Gas | 8.1 | 9073 | 9893 | 9582 | 0.6342 | 0.41011 | 0.78499
Redwood Falls Hydro | -165455 | Operating | 0.5 | Hydraulic Turbine | 1930 | Redwood Falls Public Utility Commission | MISO | MRO | MRO-US | Redwood | MN | Water | 0.5 | NA | NA | NA | 9.8174 | 0 | 22.2831
Redwood Falls Wind Farm | -166065 | Operating | 3.4 | Wind Turbine | 2004 | Southern Minnesota Municipal Power Agency | MISO | MRO | MRO-US | Redwood | MN | Wind | 3.4 | NA | NA | NA | 24.7717 | 36.7546 | 31.6915
REG Juhl Glenville Wind Project | -317991 | Operating | 2.5 | Wind Turbine | 2020 | REG Juhl Glenville Wind, LLC | MISO | MRO | MRO-US | Freeborn | MN | Wind | 2.5 | NA | NA | NA | 38.6119 | 46.8858 | 36.8447
Rengstorf Solar Project | -180470 | Operating | 5 | Solar | 2017 | Washington State Investment Board | MISO | MRO | MRO-US | Nicollet | MN | Solar | 5 | NA | NA | NA | 21.3128 | 20.6781 | 22.1279
Rengstorf Solar Project | -180469 | Operating | 5 | Solar | 2017 | National Grid USA | MISO | MRO | MRO-US | Nicollet | MN | Solar | 5 | NA | NA | NA | 21.3128 | 20.6781 | 22.1279
Rice Two Solar Project | -350337 | Operating | 0.8 | Solar | 2021 | Rice Community Solar Two LLC | MISO | MRO | MRO-US | Rice | MN | Solar | 0.8 | NA | NA | NA | NA | NA | NA
Richmond CSG Solar Project | -191693 | Operating | 5 | Solar | 2017 | ENGIE US Solar | MISO | MRO | MRO-US | Stearns | MN | Solar | 5 | NA | NA | NA | 20.8288 | 19.7374 | 21.9064
Ridgewind Power Plant | -378897 | Operating | 25.3 | Wind Turbine | 2011 | Greenbacker Renewable Energy Company LLC | MISO | MRO | MRO-US | Pipestone | MN | Wind | 25.3 | NA | NA | NA | 35.6155 | 40.6943 | 36.3271
RiverCentre Solar Thermal Project | -757785 | Operating | 1 | Solar | 2011 | Saint Paul Rivercentre Convention & Visitors Authority | MISO | MRO | MRO-US | Ramsey | MN | Solar | 1 | NA | NA | NA | NA | NA | NA
RiverCentre Solar Thermal Project | -169140 | Operating | 1 | Solar | 2011 | District Energy St. Paul, Inc. | MISO | MRO | MRO-US | Ramsey | MN | Solar | 1 | NA | NA | NA | NA | NA | NA
Magna Copper Refinery CHP | -739574 | Operating | 6.4 | Gas Turbine | 2010 | Kennecott Utah Copper LLC |  | WECC | NWPP | Salt Lake | UT | Gas | 6.4 | 14166 | NA | 14195 | 19.5937 | 0 | 37.5482
RJC CSG Solar Project | -752140 | Operating | 1 | Solar | 2021 | Madison Energy Holdings, LLC | MISO | MRO | MRO-US | Steele | MN | Solar | 1 | NA | NA | NA | 20.5936 | 20.8105 | 12.0434
RJC I Community Solar Garden | -632250 | Operating | 1 | Solar | 2018 | Impact Power Solutions, LLC | MISO | MRO | MRO-US | Steele | MN | Solar | 1 | NA | NA | NA | 21.3813 | 20.9018 | 22.032
RJC II Community Solar Garden | -632246 | Operating | 1 | Solar | 2018 | Impact Power Solutions, LLC | MISO | MRO | MRO-US | Steele | MN | Solar | 1 | NA | NA | NA | 19.1553 | 20.5936 | 22.032
Roberds Garden CSG Solar Project | -464750 | Operating | 1 | Solar | 2019 | Renewable Properties, LLC | MISO | MRO | MRO-US | Rice | MN | Solar | 1 | NA | NA | NA | 18.5731 | 18.653 | 20.1027
Rochester Hydro | -512012 | Operating | 2.6 | Hydraulic Turbine | 1984 | Rochester Public Utilities | MISO | MRO | MRO-US | Wabasha | MN | Water | 2.6 | NA | NA | NA | 45.3372 | 46.2021 | 39.2738
Rochester Water Reclamation Plant | -172041 | Operating | 2 | Internal Combustion | 2003 | Rochester New York | MISO | MRO | MRO-US | Olmsted | MN | Biomass | 0.6 | 14261 | 14924 | 14360 | 49.5624 | 54.9848 | 51.0845
Rock Aetna Wind Project | -551421 | Operating | 20 | Wind Turbine | 2022 | Northern States Power Company | MISO | MRO | MRO-US | Murray | MN | Wind | 20 | NA | NA | NA | 45.2631 | 3.6341 | NA
Rock County Wind Fuel Project | -242589 | Operating | 5 | Wind Turbine | 2020 | Gevo, Inc. | MISO | MRO | MRO-US | Rock | MN | Wind | 5 | NA | NA | NA | 41.8584 | 50.6735 | 44.2945
Magnet Cove (Hot Spring Power Project) | -46782 | Operating | 746 | Combined Cycle | 2005 | Arkansas Electric Cooperative Corporation | MISO | SERC | DELTA | Hot Spring | AR | Gas | 701.3 | 6849 | 6861 | 7038 | 54.9824 | 53.903 | 20.5862
Rock Ridge Power Wind Farm | -379033 | Operating | 1.8 | Wind Turbine | 2006 | Greenbacker Renewable Energy Company LLC | MISO | MRO | MRO-US | Pipestone | MN | Wind | 1.8 | NA | NA | NA | NA | NA | NA
Rollingstone Township Community Solar | -663218 | Operating | 4.8 | Solar | 2019 | Clearway Energy, Inc. | MISO | MRO | MRO-US | Winona | MN | Solar | 4.8 | NA | NA | NA | 17.5894 | NA | NA
Rollingstone Township Community Solar | -663217 | Operating | 4.8 | Solar | 2019 | Clearway Energy, Inc. | MISO | MRO | MRO-US | Winona | MN | Solar | 4.8 | NA | NA | NA | 17.5894 | NA | NA
Rosemount Community Solar Garden | -141121 | Operating | 5 | Solar | 2016 | BHE Renewables, LLC | MISO | MRO | MRO-US | Dakota | MN | Solar | 4.5 | NA | NA | NA | 20.5327 | 20.8904 | 21.3699
Rosemount Community Solar Garden | -141120 | Operating | 5 | Solar | 2016 | BHE Renewables, LLC | MISO | MRO | MRO-US | Dakota | MN | Solar | 4.5 | NA | NA | NA | 20.5327 | 20.8904 | 21.3699
Rushford Village Solar | -409002 | Operating | 1 | Solar | 2021 | Greenbacker Renewable Energy Corporation | MISO | MRO | MRO-US | Fillmore | MN | Solar | 1 | NA | NA | NA | 22.1119 | 21.4041 | 1.4954
Ruthton Ridge LLC | -482594 | Operating | 1.9 | Wind Turbine | 2001 | Northern Alternative Energy, Inc. | MISO | MRO | MRO-US | Lincoln | MN | Wind | 1.9 | NA | NA | NA | 28.647 | 32.1437 | 31.8974
Ruthton Ridge LLC | -482593 | Operating | 1.9 | Wind Turbine | 2001 | Northern Alternative Energy, Inc. | MISO | MRO | MRO-US | Lincoln | MN | Wind | 1.9 | NA | NA | NA | 28.647 | 32.1437 | 31.8974
Ruthton Ridge LLC | -241916 | Operating | 1.9 | Wind Turbine | 2001 | CHI Minnesota Wind LLC | MISO | MRO | MRO-US | Lincoln | MN | Wind | 1.9 | NA | NA | NA | 28.647 | 32.1437 | 31.8974
Ruthton Ridge LLC | -54452 | Operating | 1.9 | Wind Turbine | 2001 | Northern Alternative Energy, Inc. | MISO | MRO | MRO-US | Lincoln | MN | Wind | 1.9 | NA | NA | NA | 28.647 | 32.1437 | 31.8974
S&P Windfarm LLC (Brewster) | -396459 | Operating | 2 | Wind Turbine | 2003 | Constellation Energy Corporation | MISO | MRO | MRO-US | Jackson | MN | Wind | 2 | NA | NA | NA | 28.5274 | 31.7808 | NA
S&P Windfarm LLC (Brewster) | -166762 | Operating | 2 | Wind Turbine | 2003 | Steven and Pamela Christoffer | MISO | MRO | MRO-US | Jackson | MN | Wind | 2 | NA | NA | NA | 28.5274 | 31.7808 | 6.1644
Sacred Heart Solar Electric Facility | -613039 | Operating | 1 | Solar | 2021 | Nautilus Solar Energy, LLC | MISO | MRO | MRO-US | Renville | MN | Solar | 1 | NA | NA | NA | 26.3699 | 22.7854 | 9.9772
Sacred Heart Solar Electric Facility | -613038 | Operating | 1 | Solar | 2021 | Pansolo Holding Inc. | MISO | MRO | MRO-US | Renville | MN | Solar | 1 | NA | NA | NA | 26.3699 | 22.7854 | 9.9772
Sacred Heart Solar Electric Facility | -378456 | Operating | 1 | Solar | 2021 | Nautilus Solar Energy, LLC | MISO | MRO | MRO-US | Renville | MN | Solar | 1 | NA | NA | NA | 26.3699 | 22.7854 | 9.9772
Sagitta Facility | -180513 | Operating | 1 | Solar | 2018 | Washington State Investment Board | MISO | MRO | MRO-US | Chippewa | MN | Solar | 1 | NA | NA | NA | 21.7466 | 20.1941 | 20.3995
Sagitta Facility | -180512 | Operating | 1 | Solar | 2018 | National Grid USA | MISO | MRO | MRO-US | Chippewa | MN | Solar | 1 | NA | NA | NA | 21.7466 | 20.1941 | 20.3995
Sagittarius Community Solar Gardens | -180517 | Operating | 0.76 | Solar | 2019 | Washington State Investment Board | MISO | MRO | MRO-US | Meeker | MN | Solar | 0.76 | NA | NA | NA | NA | NA | NA
Sagittarius Community Solar Gardens | -180516 | Operating | 0.76 | Solar | 2019 | National Grid USA | MISO | MRO | MRO-US | Meeker | MN | Solar | 0.76 | NA | NA | NA | NA | NA | NA
Saint Cloud Solar Electric Facility | -612992 | Operating | 5 | Solar | 2019 | Pansolo Holding Inc. | MISO | MRO | MRO-US | Sherburne | MN | Solar | 5 | NA | NA | NA | 17.5342 | 18.3562 | 19.9612
Saint Cloud Solar Electric Facility | -236128 | Operating | 5 | Solar | 2019 | Nautilus Solar Energy, LLC | MISO | MRO | MRO-US | Sherburne | MN | Solar | 5 | NA | NA | NA | 17.5342 | 18.3562 | 19.9612
Saint Cloud Solar Electric Facility | -236127 | Operating | 5 | Solar | 2019 | Nautilus Solar Energy, LLC | MISO | MRO | MRO-US | Sherburne | MN | Solar | 5 | NA | NA | NA | 17.5342 | 18.3562 | 19.9612
Sappi Cloquet Mill | -763577 | Operating | 88.3 | Steam Turbine | 1925 | Sappi Cloquet LLC | MISO | MRO | MRO-US | Carlton | MN | Biomass | 86.6 | 31056 | 31271 | 32357 | 58.042 | 60.1796 | 65.1094
Sappi Cloquet Mill Hydro | -763578 | Operating | 6.2 | Hydraulic Turbine | 1929 | Sappi Cloquet LLC | MISO | MRO | MRO-US | Carlton | MN | Water | 4 | NA | NA | NA | 40.2683 | 63.8756 | 36.5668
Sartell City Solar Garden | -180210 | Operating | 5 | Solar | 2019 | SolarStone Partners L. L. C. | MISO | MRO | MRO-US | Stearns | MN | Solar | 5 | NA | NA | NA | 20.9863 | 20.1667 | 22.0297
Sartell Mill Hydro | -192997 | Operating | 9.3 | Hydraulic Turbine | 1985 | Eagle Creek Renewable Energy, LLC | MISO | MRO | MRO-US | Benton | MN | Water | 9.3 | NA | NA | NA | 24.946 | 37.0329 | 27.234
Sartell Solar Farm | -379257 | Operating | 7.5 | Solar | 2021 | OYA Solar Inc. | MISO | MRO | MRO-US | Benton | MN | Solar | 7.5 | NA | NA | NA | NA | NA | NA
Scandia Community Solar Garden | -173907 | Operating | 2.5 | Solar | 2018 | Xcel Energy Inc. | MISO | MRO | MRO-US | Washington | MN | Solar | 2.5 | NA | NA | NA | 16.2146 | 17.5068 | 15.4475
Scanlon | -6554 | Operating | 1.6 | Hydraulic Turbine | 1923 | Minnesota Power Enterprises, Inc. | MISO | MRO | MRO-US | Carlton | MN | Water | 1.2 | NA | NA | NA | 39.4834 | 16.1387 | 33.5973
Schroeder Community Solar Garden | -423123 | Operating | 1 | Solar | 2021 | New Energy Equity, LLC | MISO | MRO | MRO-US | Renville | MN | Solar | 1 | NA | NA | NA | 23.653 | NA | NA
Schueler Community Solar Project | -253029 | Operating | 1 | Solar | 2020 | Schueler Community Solar LLC | MISO | MRO | MRO-US | Wright | MN | Solar | 1 | NA | NA | NA | 24.3037 | 23.5388 | 21.0502
Schull CSG Project | -393637 | Operating | 1 | Solar | 2021 | SunVest Solar, LLC | MISO | MRO | MRO-US | Blue Earth | MN | Solar | 0.4 | NA | NA | NA | 66.7808 | 65.3539 | 26.7123
Schultz Solar Project | -174072 | Operating | 1.8 | Solar | 2018 | NextEra Energy Resources, LLC | MISO | MRO | MRO-US | Scott | MN | Solar | 1.8 | NA | NA | NA | 18.7659 | 16.2544 | 19.825
Schulz - Carver Gladden Solar Project | -173736 | Operating | 3 | Solar | 2018 | Minnesota Solar, LLC | MISO | MRO | MRO-US | Carver | MN | Solar | 3 | NA | NA | NA | 17.9224 | 16.5868 | 17.2603
Schwinghammer Solar Project | -221797 | Operating | 1 | Solar | 2019 | Schwinghamer Community Solar LLC | MISO | MRO | MRO-US | Stearns | MN | Solar | 1 | NA | NA | NA | 19.863 | 17.2603 | 21.5183
Severson Garden Solar Project | -296305 | Operating | 1 | Solar | 2020 | Nokomis Energy LLC | MISO | MRO | MRO-US | Waseca | MN | Solar | 1 | NA | NA | NA | 20.7763 | 19.2009 | 20.2511
Shakopee Energy Park | -788849 | Operating | 46.5 | Internal Combustion | 2017 | Minnesota Municipal Power Agency | MISO | MRO | MRO-US | Scott | MN | Gas | 46.5 | 8796 | 8817 | 8483 | 6.1818 | 7.6867 | 11.2962
Shakopee Met Council WTP Solar Project (Blue Lake) | -173234 | Operating | 1.3 | Solar | 2016 | Oak Leaf Energy Partners Ohio, LLC | MISO | MRO | MRO-US | Scott | MN | Solar | 1.3 | NA | NA | NA | 17.2023 | 12.9961 | 14.2957
Shakopee Wind Power Plant | -168239 | Operating | 1.5 | Wind Turbine | 2009 | Shakopee Mdewakanton Sioux Community | MISO | MRO | MRO-US | Scott | MN | Wind | 1.5 | NA | NA | NA | NA | NA | NA
Shane's Wind Machine (Cowell) | -396473 | Operating | 2.1 | Wind Turbine | 2006 | Constellation Energy Corporation | MISO | MRO | MRO-US | Pipestone | MN | Wind | 2.1 | NA | NA | NA | 27.0004 | 34.7141 | NA
Shane's Wind Machine (Cowell) | -167189 | Operating | 2.1 | Wind Turbine | 2006 | Shane's Wind Machine LLC | MISO | MRO | MRO-US | Pipestone | MN | Wind | 2.1 | NA | NA | NA | 27.0004 | 34.7141 | 33.5399
Shaokatan Hills | -69133 | Operating | 11.8 | Wind Turbine | 1999 | CRT Wind LLC | MISO | MRO | MRO-US | Lincoln | MN | Wind | 11.8 | NA | NA | NA | 14.3971 | 22.8127 | 29.6707
Sherburne Community Solar One Project | -752128 | Operating | 1 | Solar | 2019 | Madison Energy Holdings, LLC | MISO | MRO | MRO-US | Sherburne | MN | Solar | 1 | NA | NA | NA | 20.2626 | 19.8516 | 21.5525
Sherburne County Plant (Sherco) | -744629 | Operating | 1704 | Steam Turbine | 1976 | Southern Minnesota Municipal Power Agency | MISO | MRO | MRO-US | Sherburne | MN | Coal | 1556 | NA | NA | NA | NA | NA | NA
Sherburne County Plant (Sherco) | -744628 | Operating | 1704 | Steam Turbine | 1976 | Northern States Power Company | MISO | MRO | MRO-US | Sherburne | MN | Coal | 1556 | NA | NA | NA | NA | NA | NA
Sherburne North Solar Project | -173894 | Operating | 5 | Solar | 2018 | NextEra Energy Resources, LLC | MISO | MRO | MRO-US | Sherburne | MN | Solar | 5 | NA | NA | NA | 19.5251 | 15.6461 | 16.4269
Sherburne Solar Array Project | -776634 | Operating | 5 | Solar | 2018 | OnSite Partners, LLC | MISO | MRO | MRO-US | Sherburne | MN | Solar | 5 | NA | NA | NA | NA | NA | NA
Sherburne Solar Array Project | -776633 | Operating | 5 | Solar | 2018 | OnSite Partners, LLC | MISO | MRO | MRO-US | Sherburne | MN | Solar | 5 | NA | NA | NA | NA | NA | NA
Sherco Solar Project (Becker Solar Plant) | -781664 | Operating | 264.6 | Solar | 2024 | Northern States Power Company | MISO | MRO | MRO-US | Sherburne | MN | Solar | 264.6 | NA | NA | NA | NA | NA | NA
Siems Solar Project | -253017 | Operating | 1 | Solar | 2020 | Siems Community Solar LLC | MISO | MRO | MRO-US | Goodhue | MN | Solar | 1 | NA | NA | NA | 23.9498 | 23.1621 | 22.8995
Silver Bay Power Company | -6715 | Out of Service | 131.6 | Steam Turbine | 1955 | Cleveland-Cliffs Inc. | MISO | MRO | MRO-US | Lake | MN | Coal | NA | NA | NA | NA | NA | NA | 0
Silver Lake Solar Plant | -434117 | Operating | 1 | Solar | 2021 | Excelsior Energy Capital LP | MISO | MRO | MRO-US | Waseca | MN | Solar | 1 | NA | NA | NA | 21.2329 | 21.3014 | NA
Silver Lake Solar Plant | -434116 | Operating | 1 | Solar | 2021 | Excelsior Energy Capital LP | MISO | MRO | MRO-US | Waseca | MN | Solar | 1 | NA | NA | NA | 21.2329 | 21.3014 | NA
Skalbeck Solar Project | -547483 | Operating | 1 | Solar | 2022 | Distributed Solar Development, LLC | MISO | MRO | MRO-US | Renville | MN | Solar | 1 | NA | NA | NA | 28.9155 | NA | NA
Slayton Solar | -167124 | Operating | 1.7 | Solar | 2013 | Ecos Energy, LLC | MISO | MRO | MRO-US | Murray | MN | Solar | 1.7 | NA | NA | NA | 14.4709 | 17.3516 | 18.8961
Slayton Solar | -167123 | Operating | 1.7 | Solar | 2013 | Ecos Energy, LLC | MISO | MRO | MRO-US | Murray | MN | Solar | 1.7 | NA | NA | NA | 14.4709 | 17.3516 | 18.8961
Sleepy Eye | -165570 | Operating | 11.4 | Internal Combustion | 1961 | Sleepy Eye Public Utility Comm | MISO | MRO | MRO-US | Brown | MN | Oil | 11.2 | 8597 | 10338 | 10271 | 0.068289 | 0.069309 | 0.097847
SMMPA Methane Energy Facility | -169902 | Operating | 1.6 | Internal Combustion | 2012 | Southern Minnesota Municipal Power Agency | MISO | MRO | MRO-US | Kanabec | MN | Biomass | 1.5 | 10299 | 10144 | 10044 | 10.1446 | 29.1096 | 55.2816
Sobania Community Solar Project | -752136 | Operating | 1 | Solar | 2020 | Madison Energy Holdings, LLC | MISO | MRO | MRO-US | Sherburne | MN | Solar | 1 | NA | NA | NA | 23.9269 | 19.9772 | 23.3904
SolarClub 03 Solar Project | -763783 | Operating | 1 | Solar | 2023 | Nautilus Solar Solutions, LLC | MISO | MRO | MRO-US | Pope | MN | Solar | 1 | NA | NA | NA | 3.7329 | NA | NA
SolarClub 10 Solar Facility | -613260 | Operating | 1 | Solar | 2020 | Nautilus Solar Energy, LLC | MISO | MRO | MRO-US | Wright | MN | Solar | 1 | NA | NA | NA | 15.4566 | NA | NA
SolarClub 10 Solar Facility | -613259 | Operating | 1 | Solar | 2020 | Pansolo Holding Inc. | MISO | MRO | MRO-US | Wright | MN | Solar | 1 | NA | NA | NA | 15.4566 | NA | NA
SolarClub 10 Solar Facility | -503915 | Operating | 1 | Solar | 2020 | Nautilus Solar Energy, LLC | MISO | MRO | MRO-US | Wright | MN | Solar | 1 | NA | NA | NA | 15.4566 | NA | NA
SOLARCLUB 15 Solar Project | -613247 | Operating | 1 | Solar | 2020 | Nautilus Solar Energy, LLC | MISO | MRO | MRO-US | Sherburne | MN | Solar | 1 | NA | NA | NA | 25.2968 | NA | NA
SOLARCLUB 15 Solar Project | -613246 | Operating | 1 | Solar | 2020 | Pansolo Holding Inc. | MISO | MRO | MRO-US | Sherburne | MN | Solar | 1 | NA | NA | NA | 25.2968 | NA | NA
SOLARCLUB 15 Solar Project | -503388 | Operating | 1 | Solar | 2020 | Nautilus Solar Energy, LLC | MISO | MRO | MRO-US | Sherburne | MN | Solar | 1 | NA | NA | NA | 25.2968 | NA | NA
SolarClub 20 Solar Project | -613264 | Operating | 1.4 | Solar | 2020 | Nautilus Solar Energy, LLC | MISO | MRO | MRO-US | Wabasha | MN | Solar | 1 | NA | NA | NA | 22.4315 | NA | NA
SolarClub 20 Solar Project | -613263 | Operating | 1.4 | Solar | 2020 | Pansolo Holding Inc. | MISO | MRO | MRO-US | Wabasha | MN | Solar | 1 | NA | NA | NA | 22.4315 | NA | NA
SolarClub 20 Solar Project | -504017 | Operating | 1.4 | Solar | 2020 | Nautilus Solar Energy, LLC | MISO | MRO | MRO-US | Wabasha | MN | Solar | 1 | NA | NA | NA | 22.4315 | NA | NA
SolarClub 23 Solar Project | -613268 | Operating | 1 | Solar | 2020 | Nautilus Solar Energy, LLC | MISO | MRO | MRO-US | Winona | MN | Solar | 1 | NA | NA | NA | 25.1256 | NA | NA
SolarClub 23 Solar Project | -613267 | Operating | 1 | Solar | 2020 | Pansolo Holding Inc. | MISO | MRO | MRO-US | Winona | MN | Solar | 1 | NA | NA | NA | 25.1256 | NA | NA
SolarClub 23 Solar Project | -504023 | Operating | 1 | Solar | 2020 | Nautilus Solar Energy, LLC | MISO | MRO | MRO-US | Winona | MN | Solar | 1 | NA | NA | NA | 25.1256 | NA | NA
SolarClub 28 Solar Project | -613272 | Operating | 1.4 | Solar | 2020 | Nautilus Solar Energy, LLC | MISO | MRO | MRO-US | Sibley | MN | Solar | 1.4 | NA | NA | NA | 18.7785 | NA | NA
SolarClub 28 Solar Project | -613271 | Operating | 1.4 | Solar | 2020 | Pansolo Holding Inc. | MISO | MRO | MRO-US | Sibley | MN | Solar | 1.4 | NA | NA | NA | 18.7785 | NA | NA
SolarClub 28 Solar Project | -504027 | Operating | 1.4 | Solar | 2020 | Nautilus Solar Energy, LLC | MISO | MRO | MRO-US | Sibley | MN | Solar | 1.4 | NA | NA | NA | 18.7785 | NA | NA
SolarClub 30 (CSG) Project | -761624 | Operating | 1 | Solar | 2024 | Nautilus Solar Solutions, LLC | MISO | MRO | MRO-US | Meeker | MN | Solar | 1 | NA | NA | NA | NA | NA | NA
SolarClub 30 (CSG) Project | -761623 | Operating | 1 | Solar | 2024 | Nautilus Solar Solutions, LLC | MISO | MRO | MRO-US | Meeker | MN | Solar | 1 | NA | NA | NA | NA | NA | NA
SolarClub 30 (CSG) Project | -761622 | Operating | 1 | Solar | 2024 | Pansolo Holding Inc. | MISO | MRO | MRO-US | Meeker | MN | Solar | 1 | NA | NA | NA | NA | NA | NA
SOLARCLUB 35 Solar Project | -613251 | Operating | 1 | Solar | 2020 | Nautilus Solar Energy, LLC | MISO | MRO | MRO-US | Blue Earth | MN | Solar | 1 | NA | NA | NA | 26.0959 | NA | NA
SOLARCLUB 35 Solar Project | -613250 | Operating | 1 | Solar | 2020 | Pansolo Holding Inc. | MISO | MRO | MRO-US | Blue Earth | MN | Solar | 1 | NA | NA | NA | 26.0959 | NA | NA
SOLARCLUB 35 Solar Project | -503474 | Operating | 1 | Solar | 2020 | Nautilus Solar Energy, LLC | MISO | MRO | MRO-US | Blue Earth | MN | Solar | 1 | NA | NA | NA | 26.0959 | NA | NA
Soliloquy Ridge LLC | -482598 | Operating | 1.9 | Wind Turbine | 2001 | Northern Alternative Energy, Inc. | MISO | MRO | MRO-US | Lincoln | MN | Wind | 1.9 | NA | NA | NA | 28.647 | 32.2459 | 31.8974
Soliloquy Ridge LLC | -482597 | Operating | 1.9 | Wind Turbine | 2001 | Northern Alternative Energy, Inc. | MISO | MRO | MRO-US | Lincoln | MN | Wind | 1.9 | NA | NA | NA | 28.647 | 32.2459 | 31.8974
Soliloquy Ridge LLC | -241928 | Operating | 1.9 | Wind Turbine | 2001 | CHI Minnesota Wind LLC | MISO | MRO | MRO-US | Lincoln | MN | Wind | 1.9 | NA | NA | NA | 28.647 | 32.2459 | 31.8974
Soliloquy Ridge LLC | -54454 | Operating | 1.9 | Wind Turbine | 2001 | Northern Alternative Energy, Inc. | MISO | MRO | MRO-US | Lincoln | MN | Wind | 1.9 | NA | NA | NA | 28.647 | 32.2459 | 31.8974
Magnolia Combined Cycle Gas Plant | -61797 | Operating | 1003.5 | Combined Cycle | 2003 | Tennessee Valley Authority |  | SERC | CENTRL | Benton | MS | Gas | 999 | 6915 | 6998 | 6897 | 66.3674 | 57.725 | 47.775
Solway IC | -166912 | Operating | 1.3 | Internal Combustion | 2005 | Otter Tail Power Company | MISO | MRO | MRO-US | Beltrami | MN | Oil | 1.3 | NA | NA | NA | 0 | 0 | 0
South Fork Wind Project | -169487 | Operating | 13.8 | Wind Turbine | 2016 | Aspenall Energies, LLC | MISO | MRO | MRO-US | Jackson | MN | Wind | 13 | NA | NA | NA | 47.4148 | 47.3542 | 33.5713
South Garden Solar Project | -674132 | Operating | 1 | Solar | 2023 | Rosemawr Management LLC | MISO | MRO | MRO-US | McLeod | MN | Solar | 1 | NA | NA | NA | 13.6986 | NA | NA
South Generation | -166702 | Operating | 6.6 | Internal Combustion | 2003 | Redwood Falls Public Utility Commission | MISO | MRO | MRO-US | Redwood | MN | Oil | 6.2 | 9568 | 9751 | 9530 | 0.35351 | 0.33326 | 0.78804
South Ridge Power Partners LLC | -379035 | Operating | 1.8 | Wind Turbine | 2006 | Greenbacker Renewable Energy Company LLC | MISO | MRO | MRO-US | Murray | MN | Wind | 1.8 | NA | NA | NA | NA | NA | NA
Southeast Steam Plant ST | -48169 | Operating | 13 | Steam Turbine | 1998 | University of Minnesota, Twin Cities | MISO | MRO | MRO-US | Hennepin | MN | Gas | 10 | NA | NA | NA | 0 | 0.023973 | 1.0434
Southern Minnesota Beet Sugar Coop | -757330 | Operating | 7.5 | Steam Turbine | 1976 | Southern Minnesota Beet Sugar Cooperative | MISO | MRO | MRO-US | Renville | MN | Coal | 7.5 | NA | NM | NA | 45.7641 | 36.5266 | 25.6651
Spartan Hills LLC | -482600 | Operating | 1.9 | Wind Turbine | 2001 | Northern Alternative Energy, Inc. | MISO | MRO | MRO-US | Lincoln | MN | Wind | 1.9 | NA | NA | NA | 28.647 | 32.2459 | 31.8974
Spartan Hills LLC | -482599 | Operating | 1.9 | Wind Turbine | 2001 | Northern Alternative Energy, Inc. | MISO | MRO | MRO-US | Lincoln | MN | Wind | 1.9 | NA | NA | NA | 28.647 | 32.2459 | 31.8974
Spartan Hills LLC | -241931 | Operating | 1.9 | Wind Turbine | 2001 | CHI Minnesota Wind LLC | MISO | MRO | MRO-US | Lincoln | MN | Wind | 1.9 | NA | NA | NA | 28.647 | 32.2459 | 31.8974
Spartan Hills LLC | -54456 | Operating | 1.9 | Wind Turbine | 2001 | Northern Alternative Energy, Inc. | MISO | MRO | MRO-US | Lincoln | MN | Wind | 1.9 | NA | NA | NA | 28.647 | 32.2459 | 31.8974
Spica Community Solar Gardens | -141604 | Operating | 2 | Solar | 2017 | BHE Renewables, LLC | MISO | MRO | MRO-US | Kandiyohi | MN | Solar | 1.8 | NA | NA | NA | 21.6388 | 20.9475 | 22.3554
Spica Community Solar Gardens | -141603 | Operating | 2 | Solar | 2017 | BHE Renewables, LLC | MISO | MRO | MRO-US | Kandiyohi | MN | Solar | 1.8 | NA | NA | NA | 21.6388 | 20.9475 | 22.3554
Spring Valley | -165602 | Operating | 7.1 | Internal Combustion | 1949 | Spring Valley Pub Utils Comm | MISO | MRO | MRO-US | Fillmore | MN | Oil | 7.1 | 5054 | 5204 | 10197 | 0.23957 | 0.36337 | 0.5965
Springfield, MN IC | -6894 | Operating | 9 | Internal Combustion | 1994 | Springfield Public Utilities Commission | MISO | MRO | MRO-US | Brown | MN | Oil | 7.2 | 11897 | 24313 | NA | 0.049467 | 0.020294 | 0
Spruce Ridge Landfill | -167365 | Operating | 3.2 | Internal Combustion | 2008 | WM Renewable Energy, LLC | MISO | MRO | MRO-US | McLeod | MN | Biomass | 3.2 | 11557 | 11805 | 12658 | 72.0926 | 66.0781 | 56.5568
Magnolia Power Project | -164075 | Operating | 387.6 | Combined Cycle | 1984 | Southern California Public Power Authority | CAISO | WECC | CAMX | Los Angeles | CA | Gas | 305 | 7663 | 7447 | 7567 | 55.2329 | 56.6922 | 39.4116
St. Charles IC | -166527 | Operating | 8.8 | Internal Combustion | 2004 | City of Saint Charles, Minnesota | MISO | MRO | MRO-US | Winona | MN | Oil | 8 | 9000 | 9133 | 8882 | 0.11701 | 0.10702 | 0.14555
St. Charles Solar Project (Butter Solar) | -214107 | Operating | 2 | Solar | 2019 | BluEarth Renewables Inc. | MISO | MRO | MRO-US | Winona | MN | Solar | 2 | NA | NA | NA | 17.8881 | 17.54 | 19.9201
St. Cloud Community Solar Garden | -180440 | Operating | 5 | Solar | 2018 | Washington State Investment Board | MISO | MRO | MRO-US | Stearns | MN | Solar | 5 | NA | NA | NA | 19.1712 | 18.8584 | 21.1461
St. Cloud Community Solar Garden | -180439 | Operating | 5 | Solar | 2018 | National Grid USA | MISO | MRO | MRO-US | Stearns | MN | Solar | 5 | NA | NA | NA | 19.1712 | 18.8584 | 21.1461
St. Cloud Hydro Project | -757344 | Operating | 8.6 | Hydraulic Turbine | 1988 | City of St. Cloud Hydroelectric Utility, MN | MISO | MRO | MRO-US | Stearns | MN | Water | 8.6 | NA | NA | NA | 49.3456 | 66.8233 | 51.63
St. James | -12036 | Operating | 12 | Internal Combustion | 2002 | City of Saint James, Minnesota | SPP | MRO | MRO-US | Watonwan | MN | Oil | 12 | 9919 | 8931 | 8676 | 0.035198 | 0.097032 | 0.097032
Maine Independence Station (Casco Bay) | -747044 | Operating | 550.2 | Combined Cycle | 2000 | Dynegy Power, LLC | New England | NPCC | NE | Penobscot | ME | Gas | 541.2 | 7460 | 7388 | 7535 | 19.7625 | 14.1552 | 11.3031
St. Mary's Hospital IC | -346154 | Operating | 8.6 | Internal Combustion | 1978 | Essentia Health-St. Mary's Medical Center | MISO | MRO | MRO-US | Olmsted | MN | Oil | 8.6 | 10234 | 10027 | 14486 | 0.24424 | 0.24424 | 0.32786
St. Olaf StandBy Generators | -87502 | Operating | 4.1 | Internal Combustion | 1999 | St. Olaf College | MISO | MRO | MRO-US | Rice | MN | Oil | 3.8 | 24196 | 24022 | 24150 | 0.13819 | 0.27037 | 0.96131
St. Olaf Wind | -167986 | Operating | 1.6 | Wind Turbine | 2006 | St. Olaf College | MISO | MRO | MRO-US | Rice | MN | Wind | 1.6 | NA | NA | NA | 17.7369 | 19.9986 | 17.6941
St. Paul Cogeneration | -162826 | Operating | 37 | Steam Turbine | 2003 | Ever-Green Energy, Inc. | MISO | MRO | MRO-US | Ramsey | MN | Biomass | 33 | 16433 | 17208 | 16711 | 52.968 | 57.7788 | 53.343
St. Paul Cogeneration | -47554 | Operating | 37 | Steam Turbine | 2003 | DTE Energy Services, Inc. | MISO | MRO | MRO-US | Ramsey | MN | Biomass | 33 | 16433 | 17208 | 16711 | 52.968 | 57.7788 | 53.343
St. Paul International Airport Red & Blue Parking | -172237 | Operating | 3.2 | Solar | 2015 | Metropolitan Airports Commission | MISO | MRO | MRO-US | Hennepin | MN | Solar | 3.2 | NA | NA | NA | 10.4381 | 10.5843 | 11.0338
STAG St. Paul Project Community Solar Garden | -226794 | Operating | 1 | Solar | 2020 | STAG Industrial, Inc. | MISO | MRO | MRO-US | Dakota | MN | Solar | 1 | NA | NA | NA | 15.2055 | 16.29 | 14.8288
Stahl Wind Energy (West Pipestone Project) | -663022 | Operating | 1.7 | Wind Turbine | 2004 | Clearway Energy, Inc. | MISO | MRO | MRO-US | Pipestone | MN | Wind | 1.7 | NA | NA | NA | 0.1343 | NA | NA
Stahl Wind Energy (West Pipestone Project) | -663021 | Operating | 1.7 | Wind Turbine | 2004 | Clearway Energy, Inc. | MISO | MRO | MRO-US | Pipestone | MN | Wind | 1.7 | NA | NA | NA | 0.1343 | NA | NA
Star Garden Solar Project | -434132 | Operating | 1 | Solar | 2020 | Excelsior Energy Capital LP | MISO | MRO | MRO-US | Pope | MN | Solar | 1 | NA | NA | NA | 19.8059 | 17.2374 | NA
Star Garden Solar Project | -434131 | Operating | 1 | Solar | 2020 | Excelsior Energy Capital LP | MISO | MRO | MRO-US | Pope | MN | Solar | 1 | NA | NA | NA | 19.8059 | 17.2374 | NA
Stearns Community Solar One | -752126 | Operating | 1 | Solar | 2019 | Madison Energy Holdings, LLC | MISO | MRO | MRO-US | Stearns | MN | Solar | 1 | NA | NA | NA | 20.5822 | 19.4292 | 16.9406
Stearns I Solar Project | -220264 | Operating | 1 | Solar | 2019 | Community Energy, Inc. | MISO | MRO | MRO-US | Stearns | MN | Solar | 1 | NA | NA | NA | 26.4726 | 24.1324 | 26.0845
Stevens Community Medical Center | -346440 | Operating | 1 | Internal Combustion | 2004 | Stevens Community Medical Center, Inc | MISO | MRO | MRO-US | Stevens | MN | Oil | 1 | 13500 | 7905 | 15476 | 0.091324 | 0.23973 | 0.23973
Stevens Community Solar Project | -752148 | Operating | 1 | Solar | 2020 | Madison Energy Holdings, LLC | MISO | MRO | MRO-US | Benton | MN | Solar | 1 | NA | NA | NA | 24.6119 | 22.363 | 23.5731
Stewart Solar Electric Facility | -613056 | Operating | 1 | Solar | 2021 | Pansolo Holding Inc. | MISO | MRO | MRO-US | McLeod | MN | Solar | 1 | NA | NA | NA | 26.1301 | 25.3995 | 11.0845
Stewart Solar Electric Facility | -378462 | Operating | 1 | Solar | 2021 | Nautilus Solar Energy, LLC | MISO | MRO | MRO-US | McLeod | MN | Solar | 1 | NA | NA | NA | 26.1301 | 25.3995 | 11.0845
Stewart Solar Electric Facility | -378460 | Operating | 1 | Solar | 2021 | Nautilus Solar Energy, LLC | MISO | MRO | MRO-US | McLeod | MN | Solar | 1 | NA | NA | NA | 26.1301 | 25.3995 | 11.0845
Stockton Solar Project | -384616 | Operating | 2 | Solar | 2021 | Greenbacker Renewable Energy Company LLC | MISO | MRO | MRO-US | Winona | MN | Solar | 2 | NA | NA | NA | 23.6473 | 22.7683 | 1.5183
Stolee Solar Project | -173180 | Operating | 3 | Solar | 2018 | Fresh Air Energy II, LLC | MISO | MRO | MRO-US | Rice | MN | Solar | 3 | NA | NA | NA | 19.2352 | 19.2846 | 20.6469
Stoneray Wind | -807097 | Operating | 100 | Wind Turbine | 2018 | EDF power solutions North America | MISO | MRO | MRO-US | Pipestone | MN | Wind | 100 | NA | NA | NA | NA | NA | NA
Straight Garden Solar | -434107 | Operating | 1 | Solar | 2020 | Wenonah Holdings LLC | MISO | MRO | MRO-US | Rice | MN | Solar | 1 | NA | NA | NA | 19.8973 | 19.6575 | NA
Straight Garden Solar | -434106 | Operating | 1 | Solar | 2020 | Excelsior Energy Capital LP | MISO | MRO | MRO-US | Rice | MN | Solar | 1 | NA | NA | NA | 19.8973 | 19.6575 | NA
Strandness Garden Plant | -434136 | Operating | 1 | Solar | 2020 | Excelsior Energy Capital LP | MISO | MRO | MRO-US | Pope | MN | Solar | 1 | NA | NA | NA | 19.589 | 17.6484 | NA
Strandness Garden Plant | -434135 | Operating | 1 | Solar | 2020 | Excelsior Energy Capital LP | MISO | MRO | MRO-US | Pope | MN | Solar | 1 | NA | NA | NA | 19.589 | 17.6484 | NA
Studenski Community Solar Project | -423155 | Operating | 1 | Solar | 2021 | New Energy Equity, LLC | MISO | MRO | MRO-US | Benton | MN | Solar | 1 | NA | NA | NA | 20.9018 | 21.6781 | NA
Sturgeon Garden Solar Project | -747949 | Operating | 0.9 | Solar | 2023 | Nokomis Energy LLC | MISO | MRO | MRO-US | Goodhue | MN | Solar | 0.9 | NA | NA | NA | 2.2197 | NA | NA
Sun River LLC | -482603 | Operating | 1.9 | Wind Turbine | 2001 | Northern Alternative Energy, Inc. | MISO | MRO | MRO-US | Lincoln | MN | Wind | 1.9 | NA | NA | NA | 22.1041 | 32.1437 | 26.8926
Sun River LLC | -482602 | Operating | 1.9 | Wind Turbine | 2001 | Northern Alternative Energy, Inc. | MISO | MRO | MRO-US | Lincoln | MN | Wind | 1.9 | NA | NA | NA | 22.1041 | 32.1437 | 26.8926
Sun River LLC | -241940 | Operating | 1.9 | Wind Turbine | 2001 | CHI Minnesota Wind LLC | MISO | MRO | MRO-US | Lincoln | MN | Wind | 1.9 | NA | NA | NA | 22.1041 | 32.1437 | 26.8926
Sun River LLC | -54458 | Operating | 1.9 | Wind Turbine | 2001 | Northern Alternative Energy, Inc. | MISO | MRO | MRO-US | Lincoln | MN | Wind | 1.9 | NA | NA | NA | 22.1041 | 32.1437 | 26.8926
Sunflower I Baldwin Renewable Station | -365136 | Operating | 3.3 | Solar | 2021 | Connexus Energy Inc. | MISO | MRO | MRO-US | Sherburne | MN | Solar | 3.3 | NA | NA | NA | 46.2502 | 17.106 | 14.9855
Sunrise Community Solar Gardens | -141586 | Operating | 5 | Solar | 2016 | BHE Renewables, LLC | MISO | MRO | MRO-US | Chisago | MN | Solar | 4.5 | NA | NA | NA | 19.0893 | 18.8153 | 20.5961
Sunrise Community Solar Gardens | -141585 | Operating | 5 | Solar | 2016 | BHE Renewables, LLC | MISO | MRO | MRO-US | Chisago | MN | Solar | 4.5 | NA | NA | NA | 19.0893 | 18.8153 | 20.5961
Sunset Breeze LLC (Wolf Wind Project) | -396466 | Operating | 1.3 | Wind Turbine | 2006 | Constellation Energy Corporation | MISO | MRO | MRO-US | Nobles | MN | Wind | 1.3 | NA | NA | NA | 23.7092 | 24.1921 | NA
Sunset Breeze LLC (Wolf Wind Project) | -167163 | Operating | 1.3 | Wind Turbine | 2006 | Individual Owner | MISO | MRO | MRO-US | Nobles | MN | Wind | 1.3 | NA | NA | NA | 23.7092 | 24.1921 | 22.7257
SV CSG Afton I Solar Project | -775759 | Operating | 1 | Solar | 2024 | SV CSG Afton I, LLC | MISO | MRO | MRO-US | Washington | MN | Solar | 1 | NA | NA | NA | NA | NA | NA
Svihel Community Solar Project | -423156 | Operating | 1 | Solar | 2021 | New Energy Equity, LLC | MISO | MRO | MRO-US | Benton | MN | Solar | 1 | NA | NA | NA | 23.3904 | 22.7511 | NA
SW Sub Station | -22686 | Operating | 6 | Internal Combustion | 2000 | Ziegler Power Systems |  | MRO | MRO-US | Kandiyohi | MN | Oil | 6 | 22267 | 14517 | 12660 | 0.028539 | 0.055175 | 0.089422
Swan Garden Solar Project | -410458 | Operating | 1 | Solar | 2021 | Nokomis Energy LLC | MISO | MRO | MRO-US | Pope | MN | Solar | 1 | NA | NA | NA | 26.4269 | 25.2169 | 4.1667
Sylvan | -7102 | Operating | 1.8 | Hydraulic Turbine | 1913 | Minnesota Power Enterprises, Inc. | MISO | MRO | MRO-US | Cass | MN | Water | 1.8 | NA | NA | NA | 50.8181 | 61.7136 | 56.7225
Syncarpha Dodge 1 Solar Project | -180247 | Operating | 1 | Solar | 2019 | Syncarpha Capital LLC | MISO | MRO | MRO-US | Dodge | MN | Solar | 1 | NA | NA | NA | 22.1233 | 21.0731 | 21.7466
Syncarpha Prinsburg Community Solar Garden (Ledeboer) | -163891 | Operating | 1 | Solar | 2018 | Syncarpha Capital LLC | MISO | MRO | MRO-US | Kandiyohi | MN | Solar | 1 | NA | NA | NA | 21.9406 | 16.9292 | 21.2215
Synnes Facility | -167346 | Operating | 2.13 | Internal Combustion | 2008 | West River Dairy, LLP | MISO, SPP | MRO | MRO-US | Stevens | MN | Biomass | 2.13 | NA | NA | NA | NA | NA | NA
T Luhman CSG Solar Project | -752178 | Operating | 1 | Solar | 2021 | Madison Energy Holdings, LLC | MISO | MRO | MRO-US | Goodhue | MN | Solar | 1 | NA | NA | NA | 23.5959 | 20.9018 | 5.7534
Taconite Ridge 1 Energy Center | -166771 | Operating | 25 | Wind Turbine | 2008 | Minnesota Power Enterprises, Inc. | MISO | MRO | MRO-US | Saint Louis | MN | Wind | 25 | NA | NA | NA | 21.626 | 28.3872 | 25.1959
Taplin Gorge | -7126 | Operating | 0.56 | Hydraulic Turbine | 1925 | Otter Tail Power Company | MISO | MRO | MRO-US | Otter Tail | MN | Water | 0.56 | NA | NA | NA | 33.1254 | 38.7516 | 42.5636
Taurus Community Solar Project | -153485 | Operating | 4 | Solar | 2018 | BHE Solar, LLC | MISO | MRO | MRO-US | Chippewa | MN | Solar | 3.6 | NA | NA | NA | 16.9743 | 18.528 | 16.1339
Taurus Community Solar Project | -153481 | Operating | 4 | Solar | 2018 | BHE Solar, LLC | MISO | MRO | MRO-US | Chippewa | MN | Solar | 3.6 | NA | NA | NA | 16.9743 | 18.528 | 16.1339
Taylor Falls CSG Solar | -191694 | Operating | 5 | Solar | 2018 | ENGIE US Solar | MISO | MRO | MRO-US | Chisago | MN | Solar | 5 | NA | NA | NA | 17.9361 | 17.3356 | 19.5068
TG Windfarm LLC | -663041 | Operating | 2 | Wind Turbine | 2003 | Clearway Energy, Inc. | MISO | MRO | MRO-US | Pipestone | MN | Wind | 2 | NA | NA | NA | 27.4144 | NA | NA
TG Windfarm LLC | -663040 | Operating | 2 | Wind Turbine | 2003 | Clearway Energy, Inc. | MISO | MRO | MRO-US | Pipestone | MN | Wind | 2 | NA | NA | NA | 27.4144 | NA | NA
Thief River Falls | -7184 | Operating | 6 | Internal Combustion | 1948 | City of Thief River Falls, Minnesota | MISO | MRO | MRO-US | Pennington | MN | Oil | 5.3 | 18000 | 14833 | 31333 | 0.010769 | 0.012923 | 0.0064616
Thief River Falls Hydro | -7185 | Operating | 0.5 | Hydraulic Turbine | 1927 | City of Thief River Falls, Minnesota | MISO | MRO | MRO-US | Pennington | MN | Water | 0.3 | NA | NA | NA | 73.5845 | 50.7991 | 27.1233
Thomson | -7195 | Operating | 72.6 | Hydraulic Turbine | 1907 | Minnesota Power Enterprises, Inc. | MISO | MRO | MRO-US | Carlton | MN | Water | 76.2 | NA | NA | NA | 38.7623 | 49.9939 | 27.6639
Thomson Reuters Campus Bldg A-D | -7679 | Operating | 14 | Internal Combustion | 1999 | Thomson Corp | MISO | MRO | MRO-US | Dakota | MN | Oil | 11.2 | 8845 | 8728 | 8299 | 0.1641 | 0.31902 | 0.63703
Tiller Solar Project | -163901 | Operating | 5 | Solar | 2018 | NextEra Energy Resources, LLC | MISO | MRO | MRO-US | Sherburne | MN | Solar | 5 | NA | NA | NA | 14.8105 | 18.0365 | 21.3676
Titlow Garden CSG Solar Project | -619741 | Operating | 1 | Solar | 2023 | Titlow Garden LLC | MISO | MRO | MRO-US | Sibley | MN | Solar | 1 | NA | NA | NA | 23.4018 | NA | NA
Tofteland Windfarm LLC | -663047 | Operating | 2 | Wind Turbine | 2003 | Clearway Energy, Inc. | MISO | MRO | MRO-US | Pipestone | MN | Wind | 2 | NA | NA | NA | 27.3973 | NA | NA
Tofteland Windfarm LLC | -663046 | Operating | 2 | Wind Turbine | 2003 | Clearway Energy, Inc. | MISO | MRO | MRO-US | Pipestone | MN | Wind | 2 | NA | NA | NA | 27.3973 | NA | NA
Trimont Area Wind Farm | -785749 | Operating | 100.5 | Wind Turbine | 2005 | Avangrid Renewables, LLC | MISO | MRO | MRO-US | Martin | MN | Wind | 100.5 | NA | NA | NA | NA | NA | NA
Trondhjem Solar Farm (Wind-Solar Hybrid) | -163896 | Operating | 0.5 | Solar | 2019 | Juhl Energy, Inc | MISO | MRO | MRO-US | Otter Tail | MN | Solar | 0.5 | NA | NA | NA | NA | NA | NA
Trondhjem Wind Farm (Wind-Solar Hybrid) | -163897 | Operating | 2.3 | Wind Turbine | 2019 | Juhl Energy, Inc | MISO | MRO | MRO-US | Otter Tail | MN | Wind | 2.3 | NA | NA | NA | NA | NA | NA
Truman | -165688 | Operating | 6.2 | Internal Combustion | 1938 | Truman Public Utilities Comm | MISO | MRO | MRO-US | Martin | MN | Oil | 6 | 10765 | 14455 | 8667 | 0.032344 | 0.020928 | 0.028539
Tsar Nicholas LLC | -482605 | Operating | 1.9 | Wind Turbine | 2001 | Northern Alternative Energy, Inc. | MISO | MRO | MRO-US | Lincoln | MN | Wind | 1.9 | NA | NA | NA | 22.1041 | 32.1437 | 26.8926
Tsar Nicholas LLC | -482604 | Operating | 1.9 | Wind Turbine | 2001 | Northern Alternative Energy, Inc. | MISO | MRO | MRO-US | Lincoln | MN | Wind | 1.9 | NA | NA | NA | 22.1041 | 32.1437 | 26.8926
Tsar Nicholas LLC | -241946 | Operating | 1.9 | Wind Turbine | 2001 | CHI Minnesota Wind LLC | MISO | MRO | MRO-US | Lincoln | MN | Wind | 1.9 | NA | NA | NA | 22.1041 | 32.1437 | 26.8926
Tsar Nicholas LLC | -54460 | Operating | 1.9 | Wind Turbine | 2001 | Northern Alternative Energy, Inc. | MISO | MRO | MRO-US | Lincoln | MN | Wind | 1.9 | NA | NA | NA | 22.1041 | 32.1437 | 26.8926
Tweite Community Solar Project | -317780 | Operating | 1 | Solar | 2020 | Tweite Community Solar LLC | MISO | MRO | MRO-US | Olmsted | MN | Solar | 1 | NA | NA | NA | 23.6187 | 22.5342 | 23.9269
Twin Cities Assembly | -695560 | Operating | 18 | Hydraulic Turbine | 1924 | Brookfield Renewable Partners L.P. | MISO | MRO | MRO-US | Ramsey | MN | Water | 18 | NA | NA | NA | 45.4014 | 58.1754 | 48.5838
Twin Lake Hills LLC | -482607 | Operating | 1.9 | Wind Turbine | 2000 | Northern Alternative Energy, Inc. | MISO | MRO | MRO-US | Lincoln | MN | Wind | 1.9 | NA | NA | NA | 28.647 | 32.2459 | 31.8974
Twin Lake Hills LLC | -482606 | Operating | 1.9 | Wind Turbine | 2000 | Northern Alternative Energy, Inc. | MISO | MRO | MRO-US | Lincoln | MN | Wind | 1.9 | NA | NA | NA | 28.647 | 32.2459 | 31.8974
Twin Lake Hills LLC | -241952 | Operating | 1.9 | Wind Turbine | 2000 | CHI Minnesota Wind LLC | MISO | MRO | MRO-US | Lincoln | MN | Wind | 1.9 | NA | NA | NA | 28.647 | 32.2459 | 31.8974
Twin Lake Hills LLC | -54462 | Operating | 1.9 | Wind Turbine | 2000 | Northern Alternative Energy, Inc. | MISO | MRO | MRO-US | Lincoln | MN | Wind | 1.9 | NA | NA | NA | 28.647 | 32.2459 | 31.8974
Uilk Wind Farm | -694994 | Operating | 4.5 | Wind Turbine | 2010 | Uilk Wind Farm LLC | MISO | MRO | MRO-US | Pipestone | MN | Wind | 4.5 | NA | NA | NA | 31.3141 | 36.4764 | 29.9924
UMM Wind Turbine | -170086 | Operating | 1.7 | Wind Turbine | 2011 | Regents of the University of Minnesota | MISO | MRO | MRO-US | Stevens | MN | Wind | 1.7 | NA | NA | NA | 0 | 29.9221 | 33.6422
Union Garden Solar Project | -434119 | Operating | 1 | Solar | 2021 | Excelsior Energy Capital LP | MISO | MRO | MRO-US | Rice | MN | Solar | 1 | NA | NA | NA | 23.3447 | 21.1073 | NA
Union Garden Solar Project | -434118 | Operating | 1 | Solar | 2021 | Excelsior Energy Capital LP | MISO | MRO | MRO-US | Rice | MN | Solar | 1 | NA | NA | NA | 23.3447 | 21.1073 | NA
Maitland | -126366 | Operating | 38.3 | Gas Turbine | 1992 | E.I. du Pont Canada Company | Ontario | NPCC | ONT |  |  | Gas | 38.3 | NA | NA | NA | NA | NA | NA
Ursa Community Solar Gardens | -141582 | Operating | 5 | Solar | 2017 | BHE Renewables, LLC | MISO | MRO | MRO-US | Dakota | MN | Solar | 4.5 | NA | NA | NA | 19.4318 | 19.8148 | 21.2608
Ursa Community Solar Gardens | -141581 | Operating | 5 | Solar | 2017 | BHE Renewables, LLC | MISO | MRO | MRO-US | Dakota | MN | Solar | 4.5 | NA | NA | NA | 19.4318 | 19.8148 | 21.2608
USS All In Solar Project | -465410 | Operating | 1 | Solar | 2020 | Fonds de solidarité FTQ | MISO | MRO | MRO-US | Freeborn | MN | Solar | 1 | NA | NA | NA | 25.5594 | 23.7329 | 22.3858
USS All In Solar Project | -465409 | Operating | 1 | Solar | 2020 | Caisse de dépôt et placement du Québec | MISO | MRO | MRO-US | Freeborn | MN | Solar | 1 | NA | NA | NA | 25.5594 | 23.7329 | 22.3858
USS B&B Solar CSG Project | -465432 | Operating | 1 | Solar | 2020 | Fonds de solidarité FTQ | MISO | MRO | MRO-US | Redwood | MN | Solar | 1 | NA | NA | NA | 22.8196 | 21.3356 | 20.605
USS B&B Solar CSG Project | -465431 | Operating | 1 | Solar | 2020 | Caisse de dépôt et placement du Québec | MISO | MRO | MRO-US | Redwood | MN | Solar | 1 | NA | NA | NA | 22.8196 | 21.3356 | 20.605
USS Big Lake 1 Solar Project | -174064 | Operating | 1 | Solar | 2018 | United States Solar Corporation | MISO | MRO | MRO-US | Sherburne | MN | Solar | 1 | NA | NA | NA | 24.2009 | 22.4543 | 24.9315
USS Bluff Country Solar Project | -316900 | Operating | 1 | Solar | 2020 | US Solar DG Development LLC | MISO | MRO | MRO-US | Winona | MN | Solar | 1 | NA | NA | NA | 23.2991 | 22.3516 | 24.1438
USS Brockway Solar Project | -174076 | Operating | 1 | Solar | 2018 | United States Solar Corporation | MISO | MRO | MRO-US | Stearns | MN | Solar | 1 | NA | NA | NA | 23.1393 | 22.1918 | 24.0639
USS Brude Solar CSG | -214357 | Operating | 1 | Solar | 2019 | United States Solar Corporation | MISO | MRO | MRO-US | Blue Earth | MN | Solar | 1 | NA | NA | NA | NA | NA | NA
USS Buckaroo Solar Project | -465412 | Operating | 1 | Solar | 2020 | Fonds de solidarité FTQ | MISO | MRO | MRO-US | Clay | MN | Solar | 1 | NA | NA | NA | 24.1324 | 24.2123 | 22.6027
USS Buckaroo Solar Project | -465411 | Operating | 1 | Solar | 2020 | Caisse de dépôt et placement du Québec | MISO | MRO | MRO-US | Clay | MN | Solar | 1 | NA | NA | NA | 24.1324 | 24.2123 | 22.6027
USS Bush Solar Project | -296500 | Operating | 1 | Solar | 2020 | USS Holdings V LLC | MISO | MRO | MRO-US | Steele | MN | Solar | 1 | NA | NA | NA | 25.2626 | 24.0411 | 26.0616
USS Catfish Solar Project | -516787 | Operating | 1 | Solar | 2022 | US Solar DG Development LLC | MISO | MRO | MRO-US | Renville | MN | Solar | 1 | NA | NA | NA | 25.7192 | NA | NA
USS Centerfield Solar | -217512 | Operating | 1 | Solar | 2019 | United States Solar Corporation | MISO | MRO | MRO-US | Rice | MN | Solar | 1 | NA | NA | NA | 22.1347 | 20.2854 | 22.1689
USS Chariot Solar Plant | -465414 | Operating | 1 | Solar | 2021 | Fonds de solidarité FTQ | MISO | MRO | MRO-US | Renville | MN | Solar | 1 | NA | NA | NA | 26.5525 | 22.6027 | 24.4977
USS Chariot Solar Plant | -465413 | Operating | 1 | Solar | 2021 | Caisse de dépôt et placement du Québec | MISO | MRO | MRO-US | Renville | MN | Solar | 1 | NA | NA | NA | 26.5525 | 22.6027 | 24.4977
USS Cheyenne Solar CSG | -222425 | Operating | 1 | Solar | 2020 | US Solar DG Development LLC | MISO | MRO | MRO-US | Chisago | MN | Solar | 1 | NA | NA | NA | 21.5297 | 17.7511 | 22.7511
USS Christoffer Solar CSG | -465396 | Operating | 1 | Solar | 2020 | Fonds de solidarité FTQ | MISO | MRO | MRO-US | Chippewa | MN | Solar | 1 | NA | NA | NA | 24.9201 | 20.1027 | 22.2831
USS Christoffer Solar CSG | -465395 | Operating | 1 | Solar | 2020 | Caisse de dépôt et placement du Québec | MISO | MRO | MRO-US | Chippewa | MN | Solar | 1 | NA | NA | NA | 24.9201 | 20.1027 | 22.2831
USS Cosmo Solar Project | -747947 | Operating | 1 | Solar | 2023 | US Solar DG Development LLC | MISO | MRO | MRO-US | Renville | MN | Solar | 1 | NA | NA | NA | NA | NA | NA
USS Cougar Solar Project | -465400 | Operating | 1 | Solar | 2020 | Fonds de solidarité FTQ | MISO | MRO | MRO-US | Redwood | MN | Solar | 1 | NA | NA | NA | 25.1256 | 21.6781 | 23.9498
USS Cougar Solar Project | -465399 | Operating | 1 | Solar | 2020 | Caisse de dépôt et placement du Québec | MISO | MRO | MRO-US | Redwood | MN | Solar | 1 | NA | NA | NA | 25.1256 | 21.6781 | 23.9498
USS Danube Solar Project | -408981 | Operating | 1 | Solar | 2021 | US Solar DG Development LLC | MISO | MRO | MRO-US | Renville | MN | Solar | 1 | NA | NA | NA | 26.9521 | 24.7146 | 0.82192
USS Deer Solar Project | -739511 | Operating | 1 | Solar | 2022 | United States Solar Corporation | MISO | MRO | MRO-US | Renville | MN | Solar | 1 | NA | NA | NA | NA | NA | NA
USS Dot Com Solar Project | -465416 | Operating | 1.4 | Solar | 2021 | Fonds de solidarité FTQ | MISO | MRO | MRO-US | Redwood | MN | Solar | 1.4 | NA | NA | NA | 18.3056 | 15.3783 | 14.6526
USS Dot Com Solar Project | -465415 | Operating | 1.4 | Solar | 2021 | Caisse de dépôt et placement du Québec | MISO | MRO | MRO-US | Redwood | MN | Solar | 1.4 | NA | NA | NA | 18.3056 | 15.3783 | 14.6526
USS Dressen Family Solar Project | -676275 | Operating | 1 | Solar | 2023 | USS Dressen Family Solar LLC | MISO | MRO | MRO-US | Carver | MN | Solar | 1 | NA | NA | NA | 8.3219 | NA | NA
USS Dubhe Solar CSG Project | -163906 | Operating | 1 | Solar | 2018 | United States Solar Corporation | MISO | MRO | MRO-US | Chisago | MN | Solar | 1 | NA | NA | NA | 23.0023 | 24.726 | 23.3105
USS DVL Solar CSG | -209809 | Operating | 1 | Solar | 2019 | United States Solar Corporation | MISO | MRO | MRO-US | Carver | MN | Solar | 1 | NA | NA | NA | 23.9726 | 21.9178 | 22.5913
USS East Hauer Watt CSG | -204478 | Operating | 1 | Solar | 2019 | Fonds de solidarité FTQ | MISO | MRO | MRO-US | Scott | MN | Solar | 1 | NA | NA | NA | NA | NA | NA
USS East Hauer Watt CSG | -204477 | Operating | 1 | Solar | 2019 | Régime de retraite de l'Université du Québec | MISO | MRO | MRO-US | Scott | MN | Solar | 1 | NA | NA | NA | NA | NA | NA
USS East Hauer Watt CSG | -204476 | Operating | 1 | Solar | 2019 | Energir Development, Inc. | MISO | MRO | MRO-US | Scott | MN | Solar | 1 | NA | NA | NA | NA | NA | NA
USS East Hauer Watt CSG | -204475 | Operating | 1 | Solar | 2019 | British Columbia Investment Management Corporation | MISO | MRO | MRO-US | Scott | MN | Solar | 1 | NA | NA | NA | NA | NA | NA
USS East Hauer Watt CSG | -204474 | Operating | 1 | Solar | 2019 | Enbridge Inc. | MISO | MRO | MRO-US | Scott | MN | Solar | 1 | NA | NA | NA | NA | NA | NA
USS East Hauer Watt CSG | -204473 | Operating | 1 | Solar | 2019 | Caisse de dépôt et placement du Québec | MISO | MRO | MRO-US | Scott | MN | Solar | 1 | NA | NA | NA | NA | NA | NA
USS Eggo Solar CSG Plant | -191971 | Operating | 1 | Solar | 2019 | United States Solar Corporation | MISO | MRO | MRO-US | Carver | MN | Solar | 1 | NA | NA | NA | 25.1027 | 23.2648 | 25.1256
USS Fair Park Solar Project | -747946 | Operating | 1 | Solar | 2023 | United States Solar Corporation | MISO | MRO | MRO-US | Rice | MN | Solar | 1 | NA | NA | NA | NA | NA | NA
USS Flower Solar Project | -465402 | Operating | 1 | Solar | 2020 | Fonds de solidarité FTQ | MISO | MRO | MRO-US | Nicollet | MN | Solar | 1 | NA | NA | NA | 26.5411 | 22.9338 | 23.0936
USS Flower Solar Project | -465401 | Operating | 1 | Solar | 2020 | Caisse de dépôt et placement du Québec | MISO | MRO | MRO-US | Nicollet | MN | Solar | 1 | NA | NA | NA | 26.5411 | 22.9338 | 23.0936
USS Foley Solar Project | -488804 | Operating | 1 | Solar | 2022 | US Solar DG Development LLC | MISO | MRO | MRO-US | Benton | MN | Solar | 1 | NA | NA | NA | 24.8744 | 11.6781 | NA
USS Franklin Solar | -638440 | Operating | 1 | Solar | 2023 | US Solar DG Development LLC | MISO | MRO | MRO-US | Renville | MN | Solar | 1 | NA | NA | NA | 24.6119 | NA | NA
USS Frontier Solar Project | -692196 | Operating | 1 | Solar | 2022 | United States Solar Corporation | MISO | MRO | MRO-US | Olmsted | MN | Solar | 1 | NA | NA | NA | NA | NA | NA
USS Golly Gee Solar Project | -676278 | Operating | 1 | Solar | 2023 | USS Golly Gee Solar LLC | MISO | MRO | MRO-US | Sherburne | MN | Solar | 1 | NA | NA | NA | 8.1393 | NA | NA
USS Good Solar CSG Project | -163898 | Operating | 1 | Solar | 2018 | United States Solar Corporation | MISO | MRO | MRO-US | Chisago | MN | Solar | 1 | NA | NA | NA | 22.5685 | 20.8333 | 22.8539
USS Great River Solar Project | -679403 | Operating | 1 | Solar | 2022 | United States Solar Corporation | MISO | MRO | MRO-US | Stearns | MN | Solar | 1 | NA | NA | NA | NA | NA | NA
USS Greenhouse Solar Plant | -222424 | Operating | 1 | Solar | 2020 | US Solar DG Development LLC | MISO | MRO | MRO-US | Goodhue | MN | Solar | 1 | NA | NA | NA | 13.7785 | 12.2374 | 12.9224
USS Hancock Solar CSG | -324697 | Operating | 3 | Solar | 2021 | USS Holdings V LLC | MISO | MRO | MRO-US | Carver | MN | Solar | 3 | NA | NA | NA | 8.3942 | 7.8196 | 8.2268
USS Haven Solar Project | -217540 | Operating | 1 | Solar | 2019 | US Solar DG Development LLC | MISO | MRO | MRO-US | Sherburne | MN | Solar | 1 | NA | NA | NA | 22.8425 | 21.3584 | 24.4064
USS Hockey Pad Solar CSG | -217513 | Operating | 1 | Solar | 2019 | United States Solar Corporation | MISO | MRO | MRO-US | Scott | MN | Solar | 1 | NA | NA | NA | NA | NA | NA
USS Horne North Solar Project | -465404 | Operating | 1 | Solar | 2020 | Fonds de solidarité FTQ | MISO | MRO | MRO-US | Clay | MN | Solar | 1 | NA | NA | NA | 22.2717 | 22.6256 | 23.5845
USS Horne North Solar Project | -465403 | Operating | 1 | Solar | 2020 | Caisse de dépôt et placement du Québec | MISO | MRO | MRO-US | Clay | MN | Solar | 1 | NA | NA | NA | 22.2717 | 22.6256 | 23.5845
USS Horne South Solar CSG | -465406 | Operating | 1 | Solar | 2020 | Fonds de solidarité FTQ | MISO | MRO | MRO-US | Clay | MN | Solar | 1 | NA | NA | NA | 25.0342 | 21.153 | 24.4863
USS Horne South Solar CSG | -465405 | Operating | 1 | Solar | 2020 | Caisse de dépôt et placement du Québec | MISO | MRO | MRO-US | Clay | MN | Solar | 1 | NA | NA | NA | 25.0342 | 21.153 | 24.4863
USS Hubers Solar Project | -324703 | Operating | 1 | Solar | 2021 | US Solar DG Development LLC | MISO | MRO | MRO-US | Rice | MN | Solar | 1 | NA | NA | NA | 25.0457 | 23.1735 | 22.6484
USS Itasca Clean Energy | -498619 | Operating | 2 | Solar | 2022 | USS MN VII Owner LLC | MISO | MRO | MRO-US | Itasca | MN | Solar | 1 | NA | NA | NA | 44.3037 | 27.4886 | NA
USS Itasca Clean Energy Battery Storage Project | -628088 | Operating | 1 | Battery | 2022 | USS MN VII Owner LLC | MISO | MRO | MRO-US | Itasca | MN | Energy Storage | 1 | NA | NM | NA | 0.89041 | 0.35388 | NA
USS Jayhawk Solar Project | -747817 | Operating | 1 | Solar | 2023 | United States Solar Corporation | MISO | MRO | MRO-US | Blue Earth | MN | Solar | 1 | NA | NA | NA | NA | NA | NA
USS JJ Clay Solar Project | -296280 | Operating | 1 | Solar | 2020 | United States Solar Corporation | MISO | MRO | MRO-US | Clay | MN | Solar | 1 | NA | NA | NA | 21.6096 | 22.1347 | 24.2694
USS JJ Solar Farm | -163910 | Operating | 1 | Solar | 2019 | United States Solar Corporation | MISO | MRO | MRO-US | Benton | MN | Solar | 1 | NA | NA | NA | 24.4178 | 23.6758 | 24.6347
USS Kasch Solar Project | -174063 | Operating | 1 | Solar | 2018 | United States Solar Corporation | MISO | MRO | MRO-US | Benton | MN | Solar | 1 | NA | NA | NA | 24.395 | 23.6073 | 25.0457
USS Kass Solar Plant | -314029 | Operating | 1 | Solar | 2021 | United States Solar Corporation | MISO | MRO | MRO-US | Lyon | MN | Solar | 1 | NA | NA | NA | 18.1621 | 22.5342 | 23.5731
USS King 2 CSG Solar Project | -204472 | Operating | 1 | Solar | 2019 | Fonds de solidarité FTQ | MISO | MRO | MRO-US | Carver | MN | Solar | 1 | NA | NA | NA | 24.726 | 23.4475 | 25.1826
USS King 2 CSG Solar Project | -204471 | Operating | 1 | Solar | 2019 | Régime de retraite de l'Université du Québec | MISO | MRO | MRO-US | Carver | MN | Solar | 1 | NA | NA | NA | 24.726 | 23.4475 | 25.1826
USS King 2 CSG Solar Project | -204470 | Operating | 1 | Solar | 2019 | Energir Development, Inc. | MISO | MRO | MRO-US | Carver | MN | Solar | 1 | NA | NA | NA | 24.726 | 23.4475 | 25.1826
USS King 2 CSG Solar Project | -204469 | Operating | 1 | Solar | 2019 | British Columbia Investment Management Corporation | MISO | MRO | MRO-US | Carver | MN | Solar | 1 | NA | NA | NA | 24.726 | 23.4475 | 25.1826
USS King 2 CSG Solar Project | -204468 | Operating | 1 | Solar | 2019 | Enbridge Inc. | MISO | MRO | MRO-US | Carver | MN | Solar | 1 | NA | NA | NA | 24.726 | 23.4475 | 25.1826
USS King 2 CSG Solar Project | -204467 | Operating | 1 | Solar | 2019 | Caisse de dépôt et placement du Québec | MISO | MRO | MRO-US | Carver | MN | Solar | 1 | NA | NA | NA | 24.726 | 23.4475 | 25.1826
USS Kost Trail Solar | -191968 | Operating | 1 | Solar | 2019 | United States Solar Corporation | MISO | MRO | MRO-US | Chisago | MN | Solar | 1 | NA | NA | NA | 22.9338 | 21.7808 | 22.6484
USS KVPV Solar Project | -296281 | Operating | 1 | Solar | 2020 | US Solar DG Development LLC | MISO | MRO | MRO-US | Clay | MN | Solar | 1 | NA | NA | NA | 23.7671 | 20.9018 | 24.6005
USS Lake Patterson Solar Plant | -204466 | Operating | 1 | Solar | 2019 | United States Solar Corporation | MISO | MRO | MRO-US | Carver | MN | Solar | 1 | NA | NA | NA | 25.5365 | 24.258 | 25.6621
USS Martha Solar Project | -755650 | Operating | 1 | Solar | 2024 | United States Solar Corporation | MISO | MRO | MRO-US | Carver | MN | Solar | 1 | NA | NA | NA | NA | NA | NA
USS Maverick Solar Project | -795326 | Operating | 0.62 | Solar | 2023 | Sol TEP 3 LLC | MISO | MRO | MRO-US | Blue Earth | MN | Solar | 0.62 | NA | NA | NA | NA | NA | NA
USS Maverick Solar Project | -747824 | Operating | 0.62 | Solar | 2023 | United States Solar Corporation | MISO | MRO | MRO-US | Blue Earth | MN | Solar | 0.62 | NA | NA | NA | NA | NA | NA
USS Mayhew Solar Farm | -297178 | Operating | 1 | Solar | 2020 | US Solar DG Development LLC | MISO | MRO | MRO-US | Benton | MN | Solar | 1 | NA | NA | NA | 22.7397 | 20.6393 | 24.0068
USS Mesa Solar Project | -752384 | Operating | 1 | Solar | 2023 | United States Solar Corporation | MISO | MRO | MRO-US | Redwood | MN | Solar | 1 | NA | NA | NA | 25.2968 | NA | NA
USS Midtown Solar Project CSG | -218804 | Operating | 1 | Solar | 2020 | US Solar DG Development LLC | MISO | MRO | MRO-US | Stearns | MN | Solar | 1 | NA | NA | NA | 24.6005 | 21.9977 | 23.105
USS Milkweed Solar Project | -434090 | Operating | 1 | Solar | 2020 | US Solar DG Development LLC | MISO | MRO | MRO-US | Stearns | MN | Solar | 1 | NA | NA | NA | 20.605 | 12.3288 | 22.032
USS Monarch Solar CSG Project | -225814 | Operating | 1 | Solar | 2020 | US Solar DG Development LLC | MISO | MRO | MRO-US | Pope | MN | Solar | 1 | NA | NA | NA | 23.6073 | 23.0023 | 21.6553
USS Nelson Solar Project | -694966 | Operating | 1 | Solar | 2022 | United States Solar Corporation | MISO | MRO | MRO-US | Clay | MN | Solar | 1 | NA | NA | NA | NA | NA | NA
USS Norelius Solar CSG Project | -174074 | Operating | 1 | Solar | 2018 | United States Solar Corporation | MISO | MRO | MRO-US | Chisago | MN | Solar | 1 | NA | NA | NA | 22.8881 | 22.4543 | 23.8813
USS Peach Solar Project | -488885 | Operating | 1 | Solar | 2022 | US Solar DG Development LLC | MISO | MRO | MRO-US | Blue Earth | MN | Solar | 1 | NA | NA | NA | 24.6005 | 10.6621 | NA
USS Pheasant Solar Plant | -310816 | Operating | 1 | Solar | 2020 | United States Solar Corporation | MISO | MRO | MRO-US | Chippewa | MN | Solar | 1 | NA | NA | NA | 26.1416 | 18.0708 | 25.8219
USS Prokosch Solar Project | -480214 | Operating | 1 | Solar | 2022 | United States Solar Corporation | MISO | MRO | MRO-US | Renville | MN | Solar | 1 | NA | NA | NA | 25.8676 | 15.3539 | NA
USS Quail Solar Project | -413690 | Operating | 1 | Solar | 2022 | US Solar DG Development LLC | MISO | MRO | MRO-US | Wright | MN | Solar | 1 | NA | NA | NA | 24.3493 | 22.363 | NA
USS Rapidan Solar Project | -214356 | Operating | 1 | Solar | 2019 | United States Solar Corporation | MISO | MRO | MRO-US | Blue Earth | MN | Solar | 1 | NA | NA | NA | NA | NA | NA
USS Reindeer Solar CSG | -316870 | Operating | 1 | Solar | 2020 | US Solar DG Development LLC | MISO | MRO | MRO-US | Benton | MN | Solar | 1 | NA | NA | NA | 24.2922 | 23.5046 | 25.2055
USS Riley Solar Project | -747823 | Operating | 1 | Solar | 2023 | United States Solar Corporation | MISO | MRO | MRO-US | Chippewa | MN | Solar | 1 | NA | NA | NA | NA | NA | NA
USS Rockpoint Solar Project | -163890 | Operating | 1 | Solar | 2018 | United States Solar Corporation | MISO | MRO | MRO-US | Chisago | MN | Solar | 1 | NA | NA | NA | 21.6096 | 21.8607 | 23.0594
USS Rosebud Solar Plant | -498628 | Operating | 1 | Solar | 2022 | US Solar DG Development LLC | MISO | MRO | MRO-US | Redwood | MN | Solar | 1 | NA | NA | NA | 26.9977 | 8.6758 | NA
USS Rosewood Solar Project | -776522 | Operating | 1 | Solar | 2024 | United States Solar Corporation | MISO | MRO | MRO-US | Chippewa | MN | Solar | 1 | NA | NA | NA | NA | NA | NA
USS Slayton Solar Project | -776521 | Operating | 1 | Solar | 2024 | United States Solar Corporation | MISO | MRO | MRO-US | Murray | MN | Solar | 1 | NA | NA | NA | NA | NA | NA
USS Solar Dawn Solar Project | -163900 | Operating | 1 | Solar | 2018 | United States Solar Corporation | MISO | MRO | MRO-US | Chisago | MN | Solar | 1 | NA | NA | NA | 23.5046 | 21.153 | 23.6986
USS Solar Rapids CSG Project | -163905 | Operating | 1 | Solar | 2019 | United States Solar Corporation | MISO | MRO | MRO-US | Benton | MN | Solar | 1 | NA | NA | NA | 23.2991 | 22.6598 | 24.0297
USS Solar Sources | -465398 | Operating | 1 | Solar | 2020 | Fonds de solidarité FTQ | MISO | MRO | MRO-US | Washington | MN | Solar | 1 | NA | NA | NA | 22.5571 | 21.7237 | 20.9247
USS Solar Sources | -465397 | Operating | 1 | Solar | 2020 | Caisse de dépôt et placement du Québec | MISO | MRO | MRO-US | Washington | MN | Solar | 1 | NA | NA | NA | 22.5571 | 21.7237 | 20.9247
USS Solar Way Project | -434129 | Operating | 1 | Solar | 2020 | US Solar DG Development LLC | MISO | MRO | MRO-US | Freeborn | MN | Solar | 1 | NA | NA | NA | 24.0183 | 25.1826 | 25.1256
USS Spring Prairie Solar | -766305 | Operating | 1 | Solar | 2024 | United States Solar Corporation | MISO | MRO | MRO-US | Clay | MN | Solar | 1 | NA | NA | NA | NA | NA | NA
USS Steamboat Solar Project | -465434 | Operating | 1 | Solar | 2021 | Fonds de solidarité FTQ | MISO | MRO | MRO-US | Redwood | MN | Solar | 1 | NA | NA | NA | 21.5753 | 20.7192 | 17.3744
USS Steamboat Solar Project | -465433 | Operating | 1 | Solar | 2021 | Caisse de dépôt et placement du Québec | MISO | MRO | MRO-US | Redwood | MN | Solar | 1 | NA | NA | NA | 21.5753 | 20.7192 | 17.3744
USS Sunrise Solar CSG | -434091 | Operating | 1 | Solar | 2020 | US Solar DG Development LLC | MISO | MRO | MRO-US | Chisago | MN | Solar | 1 | NA | NA | NA | 20.7078 | 16.9292 | 21.7694
USS Turkey Solar CSG | -218805 | Operating | 1 | Solar | 2020 | United States Solar Corporation | MISO | MRO | MRO-US | Meeker | MN | Solar | 1 | NA | NA | NA | 23.4247 | 22.0662 | 23.9954
USS Verbena Solar Project | -747090 | Operating | 1 | Solar | 2022 | USS MN VII Owner LLC | MISO | MRO | MRO-US | McLeod | MN | Solar | 1 | NA | NA | NA | 24.1324 | 3.1963 | NA
USS Verde Solar Project | -465408 | Operating | 1 | Solar | 2020 | Fonds de solidarité FTQ | MISO | MRO | MRO-US | Redwood | MN | Solar | 1 | NA | NA | NA | 23.9384 | 22.5342 | 21.4041
USS Verde Solar Project | -465407 | Operating | 1 | Solar | 2020 | Caisse de dépôt et placement du Québec | MISO | MRO | MRO-US | Redwood | MN | Solar | 1 | NA | NA | NA | 23.9384 | 22.5342 | 21.4041
USS Viceroy Solar Project | -324704 | Operating | 1 | Solar | 2021 | US Solar DG Development LLC | MISO | MRO | MRO-US | Pope | MN | Solar | 1 | NA | NA | NA | 26.8493 | 24.7603 | 22.8539
USS Water City Solar CSG | -388242 | Operating | 1 | Solar | 2021 | United States Solar Corporation | MISO | MRO | MRO-US | Le Sueur | MN | Solar | 1 | NA | NA | NA | 24.8516 | 23.847 | 2.3516
USS Water Town Solar Project | -393629 | Operating | 1 | Solar | 2021 | US Solar DG Development LLC | MISO | MRO | MRO-US | Le Sueur | MN | Solar | 1 | NA | NA | NA | 25.0913 | 24.3265 | 1.8493
USS Waterfowl Solar Farm | -503704 | Operating | 1 | Solar | 2022 | US Solar DG Development LLC | MISO | MRO | MRO-US | McLeod | MN | Solar | 1 | NA | NA | NA | 9.9886 | 2.0091 | NA
USS Webster Solar Project | -180122 | Operating | 1 | Solar | 2019 | United States Solar Corporation | MISO | MRO | MRO-US | Rice | MN | Solar | 1 | NA | NA | NA | 24.4064 | 23.105 | 24.7032
USS Wells Creek Solar Project | -638436 | Operating | 1 | Solar | 2023 | USS MN VII Owner LLC | MISO | MRO | MRO-US | Goodhue | MN | Solar | 1 | NA | NA | NA | 20.6621 | NA | NA
USS Westeros Solar Project | -297179 | Operating | 1 | Solar | 2020 | US Solar DG Development LLC | MISO | MRO | MRO-US | Carver | MN | Solar | 1 | NA | NA | NA | 22.7854 | 7.0205 | 20.2511
USS White Cloud CSG | -217541 | Operating | 1 | Solar | 2019 | US Solar DG Development LLC | MISO | MRO | MRO-US | Sherburne | MN | Solar | 1 | NA | NA | NA | 22.0548 | 18.379 | 23.8242
USS Wildcat Solar Project | -409368 | Operating | 1 | Solar | 2021 | USS MN VII Owner LLC | MISO | MRO | MRO-US | Goodhue | MN | Solar | 1 | NA | NA | NA | 26.2671 | 24.0525 | 0.71918
USS Wolf Solar Project | -676273 | Operating | 1 | Solar | 2023 | USS Wolf Solar LLC | MISO | MRO | MRO-US | Yellow Medicine | MN | Solar | 1 | NA | NA | NA | 12.3516 | NA | NA
USS Wonder Solar Project | -676274 | Operating | 1 | Solar | 2023 | United States Solar Corporation | MISO | MRO | MRO-US | Renville | MN | Solar | 1 | NA | NA | NA | 8.6644 | NA | NA
Valley View Wind Project | -521396 | Operating | 10 | Wind Turbine | 2011 | Consolidated Edison Development, Inc. | MISO | MRO | MRO-US | Murray | MN | Wind | 10 | NA | NA | NA | 23.1849 | NA | NA
Vega Community Solar Garden | -141507 | Operating | 5 | Solar | 2017 | BHE Renewables, LLC | MISO | MRO | MRO-US | Pope | MN | Solar | 4.5 | NA | NA | NA | 21.3648 | 21.4333 | 22.9756
Vega Community Solar Garden | -141506 | Operating | 5 | Solar | 2017 | BHE Renewables, LLC | MISO | MRO | MRO-US | Pope | MN | Solar | 4.5 | NA | NA | NA | 21.3648 | 21.4333 | 22.9756
Vermillion River Solar Project | -249487 | Operating | 3 | Solar | 2019 | ENGIE US Solar | MISO | MRO | MRO-US | Dakota | MN | Solar | 3 | NA | NA | NA | 18.6111 | 18.4056 | 18.5845
Veseli Community Solar Garden | -173869 | Operating | 1 | Solar | 2018 | AMP Solar Group Inc. | MISO | MRO | MRO-US | Rice | MN | Solar | 1 | NA | NA | NA | 16.4726 | 17.6142 | 18.6758
Wabasha Holdco Solar Project | -663235 | Operating | 3 | Solar | 2017 | Clearway Energy, Inc. | MISO | MRO | MRO-US | Wabasha | MN | Solar | 3 | NA | NA | NA | 14.0373 | NA | NA
Wabasha Holdco Solar Project | -663234 | Operating | 3 | Solar | 2017 | Clearway Energy, Inc. | MISO | MRO | MRO-US | Wabasha | MN | Solar | 3 | NA | NA | NA | 14.0373 | NA | NA
Wabasha Solar Project | -663330 | Operating | 1 | Solar | 2019 | Clearway Energy, Inc. | MISO | MRO | MRO-US | Wabasha | MN | Solar | 1 | NA | NA | NA | 44.4406 | NA | NA
Wabasha Solar Project | -663329 | Operating | 1 | Solar | 2019 | Clearway Energy, Inc. | MISO | MRO | MRO-US | Wabasha | MN | Solar | 1 | NA | NA | NA | 44.4406 | NA | NA
WakeSun SunShare Community Solar Garden | -173255 | Operating | 3 | Solar | 2017 | Real Capital Solutions, Inc. | MISO | MRO | MRO-US | Stearns | MN | Solar | 3 | NA | NA | NA | 19.4254 | 16.9254 | 20.3158
Walcott Solar CSG | -613002 | Operating | 4 | Solar | 2020 | Pansolo Holding Inc. | MISO | MRO | MRO-US | Rice | MN | Solar | 4 | NA | NA | NA | 26.0731 | 25.1427 | 25.5023
Walcott Solar CSG | -250255 | Operating | 4 | Solar | 2020 | Nautilus Solar Energy, LLC | MISO | MRO | MRO-US | Rice | MN | Solar | 4 | NA | NA | NA | 26.0731 | 25.1427 | 25.5023
Walcott Solar CSG | -250253 | Operating | 4 | Solar | 2020 | Nautilus Solar Energy, LLC | MISO | MRO | MRO-US | Rice | MN | Solar | 4 | NA | NA | NA | 26.0731 | 25.1427 | 25.5023
Walleye Wind Project | -693232 | Operating | 110 | Wind Turbine | 2023 | NextEra Energy Resources, LLC | MISO | MRO | MRO-US | Rock | MN | Wind | 110 | NA | NA | NA | 46.7011 | NA | NA
Walz Community Solar Garden (St. Cloud Area) | -493833 | Operating | 3.02 | Solar | 2017 | Undisclosed buyer | MISO | MRO | MRO-US | Stearns | MN | Solar | 3.02 | NA | NA | NA | NA | NA | NA
Wapsipinicon Wind | -807098 | Operating | 100.5 | Wind Turbine | 2008 | EDF power solutions North America | MISO | MRO | MRO-US | Mower | MN | Wind | 100.5 | NA | NA | NA | NA | NA | NA
Wapsipinicon Wind | -64548 | Operating | 100.5 | Wind Turbine | 2008 | Firstar Development, LLC | MISO | MRO | MRO-US | Mower | MN | Wind | 100.5 | NA | NA | NA | 24.6507 | 36.9609 | 29.7728
Warsaw Solar CSG | -612998 | Operating | 2 | Solar | 2020 | Pansolo Holding Inc. | MISO | MRO | MRO-US | Rice | MN | Solar | 2 | NA | NA | NA | 26.0845 | 25.411 | 24.5548
Warsaw Solar CSG | -250249 | Operating | 2 | Solar | 2020 | Nautilus Solar Energy, LLC | MISO | MRO | MRO-US | Rice | MN | Solar | 2 | NA | NA | NA | 26.0845 | 25.411 | 24.5548
Warsaw Solar CSG | -250247 | Operating | 2 | Solar | 2020 | Nautilus Solar Energy, LLC | MISO | MRO | MRO-US | Rice | MN | Solar | 2 | NA | NA | NA | 26.0845 | 25.411 | 24.5548
WasecaSun | -180459 | Operating | 5 | Solar | 2018 | Washington State Investment Board | MISO | MRO | MRO-US | Waseca | MN | Solar | 5 | NA | NA | NA | 21.9384 | 21.4018 | 22.3333
WasecaSun | -180458 | Operating | 5 | Solar | 2018 | National Grid USA | MISO | MRO | MRO-US | Waseca | MN | Solar | 5 | NA | NA | NA | 21.9384 | 21.4018 | 22.3333
Waterford Holdco Solar Project | -663252 | Operating | 2.7 | Solar | 2017 | Clearway Energy, Inc. | MISO | MRO | MRO-US | Dakota | MN | Solar | 2.7 | NA | NA | NA | 17.656 | NA | NA
Waterford Holdco Solar Project | -663251 | Operating | 2.7 | Solar | 2017 | Clearway Energy, Inc. | MISO | MRO | MRO-US | Dakota | MN | Solar | 2.7 | NA | NA | NA | 17.656 | NA | NA
Waterville Solar Farm (La Seur Community Solar Garden) | -612980 | Operating | 5 | Solar | 2018 | Pansolo Holding Inc. | MISO | MRO | MRO-US | Le Sueur | MN | Solar | 5 | NA | NA | NA | 17.9612 | 16.0639 | 14.984
Waterville Solar Farm (La Seur Community Solar Garden) | -236108 | Operating | 5 | Solar | 2018 | Nautilus Solar Energy, LLC | MISO | MRO | MRO-US | Le Sueur | MN | Solar | 5 | NA | NA | NA | 17.9612 | 16.0639 | 14.984
Waterville Solar Farm (La Seur Community Solar Garden) | -236107 | Operating | 5 | Solar | 2018 | Nautilus Solar Energy, LLC | MISO | MRO | MRO-US | Le Sueur | MN | Solar | 5 | NA | NA | NA | 17.9612 | 16.0639 | 14.984
WaveSun Solar Farm | -173833 | Operating | 5 | Solar | 2017 | Generate Capital, PBC | MISO | MRO | MRO-US | Wright | MN | Solar | 5 | NA | NA | NA | 18.6735 | 19.8379 | 21.2671
Webster Holdco Solar Project | -663229 | Operating | 5 | Solar | 2017 | Clearway Energy, Inc. | MISO | MRO | MRO-US | Rice | MN | Solar | 5 | NA | NA | NA | 18.1758 | NA | NA
Webster Holdco Solar Project | -663228 | Operating | 5 | Solar | 2017 | Clearway Energy, Inc. | MISO | MRO | MRO-US | Rice | MN | Solar | 5 | NA | NA | NA | 18.1758 | NA | NA
Welcome Wind Tower | -167990 | Operating | 2.1 | Wind Turbine | 2008 | Federated Rural Electric Association | MISO | MRO | MRO-US | Martin | MN | Wind | 2.1 | NA | NA | NA | 26.87 | 35.8013 | 24.9402
Wells, MN | -727529 | Operating | 9 | Internal Combustion | 1950 | City of Wells, Minnesota | MISO | MRO | MRO-US | Faribault | MN | Gas | 8.8 | 10414 | 11923 | NA | 0.16604 | 0.28669 | NA
West Central Research & Outreach Center Wind Farm | -170106 | Operating | 1.7 | Wind Turbine | 2005 | University of Minnesota - WCROC | MISO | MRO | MRO-US | Stevens | MN | Wind | 1.7 | NA | NA | NA | 30.5533 | 37.3153 | 29.1163
West Group Data Center | -165791 | Operating | 8 | Internal Combustion | 1990 | Thomson Corp | MISO | MRO | MRO-US | Dakota | MN | Oil | 2.4 | 10439 | 10500 | 8930 | 0.46613 | 0.83714 | 1.2985
West Group Data Center F | -166529 | Operating | 8 | Internal Combustion | 2004 | Thomson Corp | MISO | MRO | MRO-US | Dakota | MN | Oil | 2.4 | 11189 | 10736 | 9866 | 0.42808 | 0.86568 | 1.4935
Westbrook | -165804 | Operating | 2.3 | Internal Combustion | 1940 | City of Westbrook, Minnesota | SPP | MRO | MRO-US | Cottonwood | MN | Oil | 2 | 16800 | 12600 | 10667 | 0.028539 | 0.057078 | 0.10274
Westport Community Solar | -324698 | Operating | 1 | Solar | 2021 | National Grid Renewables, LLC | MISO | MRO | MRO-US | Kandiyohi | MN | Solar | 1 | NA | NA | NA | 23.9384 | 21.153 | 23.7443
Westridge Windfarm LLC | -663049 | Operating | 17.1 | Wind Turbine | 2003 | Clearway Energy, Inc. | MISO | MRO | MRO-US | Pipestone | MN | Wind | 17.1 | NA | NA | NA | 1.6035 | NA | NA
Westridge Windfarm LLC | -663048 | Operating | 17.1 | Wind Turbine | 2003 | Clearway Energy, Inc. | MISO | MRO | MRO-US | Pipestone | MN | Wind | 17.1 | NA | NA | NA | 1.6035 | NA | NA
Westside Energy Station | -512025 | Operating | 46.5 | Internal Combustion | 2018 | Rochester Public Utilities | MISO | MRO | MRO-US | Olmsted | MN | Gas | 46.5 | 8370 | 8589 | 8559 | 11.8817 | 12.8666 | 13.6365
Westside Solar Project (Ecofin) | -807339 | Operating | 10 | Solar | 2022 | EDF power solutions North America | MISO | MRO | MRO-US | Olmsted | MN | Solar | 9.8 | NA | NA | NA | NA | NA | NA
WGL Energy Lange (Lange Community Solar Garden Project) | -727532 | Operating | 1 | Solar | 2022 | Undisclosed buyer | MISO | MRO | MRO-US | Olmsted | MN | Solar | 1 | NA | NA | NA | NA | NA | NA
Wickum II Community Solar Garden Project | -727788 | Operating | 1.44 | Solar | 2019 | New Energy Equity, LLC | MISO | MRO | MRO-US | Goodhue | MN | Solar | 1.44 | NA | NA | NA | NA | NA | NA
Willmar Wind Farm | -168883 | Operating | 4 | Wind Turbine | 2009 | Willmar Municipal Utils Comm | MISO | MRO | MRO-US | Kandiyohi | MN | Wind | 4 | NA | NA | NA | 9.3179 | 21.2443 | 16.6524
Wilmarth | -7804 | Operating | 25 | Steam Turbine | 1948 | Northern States Power Company | MISO | MRO | MRO-US | Blue Earth | MN | Biomass | 18 | 19590 | 20686 | 17880 | 61.5379 | 61.21 | 61.0096
Wilmont Hills | -482611 | Operating | 1.5 | Wind Turbine | 2001 | Northern Alternative Energy, Inc. | MISO | MRO | MRO-US | Nobles | MN | Wind | 1.5 | NA | NA | NA | 0.38813 | 2.3364 | 6.3927
Wilmont Hills | -482610 | Operating | 1.5 | Wind Turbine | 2001 | Northern Alternative Energy, Inc. | MISO | MRO | MRO-US | Nobles | MN | Wind | 1.5 | NA | NA | NA | 0.38813 | 2.3364 | 6.3927
Wilmont Hills | -54466 | Operating | 1.5 | Wind Turbine | 2001 | Northern Alternative Energy, Inc. | MISO | MRO | MRO-US | Nobles | MN | Wind | 1.5 | NA | NA | NA | 0.38813 | 2.3364 | 6.3927
Windcurrent Farms LLC | -663053 | Operating | 2 | Wind Turbine | 2003 | Clearway Energy, Inc. | MISO | MRO | MRO-US | Pipestone | MN | Wind | 2 | NA | NA | NA | 28.0879 | NA | NA
Windcurrent Farms LLC | -663052 | Operating | 2 | Wind Turbine | 2003 | Clearway Energy, Inc. | MISO | MRO | MRO-US | Pipestone | MN | Wind | 2 | NA | NA | NA | 28.0879 | NA | NA
Windom IC | -785977 | Operating | 11.6 | Internal Combustion | 2001 | City of Windom, Minnesota | MISO | MRO | MRO-US | Cottonwood | MN | Oil | 11.6 | NA | NA | NA | NA | NA | NA
Windom Transmission (Bingham Lake Wind) | -663063 | Operating | 15.6 | Wind Turbine | 2006 | Clearway Energy, Inc. |  | MRO | MRO-US | Cottonwood | MN | Wind | 15.6 | NA | NA | NA | 24.0699 | NA | NA
Windom Transmission (Bingham Lake Wind) | -663062 | Operating | 15.6 | Wind Turbine | 2006 | Clearway Energy, Inc. |  | MRO | MRO-US | Cottonwood | MN | Wind | 15.6 | NA | NA | NA | 24.0699 | NA | NA
Windvest Power Partners | -379034 | Operating | 1.8 | Wind Turbine | 2006 | Greenbacker Renewable Energy Company LLC | MISO | MRO | MRO-US | Murray | MN | Wind | 1.8 | NA | NA | NA | NA | NA | NA
Winegar Community Solar Garden Project | -632256 | Operating | 1 | Solar | 2018 | Impact Power Solutions, LLC | MISO | MRO | MRO-US | Waseca | MN | Solar | 1 | NA | NA | NA | 19.0411 | 20.6393 | 23.6872
Wing River Wind Project | -166836 | Operating | 2.5 | Wind Turbine | 2007 | Wing River Wind, Llc | MISO | MRO | MRO-US | Todd | MN | Wind | 2.5 | NA | NA | NA | NA | NA | NA
Winona Community Solar One Project | -752138 | Operating | 1 | Solar | 2020 | Madison Energy Holdings, LLC | MISO | MRO | MRO-US | Winona | MN | Solar | 1 | NA | NA | NA | 20.9361 | 18.9498 | 19.4635
Winona County Wind | -167756 | Out of Service | 1.5 | Wind Turbine | 2011 | Juhl Renewable Assets, Inc. | MISO | MRO | MRO-US | Winona | MN | Wind | NA | NA | NA | NA | NA | NA | NA
Winona Garden Solar Project | -746654 | Operating | 0.9 | Solar | 2023 | Nokomis Energy LLC | MISO | MRO | MRO-US | Winona | MN | Solar | 0.9 | NA | NA | NA | 3.2598 | NA | NA
Winona Solar Project | -663335 | Operating | 1 | Solar | 2019 | Clearway Energy, Inc. | MISO | MRO | MRO-US | Winona | MN | Solar | 1 | NA | NA | NA | 75.137 | NA | NA
Winona Solar Project | -663334 | Operating | 1 | Solar | 2019 | Clearway Energy, Inc. | MISO | MRO | MRO-US | Winona | MN | Solar | 1 | NA | NA | NA | 75.137 | NA | NA
Winter's Spawn LLC | -482609 | Operating | 1.9 | Wind Turbine | 2001 | Northern Alternative Energy, Inc. | MISO | MRO | MRO-US | Lincoln | MN | Wind | 1.9 | NA | NA | NA | 28.647 | 32.2459 | 31.8974
Winter's Spawn LLC | -482608 | Operating | 1.9 | Wind Turbine | 2001 | Northern Alternative Energy, Inc. | MISO | MRO | MRO-US | Lincoln | MN | Wind | 1.9 | NA | NA | NA | 28.647 | 32.2459 | 31.8974
Winter's Spawn LLC | -241970 | Operating | 1.9 | Wind Turbine | 2001 | CHI Minnesota Wind LLC | MISO | MRO | MRO-US | Lincoln | MN | Wind | 1.9 | NA | NA | NA | 28.647 | 32.2459 | 31.8974
Winter's Spawn LLC | -54464 | Operating | 1.9 | Wind Turbine | 2001 | Northern Alternative Energy, Inc. | MISO | MRO | MRO-US | Lincoln | MN | Wind | 1.9 | NA | NA | NA | 28.647 | 32.2459 | 31.8974
Winton | -7822 | Operating | 4 | Hydraulic Turbine | 1923 | Minnesota Power Enterprises, Inc. | MISO | MRO | MRO-US | Lake | MN | Water | 4.1 | NA | NA | NA | 25.4204 | 42.1344 | 26.7235
Wolf Wind (Wolf Wind Project) | -396469 | Operating | 1.3 | Wind Turbine | 2006 | Constellation Energy Corporation | MISO | MRO | MRO-US | Nobles | MN | Wind | 1.3 | NA | NA | NA | 23.7092 | 24.1921 | NA
Wolf Wind (Wolf Wind Project) | -167169 | Operating | 1.3 | Wind Turbine | 2006 | Wolf Wind Enterprises LLC | MISO | MRO | MRO-US | Nobles | MN | Wind | 1.3 | NA | NA | NA | 23.7092 | 24.1921 | 22.7257
Wollan Garden Solar Plant | -249495 | Operating | 1 | Solar | 2019 | Nokomis Energy LLC | MISO | MRO | MRO-US | Pope | MN | Solar | 1 | NA | NA | NA | 17.2032 | 15.9703 | 19.5776
Wolverine Solar Project (Chippewa) | -746652 | Operating | 1 | Solar | 2023 | Wolverine Solar, LLC | MISO | MRO | MRO-US | Chippewa | MN | Solar | 1 | NA | NA | NA | 0.67352 | NA | NA
Woodbury Solar Garden | -309443 | Operating | 3 | Solar | 2019 | C2 Energy Capital LLC | MISO | MRO | MRO-US | Washington | MN | Solar | 3 | NA | NA | NA | 16.1225 | 15.0419 | 16.7314
Woodstock Hills Wind Farm (Red Lake Falls Community Hybrid) | -521362 | Operating | 9.2 | Wind Turbine | 1999 | Consolidated Edison Development, Inc. | MISO | MRO | MRO-US | Pipestone | MN | Wind | 9.2 | NA | NA | NA | 43.3529 | NA | NA
Worthington IC | -12044 | Operating | 14 | Internal Combustion | 2002 | City of Worthington, Minnesota | SPP | MRO | MRO-US | Nobles | MN | Oil | 14 | 9978 | 10405 | 10255 | 0.037508 | 0.060339 | 0.13128
Worthington Wind | -166533 | Operating | 5.6 | Wind Turbine | 2002 | WPPI Energy | SPP | MRO | MRO-US | Nobles | MN | Wind | 5.6 | NA | NA | NA | 19.9242 | 19.3452 | 21.8852
Worthington Wind | -166532 | Operating | 5.6 | Wind Turbine | 2002 | Western Minnesota Municipal Power Agency | SPP | MRO | MRO-US | Nobles | MN | Wind | 5.6 | NA | NA | NA | 19.9242 | 19.3452 | 21.8852
Wright | -7866 | Operating | 0.5 | Hydraulic Turbine | 1922 | Otter Tail Power Company | MISO | MRO | MRO-US | Otter Tail | MN | Water | 0.5 | NA | NA | NA | -1.5068 | -0.11416 | 33.0137
Wright Kirby CSG Solar Project | -191969 | Operating | 5 | Solar | 2019 | Minnesota Solar, LLC | MISO | MRO | MRO-US | Wright | MN | Solar | 5 | NA | NA | NA | 20.8014 | 19.4498 | 20.0525
Wrightsun LLC (Theis) Solar Project | -405285 | Operating | 5 | Solar | 2018 | Cypress Creek Renewables, LLC | MISO | MRO | MRO-US | Wright | MN | Solar | 5 | NA | NA | NA | 15.3744 | 16.347 | 17.9543
Wyoming 2 Solar Project | -173181 | Operating | 5 | Solar | 2018 | Fresh Air Energy II, LLC | MISO | MRO | MRO-US | Chisago | MN | Solar | 5 | NA | NA | NA | 17.8995 | 17.9064 | 19.1347
Zumbro Garden | -434121 | Operating | 1 | Solar | 2020 | Excelsior Energy Capital LP | MISO | MRO | MRO-US | Dodge | MN | Solar | 1 | NA | NA | NA | 19.2237 | 18.6187 | NA
Zumbro Garden | -434120 | Operating | 1 | Solar | 2020 | Excelsior Energy Capital LP | MISO | MRO | MRO-US | Dodge | MN | Solar | 1 | NA | NA | NA | 19.2237 | 18.6187 | NA
Zumbro Solar | -173871 | Operating | 1 | Solar | 2018 | AMP Solar Group Inc. | MISO | MRO | MRO-US | Goodhue | MN | Solar | 1 | NA | NA | NA | 19.3151 | 18.8242 | 19.2237
ZumbroSun Community Solar Garden | -162168 | Operating | 0.9 | Solar | 2019 | Sunshare, LLC | MISO | MRO | MRO-US | Wabasha | MN | Solar | 0.9 | NA | NA | NA | NA | NA | NA
Altona Solar Project | -770440 | Operating | 30 | Solar | 2024 | Birch Creek Development, LLC | MISO | SERC | GATEWY | Audrain | MO | Solar | 30 | NA | NA | NA | NA | NA | NA
Ameresco Jefferson City Project | -167157 | Operating | 3 | Internal Combustion | 2009 | Ameresco, Inc. | MISO | SERC | GATEWY | Cole | MO | Biomass | 3 | 9708 | 9349 | 10270 | 85.3196 | 92.4239 | 85.3234
Atchison Renewable Energy Center (Outlaw Wind Project) | -348269 | Operating | 299 | Wind Turbine | 2021 | Union Electric Company | SPP | MRO | MRO-US | Atchison | MO | Wind | 288.9 | NA | NA | NA | 34.5141 | 39.3979 | 24.8598
Makkovik | -764728 | Operating | 1.71 | Gas Turbine | 1980 | Newfoundland and Labrador Hydro |  | NPCC | MRTM |  |  | Oil | 1.71 | NA | NA | NA | NA | NA | NA
BJC HealthCare Solar Project (Ameren) | -209893 | Operating | 1.8 | Solar | 2019 | Union Electric Company | MISO | SERC | GATEWY | Saint Louis | MO | Solar | 1.6 | NA | NA | NA | 10.01 | 12.1861 | 13.292
Black Oak Landfill | -162101 | Operating | 4 | Internal Combustion | 2014 | Black Oak Project Partners, LLC |  | SERC | DELTA | Wright | MO | Biomass | 3.8 | 14713 | 7449 | 7546 | 49.4923 | 48.0293 | 45.5479
Black Oak Landfill | -121948 | Operating | 4 | Internal Combustion | 2014 | Mas Energy, LLC |  | SERC | DELTA | Wright | MO | Biomass | 3.8 | 14713 | 7449 | 7546 | 49.4923 | 48.0293 | 45.5479
Blue Bird Solar Farm | -798140 | Operating | 139 | Solar | 2024 | D. E. Shaw Renewable Investments, L.L.C. | MISO | SERC | GATEWY | Warren | MO | Solar | 139 | NA | NA | NA | NA | NA | NA
Blue Bird Solar Farm | -798139 | Operating | 139 | Solar | 2024 | Macquarie Asset Management Pty Limited | MISO | SERC | GATEWY | Warren | MO | Solar | 139 | NA | NA | NA | NA | NA | NA
Bluegrass Ridge | -396449 | Operating | 56.7 | Wind Turbine | 2008 | Constellation Energy Corporation |  | SERC | DELTA | Gentry | MO | Wind | 56.7 | NA | NA | NA | 19.4257 | 24.3243 | NA
Bluegrass Ridge | -166172 | Operating | 56.7 | Wind Turbine | 2008 | Wind Capital Group, LLC |  | SERC | DELTA | Gentry | MO | Wind | 56.7 | NA | NA | NA | 19.4257 | 24.3243 | 21.0595
Bluegrass Ridge | -166171 | Operating | 56.7 | Wind Turbine | 2008 | Wind Capital Group, LLC |  | SERC | DELTA | Gentry | MO | Wind | 56.7 | NA | NA | NA | 19.4257 | 24.3243 | 21.0595
Butler | -742144 | Operating | 10.9 | Internal Combustion | 1946 | Butler City of |  | SERC | DELTA | Bates | MO | Oil | 9.3 | 14171 | 8638 | 3544 | 0.042962 | 0.084696 | 0.36088
Butler Solar Energy Farm | -346311 | Operating | 2.8 | Solar | 2014 | Missouri Joint Municipal Electric Utility Commission | SPP | MRO | MRO-US | Bates | MO | Solar | 2.8 | NA | NA | NA | 18.3015 | 17.478 | 17.107
Callaway | -2216 | Operating | 1235.8 | Nuclear | 1984 | Union Electric Company | MISO | SERC | GATEWY | Callaway | MO | Nuclear | 1236 | NA | NA | NA | 84.7828 | 81.9661 | 37.8381
Cape Girardeau Solar Project (Cape Girardeau Renewable Energy Center) | -673586 | Operating | 1.2 | Solar | 2022 | Union Electric Company | MISO | SERC | GATEWY | Cape Girardeau | MO | Solar | 1.2 | NA | NA | NA | 17.0282 | 8.5331 | NA
Carrollton | -164469 | Operating | 20.6 | Internal Combustion | 1941 | Carrollton Board of Public Wks | SPP | MRO | MRO-US | Carroll | MO | Gas | 19.5 | NA | NA | NA | 0 | 0 | 0
Carthage | -2289 | Operating | 41.8 | Internal Combustion | 1946 | City of Carthage, Missouri | SPP | MRO | MRO-US | Jasper | MO | Gas | 35.7 | NA | 13934 | 12750 | 0 | 0.53177 | 0.96472
Malaga Power Plant (Kings River) | -182119 | Operating | 121 | Gas Turbine | 2005 | Avenue Capital Group, LLC | CAISO | WECC | CAMX | Fresno | CA | Gas | 96 | 11241 | 10225 | 10460 | 1.1797 | 2.0487 | 2.8412
Chillicothe IC | -167022 | Operating | 10 | Internal Combustion | 2003 | Chillicothe Municipal Utilities |  | SERC | DELTA | Livingston | MO | Oil | 10 | 10491 | 10816 | 10631 | 0.060502 | 0.099315 | 0.25342
Chillicothe Solar Energy Farm | -173372 | Operating | 2.5 | Solar | 2017 | MC Power Companies, Inc. | SPP | SERC | GATEWY | Livingston | MO | Solar | 2.5 | NA | NA | NA | 19.1553 | 19.653 | 19.4247
City of Marceline | -164519 | Operating | 8 | Internal Combustion | 1959 | Marceline City of |  | SERC | DELTA | Linn | MO | Oil | 8 | 25333 | 38875 | 11000 | 0.0085616 | 0.011416 | 0.0085616
City of Salisbury | -2470 | Operating | 6.4 | Internal Combustion | 1983 | Salisbury City of | SPP | MRO | MRO-US | Chariton | MO | Oil | 6 | NA | NA | NA | 0 | 0 | 0
Clarence Cannon | -509433 | Operating | 31 | Pumped Storage | 1984 | USCE - St Louis District | SPP | MRO | MRO-US | Ralls | MO | Water | 31 | NA | NA | NA | 6.6545 | 26.431 | 33.5999
Clarence Cannon Hydro | -509446 | Operating | 27 | Hydraulic Turbine | 1984 | USCE - St Louis District | SPP | MRO | MRO-US | Ralls | MO | Water | 27 | NA | NA | NA | 7.6404 | 30.3467 | 38.5473
Malburg Generating Station | -216901 | Operating | 130 | Combined Cycle | 2005 | Bicent (California) LLC | CAISO | WECC | CAMX | Los Angeles | CA | Gas | 139 | 8692 | 8431 | 8298 | 25.9352 | 38.6357 | 48.7755
Columbia MO, IC | -166499 | Operating | 15.6 | Internal Combustion | 2002 | City of Columbia, Missouri | MISO | SERC | GATEWY | Boone | MO | Oil | 15.6 | 14634 | 12632 | 12827 | 8.9312 | 10.9011 | 13.7133
Columbia, MO | -220297 | Operating | 35 | Steam Turbine | 1957 | City of Columbia, Missouri | MISO | SERC | GATEWY | Boone | MO | Gas | 35 | 15164 | 13616 | 12449 | 1.3774 | 0.77365 | 7.2234
Malburg Generating Station | -216900 | Operating | 130 | Combined Cycle | 2005 | Bicent (California) LLC | CAISO | WECC | CAMX | Los Angeles | CA | Gas | 139 | 8692 | 8431 | 8298 | 25.9352 | 38.6357 | 48.7755
Conception Wind Farm | -396455 | Operating | 50.4 | Wind Turbine | 2008 | Constellation Energy Corporation |  | SERC | DELTA | Nodaway | MO | Wind | 50.4 | NA | NA | NA | 22.036 | 25.8306 | NA
Cow Branch | -396451 | Operating | 50.4 | Wind Turbine | 2008 | Constellation Energy Corporation |  | SERC | DELTA | Atchison | MO | Wind | 50.4 | NA | NA | NA | 20.9058 | 25.1764 | NA
Malburg Generating Station | -216899 | Operating | 130 | Combined Cycle | 2005 | Bicent (California) LLC | CAISO | WECC | CAMX | Los Angeles | CA | Gas | 139 | 8692 | 8431 | 8298 | 25.9352 | 38.6357 | 48.7755
Manatee CC | -164159 | Operating | 1224.6 | Combined Cycle | 2005 | Florida Power & Light Company |  | SERC | FP | Manatee | FL | Gas | 1267 | 6863 | 6824 | 7043 | 60.1293 | 60.9722 | 57.3525
Manchester Street | -150483 | Operating | 515 | Combined Cycle | 1995 | Lotus Infrastructure Partners | New England | NPCC | NE | Providence | RI | Gas | 510.1 | 7901 | 8013 | 7976 | 38.5908 | 22.1807 | 31.2658
Manchief Electric Generating Station | -516494 | Operating | 300 | Gas Turbine | 2000 | Public Service Company of Colorado |  | WECC | RMPA | Morgan | CO | Gas | 320 | 11004 | 10619 | NA | 12.6404 | 7.9616 | NA
Mankato Power Plant | -383241 | Operating | 740.8 | Combined Cycle | 2006 | Onward Energy | MISO | MRO | MRO-US | Blue Earth | MN | Gas | 720 | 7421 | 7599 | 7407 | 41.8387 | 27.807 | 45.6053
Mansfield Mill CT | -230111 | Operating | 62 | Gas Turbine | 1995 | International Paper Company | MISO | SERC | DELTA | De Soto | LA | Gas | 48 | 10387 | 10598 | 10796 | 66.7107 | 69.0927 | 55.3636
Maple Lake | -4872 | Operating | 25 | Gas Turbine | 1978 | Great River Energy | MISO | MRO | MRO-US | Wright | MN | Oil | 29.4 | 15215 | 14977 | 14937 | 0.086587 | 0.27102 | 0.47487
Marbo Gas Plant | -429160 | Operating | 15.2 | Gas Turbine | 1994 | Guam Power Authority |  |  |  | Guam | GU | Oil | 15.2 | NA | NA | NA | NA | NA | NA
March Point Cogeneration Company | -794847 | Operating | 139.8 | Gas Turbine | 2015 | HollyFrontier Corporation |  | WECC | NWPP | Skagit | WA | Gas | 138 | 11803 | 11752 | NA | 78.744 | 78.5061 | NA
March Point Cogeneration Company | -794846 | Operating | 139.8 | Gas Turbine | 2015 | Equilon Enterprises LLC |  | WECC | NWPP | Skagit | WA | Gas | 138 | 11803 | 11752 | NA | 78.744 | 78.5061 | NA
El Dorado Springs Solar Farm | -173780 | Operating | 2.5 | Solar | 2018 | MC Power Companies, Inc. | MISO, SPP | SERC | GATEWY | Cedar | MO | Solar | 2.5 | NA | NA | NA | 20.0183 | 20.7763 | 20.3379
March Point Cogeneration Company | -794845 | Operating | 139.8 | Gas Turbine | 2015 | Chevron Corporation |  | WECC | NWPP | Skagit | WA | Gas | 138 | 11803 | 11752 | NA | 78.744 | 78.5061 | NA
Envoy Solar Project | -795724 | Operating | NA | Solar | 2025 | PGR Longleaf Holdco, LLC | MISO | SERC | GATEWY | Audrain | MO | Solar | 50 | NA | NA | NA | NA | NA | NA
Envoy Solar Project | -795723 | Operating | NA | Solar | 2025 | Longleaf Intermediate Holdings Company, LLC | MISO | SERC | GATEWY | Audrain | MO | Solar | 50 | NA | NA | NA | NA | NA | NA
Envoy Solar Project | -795722 | Operating | NA | Solar | 2025 | IROP Equity Aggregator, L.P. | MISO | SERC | GATEWY | Audrain | MO | Solar | 50 | NA | NA | NA | NA | NA | NA
Envoy Solar Project | -795721 | Operating | NA | Solar | 2025 | Laurel Creek Holdings II, LLC | MISO | SERC | GATEWY | Audrain | MO | Solar | 50 | NA | NA | NA | NA | NA | NA
Envoy Solar Project | -795720 | Operating | NA | Solar | 2025 | Birch Creek Holdings | MISO | SERC | GATEWY | Audrain | MO | Solar | 50 | NA | NA | NA | NA | NA | NA
Envoy Solar Project | -795719 | Operating | NA | Solar | 2025 | China Cove Renewables LLC | MISO | SERC | GATEWY | Audrain | MO | Solar | 50 | NA | NA | NA | NA | NA | NA
Marcus Hook | -768902 | Operating | 836.1 | Combined Cycle | 2004 | EGCO Compass II, LLC | PJM | RFC | R-PJM | Delaware | PA | Gas | 898 | NA | NA | NA | NA | NA | NA
Marcus Hook | -146095 | Operating | 836.1 | Combined Cycle | 2004 | TEPCO Fuel & Power Inc. | PJM | RFC | R-PJM | Delaware | PA | Gas | 898 | 7414 | 7494 | 7537 | 75.0939 | 69.2134 | 66.7134
Farmers City Wind | -785779 | Operating | 146 | Wind Turbine | 2009 | Avangrid Renewables, LLC | MISO | MRO | MRO-US | Atchison | MO | Wind | 146 | NA | NA | NA | NA | NA | NA
Farmington Community Solar Farm | -173194 | Operating | 2.5 | Solar | 2018 | MC Power Companies, Inc. | MISO | SERC | GATEWY | Saint Francois | MO | Solar | 2.5 | NA | NA | NA | 12.9041 | 18.8037 | 18.3105
Fayette, MO | -3280 | Out of Service | 10.9 | Internal Combustion | 1969 | Fayette City of |  | SERC | DELTA | Howard | MO | Oil | NA | NA | NA | NA | NA | NA | NA
FL&P Elm Street Substation | -221243 | Operating | 6 | Internal Combustion | 2002 | Farmington City of MO | MISO | SERC | GATEWY | Saint Francois | MO | Oil | 4.5 | 10156 | 13238 | 9933 | 0.081177 | 0.053272 | 0.15221
FL&P Overall Road Station | -167107 | Operating | 8 | Internal Combustion | 2003 | Farmington City of MO | MISO | SERC | GATEWY | Saint Francois | MO | Oil | 6 | 13750 | 14094 | 11037 | 0.060883 | 0.060883 | 0.10274
FL&P Walton Street Substation | -221244 | Operating | 2 | Internal Combustion | 2003 | Farmington City of MO | MISO | SERC | GATEWY | Saint Francois | MO | Oil | 1.5 | 9417 | NA | 12000 | 0.091324 | 0 | 0.045662
Marcus Hook | -146094 | Operating | 836.1 | Combined Cycle | 2004 | Chubu Electric Power Company, Incorporated | PJM | RFC | R-PJM | Delaware | PA | Gas | 898 | 7414 | 7494 | 7537 | 75.0939 | 69.2134 | 66.7134
Marcus Hook | -146092 | Operating | 836.1 | Combined Cycle | 2004 | TEPCO Fuel & Power Inc. | PJM | RFC | R-PJM | Delaware | PA | Gas | 898 | 7414 | 7494 | 7537 | 75.0939 | 69.2134 | 66.7134
Fulton, MO IC | -164733 | Operating | 12 | Internal Combustion | 1966 | Fulton City of MO | MISO | SERC | GATEWY | Callaway | MO | Oil | 11.3 | NA | NA | NA | 0 | 0 | 0
Gallatin, MO | -3470 | Operating | 7.2 | Internal Combustion | 1977 | Gallatin City of MO |  | SERC | DELTA | Daviess | MO | Oil | 7 | NA | NA | NA | 0 | 0 | 0
Grand Ave Plant | -765534 | Operating | 5 | Steam Turbine | 1991 | Trigen Kansas City Energy Corp. | SPP | MRO | MRO-US | Jackson | MO | Gas | 4.8 | NA | NM | NA | 96.699 | 87.9899 | 83.9707
Marina Thermal CHP | -224441 | Operating | 8 | Gas Turbine | 2003 | DTE Energy Services, Inc. | PJM | RFC | R-PJM | Atlantic | NJ | Gas | 8 | NA | NA | NA | NA | NA | NA
Harry S Truman | -509437 | Operating | 161.4 | Pumped Storage | 1979 | USCE - Kansas City District | SPP | MRO | MRO-US | Benton | MO | Water | 186 | NA | NA | NA | 4.0701 | 15.0449 | 19.7349
Hawthorn | -138803 | Operating | 569 | Steam Turbine | 1969 | Evergy Metro, Inc. | SPP | MRO | MRO-US | Jackson | MO | Coal | 561.6 | 10614 | 10660 | 10617 | 45.346 | 64.1723 | 54.2847
Marinette | -4883 | Operating | 83 | Gas Turbine | 2000 | Madison Gas and Electric Company | MISO | MRO | MRO-US | Marinette | WI | Gas | 93.1 | 13238 | 12650 | 12936 | 10.1619 | 19.7633 | 9.3069
Marion CT | -164074 | Operating | 150 | Gas Turbine | 2003 | Southern Illinois Power Cooperative Inc. | MISO | SERC | GATEWY | Williamson | IL | Gas | 180 | 12570 | 12809 | 12961 | 4.5621 | 6.5597 | 2.7722
Hawthorne Solar Power Plant | -638431 | Operating | 10 | Solar | 2023 | Evergy Metro, Inc. | SPP | MRO | MRO-US | Jackson | MO | Solar | 10 | NA | NA | NA | 19.7831 | NA | NA
Mariposa Peaker Project | -168078 | Operating | 199.6 | Gas Turbine | 2012 | Diamond Generating Corporation | CAISO | WECC | CAMX | Alameda | CA | Gas | 199.6 | 10182 | 10232 | 10317 | 5.0173 | 5.4085 | 5.2196
Higginsville IC | -164849 | Operating | 11.6 | Internal Combustion | 1945 | City of Higginsville, Missouri | SPP | MRO | MRO-US | Lafayette | MO | Oil | 6.6 | 3543 | 17077 | 10273 | 0.16262 | 0.028 | 0.059231
Higginsville Solar Farm | -173494 | Operating | 2.5 | Solar | 2017 | MC Power Companies, Inc. | SPP | SERC | GATEWY | Lafayette | MO | Solar | 2.5 | NA | NA | NA | 20.0913 | 19.9361 | 19.4018
High Prairie Wind Farm | -746560 | Operating | 400 | Wind Turbine | 2020 | Union Electric Company | MISO | SERC | GATEWY | Schuyler | MO | Wind | 385.4 | NA | NA | NA | 25.9296 | 27.7554 | 22.8666
Mark One Power Station (Beachwood) | -518365 | Operating | 363 | Gas Turbine | 2022 | WattBridge Energy, LLC | ERCOT | TRE | TRE | Brazoria | TX | Gas | 298.8 | 10084 | 10621 | NA | 4.3977 | 1.3095 | NA
Huck Finn Solar Project | -785380 | Operating | 200 | Solar | 2024 | Union Electric Company | MISO | SERC | GATEWY |  | MO | Solar | 200 | NA | NA | NA | NA | NA | NA
Iatan | -161988 | Operating | 754.9 | Steam Turbine | 1980 | The Empire District Electric Company | SPP | MRO | MRO-US | Platte | MO | Coal | 702.5 | 10774 | 11136 | 10484 | 34.6229 | 28.5644 | 50.3455
Iatan | -138715 | Operating | 754.9 | Steam Turbine | 1980 | Evergy Missouri West, Inc. | SPP | MRO | MRO-US | Platte | MO | Coal | 702.5 | 10774 | 11136 | 10484 | 34.6229 | 28.5644 | 50.3455
Iatan | -138714 | Operating | 754.9 | Steam Turbine | 1980 | Evergy Metro, Inc. | SPP | MRO | MRO-US | Platte | MO | Coal | 702.5 | 10774 | 11136 | 10484 | 34.6229 | 28.5644 | 50.3455
Iatan 2 | -162757 | Operating | 999 | Steam Turbine | 2010 | Missouri Joint Municipal Electric Utility Commission | MISO, SPP | MRO | MRO-US | Platte | MO | Coal | 897.1 | 9592 | 9463 | 9021 | 34.7547 | 52.3057 | 61.8436
Iatan 2 | -162755 | Operating | 999 | Steam Turbine | 2010 | Kansas Electric Power Cooperative, Inc. | MISO, SPP | MRO | MRO-US | Platte | MO | Coal | 897.1 | 9592 | 9463 | 9021 | 34.7547 | 52.3057 | 61.8436
Iatan 2 | -138844 | Operating | 999 | Steam Turbine | 2010 | Evergy Missouri West, Inc. | MISO, SPP | MRO | MRO-US | Platte | MO | Coal | 897.1 | 9592 | 9463 | 9021 | 34.7547 | 52.3057 | 61.8436
Iatan 2 | -138843 | Operating | 999 | Steam Turbine | 2010 | Evergy Metro, Inc. | MISO, SPP | MRO | MRO-US | Platte | MO | Coal | 897.1 | 9592 | 9463 | 9021 | 34.7547 | 52.3057 | 61.8436
Iatan 2 | -116878 | Operating | 999 | Steam Turbine | 2010 | The Empire District Electric Company | MISO, SPP | MRO | MRO-US | Platte | MO | Coal | 897.1 | 9592 | 9463 | 9021 | 34.7547 | 52.3057 | 61.8436
IKEA St. Louis 410 Solar Project | -172338 | Operating | 1 | Solar | 2015 | IKEA Energy US LLC | MISO | SERC | GATEWY | Saint Louis | MO | Solar | 1 | NA | NA | NA | 0 | 3.847 | 4.532
Independence City Solar Facility | -172714 | Operating | 3 | Solar | 2017 | MC Power Companies, Inc. | SPP | SERC | GATEWY | Jackson | MO | Solar | 3 | NA | NA | NA | 20.4833 | 19.2542 | 18.5046
Independence II Solar Farm | -173925 | Operating | 8.5 | Solar | 2018 | MC Power Companies, Inc. | SPP | MRO | MRO-US | Jackson | MO | Solar | 8.5 | NA | NA | NA | 20.4459 | 21.159 | 19.7475
Jackson Solar Generation Facility (Greenwood) | -138655 | Operating | 3 | Solar | 2016 | Evergy Missouri West, Inc. | SPP | MRO | MRO-US | Jackson | MO | Solar | 3 | NA | NA | NA | 16.6743 | 15.6393 | 17.1157
Marquette 4 | -4891 | Operating | 24 | Gas Turbine | 1979 | City of Marquette, Michigan | MISO | RFC | R-MISO | Marquette | MI | Oil | 22 | 45731 | 44488 | NA | 0.013491 | 0.022312 | 0.0062267
Jackson, MO | -164935 | Operating | 26.3 | Internal Combustion | 1936 | City of Jackson, Missouri | MISO | SERC | GATEWY | Cape Girardeau | MO | Oil | 26.2 | 20277 | NM | NA | 0.059692 | 0.06187 | 0.060563
Marsh Landing Generating Station | -663106 | Operating | 828 | Gas Turbine | 2013 | Clearway Energy, Inc. | CAISO | WECC | CAMX | Contra Costa | CA | Gas | 804.8 | 11837 | NA | NA | 2.6904 | NA | NA
Marsh Landing Generating Station | -663105 | Operating | 828 | Gas Turbine | 2013 | Clearway Energy, Inc. | CAISO | WECC | CAMX | Contra Costa | CA | Gas | 804.8 | 11837 | NA | NA | 2.6904 | NA | NA
John Twitty Energy Center (Southwest Power) | -165595 | Operating | 494 | Steam Turbine | 1976 | City Utilities of Springfield | SPP | MRO | MRO-US | Greene | MO | Coal | 459 | 10438 | 10143 | 10211 | 46.2632 | 63.4947 | 60.4133
Kahoka | -4316 | Operating | 7.4 | Internal Combustion | 1941 | Kahoka City of |  | SERC | DELTA | Clark | MO | Oil | 7.4 | 25765 | NA | 11294 | 0.026225 | 0 | 0.026225
Kennett | -220302 | Operating | 31.4 | Internal Combustion | 1942 | City of Kennett | SPP | MRO | MRO-US | Dunklin | MO | Gas | 28.2 | 10814 | 10734 | 11923 | 1.008 | 2.5005 | 0.76873
Kings Point Wind Farm | -788558 | Operating | 149.4 | Wind Turbine | 2021 | Clearlight Energy | SPP | MRO | MRO-US | Barton | MO | Wind | 145.6 | NA | NA | NA | NA | NA | NA
KPC&L SmartGrid Battery Storage Project | -138651 | Out of Service | 1 | Battery | 2012 | Evergy Metro, Inc. | SPP | MRO | MRO-US | Jackson | MO | Energy Storage | NA | NA | NA | NA | 0 | 0 | 0
La Plata | -161994 | Operating | 3.6 | Internal Combustion | 1960 | La Plata City of |  | SERC | DELTA | Macon | MO | Oil | 3.4 | 9900 | 11000 | 10000 | 0.06715 | 0.020145 | 0.030218
Labadie | -4522 | Operating | 2389.4 | Steam Turbine | 1970 | Union Electric Company | MISO | SERC | GATEWY | Franklin | MO | Coal | 2464 | 10847 | 10751 | 10598 | 73.1191 | 76.1936 | 76.9439
Lake Road | -138652 | Operating | 150.5 | Steam Turbine | 1951 | Evergy Missouri West, Inc. | SPP | MRO | MRO-US | Buchanan | MO | Gas | 143.2 | NA | NM | NA | 2.9832 | 1.4779 | 0.17466
Marsh Run | -164133 | Operating | 513.3 | Gas Turbine | 2004 | Old Dominion Electric Cooperative | PJM | SERC | VACAR | Fauquier | VA | Gas | 576 | 12177 | 11688 | 10786 | 4.2687 | 6.6157 | 13.3302
Lebanon Solar Farm | -173388 | Operating | 2.5 | Solar | 2017 | Gardner Capital, Inc. |  | SERC | DELTA | Laclede | MO | Solar | 2.5 | NA | NA | NA | 19.6438 | 19.653 | 18.6758
Lebanon Solar Farm | -173387 | Operating | 2.5 | Solar | 2017 | MC Power Companies, Inc. |  | SERC | DELTA | Laclede | MO | Solar | 2.5 | NA | NA | NA | 19.6438 | 19.653 | 18.6758
Loess Hills Wind Farm | -396462 | Operating | 5 | Wind Turbine | 2008 | Constellation Energy Corporation | MISO, SPP | MRO | MRO-US | Atchison | MO | Wind | 5 | NA | NA | NA | 14.3973 | 18.2306 | NA
Lost Creek Ridge Wind | -222886 | Operating | 168 | Wind Turbine | 2010 | Pattern Energy Group LLC |  | SERC | DELTA | DeKalb | MO | Wind | 168 | NA | NA | NA | 28.7038 | 35.1372 | 29.516
Macon | -165080 | Operating | 1 | Internal Combustion | 1968 | Macon Municipal Utilities |  | SERC | DELTA | Macon | MO | Oil | 0.7 | NA | NA | NA | 0 | 0 | 0
Marsh Utilities M1 (Yellowstone Industrial Park) | -168063 | Operating | 60.4 | Gas Turbine | 2011 | City of Marshfield, Wisconsin | MISO | MRO | MRO-US | Wood | WI | Gas | 60.2 | 11315 | 11117 | 11108 | 1.6829 | 1.7353 | 1.3511
Macon Solar Farm | -346314 | Operating | 2.8 | Solar | 2015 | Gardner Capital, Inc. |  | SERC | DELTA | Macon | MO | Solar | 2.8 | NA | NA | NA | 17.6778 | 15.0359 | 15.6311
Malden | -165083 | Operating | 15.9 | Internal Combustion | 1951 | City of Malden | SPP | MRO | MRO-US | Dunklin | MO | Oil | 14.7 | 10829 | 10400 | 10121 | 0.059019 | 0.1126 | 0.20501
Marshall Solar Farm | -346316 | Operating | 2.8 | Solar | 2016 | Gardner Capital, Inc. | SPP | MRO | MRO-US | Saline | MO | Solar | 2.8 | NA | NA | NA | 17.2497 | 17.8368 | 16.5811
Marshall County Generating Station | -11895 | Operating | 688 | Gas Turbine | 2002 | Tennessee Valley Authority |  | SERC | CENTRL | Marshall | KY | Gas | 742.4 | 12270 | 11717 | 13180 | 2.1098 | 6.953 | 0.69812
Marshall, MO IC | -4906 | Operating | 15.6 | Internal Combustion | 1988 | Marshall City of MO | SPP | MRO | MRO-US | Saline | MO | Gas | 15.3 | 10111 | 9749 | 10461 | 1.0423 | 1.4109 | 0.35142
Marshall, MN | -4903 | Operating | 18 | Gas Turbine | 1969 | City of Marshall, Minnesota | SPP | MRO | MRO-US | Lyon | MN | Oil | 19.6 | 18281 | 17711 | 17500 | 0.033198 | 0.042321 | 0.076536
MBS Texbook Exchange | -772593 | Operating | 2 | Internal Combustion | 2008 | MBS Textbook Exchange, LLC | MISO | SERC | GATEWY | Boone | MO | Oil | 2 | NA | NA | NA | NA | NA | NA
Marshall, MO CT | -4905 | Operating | 15.2 | Gas Turbine | 1972 | Marshall City of MO | SPP | MRO | MRO-US | Saline | MO | Gas | 17 | 20533 | 16886 | 15528 | 0.2216 | 3.6617 | 6.349
Memphis | -4999 | Operating | 8.8 | Internal Combustion | 1945 | Memphis City of MO |  | SERC | DELTA | Scotland | MO | Oil | 8.8 | NA | 11500 | NA | NA | 0.010378 | NA
Marshalltown | -4907 | Operating | 189 | Gas Turbine | 1978 | Interstate Power and Light Company | MISO | MRO | MRO-US | Marshall | IA | Gas | 134.7 | 15544 | 21066 | 7389 | 10.3486 | 4.097 | 4.9614
Marshalltown Generating Station | -162103 | Operating | 705.9 | Combined Cycle | 2017 | Interstate Power and Light Company | MISO | MRO | MRO-US | Marshall | IA | Gas | 694.9 | 6586 | 7176 | 7294 | 59.2011 | 44.6782 | 31.6324
Martin Combined Cycle | -165122 | Operating | 2448.5 | Combined Cycle | 1994 | Florida Power & Light Company |  | SERC | FP | Martin | FL | Gas | 2341.8 | 7249 | 7168 | 7166 | 41.2573 | 46.5397 | 48.077
Montgomery County Renewable Energy Center | -488722 | Operating | 5.7 | Solar | 2022 | Union Electric Company | MISO | SERC | GATEWY | Montgomery | MO | Solar | 5.7 | NA | NA | NA | 22.4285 | 19.6247 | NA
Martin Drake Power Plant | -648036 | Operating | 245.1 | Gas Turbine | 2023 | Colorado Springs Utilities |  | WECC | RMPA | El Paso | CO | Gas | 150 | 10629 | NA | NA | 9.9148 | NA | NA
MU Combined Heat and Power Plant | -742571 | Operating & Planned | 47.1 | Steam Turbine | 1961 | University of Missouri | MISO | SERC | GATEWY | Boone | MO | Gas | 45.4 | 25110 | NA | NA | 21.3676 | NA | NA
Mary’s Harbour | -764729 | Operating | 1.55 | Gas Turbine | 1993 | Newfoundland and Labrador Hydro |  | NPCC | MRTM |  |  | Oil | 1.55 | NA | NA | NA | NA | NA | NA
MU Combined Heat and Power Plant IC | -785297 | Operating | 3 | Internal Combustion | 1994 | University of Missouri | MISO | SERC | GATEWY | Boone | MO | Oil | 3 | 20000 | NA | NA | 0.0065232 | NA | NA
Maryland Food Center Authority | -508656 | Operating | 1.1 | Gas Turbine | 2022 | Bioenergy Devco, LLC | PJM | RFC | R-PJM | Howard | MD | Gas | 1.1 | 8553 | 12726 | NA | 30.5106 | 1.2868 | NA
New Madrid | -139281 | Operating | 1300 | Steam Turbine | 1972 | City of New Madrid |  | SERC | DELTA | New Madrid | MO | Coal | 1230 | 10495 | 10010 | 9879 | 43.7196 | 74.0994 | 54.5134
New Madrid | -139280 | Operating | 1300 | Steam Turbine | 1972 | Associated Electric Cooperative, Inc. |  | SERC | DELTA | New Madrid | MO | Coal | 1230 | 10495 | 10010 | 9879 | 43.7196 | 74.0994 | 54.5134
Niangua | -5423 | Operating | 3 | Hydraulic Turbine | 1930 | Sho-Me Power Electric Cooperative |  | SERC | DELTA | Camden | MO | Water | 3 | NA | NA | NA | 3.8889 | 9.9353 | 10.3234
Nixa City Solar | -171187 | Operating | 7.9 | Solar | 2017 | Gardner Capital, Inc. | SPP | MRO | MRO-US | Christian | MO | Solar | 7.9 | NA | NA | NA | 21.7617 | 20.5248 | 20.8355
Noble Hill Landfill | -166255 | Operating | 3.2 | Internal Combustion | 2006 | City Utilities of Springfield | SPP | MRO | MRO-US | Greene | MO | Biomass | 3 | 10244 | 10325 | 10171 | 6.9863 | 13.5388 | 47.8387
Maryland Heights Renewable Energy Center | -168208 | Operating | 15 | Gas Turbine | 2012 | Union Electric Company | MISO | SERC | GATEWY | Saint Louis | MO | Biomass | 15 | 11124 | 13159 | 13493 | 45.3006 | 40.6065 | 54.4521
North Fork Ridge Wind Farm | -788559 | Operating | 149.4 | Wind Turbine | 2020 | Clearlight Energy | SPP | MRO | MRO-US | Barton | MO | Wind | 145.5 | NA | NA | NA | NA | NA | NA
North Fork Ridge Wind Farm | -787851 | Operating | 149.4 | Wind Turbine | 2020 | The Empire District Electric Company | SPP | MRO | MRO-US | Barton | MO | Wind | 145.5 | NA | NA | NA | NA | NA | NA
Massachusetts Institute of Technology | -350171 | Operating | 43.4 | Gas Turbine | 1995 | Massachusetts Institute of Technology | New England | NPCC | NE | Middlesex | MA | Gas | 41.4 | 14459 | 13015 | 18633 | 56.3982 | 57.8105 | 14.344
Northeast Station IC | -138874 | Operating | 2 | Internal Combustion | 1985 | Evergy Metro, Inc. | SPP | MRO | MRO-US | Jackson | MO | Oil | 2 | NA | NA | NA | NA | NA | NA
O'Fallon Renewable Energy Center | -171128 | Operating | 4.5 | Solar | 2014 | Union Electric Company | MISO | SERC | GATEWY | Saint Charles | MO | Solar | 4.5 | NA | NA | NA | 13.3257 | 10.6266 | 15.4465
Osage | -5649 | Operating | 208 | Hydraulic Turbine | 1931 | Union Electric Company | MISO | SERC | GATEWY | Miller | MO | Water | 234 | NA | NA | NA | 8.5919 | 26.422 | 42.0325
Osborn Wind Energy Center (DeKalb-Clinton) | -168547 | Operating | 200.9 | Wind Turbine | 2016 | NextEra Energy Resources, LLC | SPP | MRO | MRO-US | DeKalb | MO | Wind | 195.8 | NA | NA | NA | 37.9226 | 45.3752 | 41.9879
Ozark Beach | -116881 | Operating | 16 | Hydraulic Turbine | 1931 | The Empire District Electric Company | SPP | MRO | MRO-US | Taney | MO | Water | 16 | NA | NA | NA | 39.7738 | 40.4573 | 36.0188
Massena Energy Facility | -132687 | Operating | 102.1 | Combined Cycle | 1993 | Alliance Energy, New York LLC | New York | NPCC | NY | Saint Lawrence | NY | Gas | 91 | 8677 | 9133 | 8393 | 2.7432 | 0.068619 | 2.1761
Poplar Bluff | -5972 | Operating | 34.1 | Internal Combustion | 1976 | City of Poplar Bluff, Missouri | SPP | SERC | DELTA | Butler | MO | Gas | 33.4 | 29763 | 47501 | 16703 | 0.19789 | 0.37767 | 0.78254
Prosperity Solar Farm | -788587 | Operating | 2.3 | Solar | 2021 | Clearlight Energy | SPP | MRO | MRO-US | Jasper | MO | Solar | 2.2 | NA | NA | NA | NA | NA | NA
Masspower Cogen | -135971 | Operating | 260.9 | Combined Cycle | 1993 | EquiPower Resources Corp. | New England | NPCC | NE | Hampden | MA | Gas | 280 | 8738 | 8821 | 9278 | 24.8347 | 9.5362 | 10.4474
Rock Creek Wind Project | -166359 | Operating | 300 | Wind Turbine | 2017 | Enel Green Power North America, Inc. | SPP | MRO | MRO-US | Atchison | MO | Wind | 300 | NA | NA | NA | 38.9292 | 42.1494 | 40.8138
Rolla Solar Farm | -106010 | Operating | 2.8 | Solar | 2016 | Gardner Capital, Inc. | MISO | SERC | GATEWY | Phelps | MO | Solar | 2.8 | NA | NA | NA | 17.3679 | 17.2741 | 16.8461
Shelbina Power #3 | -12511 | Operating | 3.6 | Internal Combustion | 2002 | Shelbina City of |  | SERC | DELTA | Shelby | MO | Oil | 3.6 | NA | 14250 | 12938 | 0 | 0.025368 | 0.050736
Shelbina Power 1 | -6664 | Operating | 4.6 | Internal Combustion | 1981 | Shelbina City of |  | SERC | DELTA | Shelby | MO | Oil | 4.6 | 12833 | 9333 | 10371 | 0.01489 | 0.044669 | 0.22087
Shelbina Power 2 | -6665 | Operating | 6.6 | Internal Combustion | 1992 | Shelbina City of |  | SERC | DELTA | Shelby | MO | Oil | 6.6 | 10281 | 10708 | 10041 | 0.055348 | 0.11243 | 0.50851
Sikeston | -6713 | Operating | 261 | Steam Turbine | 1981 | City of Sikeston, Missouri | MISO | SERC | DELTA | Scott | MO | Coal | 240 | 10391 | 10464 | 10451 | 64.6568 | 72.6201 | 81.4796
Sioux | -6723 | Operating | 1099.4 | Steam Turbine | 1967 | Union Electric Company | MISO | SERC | GATEWY | Saint Charles | MO | Coal | 994 | 10431 | 10183 | 11878 | 35.0334 | 42.1001 | 44.6388
Mayaguez Gas Plant | -770348 | Operating | 220 | Gas Turbine | 2009 | Puerto Rico Electric Power Authority |  |  |  | Mayaguez | PR | Oil | 220 | NA | NA | NA | NA | NA | NA
Southwestern Bell Telephone | -165598 | Operating | 17.2 | Internal Combustion | 1992 | Southwestern Bell Telephone Company | MISO | SERC | GATEWY | Saint Louis | MO | Oil | 17.2 | 14194 | 9748 | 11250 | 0.020574 | 0.18982 | 0.026548
Springfield Solar 1 Farm | -170751 | Operating | 4.9 | Solar | 2014 | Strata Clean Energy, LLC | SPP | MRO | MRO-US | Greene | MO | Solar | 4.9 | NA | NA | NA | 19.6394 | 19.3272 | 18.0272
Mazeppa Gas Plant | -171190 | Operating | 16.5 | Gas Turbine | 2015 | MFC Energy Corporation | Alberta | WECC | WECCCN |  |  | Gas | 16.5 | NA | NA | NA | NA | NA | NA
St. Louis Brewery | -6931 | Operating | 26.1 | Steam Turbine | 1939 | Anheuser-Busch, LLC | MISO | SERC | GATEWY | Saint Louis | MO | Gas | 22 | 36285 | 34957 | 39212 | 18.9288 | 20.7732 | 19.105
St. Louis Lambert Int Airport Solar | -182527 | Operating | 1 | Solar | 2019 | Union Electric Company | MISO | SERC | GATEWY | Saint Louis | MO | Solar | 1 | NA | NA | NA | 16.7009 | 16.895 | 14.1553
St.Joseph Landfill Project | -138649 | Operating | 1.6 | Internal Combustion | 2011 | Evergy Missouri West, Inc. | SPP | MRO | MRO-US | Buchanan | MO | Biomass | 1.5 | 16678 | 13641 | 10731 | 22.2222 | 67.481 | 79.1096
Stanberry | -6955 | Operating | 4.3 | Internal Combustion | 1945 | Stanberry City of |  | SERC | DELTA | Gentry | MO | Gas | 4.3 | NA | NA | NA | 0 | 0 | 0
MCAGCC Cogen Plant 1 | -172052 | Operating | 16.4 | Gas Turbine | 2003 | Marine Corps Air Ground Combat Center | CAISO | WECC | CAMX | San Bernardino | CA | Gas | 16.2 | 13138 | 11713 | 11534 | 29.0955 | 47.2927 | 58.1022
McCartney | -4943 | Operating & Planned | 117.8 | Gas Turbine | 2002 | City Utilities of Springfield | SPP | MRO | MRO-US | Greene | MO | Gas | 100 | 11138 | 11454 | 11537 | 10.972 | 10.905 | 4.9084
McClain Energy Facility | -8653 | Operating | 551.3 | Combined Cycle | 2001 | Oklahoma Gas and Electric Company | SPP | MRO | MRO-US | McClain | OK | Gas | 485.1 | 7101 | 7133 | 7118 | 60.8014 | 53.4479 | 51.3482
McClain Energy Facility | -4944 | Operating | 551.3 | Combined Cycle | 2001 | Oklahoma Municipal Power Authority | SPP | MRO | MRO-US | McClain | OK | Gas | 485.1 | 7101 | 7133 | 7118 | 60.8014 | 53.4479 | 51.3482
McClellan | -4946 | Operating | 77 | Gas Turbine | 1986 | Sacramento Municipal Utility District |  | WECC | CAMX | Sacramento | CA | Gas | 77 | 12214 | 12500 | 12703 | 0.37404 | 0.54809 | 0.5939
Stockton | -509443 | Operating | 52 | Hydraulic Turbine | 1973 | USCE - Kansas City District | SPP | MRO | MRO-US | Cedar | MO | Water | 52 | NA | NA | NA | 7.6756 | 16.3519 | 15.5967
Table Rock | -510904 | Operating | 200 | Hydraulic Turbine | 1959 | USCE - Little Rock District | SPP | MRO | MRO-US | Taney | MO | Water | 216.5 | NA | NA | NA | 26.3163 | 33.5654 | 32.7137
Taum Sauk | -7130 | Operating | 408 | Pumped Storage | 1963 | Union Electric Company | MISO | SERC | GATEWY | Reynolds | MO | Water | 440 | NA | NA | NA | 8.8315 | 9.9772 | 6.2002
Tenaska Clear Creek Energy Center | -230799 | Operating | 242 | Wind Turbine | 2020 | Bright Canyon Energy Corporation |  | SERC | DELTA | Nodaway | MO | Wind | 242 | NA | NA | NA | 27.3122 | 30.8334 | 35.2919
Tenaska Clear Creek Energy Center | -230798 | Operating | 242 | Wind Turbine | 2020 | Tenaska, Inc. |  | SERC | DELTA | Nodaway | MO | Wind | 242 | NA | NA | NA | 27.3122 | 30.8334 | 35.2919
Thomas Hill | -7191 | Operating | 1181.7 | Steam Turbine | 1966 | Associated Electric Cooperative, Inc. |  | SERC | DELTA | Randolph | MO | Coal | 1153 | 9952 | 9822 | 9848 | 58.7869 | 69.9573 | 84.5386
Trenton IC | -7268 | Operating | 13.5 | Internal Combustion | 1974 | Trenton Municipal Utilities |  | SERC | DELTA | Grundy | MO | Oil | 13.5 | 10764 | 12153 | 10961 | 0.046508 | 0.071876 | 0.40673
Trenton Solar Farm (MO) | -171893 | Operating | 2.8 | Solar | 2015 | MC Power Companies, Inc. | SPP | MRO | MRO-US | Grundy | MO | Solar | 2.8 | NA | NA | NA | 18.7255 | 18.5706 | 17.1559
Trenton South | -165680 | Operating | 14 | Internal Combustion | 2000 | Trenton Municipal Utilities |  | SERC | DELTA | Grundy | MO | Oil | 13.2 | 10712 | 9555 | 12826 | 0.051024 | 0.11848 | 0.039781
McClure CT | -4948 | Operating | 142.4 | Gas Turbine | 1980 | Modesto Irrigation District |  | WECC | CAMX | Stanislaus | CA | Gas | 107 | 23167 | 19450 | 19834 | 0.13368 | 0.22362 | 0.26106
Trigen St. Louis - IC | -125441 | Operating | 1.2 | Internal Combustion | 1999 | Ashley Energy LLC | MISO | SERC | GATEWY | Saint Louis | MO | Gas | 1.2 | NA | NA | NA | 0 | 0 | 0
Trigen St. Louis ST | -125439 | Operating | 3 | Steam Turbine | 1999 | Ashley Energy LLC | MISO | SERC | GATEWY | Saint Louis | MO | Gas | 3 | 4071 | 4136 | NA | 41.4802 | 12.1613 | 0
Truman Solar Project - Cypress | -405320 | Operating | 10 | Solar | 2021 | Cypress Creek Renewables, LLC | MISO | SERC | GATEWY | Boone | MO | Solar | 10 | NA | NA | NA | 25.9658 | 26.5879 | 16.6119
McCook | -4949 | Operating | 56.7 | Gas Turbine | 1973 | Nebraska Public Power District | SPP | MRO | MRO-US | Red Willow | NE | Oil | 40.9 | 13513 | 12806 | 12606 | 0.40694 | 0.69902 | 0.57049
Unionville, MO | -7354 | Operating | 8.7 | Internal Combustion | 1935 | City of Unionville |  | SERC | DELTA | Putnam | MO | Oil | 8 | 13636 | 12000 | 16500 | 0.015696 | 0.0014269 | 0.011416
Waynesville City Solar Farm | -172789 | Operating | 2.8 | Solar | 2016 | MC Power Companies, Inc. |  | SERC | GATEWY | Pulaski | MO | Solar | 2.8 | NA | NA | NA | 18.6562 | 17.5595 | 16.9847
West Plains City Solar Project | -426911 | Operating | 8 | Solar | 2022 | Evergy Missouri West, Inc. | MISO | SERC | DELTA | Howell | MO | Solar | 8 | NA | NA | NA | 22.1033 | 20.4638 | NA
McGrath Peaker Plant (Oxnard Peaker Plant) | -166822 | Operating | 49.8 | Gas Turbine | 2012 | Southern California Edison Company | CAISO | WECC | CAMX | Ventura | CA | Gas | 49 | 11168 | 10924 | 10492 | 2.6444 | 7.0883 | 2.4783
White Cloud Wind Project | -746350 | Operating | 236.5 | Wind Turbine | 2020 | TradeWind Energy, Inc. |  | SERC | DELTA | Nodaway | MO | Wind | 236.5 | NA | NA | NA | 40.3587 | 44.223 | 38.2603
Commonwealth Utilities Internal Combustion Plant-I | -429499 | Operating & Planned | 64 | Internal Combustion | 1979 | Commonwealth Utilities Corporation |  |  |  | Saipan | MP | Oil | 48 | NA | NA | NA | NA | NA | NA
Hotel Nikko Internal Combustion Plant | -642341 | Operating | 1 | Internal Combustion | 1987 | Marianas Resort Inc. |  |  |  | Saipan | MP | Oil | 1 | NA | NA | NA | NA | NA | NA
Rota Internal Combustion Plant | -435897 | Operating | 4.3 | Internal Combustion | 1987 | Commonwealth Utilities Corporation |  |  |  | Rota | MP | Oil | 5.6 | NA | NA | NA | NA | NA | NA
Rota Resort Internal Combustion Plant | -630559 | Operating | 3.12 | Internal Combustion | 1995 | SNM Corporation |  |  |  | Rota | MP | Oil | 3.12 | NA | NA | NA | NA | NA | NA
Saipan II Internal Combustion Plant | -429500 | Operating | NA | Internal Combustion | NA | Commonwealth Utilities Corporation |  |  |  | Saipan | MP | Oil | 6 | NA | NA | NA | NA | NA | NA
Saipan IV Internal Combustion Plant | -429501 | Operating | NA | Internal Combustion | NA | Commonwealth Utilities Corporation |  |  |  | Saipan | MP | Oil | 11.1 | NA | NA | NA | NA | NA | NA
Tinian Dynasty Internal Combustion Plant | -429927 | Operating | 10 | Internal Combustion | 1998 | Hong Kong Entertainment (Overseas) Investments, Ltd. |  |  |  | Tinian | MP | Oil | 10 | NA | NA | NA | NA | NA | NA
Tinian Power Plant | -435509 | Operating | 20 | Internal Combustion | 1999 | Telesource CNMI, Inc. |  |  |  | Tinian | MP | Oil | 20 | NA | NA | NA | NA | NA | NA
McIntosh CAES CT | -165128 | Operating | 566 | Gas Turbine | 1998 | PowerSouth Energy Cooperative |  | SERC | SOU | Washington | AL | Gas | 688 | 11428 | 11623 | 11260 | 12.44 | 13.2608 | 9.613
McIntosh Combined Cycle | -25824 | Operating | 1376.6 | Combined Cycle | 2005 | Georgia Power Company |  | SERC | SOU | Effingham | GA | Gas | 1359.8 | 7004 | 7008 | 7004 | 76.4553 | 72.5116 | 72.0841
McIntosh CT | -25932 | Operating | 810.4 | Gas Turbine | 1994 | Georgia Power Company |  | SERC | SOU | Effingham | GA | Gas | 756 | 18706 | 14421 | 17680 | 0.27443 | 1.2728 | 0.41144
Benndale Gas Project | -219393 | Operating | 28.4 | Internal Combustion | 2019 | Cooperative Energy | MISO | SERC | SOU | George | MS | Gas | 22.6 | 8219 | 8380 | 7664 | 29.2788 | 34.638 | 29.0402
Brookhaven Solar (Entergy) Project | -648307 | Operating | 1 | Solar | 2016 | Entergy Mississippi, LLC | MISO | SERC | DELTA | Lincoln | MS | Solar | 1 | NA | NA | NA | NA | NA | NA
McKittrick Cogeneration | -645770 | Operating | 46 | Gas Turbine | 1991 | ContourGlobal Limited | CAISO | WECC | CAMX | Kern | CA | Gas | 48 | 9772 | 10399 | NA | 8.7731 | 2.3599 | NA
Cane Creek Solar Project | -765761 | Operating | 78.5 | Solar | 2024 | Birch Creek Development, LLC |  | SERC | SOU | Clarke | MS | Solar | 78.5 | NA | NA | NA | NA | NA | NA
McKittrick Cogeneration Plant | -165130 | Operating | 12 | Gas Turbine | 1984 | Texaco Inc. | CAISO | WECC | CAMX | Kern | CA | Gas | 11 | 12723 | 12336 | 12229 | 60.7192 | 80.4307 | 85.9869
McMahon Cogeneration | -781307 | Operating | 120 | Gas Turbine | 1993 | TransAlta Corporation |  | WECC | WECCCN |  |  | Gas | 120 | NA | NA | NA | NA | NA | NA
Clay County Landfill Gas Plant | -169157 | Operating | 1 | Internal Combustion | 2011 | Golden Triangle Regional Solid Waste Management Authority |  | SERC | CENTRL | Oktibbeha | MS | Biomass | 1 | NA | NA | NA | NA | NA | NA
Columbus, MS | -116256 | Operating | 128.6 | Steam Turbine | 1982 | Weyerhaeuser NR Company |  | SERC | CENTRL | Lowndes | MS | Biomass | 128.6 | 31621 | 29227 | 28788 | 47.6158 | 45.9501 | 48.148
Columbus, MS | -116255 | Operating | 128.6 | Steam Turbine | 1982 | International Paper Company |  | SERC | CENTRL | Lowndes | MS | Biomass | 128.6 | 31621 | 29227 | 28788 | 47.6158 | 45.9501 | 48.148
Commodore Solar Farm | -135082 | Operating | 3 | Solar | 2014 | Shell New Energies US LLC |  | SERC | CENTRL | Chickasaw | MS | Solar | 3 | NA | NA | NA | NA | NA | NA
Commodore Solar Farm | -135016 | Operating | 3 | Solar | 2014 | Silicon Ranch Corporation |  | SERC | CENTRL | Chickasaw | MS | Solar | 3 | NA | NA | NA | NA | NA | NA
McManus CT | -4966 | Operating | 558 | Gas Turbine | 1972 | Georgia Power Company |  | SERC | SOU | Glynn | GA | Oil | 513 | NA | 13867 | NA | -0.0029151 | 0.46305 | -0.0011794
Delta Wind Project | -763637 | Operating | 185 | Wind Turbine | 2024 | PIP5 LUMOS LLC | MISO | SERC | DELTA | Tunica | MS | Wind | 185 | NA | NA | NA | NA | NA | NA
Delta Wind Project | -763636 | Operating | 185 | Wind Turbine | 2024 | Aes Clean Energy Development Holdings, Llc | MISO | SERC | DELTA | Tunica | MS | Wind | 185 | NA | NA | NA | NA | NA | NA
Delta's Edge Solar Project | -740393 | Operating | 100 | Solar | 2023 | Public Sector Pension Investment Board | MISO | SERC | SOU | Carroll | MS | Solar | 100 | NA | NA | NA | 2.9 | NA | NA
Delta's Edge Solar Project | -740392 | Operating | 100 | Solar | 2023 | Ontario Teachers' Pension Plan Board | MISO | SERC | SOU | Carroll | MS | Solar | 100 | NA | NA | NA | 2.9 | NA | NA
DeSoto Solar Power Plant | -648251 | Operating | 1 | Solar | 2015 | Entergy Mississippi, LLC | MISO | SERC | DELTA | Desoto | MS | Solar | 1 | NA | NA | NA | NA | NA | NA
District 70 - Trans. Gas Pipe Line | -142001 | Out of Service | 1.6 | Steam Turbine | 1951 | Williams Partners L.P. | MISO | SERC | DELTA | Walthall | MS | Other | NA | NA | NA | NA | NA | NA | NA
ERDC Power Plant | -678359 | Operating | 3.2 | Internal Combustion | 2021 | Entergy Texas, Inc. | MISO | SERC | DELTA | Warren | MS | Gas | 3.2 | NA | NA | NA | 0 | 0 | NA
McPherson 2 | -4972 | Operating | 214.8 | Gas Turbine | 1973 | City of McPherson, Kansas | SPP | MRO | MRO-US | McPherson | KS | Gas | 180 | 16342 | 36283 | 14172 | 2.3996 | 0.97907 | 2.5158
Gerald Andrus | -3548 | Operating | 781.4 | Steam Turbine | 1975 | Entergy Mississippi, LLC | MISO | SERC | DELTA | Washington | MS | Gas | 731.7 | 11443 | 11149 | 11789 | 3.3237 | 11.8577 | 2.7571
Golden Triangle Battery Storage (OE_MS5) | -795551 | Operating | NA | Battery | 2025 | Origis Energy USA Inc. |  | SERC | CENTRL | Lowndes | MS | Energy Storage | 50 | NA | NA | NA | NA | NA | NA
Golden Triangle II Battery Storage Project | -761512 | Operating | 50 | Battery | 2024 | Origis Energy USA Inc. |  | SERC | CENTRL | Lowndes | MS | Energy Storage | 50 | NA | NA | NA | NA | NA | NA
Golden Triangle II Solar | -761488 | Operating | 150 | Solar | 2024 | Origis Energy USA Inc. |  | SERC | CENTRL | Lowndes | MS | Solar | 150 | NA | NA | NA | NA | NA | NA
Golden Triangle Solar Project (OE_MS5) | -808170 | Operating | NA | Solar | 2025 | Origis Energy USA Inc. |  | SERC | CENTRL | Lowndes | MS | Solar | 200 | NA | NA | NA | NA | NA | NA
McPherson 3 | -4974 | Operating | 115.6 | Gas Turbine | 1998 | City of McPherson, Kansas | SPP | MRO | MRO-US | McPherson | KS | Gas | 85 | 16654 | 16518 | 12955 | 1.7756 | 3.2933 | 2.6114
MCRD Parris Island CHP Plant | -177034 | Operating | 3.5 | Gas Turbine | 2019 | Ameresco, Inc. |  | SERC | VACAR | Beaufort | SC | Gas | 3.5 | 12878 | 12720 | 12748 | 69.576 | 61.3601 | 76.2427
Grand Gulf | -43020 | Operating | 1440 | Nuclear | 1985 | System Energy Resources, Inc. | MISO | SERC | DELTA | Claiborne | MS | Nuclear | 1399.5 | NA | NA | NA | 95.84 | 67.7973 | 94.1066
Grand Gulf | -3644 | Operating | 1440 | Nuclear | 1985 | Cooperative Energy | MISO | SERC | DELTA | Claiborne | MS | Nuclear | 1399.5 | NA | NA | NA | 95.84 | 67.7973 | 94.1066
Harvest Gold Solar Project | -779498 | Operating | 99 | Solar | 2024 | Nala Renewables | MISO | SERC | DELTA | Sunflower | MS | Solar | 99 | NA | NA | NA | NA | NA | NA
Harvest Gold Solar Project | -779497 | Operating | 99 | Solar | 2024 | Swift Current Energy, LLC | MISO | SERC | DELTA | Sunflower | MS | Solar | 99 | NA | NA | NA | NA | NA | NA
Harvest Gold Solar Project | -779496 | Operating | 99 | Solar | 2024 | Buckeye Partners, L.P. | MISO | SERC | DELTA | Sunflower | MS | Solar | 99 | NA | NA | NA | NA | NA | NA
Hattiesburg Farm | -135088 | Operating | 50 | Solar | 2017 | Shell New Energies US LLC |  | SERC | SOU | Forrest | MS | Solar | 50 | NA | NA | NA | 19.2333 | 22.1116 | 20.1975
Hattiesburg Farm | -135052 | Operating | 50 | Solar | 2017 | Silicon Ranch Corporation |  | SERC | SOU | Forrest | MS | Solar | 50 | NA | NA | NA | 19.2333 | 22.1116 | 20.1975
High Pressure Industrial Water Facility | -511260 | Operating | 6 | Internal Combustion | 1966 | National Aeronautics and Space Administration |  | SERC | SOU | Hancock | MS | Oil | 6 | NA | NA | NA | NA | NA | NA
McWilliams | -4976 | Operating | 654 | Combined Cycle | 1954 | PowerSouth Energy Cooperative |  | SERC | SOU | Covington | AL | Gas | 751 | 7589 | 7624 | 7534 | 50.8142 | 59.2158 | 60.7941
Mead Coated Board CT | -481203 | Operating | 25 | Gas Turbine | 1998 | WestRock Company |  | SERC | SOU | Russell | AL | Gas | 25 | 15906 | 15656 | 15666 | 72.137 | 73.9676 | 69.7621
Hinds Solar Plant | -648310 | Operating | 1 | Solar | 2016 | Entergy Mississippi, LLC | MISO | SERC | DELTA | Hinds | MS | Solar | 1 | NA | NA | NA | NA | NA | NA
Jack Watson | -164933 | Operating | 877.2 | Steam Turbine | 1957 | Mississippi Power Company |  | SERC | SOU | Harrison | MS | Gas | 721 | 10516 | 10708 | 10788 | 51.7743 | 41.0588 | 34.0832
Medical Area Total Energy CT | -191539 | Operating | 38.8 | Gas Turbine | 2003 | ENGIE North America Inc. | New England | NPCC | NE | Suffolk | MA | Gas | 39.9 | 11367 | 11317 | 11654 | 73.3844 | 72.9014 | 67.7333
Medical Area Total Energy CT | -139365 | Operating | 38.8 | Gas Turbine | 2003 | AxInfra US L.P. | New England | NPCC | NE | Suffolk | MA | Gas | 39.9 | 11367 | 11317 | 11654 | 73.3844 | 72.9014 | 67.7333
Leaf River | -4619 | Operating | 50.4 | Steam Turbine | 1984 | Georgia-Pacific LLC |  | SERC | SOU | Perry | MS | Biomass | 53.4 | 38828 | 40957 | 40804 | 90.0373 | 91.0213 | 93.307
Lineage MS Solar Project | -752192 | Operating | 1.2 | Solar | 2021 | Madison Energy Holdings, LLC | MISO | SERC | DELTA | Rankin | MS | Solar | 1.2 | NA | NA | NA | 18.36 | 14.2979 | NA
Medicine Hat (Gas Plant) (MEDHAT) | -641147 | Operating | 87 | Gas Turbine | 2017 | City of Medicine Hat | Alberta | WECC | WECCCN |  |  | Gas | 87 | NA | NA | NA | NA | NA | NA
Meridian | -5017 | Operating | 9 | Internal Combustion | 1998 | Tennessee Valley Authority |  | SERC | CENTRL | Lauderdale | MS | Oil | 9 | 3035 | NM | 31250 | 0.55048 | 0.0012684 | 0.055809
Medicine Hat CC Plant | -641148 | Operating | NA | Combined Cycle | NA | City of Medicine Hat | Alberta | WECC | WECCCN |  |  | Gas | 203.4 | NA | NA | NA | NA | NA | NA
Medway CT | -396406 | Operating | 135 | Gas Turbine | 1970 | Constellation Energy Corporation | New England | NPCC | NE | Norfolk | MA | Oil | 182.8 | 19540 | 18047 | NA | 0.23256 | 0.17384 | NA
Monticello Paper | -5202 | Operating | 64.8 | Steam Turbine | 1968 | Georgia-Pacific LLC | MISO | SERC | SOU | Lawrence | MS | Biomass | 64.8 | 10381 | 9917 | 11383 | 85.6971 | 75.8045 | 77.9027
Moonshot Solar Project | -786243 | Operating | 78.5 | Solar | 2024 | Birch Creek Development, LLC |  | SERC | SOU | Hancock | MS | Solar | 78.5 | NA | NA | NA | NA | NA | NA
Moselle | -165190 | Operating | 59 | Steam Turbine | 1970 | Cooperative Energy | MISO | SERC | SOU | Jones | MS | Gas | 59 | 11762 | 11903 | 12285 | 11.1659 | 3.9823 | 3.3239
Mehoopany CT | -165134 | Operating | 117.6 | Gas Turbine | 1985 | The Procter & Gamble Company | PJM | RFC | R-PJM | Wyoming | PA | Gas | 123 | 10686 | 10397 | 10635 | 78.209 | 77.2944 | 77.7408
Merl Parr | -141051 | Operating | 36 | Gas Turbine | 1969 | MidAmerican Energy Company | MISO | MRO | MRO-US | Floyd | IA | Gas | 36 | 16757 | 17452 | 19706 | 0.24036 | 0.21024 | 0.31171
Naval Construction Battalion Center | -493814 | Operating | 3.5 | Solar | 2017 | Undisclosed buyer |  | SERC | SOU | Harrison | MS | Solar | 3.5 | NA | NA | NA | 18.1996 | 18.8748 | 0
Pearl River Solar Park | -766164 | Operating | 175 | Solar | 2024 | EDP Renewables North America LLC | MISO | SERC | DELTA | Scott | MS | Solar | 175 | NA | NA | NA | NA | NA | NA
Pearl River Solar Park | -766163 | Operating | 175 | Solar | 2024 | EDP Renewables North America LLC | MISO | SERC | DELTA | Scott | MS | Solar | 175 | NA | NA | NA | NA | NA | NA
Merl Parr | -141050 | Operating | 36 | Gas Turbine | 1969 | MidAmerican Energy Company | MISO | MRO | MRO-US | Floyd | IA | Gas | 36 | 16757 | 17452 | 19706 | 0.24036 | 0.21024 | 0.31171
Pontotoc County Landfill Gas Project | -757795 | Operating | 1 | Steam Turbine | 2012 | Three Rivers Solid Waste Authority South Carolina Solid Waste Di |  | SERC | CENTRL | Pontotoc | MS | Biomass | 1 | NA | NA | NA | NA | NA | NA
Prairie Bluff Renewable Energy Facility | -169449 | Operating | 1.6 | Internal Combustion | 2012 | WM Renewable Energy, LLC |  | SERC | CENTRL | Chickasaw | MS | Biomass | 1.6 | 10718 | 10600 | 10382 | 55.4295 | 66.5097 | 76.8051
Merrimack CT | -791361 | Operating | 37.2 | Gas Turbine | 1968 | Atlas Capital Resources II (A7) LP | New England | NPCC | NE | Merrimack | NH | Oil | 43 | 15237 | 14592 | 15652 | 0.3499 | 0.74891 | 0.30185
Ragsdale Solar Project | -786926 | Operating | 100 | Solar | 2024 | EDPR NA Distributed Generation LLC | MISO | SERC | DELTA | Madison | MS | Solar | 100 | NA | NA | NA | NA | NA | NA
Raleigh CO2 Plant | -59152 | Operating | 4.8 | Internal Combustion | 1999 | Treetop Midstream Services, LLC | MISO | SERC | SOU | Smith | MS | Gas | 4.8 | NA | NA | NA | NA | NA | NA
Red Hills | -256556 | Operating | 513.7 | Steam Turbine | 2002 | Orion Acquisitions LLC |  | SERC | CENTRL | Choctaw | MS | Coal | 440 | 11789 | 11495 | 11512 | 66.0489 | 75.6948 | 71.6088
Merrimack CT | -791360 | Operating | 37.2 | Gas Turbine | 1968 | Atlas Capital Resources (p) Ii Lp | New England | NPCC | NE | Merrimack | NH | Oil | 43 | 15237 | 14592 | 15652 | 0.3499 | 0.74891 | 0.30185
Mesquite Power 1 & 2 | -383239 | Operating | 1383.2 | Combined Cycle | 2003 | Onward Energy |  | WECC | AZNMSN | Maricopa | AZ | Gas | 1284 | 7394 | 7364 | 7321 | 67.6844 | 63.3734 | 55.3894
SR Byhalia Solar Project | -748024 | Operating | 4.8 | Solar | 2023 | Shell New Energies US LLC |  | SERC | CENTRL | Marshall | MS | Solar | 4.8 | NA | NA | NA | 1.5934 | NA | NA
SR Byhalia Solar Project | -748023 | Operating | 4.8 | Solar | 2023 | Silicon Ranch Corporation |  | SERC | CENTRL | Marshall | MS | Solar | 4.8 | NA | NA | NA | 1.5934 | NA | NA
SR Houston Solar | -135102 | Operating | 3.1 | Solar | 2016 | Shell New Energies US LLC |  | SERC | CENTRL | Chickasaw | MS | Solar | 3.1 | NA | NA | NA | 10.4029 | 12.8075 | 12.929
SR Houston Solar | -135008 | Operating | 3.1 | Solar | 2016 | Silicon Ranch Corporation |  | SERC | CENTRL | Chickasaw | MS | Solar | 3.1 | NA | NA | NA | 10.4029 | 12.8075 | 12.929
SR Meridian II Solar (Meridian Naval Air Station Solar) | -214350 | Operating | 5 | Solar | 2019 | Shell New Energies US LLC |  | SERC | CENTRL | Lauderdale | MS | Solar | 5 | NA | NA | NA | 16.9315 | 18.5548 | 16.274
SR Meridian II Solar (Meridian Naval Air Station Solar) | -214349 | Operating | 5 | Solar | 2019 | Silicon Ranch Corporation |  | SERC | CENTRL | Lauderdale | MS | Solar | 5 | NA | NA | NA | 16.9315 | 18.5548 | 16.274
SR Meridian III Solar (Meridian Naval Air Station Solar) | -219365 | Operating | 52.5 | Solar | 2020 | Shell New Energies US LLC |  | SERC | SOU | Lauderdale | MS | Solar | 52.5 | NA | NA | NA | 26.9317 | 27.8352 | 25.9367
SR Meridian III Solar (Meridian Naval Air Station Solar) | -219364 | Operating | 52.5 | Solar | 2020 | Silicon Ranch Corporation |  | SERC | SOU | Lauderdale | MS | Solar | 52.5 | NA | NA | NA | 26.9317 | 27.8352 | 25.9367
SR Panola I Solar Project | -793017 | Operating | 6.6 | Solar | 2024 | Shell New Energies US LLC |  | SERC | CENTRL | Panola | MS | Solar | 6.6 | NA | NA | NA | NA | NA | NA
SR Panola I Solar Project | -782257 | Operating | 6.6 | Solar | 2024 | Silicon Ranch Corporation |  | SERC | CENTRL | Panola | MS | Solar | 6.6 | NA | NA | NA | NA | NA | NA
SR Panola II Solar | -793019 | Operating | 4.75 | Solar | 2024 | Shell New Energies US LLC |  | SERC | CENTRL | Panola | MS | Solar | 4.75 | NA | NA | NA | NA | NA | NA
SR Panola II Solar | -780816 | Operating | 4.75 | Solar | 2024 | Silicon Ranch Corporation |  | SERC | CENTRL | Panola | MS | Solar | 4.75 | NA | NA | NA | NA | NA | NA
SR Panola III Solar Project | -785603 | Operating | 4.5 | Solar | 2024 | Silicon Ranch Corporation | MISO | SERC | CENTRL | Panola | MS | Solar | 4.5 | NA | NA | NA | NA | NA | NA
Sumrall I Solar Farm | -798010 | Operating | 52 | Solar | 2017 | D. E. Shaw Renewable Investments, L.L.C. |  | SERC | SOU | Lamar | MS | Solar | 57.2 | NA | NA | NA | NA | NA | NA
Sumrall I Solar Farm | -798009 | Operating | 52 | Solar | 2017 | Macquarie Asset Management Pty Limited |  | SERC | SOU | Lamar | MS | Solar | 57.2 | NA | NA | NA | NA | NA | NA
Sumrall II Solar Farm | -172488 | Operating | 52 | Solar | 2017 | Origis Energy USA Inc. | MISO | SERC | SOU | Lamar | MS | Solar | 52 | NA | NA | NA | 20.1271 | 23.1797 | 22.4484
Sunflower Solar Facility | -436541 | Operating | 100 | Solar | 2022 | Entergy Mississippi, LLC | MISO | SERC | DELTA | Sunflower | MS | Solar | 100 | NA | NA | NA | 20.6309 | 4.7666 | NA
Mesquite Power 1 & 2 | -87798 | Operating | 1383.2 | Combined Cycle | 2003 | Salt River Project Agricultural Improvement and Power District, Arizona |  | WECC | AZNMSN | Maricopa | AZ | Gas | 1284 | 7394 | 7364 | 7321 | 67.6844 | 63.3734 | 55.3894
Metcalf Energy Center | -745026 | Operating | 635 | Combined Cycle | 2005 | Calpine Corporation | CAISO | WECC | CAMX | Santa Clara | CA | Gas | 592 | 7654 | 7727 | 7790 | 45.0955 | 44.2793 | 44.6657
Vicksburg Mill | -7464 | Operating | 50.5 | Steam Turbine | 1967 | International Paper Company | MISO | SERC | DELTA | Warren | MS | Biomass | 38.5 | 44140 | NM | 44165 | 61.2987 | 51.8547 | 69.5976
Victor J. Daniel Jr. | -420852 | Operating | 1096.6 | Steam Turbine | 1977 | Florida Power & Light Company |  | SERC | SOU | Jackson | MS | Coal | 1004 | 11583 | 11210 | NA | 17.093 | 31.2456 | NA
Victor J. Daniel Jr. | -7466 | Operating | 1096.6 | Steam Turbine | 1977 | Mississippi Power Company |  | SERC | SOU | Jackson | MS | Coal | 1004 | 11583 | 11210 | 11005 | 17.093 | 31.2456 | 31.643
Metcalf Energy Center | -745025 | Operating | 635 | Combined Cycle | 2005 | Calpine Corporation | CAISO | WECC | CAMX | Santa Clara | CA | Gas | 592 | 7654 | 7727 | 7790 | 45.0955 | 44.2793 | 44.6657
Walnut Grove Battery Energy Storage System | -670082 | Operating | 1.5 | Battery | 2023 | Mississippi Power Company |  | SERC | SOU | Leake | MS | Energy Storage | 1.5 | NA | NA | NA | NA | NA | NA
Walnut Grove Solar Project | -670005 | Operating | 1.5 | Solar | 2023 | Mississippi Power Company |  | SERC | SOU | Leake | MS | Solar | 1.5 | NA | NA | NA | 10.0228 | NA | NA
Wildflower Solar Project | -768287 | Operating | 100 | Solar | 2024 | Brookfield Renewable Partners L.P. | MISO | SERC | CENTRL | Desoto | MS | Solar | 100 | NA | NA | NA | NA | NA | NA
Methodist Hospital GT Plant | -746017 | Operating | 5 | Gas Turbine | 2010 | Houston Methodist Hospital | ERCOT | TRE | TRE | Harris | TX | Gas | 4 | 20413 | 20553 | 11151 | 39.4121 | 48.4532 | 67.6284
Wilkins ST | -13217 | Operating | 7.5 | Steam Turbine | 1961 | City of Clarksdale, Mississippi | MISO | SERC | DELTA | Coahoma | MS | Gas | 7.5 | NA | NA | NA | 0 | 0 | 0
Metro Gas Recovery | -5035 | Operating | 6 | Gas Turbine | 1985 | Waste Management, Inc. | MISO | RFC | R-MISO | Milwaukee | WI | Biomass | 6.6 | 19022 | 19351 | 18910 | 33.4094 | 32.1831 | 33.9543
71R Wind Project | -466159 | Operating | 2.7 | Wind Turbine | 2018 | NorthWestern Energy Group, Inc. |  | WECC | NWPP | Meagher | MT | Wind | 2.7 | NA | NA | NA | NA | NA | NA
Apex Solar Project | -668657 | Operating | 80 | Solar | 2023 | Clenera, LLC |  | WECC | NWPP | Beaverhead | MT | Solar | 80 | NA | NA | NA | 7.7553 | NA | NA
Apex Solar Project | -668656 | Operating | 80 | Solar | 2023 | Clenera, LLC |  | WECC | NWPP | Beaverhead | MT | Solar | 80 | NA | NA | NA | 7.7553 | NA | NA
Basin Creek | -787348 | Operating | 54.9 | Internal Combustion | 2006 | Platform Partners LLC |  | WECC | NWPP | Silver Bow | MT | Gas | 54 | NA | NA | NA | NA | NA | NA
Big Fork | -140811 | Operating | 4.1 | Hydraulic Turbine | 1910 | PacifiCorp |  | WECC | NWPP | Flathead | MT | Water | 4.6 | NA | NA | NA | 62.299 | 65.3663 | 70.4735
Big Fork | -140810 | Operating | 4.1 | Hydraulic Turbine | 1910 | PacifiCorp |  | WECC | NWPP | Flathead | MT | Water | 4.6 | NA | NA | NA | 62.299 | 65.3663 | 70.4735
Big Timber Wind Energy (Greycliff Wind) | -521401 | Operating | 25 | Wind Turbine | 2018 | Consolidated Edison Development, Inc. |  | WECC | NWPP | Sweet Grass | MT | Wind | 25 | NA | NA | NA | 33.4155 | NA | NA
Black Eagle | -81397 | Operating | 24 | Hydraulic Turbine | 1927 | NorthWestern Energy Group, Inc. |  | WECC | NWPP | Cascade | MT | Water | 24 | NA | NA | NA | 57.7935 | 49.7717 | 54.2558
Black Eagle Solar | -767171 | Operating | 3 | Solar | 2017 | Adapture Renewables, Inc. |  | WECC | NWPP | Cascade | MT | Solar | 3 | NA | NA | NA | 19.0107 | 20.1903 | 21.5563
Broadwater Power Project | -2074 | Operating | 9.7 | Hydraulic Turbine | 1989 | Montana Department of Natural Resources and Conservation |  | WECC | NWPP | Broadwater | MT | Water | 9.7 | NA | NA | NA | 46.4247 | 46.4624 | 25.0435
Canyon Ferry | -511479 | Operating | 49.8 | Hydraulic Turbine | 1953 | U.S. Bureau Of Reclamation |  | WECC | NWPP | Lewis and Clark | MT | Water | 57.6 | NA | NA | NA | 54.7925 | 46.7527 | 48.9637
Clearwater Energy Resources | -521700 | Operating | 365.5 | Wind Turbine | 2022 | NextEra Energy Resources, LLC |  | WECC | NWPP | Rosebud | MT | Wind | 365.5 | NA | NA | NA | 41.0961 | 6.6266 | NA
Clearwater Wind East Project | -752531 | Operating | 208.2 | Wind Turbine | 2024 | Portland General Electric Company | MISO | WECC | NWPP | Custer | MT | Wind | 208.2 | NA | NA | NA | NA | NA | NA
Clearwater Wind II Project | -747808 | Operating | 102.8 | Wind Turbine | 2023 | NextEra Energy Resources, LLC |  | WECC | NWPP | Rosebud | MT | Wind | 102.8 | NA | NA | NA | 3.361 | NA | NA
Clearwater Wind III Project | -780977 | Operating | 100 | Wind Turbine | 2024 | NextEra Energy Resources, LLC |  | WECC | NWPP | Rosebud | MT | Wind | 100 | NA | NA | NA | NA | NA | NA
Cochrane | -81412 | Operating | 60.4 | Hydraulic Turbine | 1958 | NorthWestern Energy Group, Inc. |  | WECC | NWPP | Cascade | MT | Water | 63 | NA | NA | NA | 44.3412 | 39.9743 | 40.7772
Colstrip | -759695 | Operating | 1647.4 | Steam Turbine | 1975 | Talen Generation LLC |  | WECC | NWPP | Rosebud | MT | Coal | 1480 | 10786 | 10693 | 10696 | 83.4602 | 83.8081 | 77.2116
Colstrip | -754668 | Operating | 1647.4 | Steam Turbine | 1975 | Alberta Investment Management Corporation |  | WECC | NWPP | Rosebud | MT | Coal | 1480 | 10786 | 10693 | NA | 83.4602 | 83.8081 | NA
Colstrip | -754667 | Operating | 1647.4 | Steam Turbine | 1975 | OMERS Administration Corporation |  | WECC | NWPP | Rosebud | MT | Coal | 1480 | 10786 | 10693 | NA | 83.4602 | 83.8081 | NA
Colstrip | -754666 | Operating | 1647.4 | Steam Turbine | 1975 | British Columbia Investment Management Corporation |  | WECC | NWPP | Rosebud | MT | Coal | 1480 | 10786 | 10693 | NA | 83.4602 | 83.8081 | NA
Colstrip | -754665 | Operating | 1647.4 | Steam Turbine | 1975 | PGGM Vermogensbeheer B.V. |  | WECC | NWPP | Rosebud | MT | Coal | 1480 | 10786 | 10693 | NA | 83.4602 | 83.8081 | NA
Colstrip | -754664 | Operating | 1647.4 | Steam Turbine | 1975 | Ontario Teachers' Pension Plan Board |  | WECC | NWPP | Rosebud | MT | Coal | 1480 | 10786 | 10693 | NA | 83.4602 | 83.8081 | NA
Colstrip | -410028 | Operating | 1647.4 | Steam Turbine | 1975 | Macquarie Infrastructure Partners Inc. |  | WECC | NWPP | Rosebud | MT | Coal | 1480 | 10786 | 10693 | NA | 83.4602 | 83.8081 | NA
Colstrip | -221954 | Operating | 1647.4 | Steam Turbine | 1975 | Clark Fork & Blackfoot, L.L.C. |  | WECC | NWPP | Rosebud | MT | Coal | 1480 | 10786 | 10693 | 10696 | 83.4602 | 83.8081 | 77.2116
Colstrip | -221951 | Operating | 1647.4 | Steam Turbine | 1975 | Avista Corporation |  | WECC | NWPP | Rosebud | MT | Coal | 1480 | 10786 | 10693 | 10696 | 83.4602 | 83.8081 | 77.2116
Colstrip | -221950 | Operating | 1647.4 | Steam Turbine | 1975 | Portland General Electric Company |  | WECC | NWPP | Rosebud | MT | Coal | 1480 | 10786 | 10693 | 10696 | 83.4602 | 83.8081 | 77.2116
Colstrip | -221949 | Operating | 1647.4 | Steam Turbine | 1975 | PacifiCorp |  | WECC | NWPP | Rosebud | MT | Coal | 1480 | 10786 | 10693 | 10696 | 83.4602 | 83.8081 | 77.2116
Colstrip | -221948 | Operating | 1647.4 | Steam Turbine | 1975 | PacifiCorp |  | WECC | NWPP | Rosebud | MT | Coal | 1480 | 10786 | 10693 | 10696 | 83.4602 | 83.8081 | 77.2116
Colstrip Energy LP | -2585 | Operating | 46.1 | Steam Turbine | 1990 | Colstrip Energy Limited Partnership |  | WECC | NWPP | Rosebud | MT | Coal | 40.5 | 13876 | 14538 | 13537 | 86.2977 | 82.2332 | 90.7605
ConocoPhillips Billings Refinery | -242321 | Operating | 1.6 | Steam Turbine | 2007 | ConocoPhillips Company |  | WECC | NWPP | Yellowstone | MT | Other | 1.5 | NA | NA | NA | 0 | 0 | 10.7991
Metro Wastewater Reclamation CT | -191563 | Operating | 7 | Gas Turbine | 2000 | ENGIE North America Inc. |  | WECC | RMPA | Adams | CO | Biomass | 6.2 | 16132 | 16481 | 16427 | 67.985 | 69.6402 | 65.4901
Mexico | -5041 | Operating | 60.7 | Gas Turbine | 1978 | Union Electric Company | MISO | SERC | GATEWY | Audrain | MO | Oil | 69 | 39917 | 16929 | 16166 | 0.0019853 | 0.32526 | 0.24833
DAW Wind Project | -466160 | Operating | 2.7 | Wind Turbine | 2018 | NorthWestern Energy Group, Inc. |  | WECC | NWPP | Meagher | MT | Wind | 2.7 | NA | NA | NA | NA | NA | NA
Diamond Willow Wind Farm | -166807 | Operating | 30 | Wind Turbine | 2007 | Montana-Dakota Utilities Co. | MISO | MRO | MRO-US | Fallon | MT | Wind | 30 | NA | NA | NA | 31.2374 | 34.5788 | 35.2062
East Broadview Wind Project | -462278 | Operating | 1.8 | Wind Turbine | 2018 | Two Dot Wind, LLC |  | WECC | NWPP | Yellowstone | MT | Wind | 1.6 | NA | NA | NA | 29.9658 | 36.0731 | 35.0528
Fairfield Wind Farm | -100423 | Operating | 10 | Wind Turbine | 2014 | Greenbacker Renewable Energy Company LLC |  | WECC | NWPP | Teton | MT | Wind | 10 | NA | NA | NA | 29.4087 | 33.6895 | 31.4269
Flathead County Landfill | -738611 | Operating | 3.2 | Internal Combustion | 2009 | Flathead Electric Cooperative, Inc. |  | WECC | NWPP | Flathead | MT | Biomass | 3.2 | 9340 | NA | NA | 27.647 | NA | NA
Flint Creek Hydro | -167523 | Operating | 2 | Hydraulic Turbine | 2013 | Board Of County Commissioners Of Granite |  | WECC | NWPP | Granite | MT | Water | 2 | NA | NA | NA | 62.5514 | 50.1256 | 62.6484
Fort Peck | -511255 | Operating | 179.7 | Hydraulic Turbine | 1943 | USCE - Missouri River District |  | WECC | NWPP | McCone | MT | Water | 198 | NA | NA | NA | 36.7176 | 39.5947 | 48.1975
GCC Trident Solar I And II Plant | -801049 | Operating | 2 | Solar | 2022 | GCC of America, Inc. |  | WECC | NWPP | Gallatin | MT | Solar | 4 | NA | NA | NA | NA | NA | NA
GCC Trident Solar I And II Plant | -801048 | Operating | 2 | Solar | 2022 | GCC of America, Inc. |  | WECC | NWPP | Gallatin | MT | Solar | 4 | NA | NA | NA | NA | NA | NA
Glacier Wind 1 | -773102 | Operating | 106.5 | Wind Turbine | 2008 | Berkshire Hathaway Energy Company |  | WECC | NWPP | Toole | MT | Wind | 104.2 | NA | NA | NA | 23.0821 | 30.1169 | NA
Glacier Wind 1 | -503134 | Operating | 106.5 | Wind Turbine | 2008 | Berkshire Hathaway Energy Company |  | WECC | NWPP | Toole | MT | Wind | 104.2 | NA | NA | NA | 23.0821 | 30.1169 | NA
Glacier Wind 2 | -773103 | Operating | 103.5 | Wind Turbine | 2009 | Berkshire Hathaway Energy Company |  | WECC | NWPP | Toole | MT | Wind | 101.4 | NA | NA | NA | 27.6554 | 33.5121 | NA
Glacier Wind 2 | -503135 | Operating | 103.5 | Wind Turbine | 2009 | Berkshire Hathaway Energy Company |  | WECC | NWPP | Toole | MT | Wind | 101.4 | NA | NA | NA | 27.6554 | 33.5121 | NA
MGM Mirage City Center Central Plant | -168442 | Operating | 8.6 | Gas Turbine | 2009 | City Center Las Vegas |  | WECC | AZNMSN | Clark | NV | Gas | 8 | 11124 | 11331 | 11439 | 92.1176 | 88.0594 | 88.4675
Glendive IC | -167053 | Operating | 1.8 | Internal Combustion | 2005 | Montana-Dakota Utilities Co. | MISO | MRO | MRO-US | Dawson | MT | Oil | 2 | NA | NA | NA | NA | NA | NA
Gordon Butte Wind | -256188 | Operating | 17.7 | Wind Turbine | 2012 | Gordon Butte Wind, LLC |  | WECC | NWPP | Meagher | MT | Wind | 17.7 | NA | NA | NA | 42.8708 | 48.3102 | 44.4864
Gordon Butte Wind | -256187 | Operating | 17.7 | Wind Turbine | 2012 | Gordon Butte Wind, LLC |  | WECC | NWPP | Meagher | MT | Wind | 17.7 | NA | NA | NA | 42.8708 | 48.3102 | 44.4864
Great Divide Solar Project | -767172 | Operating | 3 | Solar | 2017 | Adapture Renewables, Inc. |  | WECC | NWPP | Lewis and Clark | MT | Solar | 3 | NA | NA | NA | 22.2108 | 22.7816 | 23.5997
Green Meadow Solar Project (Helena City) | -405228 | Operating | 3 | Solar | 2017 | Cypress Creek Renewables, LLC |  | WECC | NWPP | Lewis and Clark | MT | Solar | 3 | NA | NA | NA | 20.8486 | 21.0769 | 22.2184
Greenfield Wind Farm | -115018 | Operating | 25 | Wind Turbine | 2016 | Greenbacker Renewable Energy Company LLC |  | WECC | NWPP | Teton | MT | Wind | 25 | NA | NA | NA | 38.2411 | 42.1196 | 38.9653
Hardin City Solar Project (Cypress Creek) | -405232 | Operating | 3 | Solar | 2017 | Cypress Creek Renewables, LLC |  | WECC | NWPP | Big Horn | MT | Solar | 3 | NA | NA | NA | 22.5419 | 22.2945 | 24.3075
Hardin Generator Project | -155073 | Operating | 115.7 | Steam Turbine | 2006 | Big Horn Datapower LLC |  | WECC | NWPP | Big Horn | MT | Coal | 107 | 13509 | 13025 | 13302 | 46.4519 | 52.6936 | 51.3884
Hauser | -742569 | Operating | 16.3 | Hydraulic Turbine | 1911 | NorthWestern Energy Group, Inc. |  | WECC | NWPP | Lewis and Clark | MT | Water | 16.3 | NA | NA | NA | 85.329 | NA | NA
Hellroaring Hydro | -786914 | Operating | 0.36 | Hydraulic Turbine | 1916 | Mission Valley Power |  | WECC | NWPP | Lake | MT | Water | 0.36 | NA | NA | NA | NA | NA | NA
Holter | -81420 | Operating | 54.4 | Hydraulic Turbine | 1918 | NorthWestern Energy Group, Inc. |  | WECC | NWPP | Lewis and Clark | MT | Water | 60.5 | NA | NA | NA | 61.9353 | 49.6584 | 43.0584
Horseshoe Bend Wind | -166602 | Operating | 9 | Wind Turbine | 2006 | United Materials Of Great Falls, Inc. |  | WECC | NWPP | Cascade | MT | Wind | 9.7 | NA | NA | NA | 34.6279 | 32.8602 | 33.9041
Hungry Horse | -511506 | Operating | 428 | Hydraulic Turbine | 1952 | U.S. Bureau Of Reclamation |  | WECC | NWPP | Flathead | MT | Water | 428 | NA | NA | NA | 17.3411 | 26.8857 | 25.427
Judith Gap Wind | -165967 | Operating | 135 | Wind Turbine | 2006 | Judith Gap Energy LLC |  | WECC | NWPP | Wheatland | MT | Wind | 135 | NA | NA | NA | 34.5873 | 42.5603 | 38.9056
Kerr Hydroelectric No 5 (Salish Kootenai) | -97925 | Operating | 227.8 | Hydraulic Turbine | 1938 | KALMUKWA'ITS, Inc. |  | WECC | NWPP | Lake | MT | Water | 227.8 | NA | NA | NA | 40.3299 | 51.9534 | 51.4249
Lake Creek Hydroelectric Project | -142326 | Operating | 4.5 | Hydraulic Turbine | 1906 | Northern Lights, Inc |  | WECC | NWPP | Lincoln | MT | Water | 4.5 | NA | NA | NA | NA | NA | NA
Lewis & Clark Smart Power Generation | -171980 | Operating | 18.6 | Internal Combustion | 2015 | Montana-Dakota Utilities Co. | MISO | MRO | MRO-US | Richland | MT | Gas | 18.2 | 9455 | NA | 15100 | 12.2479 | -0.015053 | 1.3786
Libby | -510893 | Operating | 525 | Hydraulic Turbine | 1975 | USCE - North Pacific Division |  | WECC | NWPP | Lincoln | MT | Water | 525 | NA | NA | NA | 34.3816 | 46.051 | 40.1229
Lower South Fork Hydro | -170817 | Operating | 0.5 | Hydraulic Turbine | 2012 | Hydrodynamics Inc. |  | WECC | NWPP | Carbon | MT | Water | 0.5 | NA | NA | NA | NA | NA | NA
Madison | -740917 | Operating | 16.4 | Hydraulic Turbine | 1906 | NorthWestern Energy Group, Inc. |  | WECC | NWPP | Madison | MT | Water | 16.4 | NA | NA | NA | 40.0553 | 30.6048 | NA
Magpie Solar Farm | -405266 | Operating | 3 | Solar | 2017 | Cypress Creek Renewables, LLC |  | WECC | NWPP | Golden Valley | MT | Solar | 3 | NA | NA | NA | 21.8607 | 20.567 | 21.035
Miami Fort CT | -135987 | Operating | 66 | Gas Turbine | 1971 | Vistra Corp. | PJM | RFC | R-PJM | Hamilton | OH | Oil | 80 | 24486 | 18004 | 29873 | 0.0099886 | 0.20034 | 0.022403
Morony | -81431 | Operating | 63 | Hydraulic Turbine | 1930 | NorthWestern Energy Group, Inc. |  | WECC | NWPP | Cascade | MT | Water | 49 | NA | NA | NA | 68.7303 | 53.1901 | 53.8713
MT Sun Solar Farm | -638245 | Operating | 80 | Solar | 2023 | Greenbacker Renewable Energy Company LLC |  | WECC | NWPP | Yellowstone | MT | Solar | 80 | NA | NA | NA | 22.0068 | NA | NA
Musselshell Wind Project | -236087 | Operating | 10 | Wind Turbine | 2012 | Potentia Renewables Inc. |  | WECC | NWPP | Wheatland | MT | Wind | 10 | NA | NA | NA | 22.032 | 32.8653 | 27.347
Musselshell Wind Project | -236086 | Operating | 10 | Wind Turbine | 2012 | Potentia Renewables Inc. |  | WECC | NWPP | Wheatland | MT | Wind | 10 | NA | NA | NA | 22.032 | 32.8653 | 27.347
Musselshell Wind Project | -178503 | Operating | 10 | Wind Turbine | 2012 | Potentia Renewables Inc. |  | WECC | NWPP | Wheatland | MT | Wind | 10 | NA | NA | NA | 22.032 | 32.8653 | 27.347
Musselshell Wind Project 2 | -236101 | Operating | 10 | Wind Turbine | 2012 | Potentia Renewables Inc. |  | WECC | NWPP | Wheatland | MT | Wind | 10 | NA | NA | NA | 26.9669 | 38.4361 | 32.8402
Musselshell Wind Project 2 | -236100 | Operating | 10 | Wind Turbine | 2012 | Potentia Renewables Inc. |  | WECC | NWPP | Wheatland | MT | Wind | 10 | NA | NA | NA | 26.9669 | 38.4361 | 32.8402
Musselshell Wind Project 2 | -178508 | Operating | 10 | Wind Turbine | 2012 | Potentia Renewables Inc. |  | WECC | NWPP | Wheatland | MT | Wind | 10 | NA | NA | NA | 26.9669 | 38.4361 | 32.8402
Mystic Lake | -81429 | Operating | 12 | Hydraulic Turbine | 1925 | NorthWestern Energy Group, Inc. |  | WECC | NWPP | Stillwater | MT | Water | 12 | NA | NA | NA | 59.296 | 36.386 | 50.371
Noxon Rapids | -5521 | Operating | 487.8 | Hydraulic Turbine | 1959 | Avista Corporation |  | WECC | NWPP | Sanders | MT | Water | 622.5 | NA | NA | NA | 23.9187 | 31.933 | 28.7721
OREG 1 | -759301 | Operating | 30 | Other | 2006 | Great-West Lifeco Inc. | SPP | MRO | MRO-US | Roosevelt | MT | Other | 30 | 3412 | 3412 | 8843 | 52.7169 | 58.5316 | 59.4741
OREG 1 | -759300 | Operating | 30 | Other | 2006 | Great-West Lifeco Inc. | SPP | MRO | MRO-US | Roosevelt | MT | Other | 30 | 3412 | 3412 | 8843 | 52.7169 | 58.5316 | 59.4741
OREG 1 | -759299 | Operating | 30 | Other | 2006 | Mackenzie Financial Corporation | SPP | MRO | MRO-US | Roosevelt | MT | Other | 30 | 3412 | 3412 | 8843 | 52.7169 | 58.5316 | 59.4741
OREG 1 | -759298 | Operating | 30 | Other | 2006 | Mackenzie Financial Corporation | SPP | MRO | MRO-US | Roosevelt | MT | Other | 30 | 3412 | 3412 | 8843 | 52.7169 | 58.5316 | 59.4741
OREG 1 | -123408 | Operating | 30 | Other | 2006 | Northleaf Capital Partners Ltd. | SPP | MRO | MRO-US | Roosevelt | MT | Other | 30 | 3412 | 3412 | 8843 | 52.7169 | 58.5316 | 59.4741
OREG 1 | -89907 | Operating | 30 | Other | 2006 | Ormat Nevada, Inc. | SPP | MRO | MRO-US | Roosevelt | MT | Other | 30 | 3412 | 3412 | 8843 | 52.7169 | 58.5316 | 59.4741
OREG 2 | -759306 | Operating | 30 | Other | 2008 | Great-West Lifeco Inc. | SPP | MRO | MRO-US | Roosevelt | MT | Other | 30 | 3412 | 3412 | 8843 | 32.3683 | 45.1298 | 48.0898
OREG 2 | -759305 | Operating | 30 | Other | 2008 | Great-West Lifeco Inc. | SPP | MRO | MRO-US | Roosevelt | MT | Other | 30 | 3412 | 3412 | 8843 | 32.3683 | 45.1298 | 48.0898
OREG 2 | -759304 | Operating | 30 | Other | 2008 | Mackenzie Financial Corporation | SPP | MRO | MRO-US | Roosevelt | MT | Other | 30 | 3412 | 3412 | 8843 | 32.3683 | 45.1298 | 48.0898
OREG 2 | -759303 | Operating | 30 | Other | 2008 | Mackenzie Financial Corporation | SPP | MRO | MRO-US | Roosevelt | MT | Other | 30 | 3412 | 3412 | 8843 | 32.3683 | 45.1298 | 48.0898
OREG 2 | -759302 | Operating | 30 | Other | 2008 | Mackenzie Financial Corporation | SPP | MRO | MRO-US | Roosevelt | MT | Other | 30 | 3412 | 3412 | 8843 | 32.3683 | 45.1298 | 48.0898
OREG 2 | -123409 | Operating | 30 | Other | 2008 | Northleaf Capital Partners Ltd. | SPP | MRO | MRO-US | Roosevelt | MT | Other | 30 | 3412 | 3412 | 8843 | 32.3683 | 45.1298 | 48.0898
OREG 2 | -89910 | Operating | 30 | Other | 2008 | Ormat Nevada, Inc. | SPP | MRO | MRO-US | Roosevelt | MT | Other | 30 | 3412 | 3412 | 8843 | 32.3683 | 45.1298 | 48.0898
OSR Wind Project | -465775 | Operating | 2.7 | Wind Turbine | 2018 | OverSight Resources, LLC |  | WECC | NWPP | Meagher | MT | Wind | 2.7 | NA | NA | NA | NA | NA | NA
Pryor Mountain Wind Project (Pryor Cave - Mud Springs) | -388440 | Operating | 249 | Wind Turbine | 2021 | PacifiCorp |  | WECC | NWPP | Carbon | MT | Wind | 249 | NA | NA | NA | 33.1815 | 37.3236 | 32.1359
Pryor Mountain Wind Project (Pryor Cave - Mud Springs) | -388439 | Operating | 249 | Wind Turbine | 2021 | PacifiCorp |  | WECC | NWPP | Carbon | MT | Wind | 249 | NA | NA | NA | 33.1815 | 37.3236 | 32.1359
Rainbow | -81437 | Operating | 59 | Hydraulic Turbine | 1910 | NorthWestern Energy Group, Inc. |  | WECC | NWPP | Cascade | MT | Water | 64 | NA | NA | NA | 70.4329 | 52.4422 | 55.003
Reed Point Solar Project (Cypress Creek) | -405229 | Operating | 2 | Solar | 2017 | Cypress Creek Renewables, LLC |  | WECC | NWPP | Sweet Grass | MT | Solar | 2 | NA | NA | NA | 20.7249 | 20.0628 | 21.7694
Rim Rock Wind Farm | -774069 | Operating | 189 | Wind Turbine | 2012 | Berkshire Hathaway Energy Company |  | WECC | CAMX | Toole | MT | Wind | 184.6 | NA | NA | NA | 34.8551 | 41.7727 | NA
Rim Rock Wind Farm | -503136 | Operating | 189 | Wind Turbine | 2012 | Berkshire Hathaway Energy Company |  | WECC | CAMX | Toole | MT | Wind | 184.6 | NA | NA | NA | 34.8551 | 41.7727 | NA
Ryan | -81433 | Operating | 52.8 | Hydraulic Turbine | 1915 | NorthWestern Energy Group, Inc. |  | WECC | NWPP | Cascade | MT | Water | 71.5 | NA | NA | NA | 77.6345 | 63.4472 | 61.3882
South Dry Creek Hydroelectric | -6804 | Operating | 2 | Hydraulic Turbine | 1985 | Hydrodynamics Inc. |  | WECC | NWPP | Carbon | MT | Water | 2 | NA | NA | NA | 16.6553 | 2.0833 | 15.8733
South Peak Wind Farm | -229922 | Operating | 80 | Wind Turbine | 2020 | ALLETE Clean Energy, Inc. |  | WECC | NWPP | Judith Basin | MT | Wind | 80 | NA | NA | NA | 35.4231 | 44.0725 | 41.8854
Spion Kop Wind Project | -169175 | Operating | 40 | Wind Turbine | 2012 | NorthWestern Energy Group, Inc. |  | WECC | NWPP | Judith Basin | MT | Wind | 40 | NA | NA | NA | 32.0274 | 34.5168 | 33.6872
Stillwater Wind Project (Vivaldi Springtime Wind Project) | -222922 | Operating | 79.7 | Wind Turbine | 2018 | Pattern Energy Group LLC |  | WECC | NWPP | Stillwater | MT | Wind | 79.7 | NA | NA | NA | 36.7717 | 43.3365 | 37.2554
Stillwater Wind Project (Vivaldi Springtime Wind Project) | -149290 | Operating | 79.7 | Wind Turbine | 2018 | Vertuous Energy LLC |  | WECC | NWPP | Stillwater | MT | Wind | 79.7 | NA | NA | NA | 36.7717 | 43.3365 | 37.2554
Stoltze CoGen1 | -169797 | Operating | 2.8 | Steam Turbine | 2013 | F.H. Stoltze Land & Lumber Company |  | WECC | NWPP | Flathead | MT | Biomass | 3 | 27496 | 27596 | 27130 | 74.9163 | 72.4543 | 78.8623
Thompson Falls | -81439 | Operating | 98.1 | Hydraulic Turbine | 1915 | NorthWestern Energy Group, Inc. |  | WECC | NWPP | Sanders | MT | Water | 94 | NA | NA | NA | 48.1251 | 60.3206 | 57.0014
Tiber | -167153 | Operating | 7.5 | Hydraulic Turbine | 2004 | Tiber-Montana, Llc |  | WECC | NWPP | Liberty | MT | Water | 7.5 | NA | NA | NA | 66.9848 | 69.5449 | 76.5997
Tower Falls | -8528 | Operating | 1 | Internal Combustion | 1986 | NorthWestern Energy Group, Inc. |  | WECC | NWPP |  | MT | Oil | 1 | NA | NA | NA | 0 | 0 | 0
Turnbull Hydro Project | -168304 | Operating | 13 | Hydraulic Turbine | 2011 | Turnbull Hydro LLC |  | WECC | NWPP | Teton | MT | Water | 13 | NA | NA | NA | 20.1177 | 26.0985 | 21.4401
Two Dot Wind Farm | -209179 | Operating | 9.7 | Wind Turbine | 2014 | NorthWestern Energy Group, Inc. |  | WECC | NWPP | Wheatland | MT | Wind | 9.7 | NA | NA | NA | 38.9846 | 46.3058 | 39.553
Western Sugar Cooperative - Billings | -758439 | Operating | 1.5 | Steam Turbine | 2011 | Western Sugar Cooperative, Inc. | SPP | WECC | NWPP | Yellowstone | MT | Coal | 1.5 | NA | NM | NA | 43.8356 | 41.3699 | 41.3699
Yellowstone County Generating Station(Laurel) | -775213 | Operating | 174.6 | Internal Combustion | 2024 | NorthWestern Energy Group, Inc. | SPP | WECC | NWPP | Yellowstone | MT | Gas | 174.6 | NA | NA | NA | NA | NA | NA
Yellowstone Energy Cogen (Billings Generation Inc) | -7906 | Operating | 68 | Steam Turbine | 1995 | Yellowstone Energy LP |  | WECC | NWPP | Yellowstone | MT | Coal | 68 | 16311 | 16171 | 17163 | 82.3865 | 77.0679 | 76.2614
Yellowtail | -511553 | Operating | 278.2 | Hydraulic Turbine | 1966 | U.S. Bureau Of Reclamation |  | WECC | RMPA | Big Horn | MT | Water | 287.5 | NA | NA | NA | 33.5906 | 27.2358 | 20.337
1001 Ebenezer Church Solar Project | -676697 | Operating | 5 | Solar | 2021 | TransAlta Renewables Inc. |  | SERC | VACAR | Surry | NC | Solar | 5 | NA | NA | NA | 11.589 | NA | NA
1045 Tomlin Mill Solar | -676683 | Operating | 4.9 | Solar | 2021 | TransAlta Renewables Inc. |  | SERC | VACAR | Iredell | NC | Solar | 4.9 | NA | NA | NA | 18.9335 | NA | NA
1051 Lucky Solar Project | -676701 | Operating | 3 | Solar | 2021 | TransAlta Renewables Inc. |  | SERC | VACAR | Yadkin | NC | Solar | 3 | NA | NA | NA | 17.4353 | NA | NA
1073 Onslow Solar Plant | -676700 | Operating | 4.7 | Solar | 2021 | TransAlta Renewables Inc. |  | SERC | VACAR | Onslow | NC | Solar | 4.7 | NA | NA | NA | 16.3266 | NA | NA
20003 Hardin Solar Generating Facility (Panda Solar NC 2) | -177328 | Operating | 2 | Solar | 2019 | Renesola Power Holdings LLC |  | SERC | VACAR | Robeson | NC | Solar | 2 | NA | NA | NA | 19.0183 | 18.7557 | 17.8482
20007 Hair Solar Generating Facility (Panda Solar NC 5) | -191965 | Operating | 1 | Solar | 2019 | Renesola Power Holdings LLC |  | SERC | VACAR | Cumberland | NC | Solar | 1 | NA | NA | NA | 20.7192 | 21.5868 | 19.3265
20009 Priest Solar Generating Facility (Panda Solar NC 4) | -191962 | Operating | 2 | Solar | 2019 | Renesola Power Holdings LLC |  | SERC | VACAR | Bladen | NC | Solar | 2 | NA | NA | NA | 22.3231 | 22.2945 | 18.8527
20011 Hardin Solar Generating Facility (Panda Solar NC 3) | -191964 | Operating | 2 | Solar | 2019 | Renesola Power Holdings LLC |  | SERC | VACAR | Robeson | NC | Solar | 2 | NA | NA | NA | 23.0708 | 21.2386 | 17.8596
20022 Barker Solar Generating Facility (Panda Solar NC 9 Project) | -191957 | Operating | 2 | Solar | 2019 | Renesola Power Holdings LLC | PJM | SERC | VACAR | Cumberland | NC | Solar | 2 | NA | NA | NA | 24.6804 | 25.3025 | 24.6861
20028 Goins Solar Generating Facility (Panda Solar NC 6) | -191963 | Operating | 1 | Solar | 2019 | Renesola Power Holdings LLC |  | SERC | VACAR | Columbus | NC | Solar | 1 | NA | NA | NA | 18.379 | 20.3881 | 18.3333
20031 Barker Solar Generating Facility (Panda Solar NC 10 Project) | -191959 | Operating | 2 | Solar | 2019 | Renesola Power Holdings LLC | PJM | SERC | VACAR | Cumberland | NC | Solar | 2 | NA | NA | NA | 23.8927 | 23.5046 | 22.5571
20032 Barker Solar Generating Facility (Panda Solar NC 11 Project) | -191958 | Operating | 2 | Solar | 2019 | Renesola Power Holdings LLC | PJM | SERC | VACAR | Cumberland | NC | Solar | 2 | NA | NA | NA | 20.6393 | 23.2477 | 23.1279
20038 Elaine Jordan Solar Generating Facility (Panda Solar NC 7) | -200425 | Operating | 1.5 | Solar | 2019 | Renesola Power Holdings LLC |  | SERC | VACAR | Sampson | NC | Solar | 1.5 | NA | NA | NA | 21.3623 | 19.7641 | 20.9665
20052 Dabestani Solar Generating Facility (Panda Solar NC 8) | -209802 | Operating | 2 | Solar | 2019 | Renesola Power Holdings LLC |  | SERC | VACAR | Moore | NC | Solar | 2 | NA | NA | NA | 20.0228 | 22.3231 | 21.5696
231 Dixon 74 Solar I Project | -798515 | Operating | 2 | Solar | 2017 | Project Hyperion, LLC |  | SERC | VACAR | Cleveland | NC | Solar | 2 | NA | NA | NA | NA | NA | NA
232 Long Branch 29 Solar I (Lafayette Solar Farm) | -791207 | Operating | 2 | Solar | 2018 | Alchemy Renewable Energy, LLC |  | SERC | VACAR | Cleveland | NC | Solar | 2 | NA | NA | NA | 12.968 | 13.5902 | 14.1495
232 Long Branch 29 Solar I (Lafayette Solar Farm) | -791206 | Operating | 2 | Solar | 2018 | Renew Petra Integrators, Llc |  | SERC | VACAR | Cleveland | NC | Solar | 2 | NA | NA | NA | 12.968 | 13.5902 | 14.1495
233 Randolph 74 Solar I Project | -546892 | Operating | 2 | Solar | 2022 | Renew Petra Integrators, Llc |  | SERC | VACAR | Cleveland | NC | Solar | 2 | NA | NA | NA | 21.0731 | 23.072 | NA
510 REPP One Solar Project | -169239 | Operating | 1.3 | Solar | 2014 | 510nano, Inc. | PJM | SERC | VACAR | Northampton | NC | Solar | 1.3 | NA | NA | NA | NA | NA | 12.8995
ABD Farm | -405167 | Operating | 5 | Solar | 2017 | Cypress Creek Renewables, LLC |  | SERC | VACAR | Randolph | NC | Solar | 5 | NA | NA | NA | 20.7055 | 21.5753 | 21.5388
Achilles Solar Plant | -515906 | Operating | 5 | Solar | 2019 | Strata Clean Energy, LLC |  | SERC | VACAR | Montgomery | NC | Solar | 4.9 | NA | NA | NA | 22.6051 | 23.6791 | 23.4764
Acme Solar Project | -676702 | Operating | 4.9 | Solar | 2021 | TransAlta Renewables Inc. |  | SERC | VACAR | Columbus | NC | Solar | 4.9 | NA | NA | NA | 18.1717 | NA | NA
AE Israel Solar Farm (FLS Solar 200) | -405109 | Operating | 4.3 | Solar | 2014 | Cypress Creek Renewables, LLC |  | SERC | VACAR | Robeson | NC | Solar | 4.3 | NA | NA | NA | 17.0012 | 16.9215 | 15.8862
AGA TAG Solar IV Project | -384622 | Operating | 4.9 | Solar | 2019 | DEPCOM Power, Inc. |  | SERC | VACAR | Brunswick | NC | Solar | 4.8 | NA | NA | NA | 6.9873 | 9.249 | 9.356
Ajax Solar Project | -405221 | Operating | 5 | Solar | 2017 | Cypress Creek Renewables, LLC | PJM | SERC | VACAR | Robeson | NC | Solar | 4.9 | NA | NA | NA | 9.2163 | 9.2722 | 9.0905
Albemarle Beach Solar | -788554 | Operating | 140 | Solar | 2020 | Sunenergy1, LLC | PJM | SERC | VACAR | Washington | NC | Solar | 140 | NA | NA | NA | 17.5999 | NA | NA
Albemarle District Jail | -168150 | Operating | 1.1 | Internal Combustion | 2008 | Albemarle District Jail Commission | PJM | SERC | VACAR | Pasquotank | NC | Oil | 1.1 | NA | NA | NA | NA | NA | NA
Albemarle Hospital Unit | -167115 | Operating | 1.8 | Internal Combustion | 2006 | North Carolina Municipal Power Agency Number 1 |  | SERC | VACAR | Stanly | NC | Oil | 1.8 | 13727 | 33235 | 14507 | 0.20928 | 0.21563 | 0.45028
Albemarle Prime Power Park | -167114 | Operating | 3.6 | Internal Combustion | 2006 | North Carolina Municipal Power Agency Number 1 |  | SERC | VACAR | Stanly | NC | Oil | 3.6 | 25000 | 12089 | 18230 | 0.18709 | 0.50101 | 0.3171
Albemarle Solar Center | -170317 | Operating | 5 | Solar | 2014 | Heelstone Energy LLC |  | SERC | VACAR | Lenoir | NC | Solar | 5 | NA | NA | NA | 20.7808 | 17.1279 | 20.1941
Albertson Solar Farm | -171908 | Operating | 5 | Solar | 2015 | Sunenergy1, LLC |  | SERC | VACAR | Duplin | NC | Solar | 5 | NA | NA | NA | 24.6256 | 15.5868 | 17.6826
Alpha Value Solar | -217081 | Operating | 5 | Solar | 2019 | Alpha Value Solar,llc | PJM | SERC | VACAR | Perquimans | NC | Solar | 5 | NA | NA | NA | 19.6005 | 20.2283 | 20.6986
AM Best Solar Farm | -170129 | Operating | 5 | Solar | 2013 | Strata Clean Energy, LLC |  | SERC | VACAR | Wayne | NC | Solar | 5 | NA | NA | NA | 20.29 | 20.8242 | 19.984
Amazon Wind Farm US East (Desert Wind Power) | -785811 | Operating | 208 | Wind Turbine | 2017 | Avangrid Renewables, LLC | PJM | SERC | VACAR | Perquimans | NC | Wind | 208 | NA | NA | NA | NA | NA | NA
American Legion PV1 Solar Project | -171955 | Operating | 16 | Solar | 2017 | EcoPlexus, Inc. | PJM | SERC | VACAR | Halifax | NC | Solar | 16 | NA | NA | NA | 17.4658 | 17.3851 | 19.4913
Amethyst Solar Plant | -139838 | Operating | 3 | Solar | 2016 | Greenbacker Renewable Energy Company LLC |  | SERC | VACAR | Rutherford | NC | Solar | 3 | NA | NA | NA | 22.5457 | 22.5266 | 22.1689
Anderson Solar Farm | -796509 | Operating | 1.9 | Solar | 2014 | Southern Current LLC |  | SERC | VACAR | Sampson | NC | Solar | 1.9 | NA | NA | NA | 23.6962 | 24.0267 | NA
Andrew Solar | -405188 | Operating | 5 | Solar | 2015 | Cypress Creek Renewables, LLC |  | SERC | VACAR | Craven | NC | Solar | 5 | NA | NA | NA | 20.6986 | 20.6918 | 20.9406
Angel Solar Farm | -405116 | Operating | 5 | Solar | 2015 | Cypress Creek Renewables, LLC |  | SERC | VACAR | Catawba | NC | Solar | 5 | NA | NA | NA | 19.9498 | 19.3676 | 19.3356
Angier Solar Farm | -170824 | Operating | 5 | Solar | 2013 | Strata Clean Energy, LLC |  | SERC | VACAR | Harnett | NC | Solar | 5 | NA | NA | NA | 16.3082 | 16.9658 | 17.2557
Michigan Power | -142621 | Operating | 138.1 | Combined Cycle | 1995 | Osaka Gas USA Corporation | MISO | RFC | R-MISO | Mason | MI | Gas | 156 | 9324 | 9295 | 9249 | 77.3058 | 78.6061 | 65.7713
Apalachia | -1577 | Operating | 93.6 | Hydraulic Turbine | 1943 | Tennessee Valley Authority |  | SERC | CENTRL | Cherokee | NC | Water | 82.4 | NA | NA | NA | 60.3935 | 59.0407 | 82.6864
Apple Maiden iCloud Data Center PV | -170153 | Operating | 21 | Solar | 2013 | Apple Inc. |  | SERC | VACAR | Catawba | NC | Solar | 20 | NA | NA | NA | 20.3054 | 22.5411 | 22.4703
Apple One Solar Facility | -405132 | Operating | 5 | Solar | 2015 | Cypress Creek Renewables, LLC |  | SERC | VACAR | Catawba | NC | Solar | 5 | NA | NA | NA | 22.032 | 22.4589 | 21.121
Ararat Rock Solar | -349247 | Operating | 3.5 | Solar | 2012 | Oppidum Renewables USA Inc |  | SERC | VACAR | Surry | NC | Solar | 3.5 | NA | NA | NA | 18.5356 | 18.578 | 19.7065
Arba Battery Storage Project | -638554 | Operating | 5.1 | Battery | 2023 | North Carolina Electric Membership Corporation | PJM | SERC | VACAR | Greene | NC | Energy Storage | 5.1 | NA | NA | NA | 1.4079 | NA | NA
Arba Solar Plant | -97895 | Operating | 2 | Solar | 2014 | Entropy Investment Management, LLC |  | SERC | VACAR | Greene | NC | Solar | 2 | NA | NA | NA | 16.4098 | 12.8881 | 13.6758
Arba Solar Plant | -75895 | Operating | 2 | Solar | 2014 | Entropy Solar Integrators, LLC |  | SERC | VACAR | Greene | NC | Solar | 2 | NA | NA | NA | 16.4098 | 12.8881 | 13.6758
Arba Solar Plant | -75894 | Operating | 2 | Solar | 2014 | Entropy Investment Management, LLC |  | SERC | VACAR | Greene | NC | Solar | 2 | NA | NA | NA | 16.4098 | 12.8881 | 13.6758
Arba Solar Project | -638418 | Operating | 5 | Solar | 2023 | North Carolina Electric Membership Corporation | PJM | SERC | VACAR | Greene | NC | Solar | 5 | NA | NA | NA | 9.0594 | NA | NA
Arborgate Farm Solar Project | -179896 | Operating | 5 | Solar | 2019 | Strata Clean Energy, LLC |  | SERC | VACAR | Chatham | NC | Solar | 5 | NA | NA | NA | 21.8653 | 21.5525 | 21.5525
Archie Horne Battery Energy Storage System | -793055 | Operating | 10 | Battery | 2024 | North Carolina Electric Membership Corporation |  | SERC | VACAR | Onslow | NC | Energy Storage | 10 | NA | NA | NA | NA | NA | NA
Arndt Solar Farm | -169676 | Operating | 5 | Solar | 2012 | Strata Clean Energy, LLC |  | SERC | VACAR | Catawba | NC | Solar | 5 | NA | NA | NA | 20.5251 | 21.4315 | 12.5982
Arthur Solar | -761230 | Operating | 5 | Solar | 2018 | MN8 Energy, Inc. |  | SERC | VACAR | Columbus | NC | Solar | 5 | NA | NA | NA | 23.1301 | 23.4338 | NA
Arthur Solar 2 | -642656 | Operating | 5 | Solar | 2023 | Renewable Properties, LLC |  | SERC | VACAR | Columbus | NC | Solar | 5 | NA | NA | NA | 16.758 | NA | NA
Asheville Battery Storage System | -245167 | Operating | 8.8 | Battery | 2020 | Duke Energy Progress, LLC |  | SERC | VACAR | Buncombe | NC | Energy Storage | 8.8 | NA | NM | NM | 0.42938 | 0.53445 | 0.47738
Mid Set Cogeneration | -77967 | Out of Service | 39.1 | Gas Turbine | 1989 | Chevron Power Holdings Inc. | CAISO | WECC | CAMX | Kern | CA | Gas | NA | NA | NA | NA | NA | NA | 0
Mid Set Cogeneration | -77966 | Out of Service | 39.1 | Gas Turbine | 1989 | Chevron U.S.A. Inc. | CAISO | WECC | CAMX | Kern | CA | Gas | NA | NA | NA | NA | NA | NA | 0
Ashley Solar Farm | -170549 | Operating | 4 | Solar | 2015 | Strata Clean Energy, LLC |  | SERC | VACAR | Yadkin | NC | Solar | 4 | NA | NA | NA | 20.4595 | 20.8619 | 20.3653
Aspen Solar | -171757 | Operating | 5 | Solar | 2015 | Heelstone Energy LLC |  | SERC | VACAR | Duplin | NC | Solar | 4.9 | NA | NA | NA | 21.5218 | 21.5194 | 20.8112
Atkinson Farm Solar Project | -171543 | Operating | 5 | Solar | 2015 | Strata Clean Energy, LLC |  | SERC | VACAR | Duplin | NC | Solar | 5 | NA | NA | NA | 21.2283 | 21.1758 | 20.621
Atkinson Solar II Project | -174069 | Operating | 1.9 | Solar | 2018 | Pine Gate Renewables, LLC |  | SERC | VACAR | Duplin | NC | Solar | 1.9 | NA | NA | NA | 26.5441 | 22.8671 | 20.9265
Atood Solar IV | -231061 | Operating | 5 | Solar | 2019 | ATOOD Solar IV, LLC |  | SERC | VACAR | Brunswick | NC | Solar | 5 | NA | NA | NA | 17.1393 | 16.2215 | 18.9384
Audrey Solar | -139846 | Operating | 3 | Solar | 2013 | Greenbacker Renewable Energy Company LLC |  | SERC | VACAR | Cleveland | NC | Solar | 3 | NA | NA | NA | 18.5769 | 18.4361 | 21.347
Augustus Farm Solar Project | -172460 | Operating | 4.9 | Solar | 2015 | Cooperative Solar LLC |  | SERC | VACAR | Pitt | NC | Solar | 4.9 | NA | NA | NA | 22.3768 | 23.1572 | 22.0809
Aulander Holloman Solar | -172318 | Operating | 80 | Solar | 2018 | Sunenergy1, LLC | PJM | SERC | VACAR | Hertford | NC | Solar | 99.9 | NA | NA | NA | 21.9559 | 22.1881 | 22.6628
Auten Road Farm | -405155 | Operating | 5 | Solar | 2017 | Cypress Creek Renewables, LLC |  | SERC | VACAR | Gaston | NC | Solar | 5 | NA | NA | NA | 21.9658 | 22.6735 | 21.5205
Avalon Hydro Plant | -36716 | Operating | 1.2 | Hydraulic Turbine | 1997 | Mayo Hydropower Llc |  | SERC | VACAR | Rockingham | NC | Water | 1.2 | NA | NA | NA | 43.6644 | 45.1579 | 55.3177
Avery Solar Project | -349245 | Operating | 1 | Solar | 2011 | Oppidum Renewables USA Inc |  | SERC | CENTRL | Avery | NC | Solar | 1 | NA | NA | NA | NA | NA | NA
Ayrshire Solar | -754525 | Operating | 19.4 | Solar | 2017 | Enfinity Global Inc. |  | SERC | VACAR | Cleveland | NC | Solar | 19.4 | NA | NA | NA | NA | NA | NA
Ayrshire Solar | -754524 | Operating | 19.4 | Solar | 2017 | Kyuden International Corporation |  | SERC | VACAR | Cleveland | NC | Solar | 19.4 | NA | NA | NA | NA | NA | NA
Badger Farm | -176249 | Operating | 5 | Solar | 2019 | Strata Clean Energy, LLC |  | SERC | VACAR | Onslow | NC | Solar | 5 | NA | NA | NA | 23.4452 | 23.7648 | 23.9178
Bailey Solar Farm | -170133 | Operating | 5 | Solar | 2013 | Strata Clean Energy, LLC |  | SERC | VACAR | Nash | NC | Solar | 5 | NA | NA | NA | 23.4452 | 19.7991 | 19.4247
Bakatsias Solar Farm | -405271 | Operating | 5 | Solar | 2017 | Cypress Creek Renewables, LLC |  | SERC | VACAR | Alamance | NC | Solar | 5 | NA | NA | NA | 17.7671 | 17.7808 | 18.137
Baker PV1 Solar Project | -171911 | Operating | 5 | Solar | 2016 | EcoPlexus, Inc. | PJM | SERC | VACAR | Hertford | NC | Solar | 5 | NA | NA | NA | 19.016 | 19.4475 | 20.3836
Balsam Solar Farm | -171447 | Operating | 5 | Solar | 2015 | National Renewable Energy Corporation |  | SERC | VACAR | Lee | NC | Solar | 5 | NA | NA | NA | 20.1393 | 19.6393 | 19.5571
Baltimore Church Solar Project | -798514 | Operating | 4.5 | Solar | 2017 | Project Hyperion, LLC |  | SERC | VACAR | Robeson | NC | Solar | 4.5 | NA | NA | NA | NA | NA | NA
Banner Solar Project | -678398 | Operating | 5 | Solar | 2021 | Pine Gate Renewables, LLC |  | SERC | VACAR | Johnston | NC | Solar | 5 | NA | NA | NA | 19.532 | 20.8493 | NA
Barker Solar Project | -798513 | Operating | 5 | Solar | 2017 | Project Hyperion, LLC |  | SERC | VACAR | Robeson | NC | Solar | 5 | NA | NA | NA | NA | NA | NA
Barnhill Road Solar Farm | -405185 | Operating | 3.1 | Solar | 2016 | Cypress Creek Renewables, LLC | PJM | SERC | VACAR | Pasquotank | NC | Solar | 3.1 | NA | NA | NA | 18.0439 | 19.7894 | 18.9166
Battleboro Solar Project | -171628 | Operating | 5.2 | Solar | 2016 | O2 Energies EMC | PJM | SERC | VACAR | Edgecombe | NC | Solar | 5.2 | NA | NA | NA | 16.4296 | 19.3932 | 19.7203
Battleground Solar I Facility | -792176 | Operating | 3.5 | Solar | 2013 | Alberta Investment Management Corporation |  | SERC | VACAR | Cleveland | NC | Solar | 3 | NA | NA | NA | 20.3653 | 21.2595 | 20.3653
Battleground Solar I Facility | -792175 | Operating | 3.5 | Solar | 2013 | The AES Corporation |  | SERC | VACAR | Cleveland | NC | Solar | 3 | NA | NA | NA | 20.3653 | 21.2595 | 20.3653
Battleground Solar I Facility | -792174 | Operating | 3.5 | Solar | 2013 | Spower Opco A, LLC |  | SERC | VACAR | Cleveland | NC | Solar | 3 | NA | NA | NA | 20.3653 | 21.2595 | 20.3653
Battleground Solar I Facility | -792173 | Operating | 3.5 | Solar | 2013 | Spower Opco A, LLC |  | SERC | VACAR | Cleveland | NC | Solar | 3 | NA | NA | NA | 20.3653 | 21.2595 | 20.3653
Bay Branch Solar Project | -163740 | Operating | 5 | Solar | 2018 | Sol Systems, LLC |  | SERC | VACAR | Beaufort | NC | Solar | 5 | NA | NA | NA | 24.3858 | 22.9132 | 24.3402
Bay Tree Solar Facility | -393609 | Operating | 70.1 | Solar | 2021 | Cypress Creek Renewables, LLC |  | SERC | VACAR | Bladen | NC | Solar | 70.1 | NA | NA | NA | 24.423 | 25.5126 | 0.28352
Bayboro Solar Farm | -405268 | Operating | 5 | Solar | 2017 | Cypress Creek Renewables, LLC |  | SERC | VACAR | Pamlico | NC | Solar | 5 | NA | NA | NA | 20.9543 | 21.3447 | 20.4954
Beaker Farm Solar Project | -504053 | Operating | 5 | Solar | 2019 | Strata Clean Energy, LLC |  | SERC | VACAR | Pitt | NC | Solar | 5 | NA | NA | NA | 23.7991 | 23.6393 | NA
Bear Creek | -1765 | Operating | 9 | Hydraulic Turbine | 1954 | Duke Energy Carolinas, LLC |  | SERC | VACAR | Jackson | NC | Water | 9.5 | NA | NA | NA | -0.01442 | 29.1012 | 39.3307
Bear Creek Solar Farm | -405244 | Operating | 2 | Solar | 2017 | Cypress Creek Renewables, LLC | PJM | SERC | VACAR | Chatham | NC | Solar | 2 | NA | NA | NA | 21.992 | 23.0822 | 23.2648
Bear Pond (NC - Progress Energy Carolinas) | -493763 | Operating | 4.8 | Solar | 2014 | Undisclosed buyer |  | SERC | VACAR | Vance | NC | Solar | 4.8 | NA | NA | NA | 13.7034 | 17.5918 | 21.6467
Bearford Farm Solar Project | -171605 | Operating | 5 | Solar | 2017 | Strata Clean Energy, LLC |  | SERC | VACAR | Pender | NC | Solar | 5 | NA | NA | NA | 20.8059 | 20.516 | 21.0616
Bearford Solar II Farm | -754527 | Operating | 4.9 | Solar | 2018 | Enfinity Global Inc. |  | SERC | VACAR | Pender | NC | Solar | 4.9 | NA | NA | NA | NA | NA | NA
Bearford Solar II Farm | -754526 | Operating | 4.9 | Solar | 2018 | Kyuden International Corporation |  | SERC | VACAR | Pender | NC | Solar | 4.9 | NA | NA | NA | NA | NA | NA
Beaufort Solar Farm | -170421 | Operating | 15 | Solar | 2015 | Capital Power GP Holdings Inc. |  | SERC | VACAR | Beaufort | NC | Solar | 15 | NA | NA | NA | 21.0221 | 21.6225 | 21.6499
Beaufort Solar Farm | -170420 | Operating | 15 | Solar | 2015 | Capital Power Corporation |  | SERC | VACAR | Beaufort | NC | Solar | 15 | NA | NA | NA | 21.0221 | 21.6225 | 21.6499
Beckwith Solar Project | -678682 | Operating | 5 | Solar | 2022 | Renewable Properties, LLC |  | SERC | VACAR | Columbus | NC | Solar | 5 | NA | NA | NA | 21.5114 | 0.020548 | NA
Beetle Solar Project | -405202 | Operating | 4 | Solar | 2016 | Cypress Creek Renewables, LLC |  | SERC | VACAR | Cleveland | NC | Solar | 4 | NA | NA | NA | 17.0576 | 17.851 | 18.4275
Belafonte Solar Project | -508181 | Operating | 3.4 | Solar | 2018 | Strata Clean Energy, LLC |  | SERC | VACAR | Duplin | NC | Solar | 3.4 | NA | NA | NA | 24.5299 | 23.9726 | NA
Belews Creek | -1805 | Operating | 2491.2 | Steam Turbine | 1974 | Duke Energy Carolinas, LLC |  | SERC | VACAR | Stokes | NC | Gas | 2220 | 10085 | 9878 | 9830 | 43.6461 | 47.5343 | 46.3307
Belwood Farm Project | -170326 | Operating | 4 | Solar | 2012 | Strata Clean Energy, LLC |  | SERC | VACAR | Cleveland | NC | Solar | 4 | NA | NA | NA | 19.4007 | 19.4463 | 19.2352
Benson Solar Farm | -252884 | Operating | 4.9 | Solar | 2020 | USF Essex Lessee, LLC |  | SERC | VACAR | Johnston | NC | Solar | 4.9 | NA | NA | NA | 18.4302 | 19.8467 | 18.6749
Benthall Bridge PV1 Facility | -171606 | Operating | 5 | Solar | 2016 | Fresh Air Energy XXI, LLC | PJM | SERC | VACAR | Hertford | NC | Solar | 5 | NA | NA | NA | 17.9863 | 19.6918 | 22.4201
Bernhardt Furniture Solar Farm | -173579 | Operating | 1.1 | Solar | 2015 | Bernhardt Furniture Company, Inc. |  | SERC | VACAR | Caldwell | NC | Solar | 1 | NA | NA | NA | 19.8174 | 18.2534 | 19.3265
Beth Solar | -410150 | Operating | 5 | Solar | 2014 | Cypress Creek Renewables, LLC |  | SERC | VACAR | Guilford | NC | Solar | 5 | NA | NA | NA | 19.8219 | 17.9087 | 18.637
Bethel Price Solar | -695721 | Operating | 5 | Solar | 2013 | Brookfield Renewable Partners L.P. | PJM | SERC | VACAR | Pitt | NC | Solar | 3.2 | NA | NA | NA | 23.0522 | NA | NA
Bethel Solar | -170481 | Operating | 5 | Solar | 2015 | Community Energy, Inc. | PJM | SERC | VACAR | Pitt | NC | Solar | 5 | NA | NA | NA | 17.5525 | 15.9201 | 18.0434
Betty Wells Generator A Solar Farm | -170500 | Operating | 2 | Solar | 2013 | Outward Resource, Inc. |  | SERC | VACAR | Henderson | NC | Solar | 2 | NA | NA | NA | NA | NA | NA
Beulaville Solar Project | -792705 | Operating | 2 | Solar | 2013 | Alberta Investment Management Corporation |  | SERC | VACAR | Duplin | NC | Solar | 1.5 | NA | NA | NA | 23.8584 | 24.2618 | 24.4825
Beulaville Solar Project | -792704 | Operating | 2 | Solar | 2013 | The AES Corporation |  | SERC | VACAR | Duplin | NC | Solar | 1.5 | NA | NA | NA | 23.8584 | 24.2618 | 24.4825
Beulaville Solar Project | -792703 | Operating | 2 | Solar | 2013 | Spower Opco A, LLC |  | SERC | VACAR | Duplin | NC | Solar | 1.5 | NA | NA | NA | 23.8584 | 24.2618 | 24.4825
Beulaville Solar Project | -792702 | Operating | 2 | Solar | 2013 | Spower Opco A, LLC |  | SERC | VACAR | Duplin | NC | Solar | 1.5 | NA | NA | NA | 23.8584 | 24.2618 | 24.4825
BG Stewart Solar Farm | -405154 | Operating | 5 | Solar | 2015 | Cypress Creek Renewables, LLC |  | SERC | VACAR | Union | NC | Solar | 4.9 | NA | NA | NA | 19.0476 | 20.1566 | 20.287
Big Boy Solar Plant | -405101 | Operating | 3 | Solar | 2014 | Cypress Creek Renewables, LLC |  | SERC | VACAR | Guilford | NC | Solar | 3 | NA | NA | NA | 17.7093 | 17.9186 | 17.3478
Biltmore Solar Fields Solar Project | -173573 | Operating | 1.5 | Solar | 2012 | Biltmore Natural Resources, LLC |  | SERC | VACAR | Buncombe | NC | Solar | 1.5 | NA | NA | NA | 0 | 2.9452 | 12.07
Biscoe Solar | -792160 | Operating | 5 | Solar | 2014 | Alberta Investment Management Corporation |  | SERC | VACAR | Montgomery | NC | Solar | 4 | NA | NA | NA | 24.96 | 26.9863 | 25.2426
Biscoe Solar | -792159 | Operating | 5 | Solar | 2014 | The AES Corporation |  | SERC | VACAR | Montgomery | NC | Solar | 4 | NA | NA | NA | 24.96 | 26.9863 | 25.2426
Biscoe Solar | -792158 | Operating | 5 | Solar | 2014 | Spower Opco A, LLC |  | SERC | VACAR | Montgomery | NC | Solar | 4 | NA | NA | NA | 24.96 | 26.9863 | 25.2426
Biscoe Solar | -792157 | Operating | 5 | Solar | 2014 | Spower Opco A, LLC |  | SERC | VACAR | Montgomery | NC | Solar | 4 | NA | NA | NA | 24.96 | 26.9863 | 25.2426
Bizzell Church Solar 1 | -405203 | Operating | 5.2 | Solar | 2015 | Cypress Creek Renewables, LLC |  | SERC | VACAR | Johnston | NC | Solar | 5.2 | NA | NA | NA | 20.3723 | 21.2548 | 20.6028
Bizzell Church Solar 2 Project | -754531 | Operating | 5 | Solar | 2017 | Enfinity Global Inc. |  | SERC | VACAR | Johnston | NC | Solar | 5 | NA | NA | NA | NA | NA | NA
Bizzell Church Solar 2 Project | -754530 | Operating | 5 | Solar | 2017 | Kyuden International Corporation |  | SERC | VACAR | Johnston | NC | Solar | 5 | NA | NA | NA | NA | NA | NA
Bladen Solar Farm | -405213 | Operating | 50 | Solar | 2017 | Cypress Creek Renewables, LLC |  | SERC | VACAR | Bladen | NC | Solar | 50 | NA | NA | NA | 23.6785 | 23.6463 | 23.1295
Bladenboro Farm | -170134 | Operating | 5 | Solar | 2013 | Strata Clean Energy, LLC |  | SERC | VACAR | Bladen | NC | Solar | 5 | NA | NA | NA | 20.6689 | 19.8242 | 19.1096
Bladenboro Farm 2 | -163631 | Operating | 5 | Solar | 2018 | Pine Gate Renewables, LLC |  | SERC | VACAR | Bladen | NC | Solar | 4.5 | NA | NA | NA | 22.4353 | 22.382 | 21.5906
Bladenboro Solar | -405190 | Operating | 4.8 | Solar | 2015 | Cypress Creek Renewables, LLC |  | SERC | VACAR | Bladen | NC | Solar | 4.8 | NA | NA | NA | 21.2139 | 23.0047 | 22.4696
Blewett | -41853 | Operating | 24.6 | Hydraulic Turbine | 1912 | Duke Energy Progress, LLC |  | SERC | VACAR | Anson | NC | Water | 27 | NA | NA | NA | 49.0791 | 45.5788 | 44.5958
Middlesex Generating Facility | -13958 | Operating | 22.5 | Combined Cycle | 1961 | Middlesex Generating Company Llc | PJM | RFC | R-PJM | Middlesex | NJ | Biomass | 20.4 | 11189 | 11108 | 11629 | 55.6115 | 58.2841 | 49.1338
Blueberry One Solar Farm | -405128 | Operating | 5 | Solar | 2016 | Cypress Creek Renewables, LLC |  | SERC | VACAR | Wayne | NC | Solar | 5 | NA | NA | NA | 21.2945 | 21.9452 | 20.516
Bo Biggs Solar Project | -754579 | Operating | 4.9 | Solar | 2018 | Enfinity Global Inc. |  | SERC | VACAR | Robeson | NC | Solar | 4.9 | NA | NA | NA | NA | NA | NA
Bo Biggs Solar Project | -754578 | Operating | 4.9 | Solar | 2018 | Kyuden International Corporation |  | SERC | VACAR | Robeson | NC | Solar | 4.9 | NA | NA | NA | NA | NA | NA
Boaz Farm | -754535 | Operating | 5 | Solar | 2017 | Enfinity Global Inc. |  | SERC | VACAR | Lee | NC | Solar | 5 | NA | NA | NA | NA | NA | NA
Boaz Farm | -754534 | Operating | 5 | Solar | 2017 | Kyuden International Corporation |  | SERC | VACAR | Lee | NC | Solar | 5 | NA | NA | NA | NA | NA | NA
Bolton Farm | -170140 | Operating | 5 | Solar | 2013 | Strata Clean Energy, LLC |  | SERC | VACAR | Warren | NC | Solar | 5 | NA | NA | NA | 21.0046 | 19.4886 | 18.6347
Bondi Solar Project | -405269 | Operating | 5 | Solar | 2017 | Cypress Creek Renewables, LLC |  | SERC | VACAR | Jones | NC | Solar | 5 | NA | NA | NA | 21.8037 | 22.3356 | 22.1735
Boseman Solar Center | -405108 | Operating | 5 | Solar | 2014 | Cypress Creek Renewables, LLC |  | SERC | VACAR | Nash | NC | Solar | 5 | NA | NA | NA | 19.9909 | 19.8539 | 20.9201
Bostic Delivery No 1 | -167838 | Operating | 1 | Internal Combustion | 2007 | North Carolina Municipal Power Agency Number 1 |  | SERC | VACAR | Rutherford | NC | Oil | 1 | NA | NA | NA | -3.9498 | -0.12557 | -0.1484
Boykin PV1 Solar Facility | -310011 | Operating | 16 | Solar | 2020 | EcoPlexus, Inc. |  | SERC | VACAR | Cumberland | NC | Solar | 16 | NA | NA | NA | 20.4045 | 20.4502 | 25.234
Bradley Farm PV1 | -171641 | Operating | 5 | Solar | 2015 | EcoPlexus, Inc. | PJM | SERC | VACAR | Hertford | NC | Solar | 5 | NA | NA | NA | 17.6918 | 17.9338 | 17.9315
Brantley Farm Solar | -379864 | Operating | 50.2 | Solar | 2018 | John Laing US Solar Corp. |  | SERC | VACAR | Nash | NC | Solar | 50.2 | NA | NA | NA | 22.7953 | 23.0539 | 23.6824
BRE NC SOLAR 1 | -170704 | Operating | 5 | Solar | 2015 | Heelstone Energy LLC |  | SERC | VACAR | Granville | NC | Solar | 4.9 | NA | NA | NA | 20.3895 | 20.0937 | 20.0191
BRE NC Solar 3 Project | -408491 | Operating | 5 | Solar | 2021 | Pine Gate Renewables, LLC |  | SERC | VACAR | Granville | NC | Solar | 5 | NA | NA | NA | 23.6142 | 17.1689 | NA
Brevard | -2057 | Operating | 0.75 | Hydraulic Turbine | 1922 | Cascade Power Company |  | SERC | VACAR | Transylvania | NC | Water | 0.75 | NA | NA | NA | NA | NA | NA
Brick City Solar Project | -678657 | Operating | 5 | Solar | 2021 | Brick City Solar, LLC |  | SERC | VACAR | Duplin | NC | Solar | 5 | NA | NA | NA | 20.6233 | 16.9703 | NA
Bridgewater | -164419 | Operating | 27.7 | Hydraulic Turbine | 1919 | Duke Energy Carolinas, LLC |  | SERC | VACAR | Burke | NC | Water | 31.5 | NA | NA | NA | 14.6053 | 17.7876 | 20.4117
Brighter Future Solar Project | -413650 | Operating | 11 | Solar | 2022 | Osaka Gas USA Corporation |  | SERC | VACAR | Caldwell | NC | Solar | 11 | NA | NA | NA | 22.0351 | 22.5104 | NA
Brighter Future Solar Project | -413649 | Operating | 11 | Solar | 2022 | Mitsubishi Heavy Industries America, Inc. |  | SERC | VACAR | Caldwell | NC | Solar | 11 | NA | NA | NA | 22.0351 | 22.5104 | NA
Broad River Solar Project (Cleveland County) | -695790 | Operating | 50 | Solar | 2021 | Brookfield Renewable Partners L.P. |  | SERC | VACAR | Cleveland | NC | Solar | 50 | NA | NA | NA | 22.6231 | NA | NA
Broadridge Solar Project | -798511 | Operating | 5 | Solar | 2017 | Project Hyperion, LLC |  | SERC | VACAR | Robeson | NC | Solar | 5 | NA | NA | NA | NA | NA | NA
Broadway Road Solar | -408494 | Operating | 2 | Solar | 2021 | Pine Gate Renewables, LLC |  | SERC | VACAR | Lee | NC | Solar | 2 | NA | NA | NA | 22.6027 | 22.2546 | NA
Broadway Solar Center | -171539 | Operating | 5 | Solar | 2014 | Heelstone Energy LLC |  | SERC | VACAR | Columbus | NC | Solar | 4.9 | NA | NA | NA | 17.92 | 20.1566 | 19.4507
Brunswick | -94510 | Operating | 2003.2 | Nuclear | 1975 | Duke Energy Progress, LLC |  | SERC | VACAR | Brunswick | NC | Nuclear | 1928 | NA | NA | NA | 92.7101 | 91.1057 | 91.5898
Bryson | -356683 | Operating | 0.98 | Hydraulic Turbine | 1925 | Hydroland, Inc. |  | SERC | VACAR | Swain | NC | Water | 0.98 | NA | NA | NA | NA | NA | NA
Middletown Energy Center | -171180 | Operating | 543.9 | Combined Cycle | 2018 | Wattage Finance-Oh, LLC | PJM | RFC | R-PJM | Butler | OH | Gas | 504.9 | 6963 | 6896 | 6862 | 76.0376 | 80.4097 | 60.7105
Buckleberry Solar Farm | -379865 | Operating | 52.1 | Solar | 2018 | John Laing US Solar Corp. |  | SERC | VACAR | Pitt | NC | Solar | 52.1 | NA | NA | NA | 20.5357 | 22.0179 | 22.4066
Buddy Solar Farm | -405111 | Operating | 4 | Solar | 2015 | Cypress Creek Renewables, LLC |  | SERC | VACAR | Rowan | NC | Solar | 4 | NA | NA | NA | 16.9863 | 17.9395 | 17.6741
Bullock Solar | -405217 | Operating | 50 | Solar | 2017 | Cypress Creek Renewables, LLC |  | SERC | VACAR | Vance | NC | Solar | 50 | NA | NA | NA | 23.0393 | 23.8836 | 24.076
Buncombe County Landfill Facility | -169034 | Operating | 1 | Steam Turbine | 2006 | Enerdyne Power Systems, Inc. |  | SERC | VACAR | Buncombe | NC | Biomass | 1 | NA | NA | NA | NA | NA | NA
Buncombe County LFGTE Project | -168235 | Operating | 3.4 | Internal Combustion | 2012 | County of Buncombe, North Carolina |  | SERC | VACAR | Buncombe | NC | Biomass | 3.4 | NA | NA | NA | NA | NA | NA
Bunn Level Farm | -169944 | Operating | 5 | Solar | 2016 | Strata Clean Energy, LLC |  | SERC | VACAR | Harnett | NC | Solar | 5 | NA | NA | NA | 21.3904 | 21.726 | 21.5251
Burgaw Solar Project | -676686 | Operating | 5 | Solar | 2019 | TransAlta Holdings U.S. Inc |  | SERC | VACAR | Pender | NC | Solar | 5 | NA | NA | NA | 18.089 | NA | NA
Butler Battery Energy Storage System | -793006 | Operating | 10 | Battery | 2024 | North Carolina Electric Membership Corporation |  | SERC | VACAR | Cumberland | NC | Energy Storage | 10 | NA | NA | NA | NA | NA | NA
Middletown Energy Center | -171179 | Operating | 543.9 | Combined Cycle | 2018 | Ohio Power Partners, LLC | PJM | RFC | R-PJM | Butler | OH | Gas | 504.9 | 6963 | 6896 | 6862 | 76.0376 | 80.4097 | 60.7105
Butler Warner Battery Storage Project | -598032 | Operating | 0.5 | Battery | 2019 | Fayetteville Public Works Commission |  | SERC | VACAR | Cumberland | NC | Energy Storage | 0.5 | NA | NM | NA | 2.032 | 2.3973 | 0
Middletown Energy Center | -171178 | Operating | 543.9 | Combined Cycle | 2018 | Axium Infrastructure Inc. | PJM | RFC | R-PJM | Butler | OH | Gas | 504.9 | 6963 | 6896 | 6862 | 76.0376 | 80.4097 | 60.7105
Butler Warner Solar | -522825 | Operating | 1 | Solar | 2019 | Fayetteville Public Works Commission |  | SERC | VACAR | Cumberland | NC | Solar | 1 | NA | NA | NA | 17.4886 | 17.8311 | 0
Buttercup Solar Project | -310834 | Operating | 5 | Solar | 2020 | Sol Systems, LLC |  | SERC | VACAR | Duplin | NC | Solar | 5 | NA | NA | NA | 24.8516 | 25.0411 | 25.0068
Buxton | -2173 | Operating | 15 | Internal Combustion | 1991 | North Carolina Electric Membership Corporation | PJM | SERC | VACAR | Dare | NC | Oil | 15 | NA | 15386 | 26459 | -0.13851 | 0.56164 | 0.1758
Cabin Creek Solar Project | -638247 | Operating | 70.2 | Solar | 2023 | Silver Pine Energy Holdings, LLC |  | SERC | VACAR | Montgomery | NC | Solar | 70.2 | NA | NA | NA | 22.687 | NA | NA
Camden Dam Solar Farm (Camden Mill Dam Road Solar) | -204452 | Operating | 5 | Solar | 2019 | Greenbacker Renewable Energy Corporation | PJM | SERC | VACAR | Camden | NC | Solar | 5 | NA | NA | NA | 22.6233 | 25.2671 | 25.1301
Camden Solar Project (Hershey) | -613784 | Operating | 20 | Solar | 2021 | Eip Ruby Renewables Invest GmbH | PJM | SERC | VACAR | Camden | NC | Solar | 20 | NA | NA | NA | 25.3242 | 25.4075 | 1.6935
Camden Solar Project (Hershey) | -613783 | Operating | 20 | Solar | 2021 | Baywa Eeh GmbH | PJM | SERC | VACAR | Camden | NC | Solar | 20 | NA | NA | NA | 25.3242 | 25.4075 | 1.6935
Camp Lejeune Battery Storage Project | -752401 | Out of Service | 11 | Battery | 2023 | Duke Energy Progress, LLC |  | SERC | VACAR | Onslow | NC | Energy Storage | NA | NA | NA | NA | NA | NA | NA
Camp Lejeune Solar | -171973 | Operating | 12.8 | Solar | 2015 | Duke Energy Progress, LLC |  | SERC | VACAR | Onslow | NC | Solar | 12.8 | NA | NA | NA | 18.7152 | 15.9853 | 16.2252
Candace Solar Project | -405168 | Operating | 5 | Solar | 2016 | Cypress Creek Renewables, LLC |  | SERC | VACAR | Johnston | NC | Solar | 5 | NA | NA | NA | 20.5594 | 20.7922 | 20.1941
Carl Friedrich Gauss Solar | -222925 | Operating | 5 | Solar | 2018 | US Solar Fund Plc | PJM | SERC | VACAR | Halifax | NC | Solar | 5 | NA | NA | NA | 17.2055 | 19.1119 | 20.7443
Carol Jean Solar Farm | -405110 | Operating | 4 | Solar | 2016 | Cypress Creek Renewables, LLC |  | SERC | VACAR | Stokes | NC | Solar | 4 | NA | NA | NA | 20.2426 | 20.4766 | 20.1741
Carolina Lily Solar Facility | -676681 | Operating | 5 | Solar | 2021 | TransAlta Renewables Inc. |  | SERC | VACAR | Davie | NC | Solar | 5 | NA | NA | NA | 17.0411 | NA | NA
Carolina Poultry Power Farmville Cogen | -209789 | Operating | 1.7 | Steam Turbine | 2019 | Power Resource Group LLC |  | SERC | VACAR | Pitt | NC | Biomass | 1.7 | NA | NM | NA | 26.8869 | 22.7236 | 23.9055
Carson Farms Generator A | -170501 | Operating | 2 | Solar | 2013 | Outward Resource, Inc. |  | SERC | VACAR | Buncombe | NC | Solar | 2 | NA | NA | NA | NA | NA | NA
Cash Solar | -316818 | Operating | 5 | Solar | 2020 | Pine Gate Renewables, LLC |  | SERC | VACAR | Nash | NC | Solar | 5 | NA | NA | NA | 18.8425 | 24.5388 | 25.1963
Castalia Solar Project | -170258 | Operating | 2 | Solar | 2014 | Strata Clean Energy, LLC |  | SERC | VACAR | Nash | NC | Solar | 2 | NA | NA | NA | 21.3527 | 21.0559 | 20.5479
Middletown Energy Center | -171177 | Operating | 543.9 | Combined Cycle | 2018 | Capital Dynamics Holding AG | PJM | RFC | R-PJM | Butler | OH | Gas | 504.9 | 6963 | 6896 | 6862 | 76.0376 | 80.4097 | 60.7105
Catalytica Pharmaceuticals Inc. | -164471 | Operating | 5.2 | Internal Combustion | 1987 | Renegy Holdings, Inc. |  | SERC | VACAR | Pitt | NC | Oil | 5.2 | NA | 10839 | 11176 | 0 | 0.12294 | 0.81006
Catawba River Pollution Control | -168268 | Operating | 1.3 | Internal Combustion | 2009 | City of Morganton |  | SERC | VACAR | Burke | NC | Oil | 1.1 | NA | NM | NA | 0.010378 | 0.031133 | 0.041511
Catawba Solar | -172671 | Operating | 2 | Solar | 2016 | Catawba Solar, Llc |  | SERC | VACAR | Rowan | NC | Solar | 2 | NA | NA | NA | 17.8196 | 20.0856 | 20.0742
Cathcart Solar Project | -645353 | Operating | 5 | Solar | 2023 | Pine Gate Renewables, LLC |  | SERC | VACAR | Columbus | NC | Solar | 5 | NA | NA | NA | 12.4543 | NA | NA
Catherine Lake Solar | -356482 | Operating | 4.9 | Solar | 2021 | GreenGo Energy US, Inc. |  | SERC | VACAR | Onslow | NC | Solar | 4.9 | NA | NA | NA | 17.3935 | 20.7786 | 19.8891
CB Bladen Solar Farm | -405146 | Operating | 5.2 | Solar | 2016 | Cypress Creek Renewables, LLC |  | SERC | VACAR | Bladen | NC | Solar | 5.2 | NA | NA | NA | 21.1209 | 21.4744 | 21.0814
Cedar Cliff | -2325 | Operating | 6.4 | Hydraulic Turbine | 1952 | Duke Energy Carolinas, LLC |  | SERC | VACAR | Jackson | NC | Water | 6.4 | NA | NA | NA | 17.7387 | 29.5876 | 30.5294
Cedar Solar Project | -171174 | Operating | 5 | Solar | 2015 | Heelstone Energy LLC |  | SERC | VACAR | Duplin | NC | Solar | 4.9 | NA | NA | NA | 19.3714 | 21.4286 | 21.2119
Century Drive Solar Farm | -173633 | Operating | 1 | Solar | 2014 | J.T. Hobby & Son, Inc. |  | SERC | VACAR | Wake | NC | Solar | 1 | NA | NA | NA | 0 | 0 | 0
Changeup Solar Project | -176335 | Operating | 2 | Solar | 2019 | Changeup Solar, LLC |  | SERC | VACAR | Randolph | NC | Solar | 2 | NA | NA | NA | 21.2614 | 8.0023 | 22.2489
Charlie Solar Facility | -790233 | Operating | 4 | Solar | 2014 | Cypress Creek Holdings, LLC |  | SERC | VACAR | Guilford | NC | Solar | 4 | NA | NA | NA | 19.9715 | 18.4789 | 21.1387
Charlie Solar Facility | -790232 | Operating | 4 | Solar | 2014 | Cypress Creek Holdings, LLC |  | SERC | VACAR | Guilford | NC | Solar | 4 | NA | NA | NA | 19.9715 | 18.4789 | 21.1387
Charlotte Energy Project (Orbit) | -170372 | Operating | 5.2 | Internal Combustion | 2016 | Blue Sphere Corporation |  | SERC | VACAR | Mecklenburg | NC | Biomass | 5.2 | NA | 11312 | 10237 | NA | 18.728 | 26.2491
Charlotte Energy Project (Orbit) | -170371 | Operating | 5.2 | Internal Combustion | 2016 | JGD Management Corp. |  | SERC | VACAR | Mecklenburg | NC | Biomass | 5.2 | NA | 11312 | 10237 | NA | 18.728 | 26.2491
Charlotte Solar Plant | -405113 | Operating | 5 | Solar | 2015 | Cypress Creek Renewables, LLC |  | SERC | VACAR | Rutherford | NC | Solar | 5 | NA | NA | NA | 21.5023 | 19.984 | 21.1918
Charlotte Solar Project (Rock Barn Country Club) | -173141 | Operating | 4.51 | Solar | 2016 | Melink Corporation |  | SERC | VACAR | Catawba | NC | Solar | 4.51 | NA | NA | NA | NA | NA | NA
Chatuge | -2396 | Operating | 13.2 | Hydraulic Turbine | 1954 | Tennessee Valley Authority |  | SERC | CENTRL | Clay | NC | Water | 13.9 | NA | NA | NA | 17.2867 | 23.1612 | 41.21
Chauncey Farm | -169948 | Operating | 4.9 | Solar | 2014 | Strata Clean Energy, LLC |  | SERC | VACAR | Columbus | NC | Solar | 4.9 | NA | NA | NA | 21.5171 | 20.5969 | 20.1496
Chei Solar | -405187 | Operating | 5 | Solar | 2016 | Cypress Creek Renewables, LLC |  | SERC | VACAR | Nash | NC | Solar | 5 | NA | NA | NA | 19.9977 | 20.1575 | 18.8447
Cheoah (Tapoco Project) | -695461 | Operating | 140 | Hydraulic Turbine | 1919 | Brookfield Renewable Partners L.P. |  | SERC | CENTRL | Graham | NC | Water | 143 | NA | NA | NA | 35.7465 | NA | NA
Cheoah (Tapoco Project) | -629703 | Operating | 140 | Hydraulic Turbine | 1919 | Argo Infrastructure Partners LP |  | SERC | CENTRL | Graham | NC | Water | 143 | NA | NA | NA | 35.7465 | NA | NA
Cheoah (Tapoco Project) | -164498 | Operating | 140 | Hydraulic Turbine | 1919 | Brookfield Americas Infrastructure Fund, L.P. |  | SERC | CENTRL | Graham | NC | Water | 143 | NA | NA | NA | 35.7465 | 41.8593 | 50.5914
Cherryville City Hall | -167116 | Operating | 1.8 | Internal Combustion | 2006 | North Carolina Municipal Power Agency Number 1 |  | SERC | VACAR | Gaston | NC | Oil | 1.8 | 36000 | 15820 | 13169 | 0.069762 | 0.3171 | 0.41223
Chestnut Solar Project | -228237 | Operating | 74.9 | Solar | 2020 | Virginia Electric and Power Company | PJM | SERC | VACAR | Halifax | NC | Solar | 74.9 | NA | NA | NA | 21.4408 | 20.9361 | 22.5294
Childress Klein (Old Down Road) Solar Plant | -169095 | Operating | 1.9 | Solar | 2010 | Duke Energy Carolinas, LLC |  | SERC | VACAR | Mecklenburg | NC | Solar | 1.9 | NA | NA | NA | 8.6938 | 12.4249 | 12.0464
Chinquapin Solar Project | -170190 | Operating | 1.99 | Solar | 2013 | Chinquapin Solar Llc |  | SERC | VACAR | Duplin | NC | Solar | 1.99 | NA | NA | NA | NA | NA | NA
Choco Solar Project | -171652 | Operating | 5 | Solar | 2014 | Sunenergy1, LLC |  | SERC | VACAR | Beaufort | NC | Solar | 5 | NA | NA | NA | 22.9932 | 19.3493 | 23.5662
Chocowinity Solar Project | -349254 | Operating | 5 | Solar | 2014 | Oppidum Renewables USA Inc | PJM | SERC | VACAR | Beaufort | NC | Solar | 5 | NA | NA | NA | 18.1849 | 17.1826 | 19.1941
Chowan Jehu Road Solar | -171385 | Operating | 5 | Solar | 2018 | Pine Gate Renewables, LLC | PJM | SERC | VACAR | Chowan | NC | Solar | 5 | NA | NA | NA | 13.1553 | 20.9932 | 22.2489
Cirrus Solar Project | -170779 | Operating | 5 | Solar | 2014 | O2 Energies EMC |  | SERC | VACAR | Franklin | NC | Solar | 5 | NA | NA | NA | 20.4612 | 13.9338 | 19.379
City of Durham Landfill | -163387 | Operating | 2.2 | Internal Combustion | 2010 | MP Durham LLC |  | SERC | VACAR | Durham | NC | Biomass | 2.2 | 13321 | 10701 | 10381 | 34.3919 | 62.5986 | 47.7947
Clear Solar I | -509169 | Operating | 3.6 | Solar | 2020 | Emerald Hills Holding I, LLC |  | SERC | VACAR | Rutherford | NC | Solar | 3.6 | NA | NA | NA | 20.5162 | 22.4664 | NA
Middletown Kleen Energy | -792961 | Operating | 693 | Combined Cycle | 2011 | Arclight Energy Partners Fund VII, L.P. | New England | NPCC | NE | Lower Connecticut River Valley Planning Region | CT | Gas | 658 | 7118 | NA | NA | 49.4753 | NA | NA
Cliffside Mills Hydro Project | -42250 | Operating | 1.73 | Hydraulic Turbine | 1933 | Cliffside Mills, Llc |  | SERC | VACAR | Rutherford | NC | Water | 1.73 | NA | NA | NA | NA | NA | NA
Cline Solar Project | -754533 | Operating | 5 | Solar | 2017 | Enfinity Global Inc. |  | SERC | VACAR | Burke | NC | Solar | 4.9 | NA | NA | NA | NA | NA | NA
Cline Solar Project | -754532 | Operating | 5 | Solar | 2017 | Kyuden International Corporation |  | SERC | VACAR | Burke | NC | Solar | 4.9 | NA | NA | NA | NA | NA | NA
Clipperton Holdings | -171635 | Operating | 5 | Solar | 2017 | Dominion Generation, Inc. |  | SERC | VACAR | Sampson | NC | Solar | 5 | NA | NA | NA | 21.5708 | 22.0868 | 22.0571
Clovelly Solar Project | -678661 | Operating | 5 | Solar | 2021 | Pine Gate Renewables, LLC |  | SERC | VACAR | Harnett | NC | Solar | 5 | NA | NA | NA | 22.2626 | 21.1758 | NA
Middletown Kleen Energy | -137252 | Operating | 693 | Combined Cycle | 2011 | Kyushu Electric Power Company, Incorporated | New England | NPCC | NE | Lower Connecticut River Valley Planning Region | CT | Gas | 658 | 7118 | 7143 | 7166 | 49.4753 | 44.2737 | 44.3111
Coats Solar Project | -405191 | Operating | 5 | Solar | 2016 | Cypress Creek Renewables, LLC |  | SERC | VACAR | Harnett | NC | Solar | 4.9 | NA | NA | NA | 22.4793 | 22.3441 | 21.9458
Cohen Farm Solar Project | -405198 | Operating | 4.95 | Solar | 2016 | Cypress Creek Renewables, LLC |  | SERC | VACAR | Lee | NC | Solar | 4.95 | NA | NA | NA | 22.296 | 22.8703 | 22.0839
Colice Hall Solar Project | -691985 | Operating | 17 | Solar | 2023 | Sunenergy1, LLC | PJM | SERC | VACAR | Hertford | NC | Solar | 17 | NA | NA | NA | 12.1804 | NA | NA
Collier Battery Storage Project | -793441 | Operating | NA | Battery | 2024 | North Carolina Electric Membership Corporation |  | SERC | VACAR | Cumberland | NC | Energy Storage | 2.5 | NA | NA | NA | NA | NA | NA
Colonial Eagle I - Elizabeth City Solar | -695715 | Operating | 20 | Solar | 2014 | Brookfield Renewable Partners L.P. | PJM | SERC | VACAR | Pasquotank | NC | Solar | 20 | NA | NA | NA | 19.6438 | NA | NA
Colonial Eagle Solar - Whitakers | -695725 | Operating | 12 | Solar | 2015 | Brookfield Renewable Partners L.P. | PJM | SERC | VACAR | Nash | NC | Solar | 12 | NA | NA | NA | 21.6305 | NA | NA
Middletown Kleen Energy | -137251 | Operating | 693 | Combined Cycle | 2011 | The Chugoku Electric Power Co., Inc. | New England | NPCC | NE | Lower Connecticut River Valley Planning Region | CT | Gas | 658 | 7118 | 7143 | 7166 | 49.4753 | 44.2737 | 44.3111
Concord Solar Farm (Shoe Show Inc) | -169567 | Operating | 4.93 | Solar | 2011 | Shoe Show, Inc. |  | SERC | VACAR | Cabarrus | NC | Solar | 4.91 | NA | NA | NA | 5.1591 | 7.0217 | 6.9099
Conetoe II Solar Farm | -695719 | Operating | 80 | Solar | 2015 | Brookfield Renewable Partners L.P. | PJM | SERC | VACAR | Edgecombe | NC | Solar | 80 | NA | NA | NA | 20.7957 | NA | NA
Conetoe Solar Farm (Battleboro) | -171970 | Operating | 5 | Solar | 2015 | Duke Energy Renewables NC Solar, LLC | PJM | SERC | VACAR | Edgecombe | NC | Solar | 5 | NA | NA | NA | 19.9132 | 19.5822 | 19.5274
Coogee Solar Plant | -678688 | Operating | 5 | Solar | 2021 | Pine Gate Renewables, LLC |  | SERC | VACAR | Pamlico | NC | Solar | 5 | NA | NA | NA | 26.2123 | 22.2626 | NA
Cookstown Solar Farm | -198931 | Operating | 5 | Solar | 2019 | Strata Clean Energy, LLC |  | SERC | VACAR | Wayne | NC | Solar | 5 | NA | NA | NA | 22.3813 | 23.2831 | 23.3037
Copperfield Solar Project | -405308 | Operating | 2 | Solar | 2018 | Cypress Creek Renewables, LLC |  | SERC | VACAR | Montgomery | NC | Solar | 2 | NA | NA | NA | 19.161 | 23.1849 | 19.726
Cork Oak Solar Project | -356483 | Operating | 20 | Solar | 2017 | Quattro Solar, LLC | PJM | SERC | VACAR | Halifax | NC | Solar | 20 | NA | NA | NA | 23.1478 | 17.9195 | 20.5468
Corn Products (Winston Salem, NC) | -2672 | Operating | 8.4 | Steam Turbine | 1985 | Ingredion Incorporated |  | SERC | VACAR | Forsyth | NC | Biomass | 8.4 | 37624 | NM | NA | 84.7875 | 55.0514 | 43.8084
Cornelius Delivery No 1 | -167833 | Operating | 2.2 | Internal Combustion | 2007 | North Carolina Municipal Power Agency Number 1 |  | SERC | VACAR | Mecklenburg | NC | Oil | 2 | NA | NA | NA | -0.25685 | -0.30251 | -0.24543
Cornwall Solar Center | -170303 | Operating | 5 | Solar | 2016 | Heelstone Energy LLC |  | SERC | VACAR | Granville | NC | Solar | 5 | NA | NA | NA | 13.363 | 15.9201 | 21.105
Cotten Farm | -222924 | Operating | 5 | Solar | 2016 | US Solar Fund Plc |  | SERC | VACAR | Lee | NC | Solar | 4.9 | NA | NA | NA | 22.3045 | 22.1811 | 22.1764
Cottonwood Solar Farm | -171389 | Operating | 3 | Solar | 2018 | ARE RP Cottonwood, LLC | PJM | SERC | VACAR | Northampton | NC | Solar | 3 | NA | NA | NA | 17.1575 | 19.6233 | 19.844
Cougar Solar | -174013 | Operating | 1.9 | Solar | 2017 | National Renewable Energy Corporation |  | SERC | VACAR | Lee | NC | Solar | 1.9 | NA | NA | NA | 3.8272 | 21.9719 | 21.4372
County Home Solar Center | -222901 | Operating | 2 | Solar | 2016 | US Solar Fund Plc |  | SERC | VACAR | Cleveland | NC | Solar | 2 | NA | NA | NA | 19.0183 | 19.5662 | 19.8973
County Home Solar Farm | -761236 | Operating | 4.9 | Solar | 2018 | MN8 Energy, Inc. |  | SERC | VACAR | Richmond | NC | Solar | 4.9 | NA | NA | NA | 22.4606 | 23.7792 | NA
Cowans Ford | -2713 | Operating | 350 | Hydraulic Turbine | 1963 | Duke Energy Carolinas, LLC |  | SERC | VACAR | Lincoln | NC | Water | 324 | NA | NA | NA | 4.808 | 5.0865 | 6.3173
Craven County Wood Energy | -347793 | Operating | 50 | Steam Turbine | 1990 | Atlantic Power Corporation |  | SERC | VACAR | Craven | NC | Biomass | 47 | 15342 | 15031 | 16383 | 75.212 | 70.6929 | 76.3099
Craven County Wood Energy | -8680 | Operating | 50 | Steam Turbine | 1990 | Hydra-Co Enterprises, Inc. |  | SERC | VACAR | Craven | NC | Biomass | 47 | 15342 | 15031 | 16383 | 75.212 | 70.6929 | 76.3099
Creech Solar 2 Project | -405175 | Operating | 5 | Solar | 2016 | Cypress Creek Renewables, LLC |  | SERC | VACAR | Wake | NC | Solar | 5 | NA | NA | NA | 20.8699 | 20.4429 | 20.8562
Crestwood Solar Center Project | -172428 | Operating | 5 | Solar | 2016 | Heelstone Energy LLC |  | SERC | VACAR | Granville | NC | Solar | 5 | NA | NA | NA | 20.0023 | 20.3516 | 17.6781
Creswell Alligood Solar Project | -695718 | Operating | 14 | Solar | 2015 | Brookfield Renewable Partners L.P. | PJM | SERC | VACAR | Washington | NC | Solar | 14 | NA | NA | NA | 19.3004 | NA | NA
Crockett Farm | -171495 | Operating | 5 | Solar | 2014 | Strata Clean Energy, LLC |  | SERC | VACAR | Lenoir | NC | Solar | 5 | NA | NA | NA | 20.7717 | 21.1005 | 20.8447
Crooked Run Solar Project | -220107 | Operating | 70.1 | Solar | 2019 | Public Sector Pension Investment Board |  | SERC | VACAR | Pender | NC | Solar | 70.1 | NA | NA | NA | 21.9699 | 23.2478 | 23.6687
Crooked Run Solar Project | -220106 | Operating | 70.1 | Solar | 2019 | Ontario Teachers' Pension Plan Board |  | SERC | VACAR | Pender | NC | Solar | 70.1 | NA | NA | NA | 21.9699 | 23.2478 | 23.6687
Cruise Solar Project | -510414 | Operating | 1.9 | Solar | 2021 | Cruise Solar, LLC |  | SERC | VACAR | Onslow | NC | Solar | 1.9 | NA | NA | NA | 21.287 | 22.9392 | 23.1915
CS Murphy Point Project (Wingate) | -695675 | Operating | 0.9 | Solar | 2011 | Brookfield Renewable Partners L.P. |  | SERC | CENTRL | Cherokee | NC | Solar | 0.9 | NA | NA | NA | 15.8295 | NA | NA
Cubera Solar Project | -237123 | Operating | 2 | Solar | 2020 | Pine Gate Renewables, LLC |  | SERC | VACAR | Harnett | NC | Solar | 2 | NA | NA | NA | 19.7489 | 23.2192 | 22.9566
Cummins Whitakers Solar Project | -503754 | Operating | 3.3 | Solar | 2022 | Cummins Inc. | PJM | SERC | VACAR | Nash | NC | Solar | 2.9 | NA | NA | NA | NA | NA | NA
Currin Solar Farm | -405141 | Operating | 5.2 | Solar | 2015 | Cypress Creek Renewables, LLC |  | SERC | VACAR | Granville | NC | Solar | 5.2 | NA | NA | NA | 17.6458 | 19.3054 | 16.9872
Middletown Kleen Energy | -137250 | Operating | 693 | Combined Cycle | 2011 | Osaka Gas Co., Ltd. | New England | NPCC | NE | Lower Connecticut River Valley Planning Region | CT | Gas | 658 | 7118 | 7143 | 7166 | 49.4753 | 44.2737 | 44.3111
Daniel Solar Farm | -170141 | Operating | 5 | Solar | 2014 | Strata Clean Energy, LLC |  | SERC | VACAR | Davie | NC | Solar | 5 | NA | NA | NA | 19.468 | 20.5959 | 20.8767
David Walters Solar Plant | -168197 | Operating | 4.7 | Solar | 2009 | D&J Properties |  | SERC | VACAR | Jackson | NC | Solar | 4.7 | NA | NA | NA | NA | NA | NA
Davidson Business Park Solar Project | -169595 | Operating | 1.75 | Solar | 2011 | Old Dominion Freight Line, Inc. |  | SERC | VACAR | Davidson | NC | Solar | 1.75 | NA | NA | NA | NA | NA | NA
Davidson Gas Producers Landfill Project | -169694 | Operating | 1.6 | Internal Combustion | 2010 | DTE Biomass Energy, Inc. |  | SERC | VACAR | Davidson | NC | Biomass | 1.6 | 10313 | 10352 | 10842 | 87.6855 | 88.8057 | 90.7035
Davis Lane Solar Project | -222931 | Operating | 5 | Solar | 2017 | US Solar Fund Plc | PJM | SERC | VACAR | Perquimans | NC | Solar | 5 | NA | NA | NA | 21 | 21.9269 | 22.0982
Davistown-Mercer Battery Storage Project | -793115 | Operating | 2.5 | Battery | 2024 | North Carolina Electric Membership Corporation | PJM | SERC | VACAR | Edgecombe | NC | Energy Storage | 2.5 | NA | NA | NA | NA | NA | NA
Daystar Solar Project | -172679 | Operating | 5 | Solar | 2017 | Solar Projectco 7, LLC |  | SERC | VACAR | Jones | NC | Solar | 5 | NA | NA | NA | 21.5114 | 21.9087 | 21.7991
DD Fayetteville Solar Project | -171252 | Operating | 23.1 | Solar | 2015 | Duke Energy Progress, LLC |  | SERC | VACAR | Bladen | NC | Solar | 23.1 | NA | NA | NA | 20.3849 | 18.466 | 20.2198
Deep Branch Farm Solar Project | -172008 | Operating | 5 | Solar | 2017 | Strata Clean Energy, LLC |  | SERC | VACAR | Robeson | NC | Solar | 5 | NA | NA | NA | 21.5868 | 22.5 | 20.7648
Delco Farm Solar | -171546 | Operating | 5 | Solar | 2016 | Strata Clean Energy, LLC |  | SERC | VACAR | Columbus | NC | Solar | 5 | NA | NA | NA | 19.7945 | 19.9703 | 19.9269
Dement Solar Farm | -236506 | Operating | 5 | Solar | 2013 | Strata Clean Energy, LLC |  | SERC | VACAR | Vance | NC | Solar | 4.9 | NA | NA | NA | 19.8164 | 19.8747 | 20.6807
Dibrell Solar Farm | -170373 | Operating | 5 | Solar | 2013 | Strata Clean Energy, LLC |  | SERC | VACAR | Rockingham | NC | Solar | 5 | NA | NA | NA | 21.0959 | 21.2968 | 20.5183
Dixon Dairy Solar Project (Kings Mountain) | -169405 | Operating | 4 | Solar | 2011 | Strata Clean Energy, LLC |  | SERC | VACAR | Cleveland | NC | Solar | 4 | NA | NA | NA | 14.8202 | 18.9612 | 19.0753
Docs Road Battery Storage Project | -756309 | Operating | 5 | Battery | 2023 | North Carolina Electric Membership Corporation | PJM | SERC | VACAR | Harnett | NC | Energy Storage | 5 | NA | NA | NA | NA | NA | NA
Dogwood Solar Power Project | -695700 | Operating | 20 | Solar | 2013 | Brookfield Renewable Partners L.P. | PJM | SERC | VACAR | Halifax | NC | Solar | 20 | NA | NA | NA | 16.27 | NA | NA
Double Creek Battery Energy Storage System | -793061 | Operating | 5 | Battery | 2024 | North Carolina Electric Membership Corporation |  | SERC | VACAR | Stokes | NC | Energy Storage | 5 | NA | NA | NA | NA | NA | NA
Downs Solar Farm | -405129 | Operating | 5 | Solar | 2015 | Cypress Creek Renewables, LLC | PJM | SERC | VACAR | Hertford | NC | Solar | 5 | NA | NA | NA | 18.9338 | 19.1507 | 19.3379
Dragstrip Farm | -170749 | Operating | 5 | Solar | 2014 | Strata Clean Energy, LLC |  | SERC | VACAR | Burke | NC | Solar | 5 | NA | NA | NA | 20.5137 | 20.5913 | 20.7626
Drexel Operations Center | -167839 | Operating | 2.2 | Internal Combustion | 2007 | North Carolina Municipal Power Agency Number 1 |  | SERC | VACAR | Burke | NC | Oil | 2 | NA | NA | 18611 | 0.022831 | -0.034247 | 0.30822
Dunn Solar Farm Phase II | -793204 | Operating | 1.99 | Solar | 2013 | FLS Energy Inc. |  | SERC | VACAR | Harnett | NC | Solar | 1.99 | NA | NA | NA | NA | NA | NA
Dunn Solar Plant | -792184 | Operating | 2 | Solar | 2012 | FLS Energy Inc. |  | SERC | VACAR | Harnett | NC | Solar | 2 | NA | NA | NA | 18.7842 | 19.2066 | 19.9543
Duplin Solar I Plant | -96793 | Operating | 5 | Solar | 2014 | Soltage, LLC |  | SERC | VACAR | Duplin | NC | Solar | 5 | NA | NA | NA | 12.5 | 18.1758 | 18.6644
Duplin Solar II Plant | -170236 | Operating | 5 | Solar | 2014 | National Renewable Energy Corporation |  | SERC | VACAR | Duplin | NC | Solar | 4.9 | NA | NA | NA | 18.6003 | 20.1822 | 20.534
Durham Solar | -171782 | Operating | 3.5 | Solar | 2015 | Heelstone Energy LLC |  | SERC | VACAR | Durham | NC | Solar | 3.4 | NA | NA | NA | 18.6409 | 19.628 | 19.4668
E Nash PV2 Solar Facility | -747877 | Operating | 23.4 | Solar | 2023 | Fresh Air Energy XXIII, LLC |  | SERC | VACAR | Nash | NC | Solar | 23.4 | NA | NA | NA | 3.6022 | NA | NA
E Nash PV2 Solar Facility | -747876 | Operating | 23.4 | Solar | 2023 | Fresh Air Energy XXIII, LLC |  | SERC | VACAR | Nash | NC | Solar | 23.4 | NA | NA | NA | 3.6022 | NA | NA
Eagle Solar Farm | -252882 | Operating | 4 | Solar | 2020 | USF Holdings LLC |  | SERC | VACAR | Warren | NC | Solar | 4 | NA | NA | NA | 19.98 | 23.2277 | 21.4755
East Wayne Solar Plant | -170243 | Operating | 2 | Solar | 2014 | Strata Clean Energy, LLC |  | SERC | VACAR | Wayne | NC | Solar | 2 | NA | NA | NA | 21.4897 | 21.3699 | 21.484
Eastover Solar Farm | -171449 | Operating | 5 | Solar | 2014 | Strata Clean Energy, LLC |  | SERC | VACAR | Scotland | NC | Solar | 5 | NA | NA | NA | 20.2968 | 21.1849 | 20.5594
Eastside WWTP | -170076 | Operating | 5.4 | Internal Combustion | 2004 | City of High Point, North Carolina |  | SERC | VACAR | Guilford | NC | Oil | 5.4 | 9393 | 10908 | 9546 | 0.44605 | 0.61728 | 0.91747
Eden Solar Plant (Spower) | -792222 | Operating | 47.7 | Solar | 2015 | Alberta Investment Management Corporation |  | SERC | VACAR | Richmond | NC | Solar | 47.7 | NA | NA | NA | 19.4222 | 19.8939 | 20.1145
Eden Solar Plant (Spower) | -792221 | Operating | 47.7 | Solar | 2015 | The AES Corporation |  | SERC | VACAR | Richmond | NC | Solar | 47.7 | NA | NA | NA | 19.4222 | 19.8939 | 20.1145
Eden Solar Plant (Spower) | -792220 | Operating | 47.7 | Solar | 2015 | Spower Opco A, LLC |  | SERC | VACAR | Richmond | NC | Solar | 47.7 | NA | NA | NA | 19.4222 | 19.8939 | 20.1145
Eden Solar Plant (Spower) | -792219 | Operating | 47.7 | Solar | 2015 | Spower Opco A, LLC |  | SERC | VACAR | Richmond | NC | Solar | 47.7 | NA | NA | NA | 19.4222 | 19.8939 | 20.1145
Edenton Airport Solar | -220319 | Operating | 5 | Solar | 2019 | O2 Energies EMC | PJM | SERC | VACAR | Chowan | NC | Solar | 5 | NA | NA | NA | 21.9201 | 19.9475 | 21.5708
Edenton Generators | -164653 | Operating | 2.4 | Internal Combustion | 1988 | Edenton Town of | PJM | SERC | VACAR | Chowan | NC | Oil | 2.4 | NA | NA | 22339 | 0 | 0 | 0.82763
Edison Farm Solar | -673870 | Operating | 2 | Solar | 2022 | Strata Solar Holdings, LLC |  | SERC | VACAR | Rockingham | NC | Solar | 2 | NA | NA | NA | 23.5217 | 0.41096 | NA
Elk Solar Project | -758572 | Operating | 5 | Solar | 2023 | SolRiver Capital, LLC |  | SERC | VACAR | Hoke | NC | Solar | 5 | NA | NA | NA | NA | NA | NA
Ellerbe Solar Plant | -792182 | Operating | 2 | Solar | 2013 | Alberta Investment Management Corporation |  | SERC | VACAR | Richmond | NC | Solar | 1.5 | NA | NA | NA | 24.0715 | 24.7945 | 24.1096
Ellerbe Solar Plant | -792181 | Operating | 2 | Solar | 2013 | The AES Corporation |  | SERC | VACAR | Richmond | NC | Solar | 1.5 | NA | NA | NA | 24.0715 | 24.7945 | 24.1096
Ellerbe Solar Plant | -792180 | Operating | 2 | Solar | 2013 | Spower Opco A, LLC |  | SERC | VACAR | Richmond | NC | Solar | 1.5 | NA | NA | NA | 24.0715 | 24.7945 | 24.1096
Ellerbe Solar Plant | -792179 | Operating | 2 | Solar | 2013 | Spower Opco A, LLC |  | SERC | VACAR | Richmond | NC | Solar | 1.5 | NA | NA | NA | 24.0715 | 24.7945 | 24.1096
Elliana Solar Farm | -405106 | Operating | 5 | Solar | 2015 | Cypress Creek Renewables, LLC |  | SERC | VACAR | Alamance | NC | Solar | 5 | NA | NA | NA | 20.2831 | 21.6438 | 20.8219
Elm City Solar Farm | -170697 | Operating | 1.89 | Solar | 2014 | United Solar Consultants |  | SERC | VACAR | Wilson | NC | Solar | 1.89 | NA | NA | NA | NA | NA | NA
Elm City Solar PV Project (Nan Solar Center) | -171249 | Operating | 40 | Solar | 2016 | Duke Energy Progress, LLC |  | SERC | VACAR | Wilson | NC | Solar | 40 | NA | NA | NA | 22.0688 | 20.6013 | 22.3844
Elm Solar Farm | -171445 | Operating | 5 | Solar | 2015 | Heelstone Energy LLC |  | SERC | VACAR | Lee | NC | Solar | 4.9 | NA | NA | NA | 21.8456 | 21.4286 | 20.6341
EMC Durham Cloud Data Center VYCON Flywheel Storage | -242110 | Operating | 4 | Mechanical Storage | 2010 | Dell EMC |  | SERC | VACAR | Durham | NC | Energy Storage | 4 | NA | NA | NA | NA | NA | NA
Ennis Solar Project | -676689 | Operating | 5 | Solar | 2019 | TransAlta Renewables Inc. |  | SERC | VACAR | Harnett | NC | Solar | 5 | NA | NA | NA | 13.4041 | NA | NA
Eros Solar Project | -296304 | Operating | 5 | Solar | 2020 | Helios Infraco, LLC |  | SERC | VACAR | Duplin | NC | Solar | 5 | NA | NA | NA | 22.5662 | 23.089 | 23.4977
Erwin Farm | -170564 | Operating | 5 | Solar | 2014 | Strata Clean Energy, LLC |  | SERC | VACAR | Harnett | NC | Solar | 5 | NA | NA | NA | 16.3447 | 16.9292 | 15.6027
ESA Albemarle NC Solar Plant | -678659 | Operating | 2 | Solar | 2021 | Pine Gate Renewables, LLC |  | SERC | VACAR | Stanly | NC | Solar | 2 | NA | NA | NA | 24.9715 | 23.008 | NA
ESA Boston Solar Project | -318003 | Operating | 5 | Solar | 2020 | Sol Systems, LLC |  | SERC | VACAR | Person | NC | Solar | 5 | NA | NA | NA | 21.8721 | 22.3151 | 22.1393
ESA Buies Creek Solar | -296303 | Operating | 2.8 | Solar | 2020 | Sol Systems, LLC |  | SERC | VACAR | Harnett | NC | Solar | 2.8 | NA | NA | NA | 22.7006 | 21.5509 | 23.7117
ESA Church Road Solar | -761231 | Operating | 5 | Solar | 2018 | MN8 Energy, Inc. |  | SERC | VACAR | Johnston | NC | Solar | 5 | NA | NA | NA | 16.1187 | 16.8767 | NA
ESA Four Oaks 1 Solar Plant | -495977 | Operating | 5 | Solar | 2015 | Undisclosed buyer |  | SERC | VACAR | Johnston | NC | Solar | 5 | NA | NA | NA | 18.8653 | 18.589 | 19.1712
ESA Four Oaks 2 Solar Plant | -220318 | Operating | 2 | Solar | 2019 | Pine Gate Renewables, LLC |  | SERC | VACAR | Johnston | NC | Solar | 2 | NA | NA | NA | 17.3916 | 18.8014 | 19.9315
ESA Hamlet Solar Farm | -324701 | Operating | 5 | Solar | 2021 | Pine Gate Renewables, LLC |  | SERC | VACAR | Richmond | NC | Solar | 5 | NA | NA | NA | 18.5479 | 20.0297 | 19.7123
ESA Newton Grove 1 NC Solar Project | -170222 | Operating | 1.9 | Solar | 2015 | Heelstone Energy LLC |  | SERC | VACAR | Sampson | NC | Solar | 1.9 | NA | NA | NA | 12.1906 | 16.1259 | 18.3369
ESA Princeton NC Solar Project | -495980 | Operating | 5 | Solar | 2015 | Undisclosed buyer |  | SERC | VACAR | Johnston | NC | Solar | 5 | NA | NA | NA | 18.637 | 19.3356 | 20.1963
ESA Selma NC 1 Solar Plant | -611221 | Operating | 1.8 | Solar | 2015 | BayWa Aktiengesellschaft |  | SERC | VACAR | Johnston | NC | Solar | 1.8 | NA | NA | NA | 16.2037 | 16.7237 | 17.1677
ESA Smithfield 1 Solar Plant | -613522 | Operating | 1.8 | Solar | 2015 | Eip Ruby Renewables Invest GmbH |  | SERC | VACAR | Johnston | NC | Solar | 1.8 | NA | NA | NA | 19.2986 | 19.14 | 18.138
ESA Smithfield 1 Solar Plant | -613521 | Operating | 1.8 | Solar | 2015 | Baywa Eeh GmbH |  | SERC | VACAR | Johnston | NC | Solar | 1.8 | NA | NA | NA | 19.2986 | 19.14 | 18.138
Everett PV1 Project | -220333 | Operating | 10 | Solar | 2019 | EcoPlexus, Inc. | PJM | SERC | VACAR | Martin | NC | Solar | 10 | NA | NA | NA | 22.0571 | 18.6918 | 22.29
Everetts Wildcat Solar | -695714 | Operating | 5 | Solar | 2014 | Brookfield Renewable Partners L.P. | PJM | SERC | VACAR | Martin | NC | Solar | 5 | NA | NA | NA | 16.8288 | NA | NA
Exum Farm Solar Project | -405186 | Operating | 4.9 | Solar | 2016 | Cypress Creek Renewables, LLC |  | SERC | VACAR | Lenoir | NC | Solar | 4.9 | NA | NA | NA | 21.5986 | 21.8456 | 19.2806
Fairfield Harbor Battery Energy Storage System | -793064 | Operating | 5 | Battery | 2024 | North Carolina Electric Membership Corporation |  | SERC | VACAR | Craven | NC | Energy Storage | 5 | NA | NA | NA | NA | NA | NA
Fairmont Solar Facility | -792420 | Operating | 4 | Solar | 2013 | Alberta Investment Management Corporation |  | SERC | VACAR | Robeson | NC | Solar | 3 | NA | NA | NA | 24.4901 | 25.9209 | 23.6758
Fairmont Solar Facility | -792419 | Operating | 4 | Solar | 2013 | The AES Corporation |  | SERC | VACAR | Robeson | NC | Solar | 3 | NA | NA | NA | 24.4901 | 25.9209 | 23.6758
Fairmont Solar Facility | -792418 | Operating | 4 | Solar | 2013 | Spower Opco A, LLC |  | SERC | VACAR | Robeson | NC | Solar | 3 | NA | NA | NA | 24.4901 | 25.9209 | 23.6758
Fairmont Solar Facility | -792417 | Operating | 4 | Solar | 2013 | Spower Opco A, LLC |  | SERC | VACAR | Robeson | NC | Solar | 3 | NA | NA | NA | 24.4901 | 25.9209 | 23.6758
Faison Solar Farm | -495975 | Operating | 2 | Solar | 2015 | Undisclosed buyer |  | SERC | VACAR | Duplin | NC | Solar | 2 | NA | NA | NA | 13.6986 | 17.0205 | 17.9623
Falls Hydro (Yadkin) | -201816 | Operating | 31.4 | Hydraulic Turbine | 1919 | Ontario Power Generation Inc. |  | SERC | VACAR | Stanly | NC | Water | 30.5 | NA | NA | NA | 46.4432 | 43.806 | 51.5319
Farrington Solar Farm (Chapel Hill) | -169766 | Operating | 1 | Solar | 2012 | Strata Clean Energy, LLC |  | SERC | VACAR | Chatham | NC | Solar | 1 | NA | NA | NA | 16.5868 | 15.6621 | 16.7466
Fern Solar Project | -255466 | Operating | 100 | Solar | 2020 | BayWa r. e . Development, LLC | PJM | SERC | VACAR | Edgecombe | NC | Solar | 100 | NA | NA | NA | 25.5898 | 25.7458 | 26.5635
Fisher Solar Farm (Oakboro) | -170138 | Operating | 5 | Solar | 2015 | Strata Clean Energy, LLC |  | SERC | VACAR | Stanly | NC | Solar | 5 | NA | NA | NA | 20.9817 | 21.5183 | 20.5936
Fisher Solar Farm (SoINCPower5) | -695707 | Operating | 5 | Solar | 2015 | Brookfield Renewable Partners L.P. | PJM | SERC | VACAR | Nash | NC | Solar | 5 | NA | NA | NA | 23.1393 | NA | NA
Five Forks Solar Project | -356473 | Operating | 20 | Solar | 2019 | Quattro Solar, LLC | PJM | SERC | VACAR | Warren | NC | Solar | 20 | NA | NA | NA | 20.4424 | 22.0314 | 23.6655
Five Points Battery Storage Project | -510421 | Operating | 5 | Battery | 2022 | North Carolina Electric Membership Corporation | PJM | SERC | VACAR | Randolph | NC | Energy Storage | 5 | NA | NA | NA | NA | NA | NA
Flash Solar Farm | -405112 | Operating | 5 | Solar | 2015 | Cypress Creek Renewables, LLC |  | SERC | VACAR | Catawba | NC | Solar | 5 | NA | NA | NA | 19.9475 | 19.2877 | 19.0228
Flat Meeks PV1 Solar Facility | -171738 | Operating | 5 | Solar | 2017 | Fresh Air Energy II, LLC | PJM | SERC | VACAR | Martin | NC | Solar | 5 | NA | NA | NA | 20.5137 | 17.6438 | 19.895
Flatwood Solar Farm | -172974 | Operating | 5 | Solar | 2018 | Strata Clean Energy, LLC |  | SERC | VACAR | Chatham | NC | Solar | 5 | NA | NA | NA | 20.5114 | 21.0114 | 20.7877
Flemming Solar Center | -191236 | Operating | 5 | Solar | 2014 | Carolina Energy Partners II LLC |  | SERC | VACAR | Pitt | NC | Solar | 5 | NA | NA | NA | 19.121 | 20.3539 | 21.0594
Flint Hill Solar Project | -405245 | Operating | 5.2 | Solar | 2016 | Cypress Creek Renewables, LLC | PJM | SERC | VACAR | Moore | NC | Solar | 5.2 | NA | NA | NA | 18.39 | 19.8103 | 19.6369
Flowers Solar Farm | -798516 | Operating | 4.3 | Solar | 2019 | Project Hyperion, LLC |  | SERC | VACAR | Harnett | NC | Solar | 4.3 | NA | NA | NA | NA | NA | NA
Floyd Road Solar Farm | -171876 | Operating | 5 | Solar | 2017 | Greenbacker Renewable Energy Company LLC | PJM | SERC | VACAR | Northampton | NC | Solar | 5 | NA | NA | NA | 21.3219 | 21.8744 | 23.7443
Floyd Solar Farm | -405161 | Operating | 4.99 | Solar | 2016 | Cypress Creek Renewables, LLC |  | SERC | VACAR | Robeson | NC | Solar | 4.99 | NA | NA | NA | 21.6918 | 21.7147 | 20.6028
Fontana Dam | -3338 | Operating | 254.7 | Hydraulic Turbine | 1945 | Tennessee Valley Authority |  | SERC | CENTRL | Swain | NC | Water | 304.2 | NA | NA | NA | 30.5308 | 36.7801 | 49.8488
Food Lion Solar Plant (Salisbury) | -168261 | Operating | 1.09 | Solar | 2010 | Duke Energy Carolinas, LLC |  | SERC | VACAR | Rowan | NC | Solar | 1.09 | NA | NA | NA | NA | NA | NA
Fort Bragg Battery Storage Project | -619422 | Operating | 2 | Battery | 2023 | Ameresco, Inc. |  | SERC | VACAR | Richmond | NC | Energy Storage | 2 | NA | NA | NA | 0.074201 | NA | NA
Fort Bragg Solar Project | -619324 | Operating | 1 | Solar | 2023 | Ameresco, Inc. |  | SERC | VACAR | Richmond | NC | Solar | 1 | NA | NA | NA | 14.6575 | NA | NA
Fox Creek Farm Solar Project | -379863 | Operating | 50.2 | Solar | 2018 | John Laing US Solar Corp. |  | SERC | VACAR | Franklin | NC | Solar | 50.2 | NA | NA | NA | 20.032 | 21.1089 | 21.5367
Foxfire Solar Farm | -171356 | Operating | 5 | Solar | 2015 | Strata Clean Energy, LLC |  | SERC | VACAR | Moore | NC | Solar | 5 | NA | NA | NA | 20.6758 | 22.3607 | 21.9064
Franklin Hydro (NC) | -356688 | Operating | 1 | Hydraulic Turbine | 1925 | Hydroland, Inc. |  | SERC | VACAR | Macon | NC | Water | 1 | NA | NA | NA | 52.1804 | 62.7968 | 54.2123
Franklin Solar 2 | -171175 | Operating | 2 | Solar | 2014 | Strata Clean Energy, LLC |  | SERC | VACAR | Franklin | NC | Solar | 2 | NA | NA | NA | 21.6381 | 21.2272 | 21.3299
Franklin Solar Project | -97906 | Operating | 2 | Solar | 2013 | Entropy Investment Management, LLC |  | SERC | VACAR | Franklin | NC | Solar | 2 | NA | NA | NA | 12.8482 | 6.4897 | 7.3116
Franklin Solar Project | -75935 | Operating | 2 | Solar | 2013 | Entropy Solar Integrators, LLC |  | SERC | VACAR | Franklin | NC | Solar | 2 | NA | NA | NA | 12.8482 | 6.4897 | 7.3116
Franklin Solar Project | -75934 | Operating | 2 | Solar | 2013 | Entropy Investment Management, LLC |  | SERC | VACAR | Franklin | NC | Solar | 2 | NA | NA | NA | 12.8482 | 6.4897 | 7.3116
Franklinton Solar Project | -405158 | Operating | 5 | Solar | 2017 | Cypress Creek Renewables, LLC |  | SERC | VACAR | Franklin | NC | Solar | 5 | NA | NA | NA | 20.5959 | 20.9224 | 21.8813
Freemont Solar Center | -222914 | Operating | 5 | Solar | 2016 | US Solar Fund Plc |  | SERC | VACAR | Lincoln | NC | Solar | 5 | NA | NA | NA | 14.1667 | 18.4863 | 19.2466
Freight Line Solar Plant | -758794 | Operating | 2 | Solar | 2020 | SolRiver Capital, LLC |  | SERC | CENTRL | Duplin | NC | Solar | 2 | NA | NA | NA | 24.7032 | 24.8973 | 25.782
Fremont Farm | -170780 | Operating | 5 | Solar | 2017 | Dominion Generation, Inc. |  | SERC | VACAR | Wayne | NC | Solar | 5 | NA | NA | NA | 21.258 | 21.274 | 20.774
Fuquay Solar Farm | -77229 | Operating | 5 | Solar | 2013 | Canadian Solar Inc. |  | SERC | VACAR | Wake | NC | Solar | 5 | NA | NA | NA | 19.5274 | 19.6918 | NA
Fuquay Solar Farm | -77227 | Operating | 5 | Solar | 2013 | Strata Clean Energy, LLC |  | SERC | VACAR | Wake | NC | Solar | 5 | NA | NA | NA | 19.5274 | 19.6918 | NA
Gainey Solar Project | -405219 | Operating | 2 | Solar | 2016 | Cypress Creek Renewables, LLC |  | SERC | VACAR | Bladen | NC | Solar | 2 | NA | NA | NA | 22.3231 | 22.8425 | 21.9406
Gamble Solar Project | -251553 | Operating | 3 | Solar | 2019 | Oppidum Renewables USA Inc |  | SERC | VACAR | Rutherford | NC | Solar | 3 | NA | NA | NA | 22.9224 | 24.4597 | 24.7603
Garner Solar Project | -169444 | Operating | 1.2 | Solar | 2012 | Capitol Broadcasting Company, Incorporated |  | SERC | VACAR | Wake | NC | Solar | 1.2 | NA | NA | NA | NA | NA | NA
Garrell Solar Farm | -170080 | Operating | 5 | Solar | 2013 | Strata Clean Energy, LLC |  | SERC | VACAR | Columbus | NC | Solar | 5 | NA | NA | NA | 16.4795 | 15.3151 | 15.4406
Garysburg Solar | -695710 | Operating | 5 | Solar | 2016 | Brookfield Renewable Partners L.P. | PJM | SERC | VACAR | Northampton | NC | Solar | 5 | NA | NA | NA | 20.3059 | NA | NA
Gaston | -3487 | Operating | 177.6 | Hydraulic Turbine | 1963 | Virginia Electric and Power Company | PJM | SERC | VACAR | Halifax | NC | Water | 220 | NA | NA | NA | 11.7705 | 11.8513 | 14.4011
Gaston County | -641050 | Operating | 4.2 | Internal Combustion | 2011 | County of Gaston, North Carolina |  | SERC | VACAR | Gaston | NC | Biomass | 4.2 | 12738 | 14738 | 11610 | 57.0396 | 64.8538 | 62.0407
Gaston County Solar Project | -316853 | Operating | 25 | Solar | 2020 | Duke Energy Carolinas, LLC |  | SERC | VACAR | Gaston | NC | Solar | 25 | NA | NA | NA | 21.8196 | 23.5205 | 18.1744
Gaston Memorial Hospital | -170079 | Operating | 1.8 | Internal Combustion | 2006 | City of Gastonia, North Carolina |  | SERC | VACAR | Gaston | NC | Oil | 1.8 | 12000 | 12071 | 10333 | 0.2727 | 0.088787 | 0.057078
Gaston Solar Project | -695713 | Operating | 5 | Solar | 2016 | Brookfield Renewable Partners L.P. | PJM | SERC | VACAR | Northampton | NC | Solar | 5 | NA | NA | NA | 20.7671 | NA | NA
Gastonia IC | -166504 | Operating | 5.4 | Internal Combustion | 2005 | North Carolina Municipal Power Agency Number 1 |  | SERC | VACAR | Gaston | NC | Oil | 5.4 | NA | 32679 | 18238 | 0.057078 | 0.11838 | 0.21351
Gastonia IC | -166503 | Operating | 5.4 | Internal Combustion | 2005 | City of Gastonia, North Carolina |  | SERC | VACAR | Gaston | NC | Oil | 5.4 | NA | 32679 | 18238 | 0.057078 | 0.11838 | 0.21351
Gastonia Prime Mover Power Park | -168648 | Operating | 11.8 | Internal Combustion | 2008 | North Carolina Municipal Power Agency Number 1 |  | SERC | VACAR | Gaston | NC | Oil | 11.2 | NA | NA | NA | -0.16104 | -0.12231 | -0.037712
Gastonia Solar Center | -767165 | Operating | 4.3 | Solar | 2018 | Adapture Renewables, Inc. |  | SERC | VACAR | Gaston | NC | Solar | 4.3 | NA | NA | NA | 21.6311 | 19.7834 | 22.0107
Gates Solar Project | -349253 | Operating | 5 | Solar | 2015 | Oppidum Renewables USA Inc | PJM | SERC | VACAR | Gates | NC | Solar | 5 | NA | NA | NA | 20.5502 | 21.3014 | 21.758
Germantown Solar | -405163 | Operating | 1.5 | Solar | 2015 | Cypress Creek Renewables, LLC |  | SERC | VACAR | Forsyth | NC | Solar | 1.5 | NA | NA | NA | 21.9254 | 22.2527 | 22.3516
Gilead Farm Solar Project | -633207 | Operating | 3.5 | Solar | 2019 | Strata Clean Energy, LLC |  | SERC | VACAR | Montgomery | NC | Solar | 3.5 | NA | NA | NA | 21.7025 | 22.8474 | NA
GKS Solar Farm | -405119 | Operating | 5 | Solar | 2015 | Cypress Creek Renewables, LLC | PJM | SERC | VACAR | Perquimans | NC | Solar | 5 | NA | NA | NA | 20.8037 | 19.8584 | 19.6187
Gladstone Solar Farm | -508164 | Operating | 5 | Solar | 2019 | Strata Clean Energy, LLC |  | SERC | VACAR | Moore | NC | Solar | 5 | NA | NA | NA | 23.0982 | 25.1781 | NA
Gliden Solar Project (Op Zone) | -378082 | Operating | 5 | Solar | 2020 | Greenbacker Renewable Energy Corporation | PJM | SERC | VACAR | Chowan | NC | Solar | 5 | NA | NA | NA | 24.4909 | 24.2854 | 21.9521
Grandy PV1 | -226960 | Operating | 20 | Solar | 2020 | Fresh Air Energy XXXlll, LLC | PJM | SERC | VACAR | Currituck | NC | Solar | 20 | NA | NA | NA | 15.9966 | 17.25 | 16.5074
Granite Falls Walmart | -167841 | Operating | 2.2 | Internal Combustion | 2007 | North Carolina Municipal Power Agency Number 1 |  | SERC | VACAR | Caldwell | NC | Oil | 2 | NA | 40889 | 20745 | -0.028539 | 0.10274 | 0.26826
Granville Solar Plant | -380933 | Operating | 2.5 | Solar | 2012 | Scarlet Renewables LLC |  | SERC | VACAR | Granville | NC | Solar | 2.5 | NA | NA | NA | 21.895 | 22.6164 | 22.2877
Granville Solar Plant | -138447 | Operating | 2.5 | Solar | 2012 | Southern Renewable Energy, Inc. |  | SERC | VACAR | Granville | NC | Solar | 2.5 | NA | NA | NA | 21.895 | 22.6164 | 22.2877
Gray Fox Solar Project | -761486 | Operating | 5 | Solar | 2023 | SolRiver Capital, LLC |  | SERC | VACAR | Robeson | NC | Solar | 5 | NA | NA | NA | NA | NA | NA
Green Farm | -405126 | Operating | 5 | Solar | 2016 | Cypress Creek Renewables, LLC | PJM | SERC | VACAR | Martin | NC | Solar | 5 | NA | NA | NA | 21.2991 | 16.6142 | 21.0434
Grissom Battery Storage Project | -627997 | Operating | 10 | Battery | 2021 | Pine Gate Renewables, LLC |  | SERC | VACAR | Halifax | NC | Energy Storage | 10 | NA | NA | NM | 0.66781 | 0 | 7.9863
Grissom Solar Project | -361527 | Operating | 5 | Solar | 2021 | Pine Gate Renewables, LLC |  | SERC | VACAR | Halifax | NC | Solar | 5 | NA | NA | NA | 24.4201 | 24.3128 | 15.1712
Grove Solar Project | -220320 | Operating | 5 | Solar | 2019 | Helios 3 LL, LLC |  | SERC | VACAR | Craven | NC | Solar | 5 | NA | NA | NA | 30.1941 | NA | NA
GSE NC-1 Alexander Project | -172646 | Operating | 1 | Solar | 2011 | Green States Energy, Inc. |  | SERC | CENTRL | Clay | NC | Solar | 1 | NA | NA | NA | NA | NA | NA
GSE NC-1 Daughter | -172553 | Operating | 1 | Solar | 2011 | Green States Energy, Inc. |  | SERC | CENTRL | Cherokee | NC | Solar | 1 | NA | NA | NA | NA | NA | NA
GSE NC-1 Hindsman Project | -798518 | Operating | 1 | Solar | 2011 | Altus Power, Inc. |  | SERC | CENTRL | Clay | NC | Solar | 1 | NA | NA | NA | NA | NA | NA
GSE NC-1 Martin Solar | -172554 | Operating | 1 | Solar | 2011 | Green States Energy, Inc. |  | SERC | CENTRL | Clay | NC | Solar | 1 | NA | NA | NA | NA | NA | NA
Gutenberg Solar Project | -214508 | Operating | 79.9 | Solar | 2019 | Virginia Electric and Power Company | PJM | SERC | VACAR | Northampton | NC | Solar | 79.9 | NA | NA | NA | 20.1462 | 22.8706 | 25.1497
Middletown Operations Inc. Jet | -161198 | Operating | 18.5 | Gas Turbine | 1966 | NRG Northeast Generating LLC | New England | NPCC | NE | Lower Connecticut River Valley Planning Region | CT | Oil | 22.1 | NA | NM | NA | -0.11725 | 0.042873 | 0.033059
Hall Battery Storage Project | -591560 | Operating | 2.5 | Battery | 2022 | North Carolina Electric Membership Corporation |  | SERC | VACAR | Duplin | NC | Energy Storage | 2.5 | NA | NM | NA | 1.3014 | 0.95434 | NA
Hall Solar Project | -413647 | Operating | 2 | Solar | 2022 | North Carolina Electric Membership Corporation |  | SERC | VACAR | Duplin | NC | Solar | 2 | NA | NA | NA | 20.645 | 20.0685 | NA
Mid-Georgia Cogeneration | -776464 | Operating | 323 | Combined Cycle | 1997 | Rockland Power Partners III, LP |  | SERC | SOU | Houston | GA | Gas | 330 | 8406 | 8383 | NA | 5.0694 | 15.9782 | NA
Hamlet Battery Storage Project | -638646 | Operating | 0.5 | Battery | 2023 | North Carolina Electric Membership Corporation |  | SERC | VACAR | Richmond | NC | Energy Storage | 0.5 | NA | NA | NA | 0.82192 | NA | NA
Hamlet Solar Plant | -638644 | Operating | 0.5 | Solar | 2023 | North Carolina Electric Membership Corporation |  | SERC | VACAR | Richmond | NC | Solar | 0.5 | NA | NA | NA | 6.0959 | NA | NA
Hanover Solar | -761234 | Operating | 4.9 | Solar | 2018 | MN8 Energy, Inc. |  | SERC | VACAR | Onslow | NC | Solar | 5 | NA | NA | NA | 22.4658 | 22.8744 | NA
Happy Solar Facility | -405197 | Operating | 4 | Solar | 2016 | Cypress Creek Renewables, LLC |  | SERC | VACAR | Johnston | NC | Solar | 4 | NA | NA | NA | 20.9332 | 21.407 | 20.4566
Harding Solar Project | -758664 | Operating | 3 | Solar | 2024 | Harding Solar, LLC |  | SERC | VACAR | Greene | NC | Solar | 3 | NA | NA | NA | NA | NA | NA
Hardison Farm Solar Project | -405176 | Operating | 5.2 | Solar | 2016 | Cypress Creek Renewables, LLC | PJM | SERC | VACAR | Martin | NC | Solar | 5.2 | NA | NA | NA | 22.3569 | 21.6236 | 21.5688
Harrell's Hill Solar Center | -103702 | Operating | 5 | Solar | 2015 | Heelstone Energy LLC |  | SERC | VACAR | Wayne | NC | Solar | 5 | NA | NA | NA | 13.605 | 20.2146 | 20.2055
Harrison Solar Project | -316820 | Operating | 5 | Solar | 2020 | National Renewable Energy Corporation |  | SERC | VACAR | Sampson | NC | Solar | 5 | NA | NA | NA | 23.637 | 24.2123 | 23.6347
Harts Mill Solar Project | -324686 | Operating | 80 | Solar | 2021 | Kayne Anderson Capital Advisors, L.P. | PJM | SERC | VACAR | Edgecombe | NC | Solar | 80 | NA | NA | NA | 25.3757 | 26.0547 | 24.4365
Harvest Beulaville Solar Farm (Lanier) | -171426 | Operating | 2 | Solar | 2017 | Alchemy Renewable Energy, LLC |  | SERC | VACAR | Duplin | NC | Solar | 2 | NA | NA | NA | 20.7763 | 20.4623 | 20.7135
Harvest Beulaville Solar Farm (Lanier) | -171425 | Operating | 2 | Solar | 2017 | Renew Petra Integrators, Llc |  | SERC | VACAR | Duplin | NC | Solar | 2 | NA | NA | NA | 20.7763 | 20.4623 | 20.7135
Hawtree Creek Farm Solar | -388226 | Operating | 65 | Solar | 2021 | ENGIE North America Inc. | PJM | SERC | VACAR | Warren | NC | Solar | 65 | NA | NA | NA | 18.1164 | 24.618 | 4.2901
Hayes Solar | -316821 | Operating | 3 | Solar | 2020 | National Renewable Energy Corporation |  | SERC | VACAR | Surry | NC | Solar | 3 | NA | NA | NA | 25.8486 | 24.8668 | 25.2473
Haynes Solar Farm | -170570 | Operating | 5 | Solar | 2013 | Strata Clean Energy, LLC |  | SERC | VACAR | Lincoln | NC | Solar | 5 | NA | NA | NA | 17.8767 | 18.8447 | 18.1826
Haynes Solar Farm | -170569 | Operating | 5 | Solar | 2013 | Canadian Solar Inc. |  | SERC | VACAR | Lincoln | NC | Solar | 5 | NA | NA | NA | 17.8767 | 18.8447 | 18.1826
Haywood Farm | -754529 | Operating | 4.9 | Solar | 2017 | Enfinity Global Inc. |  | SERC | VACAR | Montgomery | NC | Solar | 4.9 | NA | NA | NA | NA | NA | NA
Haywood Farm | -754528 | Operating | 4.9 | Solar | 2017 | Kyuden International Corporation |  | SERC | VACAR | Montgomery | NC | Solar | 4.9 | NA | NA | NA | NA | NA | NA
HCE Johnston Solar Project | -171742 | Operating | 1.9 | Solar | 2015 | HCE Johnston I, LLC |  | SERC | VACAR | Johnston | NC | Solar | 1.9 | NA | NA | NA | 20.2175 | 20.8664 | 19.2458
HCE Moore I | -236975 | Operating | 2 | Solar | 2018 | Pine Gate Renewables, LLC |  | SERC | VACAR | Moore | NC | Solar | 2 | NA | NA | NA | 14.9772 | 18.3105 | 17.8653
Hector Farm Solar Project | -171872 | Operating | 5 | Solar | 2017 | Strata Clean Energy, LLC |  | SERC | VACAR | Montgomery | NC | Solar | 5 | NA | NA | NA | 20.7648 | 21.5799 | 21.7329
Heedeh Solar | -761229 | Operating | 4.5 | Solar | 2018 | MN8 Energy, Inc. |  | SERC | VACAR | Columbus | NC | Solar | 4.5 | NA | NA | NA | 17.8133 | 17.9021 | NA
Hemlock Solar Project | -356465 | Operating | 5 | Solar | 2016 | Quattro Solar, LLC | PJM | SERC | VACAR | Northampton | NC | Solar | 5 | NA | NA | NA | 22.5525 | 21.3014 | 21.8699
Henry Gibson Solar Project | -786591 | Operating | 6.6 | Solar | 2024 | Wildcat Renewables, LLC |  | SERC | VACAR | Scotland | NC | Solar | 6.6 | NA | NA | NA | NA | NA | NA
Henry Solar Farm | -172252 | Operating | 5 | Solar | 2016 | Strata Clean Energy, LLC |  | SERC | VACAR | Randolph | NC | Solar | 5 | NA | NA | NA | 19.7968 | 20.3881 | NA
Hew Fulton Solar Farm | -173618 | Operating | 5 | Solar | 2015 | Strata Clean Energy, LLC |  | SERC | VACAR | Scotland | NC | Solar | 5 | NA | NA | NA | 21.1484 | 21.3196 | 20.8676
Hickory Solar Project | -220095 | Operating | 5 | Solar | 2019 | National Renewable Energy Corporation |  | SERC | VACAR | Duplin | NC | Solar | 5 | NA | NA | NA | 23.7854 | 23.3037 | 16.4566
High Point | -166501 | Operating | 3.6 | Internal Combustion | 2005 | North Carolina Municipal Power Agency Number 1 |  | SERC | VACAR | Guilford | NC | Oil | 3.6 | 39424 | 21365 | 15194 | 0.10464 | 0.23465 | 0.40906
High Point, Fairfield | -12633 | Operating | 1.8 | Internal Combustion | 2002 | North Carolina Municipal Power Agency Number 1 |  | SERC | VACAR | Guilford | NC | Oil | 1.8 | NA | NA | NA | -0.29807 | -0.30441 | -0.34247
High Point, POLO | -169162 | Operating | 1.8 | Internal Combustion | 2007 | North Carolina Municipal Power Agency Number 1 |  | SERC | VACAR | Guilford | NC | Oil | 1.8 | NA | 14844 | 22625 | -0.24099 | 0.48833 | 0.30441
High Rock (Yadkin) | -201818 | Operating | 33 | Hydraulic Turbine | 1927 | Ontario Power Generation Inc. |  | SERC | VACAR | Davidson | NC | Water | 39 | NA | NA | NA | 33.4469 | 34.3373 | 41.2525
High Shoals Hydro Inc. | -382429 | Operating | 1.8 | Hydraulic Turbine | 1934 | Central Rivers Power, LLC |  | SERC | VACAR | Gaston | NC | Water | 1.8 | NA | NA | NA | 18.4424 | 17.5038 | 27.9554
High Shoals PV1 Solar | -611225 | Operating | 16 | Solar | 2022 | Pine Gate Renewables, LLC |  | SERC | VACAR | Gaston | NC | Solar | 16 | NA | NA | NA | 22.2603 | 15.2747 | NA
High Solids Anaerobics Digestion (HSAD) | -36791 | Operating | 3 | Steam Turbine | 2002 | Orbit Energy, Inc. |  | SERC | VACAR | Sampson | NC | Biomass | 3 | NA | NA | NA | NA | NA | NA
Highest Power Solar Project | -426238 | Operating | 48.7 | Solar | 2022 | Pine Gate Renewables, LLC |  | SERC | VACAR | Franklin | NC | Solar | 48.7 | NA | NA | NA | 20.9394 | 23.8659 | NA
Highland Solar Center | -104064 | Operating | 5 | Solar | 2015 | Heelstone Energy LLC |  | SERC | VACAR | Lenoir | NC | Solar | 5 | NA | NA | NA | 17.1895 | 20.6416 | 20.1804
Highwater Solar I | -405149 | Operating | 4.9 | Solar | 2015 | Cypress Creek Renewables, LLC |  | SERC | VACAR | Wayne | NC | Solar | 4.9 | NA | NA | NA | 22.4653 | 21.8037 | 21.6382
Highway 92 Solar Farm | -86134 | Operating | NA | Solar | NA | Sunenergy1, LLC | PJM | SERC | VACAR | Beaufort | NC | Solar | 7 | NA | NA | NA | NA | NA | NA
Highwoods Enterprise Park II Solar Plant (Greensboro) | -168260 | Operating | 1.3 | Solar | 2010 | Duke Energy Carolinas, LLC |  | SERC | VACAR | Guilford | NC | Solar | 1.3 | NA | NA | NA | 7.1128 | 7.5079 | 11.8721
Hill Sunbury Solar Farm (SolNCPower6) | -695704 | Operating | 5 | Solar | 2015 | Brookfield Renewable Partners L.P. | PJM | SERC | VACAR | Gates | NC | Solar | 5 | NA | NA | NA | 23.8699 | NA | NA
Hiwassee | -3947 | Operating | 70.6 | Hydraulic Turbine | 1940 | Tennessee Valley Authority |  | SERC | CENTRL | Cherokee | NC | Water | 87.7 | NA | NA | NA | 33.6749 | 40.3198 | 49.7696
Hiwassee PS | -13155 | Operating | 95 | Pumped Storage | 1956 | Tennessee Valley Authority |  | SERC | CENTRL | Cherokee | NC | Water | 86 | NA | NA | NA | 0.052166 | 0.058803 | 0.12955
Holiness Solar Project | -695676 | Operating | 1 | Solar | 2011 | Brookfield Renewable Partners L.P. |  | SERC | CENTRL | Cherokee | NC | Solar | 1 | NA | NA | NA | NA | NA | NA
Holiness Solar Project | -193277 | Operating | 1 | Solar | 2011 | John Hancock Life Insurance Company (U.S.A) |  | SERC | CENTRL | Cherokee | NC | Solar | 1 | NA | NA | NA | NA | NA | NA
Holly Swamp Solar Plant | -758587 | Operating | 2 | Solar | 2020 | SolRiver Capital, LLC |  | SERC | VACAR | Robeson | NC | Solar | 2 | NA | NA | NA | 24.7489 | 18.8984 | 24.8002
Holstein Solar Plant | -170560 | Operating | 20 | Solar | 2015 | Strata Clean Energy, LLC |  | SERC | VACAR | Scotland | NC | Solar | 20 | NA | NA | NA | 20.5063 | 18.2066 | 19.4452
Hood Farm Solar Project | -754561 | Operating | 4.9 | Solar | 2017 | Enfinity Global Inc. |  | SERC | VACAR | Jones | NC | Solar | 4.9 | NA | NA | NA | NA | NA | NA
Hood Farm Solar Project | -754560 | Operating | 4.9 | Solar | 2017 | Kyuden International Corporation |  | SERC | VACAR | Jones | NC | Solar | 4.9 | NA | NA | NA | NA | NA | NA
Hopewell Friends Solar Project | -405306 | Operating | 1.3 | Solar | 2018 | Cypress Creek Renewables, LLC | PJM | SERC | VACAR | Randolph | NC | Solar | 1.3 | NA | NA | NA | 15.5427 | 17.9224 | 19.5732
Hot Springs Battery Storage Project | -591508 | Operating | 4.4 | Battery | 2022 | Duke Energy Progress, LLC |  | SERC | VACAR | Madison | NC | Energy Storage | 4.4 | NA | NM | NA | 0.54743 | 0.56299 | NA
Hot Springs Solar System | -488723 | Operating | 1.9 | Solar | 2022 | Duke Energy Progress, LLC |  | SERC | VACAR | Madison | NC | Solar | 1.9 | NA | NA | NA | 11.5958 | 6.1163 | NA
Howell Midland Farm | -171427 | Operating | 4.9 | Solar | 2015 | Strata Clean Energy, LLC |  | SERC | VACAR | Cabarrus | NC | Solar | 4.9 | NA | NA | NA | 20.3988 | 21.1793 | 21.4915
Hubble Solar Project | -742823 | Operating | 2 | Solar | 2023 | Headwater Energy, LLC |  | SERC | VACAR | Columbus | NC | Solar | 2 | NA | NA | NA | 13.0993 | NA | NA
Huntersville Delivery No 2 | -167842 | Operating | 2.2 | Internal Combustion | 2007 | North Carolina Municipal Power Agency Number 1 |  | SERC | VACAR | Mecklenburg | NC | Oil | 2 | NA | NA | NA | -0.25685 | -0.26826 | -0.23973
Husky Solar Power Plant | -405117 | Operating | 5 | Solar | 2016 | Cypress Creek Renewables, LLC |  | SERC | VACAR | Rockingham | NC | Solar | 5 | NA | NA | NA | 19.2009 | 20.0137 | 20.2671
Hutchinson Farm | -170583 | Operating | 5 | Solar | 2014 | Strata Clean Energy, LLC |  | SERC | VACAR | Cleveland | NC | Solar | 5 | NA | NA | NA | 21.2648 | 22.0753 | 22.3014
Hwy 158 PV1 Solar Project | -296245 | Operating | 9 | Solar | 2020 | EcoPlexus, Inc. | PJM | SERC | VACAR | Hertford | NC | Solar | 9 | NA | NA | NA | 23.2801 | 24.2808 | 24.8364
HWY 42 Aulander Solar Farm | -133745 | Operating | 5 | Solar | 2016 | Alchemy Renewable Energy, LLC | PJM | SERC | VACAR | Hertford | NC | Solar | 5 | NA | NA | NA | 19.1826 | 21.4087 | 21.3767
HXOap Solar One (HXOap1.2) (Geenex) (Halifax) | -695696 | Operating | 20 | Solar | 2014 | Brookfield Renewable Partners L.P. | PJM | SERC | VACAR | Halifax | NC | Solar | 20 | NA | NA | NA | 19.0268 | NA | NA
Innovative Solar 10 | -405105 | Operating | 1.5 | Solar | 2015 | Cypress Creek Renewables, LLC |  | SERC | VACAR | Haywood | NC | Solar | 1.5 | NA | NA | NA | 20.1065 | 20.0837 | 17.3896
Innovative Solar 14 | -792172 | Operating | 2 | Solar | 2014 | Alberta Investment Management Corporation |  | SERC | VACAR | Henderson | NC | Solar | 1.5 | NA | NA | NA | 24.3455 | 24.9848 | 24.9848
Innovative Solar 14 | -792171 | Operating | 2 | Solar | 2014 | The AES Corporation |  | SERC | VACAR | Henderson | NC | Solar | 1.5 | NA | NA | NA | 24.3455 | 24.9848 | 24.9848
Innovative Solar 15 | -792170 | Operating | 2 | Solar | 2014 | Alberta Investment Management Corporation |  | SERC | VACAR | Rutherford | NC | Solar | 1.5 | NA | NA | NA | 23.7519 | 25.0685 | 23.9346
Innovative Solar 15 | -792169 | Operating | 2 | Solar | 2014 | The AES Corporation |  | SERC | VACAR | Rutherford | NC | Solar | 1.5 | NA | NA | NA | 23.7519 | 25.0685 | 23.9346
Innovative Solar 15 | -792048 | Operating | 2 | Solar | 2014 | Spower Opco A, LLC |  | SERC | VACAR | Rutherford | NC | Solar | 1.5 | NA | NA | NA | 23.7519 | 25.0685 | 23.9346
Innovative Solar 15 | -792047 | Operating | 2 | Solar | 2014 | Spower Opco A, LLC |  | SERC | VACAR | Rutherford | NC | Solar | 1.5 | NA | NA | NA | 23.7519 | 25.0685 | 23.9346
Innovative Solar 16 | -405114 | Operating | 2 | Solar | 2015 | Cypress Creek Renewables, LLC |  | SERC | VACAR | Henderson | NC | Solar | 2 | NA | NA | NA | 19.1153 | 18.3105 | 19.395
Innovative Solar 18 Project | -405115 | Operating | 1.9 | Solar | 2015 | Cypress Creek Renewables, LLC |  | SERC | VACAR | Rutherford | NC | Solar | 1.9 | NA | NA | NA | 20.0312 | 23.528 | 21.8157
Innovative Solar 23 Farm | -170561 | Operating | 1.9 | Solar | 2015 | Heelstone Energy LLC |  | SERC | VACAR | Cleveland | NC | Solar | 1.9 | NA | NA | NA | 19.7068 | 21.8637 | 21.6054
Innovative Solar 26 Project | -405156 | Operating | 1.9 | Solar | 2015 | Cypress Creek Renewables, LLC |  | SERC | VACAR | Burke | NC | Solar | 1.9 | NA | NA | NA | 18.7695 | 20.7883 | 21.6895
Innovative Solar 31 Project | -761223 | Operating | 35 | Solar | 2017 | MN8 Energy, Inc. |  | SERC | VACAR | Bladen | NC | Solar | 35 | NA | NA | NA | 20.6422 | 20.9325 | NA
Innovative Solar 35 | -754569 | Operating | 1.9 | Solar | 2017 | Enfinity Global Inc. |  | SERC | VACAR | Duplin | NC | Solar | 1.9 | NA | NA | NA | NA | NA | NA
Innovative Solar 35 | -754568 | Operating | 1.9 | Solar | 2017 | Kyuden International Corporation |  | SERC | VACAR | Duplin | NC | Solar | 1.9 | NA | NA | NA | NA | NA | NA
Innovative Solar 37 Project | -171398 | Operating | 79 | Solar | 2017 | Dominion Generation, Inc. |  | SERC | VACAR | Anson | NC | Solar | 79 | NA | NA | NA | 20.7815 | 21.9466 | 20.9023
Innovative Solar 42 (IS 42) | -794575 | Operating | 71 | Solar | 2017 | Nadara Limited |  | SERC | VACAR | Cumberland | NC | Solar | 71 | NA | NA | NA | NA | NA | NA
Innovative Solar 42 (IS 42) | -755088 | Operating | 71 | Solar | 2017 | Energy Infrastructure Partners LLC |  | SERC | VACAR | Cumberland | NC | Solar | 71 | NA | NA | NA | NA | NA | NA
Innovative Solar 42 (IS 42) | -755087 | Operating | 71 | Solar | 2017 | Eni S.p.A. |  | SERC | VACAR | Cumberland | NC | Solar | 71 | NA | NA | NA | NA | NA | NA
Innovative Solar 43 Project | -405145 | Operating | 38.9 | Solar | 2016 | Cypress Creek Renewables, LLC |  | SERC | VACAR | Bladen | NC | Solar | 38.9 | NA | NA | NA | 19.7395 | 20.4476 | 19.9983
Innovative Solar 44 Project | -405148 | Operating | 4.9 | Solar | 2015 | Cypress Creek Renewables, LLC |  | SERC | VACAR | Robeson | NC | Solar | 4.9 | NA | NA | NA | 20.3919 | 21.0628 | 18.7121
Innovative Solar 46 Project | -405139 | Operating | 78.5 | Solar | 2016 | Cypress Creek Renewables, LLC |  | SERC | VACAR | Cumberland | NC | Solar | 78.5 | NA | NA | NA | 20.5497 | 21.7325 | 22.0243
Innovative Solar 47 | -761225 | Operating | 33.8 | Solar | 2017 | MN8 Energy, Inc. |  | SERC | VACAR | Robeson | NC | Solar | 33.8 | NA | NA | NA | 23.6359 | 23.6859 | NA
Innovative Solar 48 | -405152 | Operating | 4.9 | Solar | 2015 | Cypress Creek Renewables, LLC |  | SERC | VACAR | Robeson | NC | Solar | 4.9 | NA | NA | NA | 20.1333 | 19.7302 | 19.3388
Innovative Solar 54 Project | -379860 | Operating | 50 | Solar | 2018 | John Laing US Solar Corp. |  | SERC | VACAR | Lenoir | NC | Solar | 50 | NA | NA | NA | 22.0221 | 22.2196 | 23.0194
Innovative Solar 55 Project | -405150 | Operating | 5 | Solar | 2017 | Cypress Creek Renewables, LLC |  | SERC | VACAR | Robeson | NC | Solar | 5 | NA | NA | NA | 20.3493 | 20.9635 | 18.9201
Innovative Solar 59 | -754565 | Operating | 1.9 | Solar | 2017 | Enfinity Global Inc. |  | SERC | VACAR | Nash | NC | Solar | 1.9 | NA | NA | NA | NA | NA | NA
Innovative Solar 59 | -754564 | Operating | 1.9 | Solar | 2017 | Kyuden International Corporation |  | SERC | VACAR | Nash | NC | Solar | 1.9 | NA | NA | NA | NA | NA | NA
Innovative Solar 6 | -405100 | Operating | 3.6 | Solar | 2016 | Cypress Creek Renewables, LLC |  | SERC | VACAR | Buncombe | NC | Solar | 3.6 | NA | NA | NA | 20.6367 | 19.9328 | 17.3516
Innovative Solar 60 | -754567 | Operating | 1.9 | Solar | 2017 | Enfinity Global Inc. |  | SERC | VACAR | Nash | NC | Solar | 1.9 | NA | NA | NA | NA | NA | NA
Innovative Solar 60 | -754566 | Operating | 1.9 | Solar | 2017 | Kyuden International Corporation |  | SERC | VACAR | Nash | NC | Solar | 1.9 | NA | NA | NA | NA | NA | NA
Innovative Solar 63 Project | -405169 | Operating | 4.9 | Solar | 2016 | Cypress Creek Renewables, LLC |  | SERC | VACAR | Greene | NC | Solar | 4.9 | NA | NA | NA | 19.9119 | 20.8159 | 20.4315
Innovative Solar 64 | -405151 | Operating | 4.9 | Solar | 2016 | Cypress Creek Renewables, LLC |  | SERC | VACAR | Sampson | NC | Solar | 4.9 | NA | NA | NA | 19.7558 | 21.3377 | 19.9026
Innovative Solar 65 | -405210 | Operating | 4.9 | Solar | 2016 | Cypress Creek Renewables, LLC |  | SERC | VACAR | Scotland | NC | Solar | 4.9 | NA | NA | NA | 20.8881 | 21.0022 | 20.4058
Innovative Solar 67 | -379861 | Operating | 33.3 | Solar | 2018 | John Laing US Solar Corp. |  | SERC | VACAR | Pender | NC | Solar | 33.3 | NA | NA | NA | 23.5739 | 24.9068 | 25.5547
Iredell Landfill Gas Plant | -167000 | Operating | 3.2 | Internal Combustion | 2008 | DTE Biomass Energy, Inc. |  | SERC | VACAR | Iredell | NC | Biomass | 3.2 | 10446 | 10293 | 10686 | 89.7581 | 85.0385 | 92.7297
Iredell Landfill Gas Plant | -166999 | Operating | 3.2 | Internal Combustion | 2008 | AJG Financial Services, Inc. |  | SERC | VACAR | Iredell | NC | Biomass | 3.2 | 10446 | 10293 | 10686 | 89.7581 | 85.0385 | 92.7297
Ivy Hydro | -763494 | Operating | 1.2 | Hydraulic Turbine | 1985 | Appalachian Energy, Inc. |  | SERC | VACAR | Madison | NC | Water | 0.8 | NA | NA | NA | NA | NA | NA
Jackson Solar Farm (Wilson) | -227334 | Operating | 10 | Solar | 2017 | GCL New Energy (NC) I, LLC |  | SERC | VACAR | Wilson | NC | Solar | 8.6 | NA | NA | NA | 7.9404 | 13.1053 | 21.2554
Jackson Solar Farm (Wilson) | -172328 | Operating | 10 | Solar | 2017 | GCL New Energy (NC) I, LLC |  | SERC | VACAR | Wilson | NC | Solar | 8.6 | NA | NA | NA | 7.9404 | 13.1053 | 21.2554
Jacob Solar | -170633 | Operating | 5 | Solar | 2016 | Sunlight Partners, LLC |  | SERC | VACAR | Rockingham | NC | Solar | 5 | NA | NA | NA | 19.6164 | 19.726 | 20.6393
Jakana Solar Farm | -170429 | Operating | 5 | Solar | 2014 | Strata Clean Energy, LLC | PJM | SERC | VACAR | Martin | NC | Solar | 5 | NA | NA | NA | 21.6598 | 19.5616 | 21.5411
James E. Rogers Energy Complex (Cliffside) | -164539 | Operating | 1530.5 | Steam Turbine | 1940 | Duke Energy Carolinas, LLC |  | SERC | VACAR | Cleveland | NC | Gas | 1395 | 9881 | 9754 | 9785 | 42.9192 | 41.0112 | 38.8798
Jamesville Road Solar (Jamesville Pulp Mill Solar) | -217490 | Operating | 5 | Solar | 2019 | Greenbacker Renewable Energy Corporation | PJM | SERC | VACAR | Martin | NC | Solar | 5 | NA | NA | NA | 25.137 | 24.7123 | 26.1279
Jersey Holdings Solar Project | -222926 | Operating | 5 | Solar | 2017 | US Solar Fund Plc | PJM | SERC | VACAR | Robeson | NC | Solar | 5 | NA | NA | NA | 22 | 21.3516 | 21.2854
Jester Solar | -316819 | Operating | 5 | Solar | 2020 | Helios Infraco, LLC |  | SERC | VACAR | Wayne | NC | Solar | 4.9 | NA | NA | NA | 22.6843 | 23.2457 | 22.1601
John B Carter Rd PV1 Solar Facility (FAE XIV LLC) | -171415 | Operating | 5 | Solar | 2014 | EcoPlexus, Inc. |  | SERC | VACAR | Cumberland | NC | Solar | 5 | NA | NA | NA | 20.7831 | 21.3196 | 21.4589
Johnston County Landfill | -81321 | Operating | 1.6 | Internal Combustion | 2013 | Athens-Johnston Renewables LLC |  | SERC | VACAR | Johnston | NC | Biomass | 1.5 | 11656 | 10309 | 10410 | 60.3805 | 63.8508 | 69.5738
Jordan Dam Project | -168776 | Operating | 4.4 | Hydraulic Turbine | 2012 | Jordan Hydroelectric Limited Partnership |  | SERC | VACAR | Chatham | NC | Water | 4.4 | NA | NA | NA | NA | 13.5015 | 24.1516
Kalish Farm | -192077 | Operating | 5 | Solar | 2018 | Carolina Solar Energy II, LLC |  | SERC | VACAR | Montgomery | NC | Solar | 5 | NA | NA | NA | 20.3356 | 21.3014 | NA
Kathleen Solar | -172350 | Operating | 5 | Solar | 2018 | Sol Systems, LLC |  | SERC | VACAR | Harnett | NC | Solar | 5 | NA | NA | NA | 22.7374 | 21.2032 | 22.3721
Kathleen Solar | -172349 | Operating | 5 | Solar | 2018 | Nationwide Mutual Insurance Company |  | SERC | VACAR | Harnett | NC | Solar | 5 | NA | NA | NA | 22.7374 | 21.2032 | 22.3721
Keen Farm Solar Project | -171406 | Operating | 5 | Solar | 2015 | Strata Clean Energy, LLC |  | SERC | VACAR | Johnston | NC | Solar | 5 | NA | NA | NA | 20.1826 | 20.7671 | 20.395
Kelford Solar Project | -695706 | Operating | 20 | Solar | 2015 | Brookfield Renewable Partners L.P. | PJM | SERC | VACAR | Bertie | NC | Solar | 20 | NA | NA | NA | 15.6929 | NA | NA
Kelly Solar Project | -798512 | Operating | 5 | Solar | 2018 | Project Hyperion, LLC |  | SERC | VACAR | Vance | NC | Solar | 5 | NA | NA | NA | NA | NA | NA
Kenansville Solar | -792456 | Operating | 2 | Solar | 2013 | Alberta Investment Management Corporation |  | SERC | VACAR | Duplin | NC | Solar | 1.9 | NA | NA | NA | 19.9111 | 19.9351 | 20.6441
Kenansville Solar | -792455 | Operating | 2 | Solar | 2013 | The AES Corporation |  | SERC | VACAR | Duplin | NC | Solar | 1.9 | NA | NA | NA | 19.9111 | 19.9351 | 20.6441
Kenansville Solar | -792454 | Operating | 2 | Solar | 2013 | Spower Opco A, LLC |  | SERC | VACAR | Duplin | NC | Solar | 1.9 | NA | NA | NA | 19.9111 | 19.9351 | 20.6441
Kenansville Solar | -792453 | Operating | 2 | Solar | 2013 | Spower Opco A, LLC |  | SERC | VACAR | Duplin | NC | Solar | 1.9 | NA | NA | NA | 19.9111 | 19.9351 | 20.6441
Kenansville Solar 2 | -405107 | Operating | 2 | Solar | 2016 | Cypress Creek Renewables, LLC |  | SERC | VACAR | Duplin | NC | Solar | 2 | NA | NA | NA | 16.3813 | 20.9532 | 19.0696
Kenansville Solar Farm | -86454 | Operating | 4.5 | Solar | 2014 | Heelstone Energy LLC |  | SERC | VACAR | Duplin | NC | Solar | 4.5 | NA | NA | NA | 13.3156 | 14.0994 | 18.5413
Kendall Farm Solar Project | -639637 | Operating | 5 | Solar | 2019 | Strata Clean Energy, LLC |  | SERC | VACAR | Randolph | NC | Solar | 5 | NA | NA | NA | 22.0457 | 23.3037 | NA
Kennedy Solar Farm | -405195 | Operating | 4.9 | Solar | 2017 | Cypress Creek Renewables, LLC |  | SERC | VACAR | Duplin | NC | Solar | 4.9 | NA | NA | NA | 20.061 | 20.5479 | 19.1455
Kenneth Solar Project | -405225 | Operating | 3 | Solar | 2015 | Cypress Creek Renewables, LLC |  | SERC | VACAR | Warren | NC | Solar | 3 | NA | NA | NA | 18.242 | 17.8158 | 17.7283
Midland Cogeneration Venture | -489106 | Operating | 1848.6 | Combined Cycle | 1989 | Manulife Infrastructure Fund II, L.P. | MISO | RFC | R-MISO | Midland | MI | Gas | 2039.4 | 9241 | 9528 | NA | 54.6073 | 41.4885 | NA
Midland Cogeneration Venture | -489105 | Operating | 1848.6 | Combined Cycle | 1989 | Capital Power Investments, LLC | MISO | RFC | R-MISO | Midland | MI | Gas | 2039.4 | 9241 | 9528 | NA | 54.6073 | 41.4885 | NA
Midland Cogeneration Venture | -489104 | Operating | 1848.6 | Combined Cycle | 1989 | John Hancock Life Insurance Company (U.S.A) | MISO | RFC | R-MISO | Midland | MI | Gas | 2039.4 | 9241 | 9528 | NA | 54.6073 | 41.4885 | NA
Midlothian Energy Project | -135999 | Operating | 1734 | Combined Cycle | 2000 | Dynegy Power America, Inc. | ERCOT | TRE | TRE | Ellis | TX | Gas | 1685 | 7533 | 7592 | 7632 | 35.4322 | 33.0929 | 27.9943
Kinston Davis Farm | -171345 | Operating | 5 | Solar | 2015 | Strata Clean Energy, LLC |  | SERC | VACAR | Lenoir | NC | Solar | 5 | NA | NA | NA | 20.5388 | 19.8813 | 19.9703
Kinston Solar Farm | -171250 | Operating | 2 | Solar | 2014 | Strata Clean Energy, LLC |  | SERC | VACAR | Lenoir | NC | Solar | 2 | NA | NA | NA | 22.2888 | 21.5068 | 21.1244
Kirkwall Holdings | -405134 | Operating | 5 | Solar | 2016 | Cypress Creek Renewables, LLC |  | SERC | VACAR | Duplin | NC | Solar | 5 | NA | NA | NA | 21.1598 | 20.7626 | 19.5662
Kojak Farm | -171650 | Operating | 5 | Solar | 2016 | Strata Clean Energy, LLC |  | SERC | VACAR | Nash | NC | Solar | 5 | NA | NA | NA | 19.8196 | 20.1575 | 20.5525
Kruger Energy Hertford | -480151 | Operating | 10 | Solar | 2022 | Hertford Holdings Solar Power, LLC | PJM | SERC | VACAR | Hertford | NC | Solar | 10 | NA | NA | NA | 23.6735 | 7.3311 | NA
Midtown Thermal Energy Plant | -228235 | Operating | 5.5 | Gas Turbine | 2012 | DCO Energy LLC | PJM | RFC | R-PJM | Atlantic | NJ | Gas | 5.5 | 16946 | 16713 | 17457 | 97.6712 | 91.9303 | 95.5106
Midulla Generating Station | -108939 | Operating | 543.3 | Combined Cycle | 2002 | Seminole Electric Cooperative, Inc. |  | SERC | FP | Hardee | FL | Gas | 583 | 7186 | 7097 | 7026 | 50.0467 | 69.188 | 79.979
Lafayette Solar I | -136350 | Operating | 2 | Solar | 2015 | Sammons Renewable Energy Holdings Inc. |  | SERC | VACAR | Cleveland | NC | Solar | 1.9 | NA | NA | NA | 19.4244 | 20.6861 | 19.142
Lake Lure | -757028 | Operating | 3.6 | Hydraulic Turbine | 1927 | Town Of Lake Lure |  | SERC | VACAR | Rutherford | NC | Water | 3.6 | NA | NA | NA | 10.0932 | 9.5795 | 23.7823
Landis Delivery No 2 | -167843 | Operating | 2.2 | Internal Combustion | 2007 | North Carolina Municipal Power Agency Number 1 |  | SERC | VACAR | Rowan | NC | Oil | 2 | NA | NA | NA | -0.32534 | -0.33676 | -0.26256
Lane Solar Farm | -172319 | Operating | 5 | Solar | 2018 | Pine Gate Renewables, LLC |  | SERC | VACAR | Wayne | NC | Solar | 5 | NA | NA | NA | 22.2534 | 22.4612 | 22.7329
Lane Solar Farm II | -250234 | Operating | 4.9 | Solar | 2020 | US Solar Fund Plc |  | SERC | VACAR | Wayne | NC | Solar | 4.9 | NA | NA | NA | 24.1986 | 25.4217 | 23.7769
Lang Solar Farm | -171607 | Operating | 5 | Solar | 2015 | Strata Clean Energy, LLC |  | SERC | VACAR | Wayne | NC | Solar | 5 | NA | NA | NA | 21.1804 | 21.8607 | 21.1347
Langdon Solar Farm | -171744 | Operating | 5 | Solar | 2015 | Strata Clean Energy, LLC |  | SERC | VACAR | Johnston | NC | Solar | 5 | NA | NA | NA | 19.9589 | 20.4635 | 18.9977
Langley PV1 Solar Facility (FAE XII LLC) | -171416 | Operating | 5 | Solar | 2014 | EcoPlexus, Inc. |  | SERC | VACAR | Wilson | NC | Solar | 5 | NA | NA | NA | 21.3584 | 21.3584 | 22.3105
Lanier Solar | -405153 | Operating | 4.9 | Solar | 2016 | Cypress Creek Renewables, LLC |  | SERC | VACAR | Duplin | NC | Solar | 4.9 | NA | NA | NA | 21.0698 | 21.9551 | 21.6592
Laurinburg Farm | -170505 | Operating | 5 | Solar | 2015 | Strata Clean Energy, LLC |  | SERC | VACAR | Scotland | NC | Solar | 5 | NA | NA | NA | 21.6142 | 21.8607 | 18.3311
Laurinburg Solar | -170731 | Operating | 2 | Solar | 2015 | Heelstone Energy LLC |  | SERC | VACAR | Scotland | NC | Solar | 1.9 | NA | NA | NA | 23.4739 | 23.6121 | 22.8491
Laurinburg Solar Farm | -170021 | Operating | 2.5 | Solar | 2012 | Canadian Solar Inc. |  | SERC | VACAR | Scotland | NC | Solar | 2.5 | NA | NA | NA | NA | NA | NA
Leggett Solar Farm | -405218 | Operating | 5 | Solar | 2016 | Cypress Creek Renewables, LLC | PJM | SERC | VACAR | Edgecombe | NC | Solar | 5 | NA | NA | NA | 14.0845 | 19.1233 | 20.8082
Lenoir Farm 1 Plant | -170416 | Operating | 5 | Solar | 2013 | Strata Clean Energy, LLC |  | SERC | VACAR | Lenoir | NC | Solar | 5 | NA | NA | NA | 18.8699 | 19.2945 | 19.1667
Lenoir Farm 1 Plant | -170415 | Operating | 5 | Solar | 2013 | Canadian Solar Inc. |  | SERC | VACAR | Lenoir | NC | Solar | 5 | NA | NA | NA | 18.8699 | 19.2945 | 19.1667
Lenoir Farm 2 | -169951 | Operating | 5 | Solar | 2013 | Strata Clean Energy, LLC |  | SERC | VACAR | Lenoir | NC | Solar | 5 | NA | NA | NA | 18.2557 | 18.911 | 18.4087
Lenoir Farm 2 | -169950 | Operating | 5 | Solar | 2013 | Canadian Solar Inc. |  | SERC | VACAR | Lenoir | NC | Solar | 5 | NA | NA | NA | 18.2557 | 18.911 | 18.4087
Lewiston Solar Farm | -170432 | Operating | 5 | Solar | 2014 | Strata Clean Energy, LLC | PJM | SERC | VACAR | Bertie | NC | Solar | 5 | NA | NA | NA | 20.0982 | 19.8196 | 20.3196
Lexington | -166502 | Operating | 3.6 | Internal Combustion | 2005 | North Carolina Municipal Power Agency Number 1 |  | SERC | VACAR | Davidson | NC | Oil | 3.6 | NA | NA | NA | -0.20611 | -0.24099 | -0.15855
Lexington Health Center | -12641 | Operating | 1.8 | Internal Combustion | 2002 | North Carolina Municipal Power Agency Number 1 |  | SERC | VACAR | Davidson | NC | Oil | 1.8 | NA | NA | NA | -0.24734 | -0.17123 | -0.29807
Lexington Solar Plant | -168343 | Operating | 3.56 | Solar | 2009 | Mrs. Linda Guard |  | SERC | VACAR | Davidson | NC | Solar | 3.56 | NA | NA | NA | NA | NA | NA
Lick Creek Solar Project | -436535 | Operating | 50 | Solar | 2022 | Pine Gate Renewables, LLC |  | SERC | VACAR | Stokes | NC | Solar | 50 | NA | NA | NA | 25.2475 | 19.016 | NA
Lillington Solar Project | -798510 | Operating | 5 | Solar | 2017 | Project Hyperion, LLC |  | SERC | VACAR | Harnett | NC | Solar | 5 | NA | NA | NA | NA | NA | NA
Midulla Generating Station CT | -166923 | Operating | 310 | Gas Turbine | 2006 | Seminole Electric Cooperative, Inc. |  | SERC | FP | Hardee | FL | Gas | 279 | 11872 | 11719 | 12234 | 5.1582 | 8.2581 | 4.0042
Lincoln Solar Project | -405205 | Operating | 4.9 | Solar | 2016 | Cypress Creek Renewables, LLC |  | SERC | VACAR | Rutherford | NC | Solar | 4.9 | NA | NA | NA | 21.3307 | 19.9748 | 21.0651
Lincolnton High School | -167117 | Operating | 1.8 | Internal Combustion | 2006 | North Carolina Municipal Power Agency Number 1 |  | SERC | VACAR | Lincoln | NC | Oil | 1.8 | 33591 | NM | 23450 | 0.13952 | 0.025368 | 0.25368
Linwood Solar Farm (Davidson Solar Facility) | -167408 | Operating | 15.5 | Solar | 2009 | Sun Edison LLC |  | SERC | VACAR | Davidson | NC | Solar | 15.5 | NA | NA | NA | NA | NA | NA
Little Mountain Solar Project | -676688 | Operating | 3 | Solar | 2019 | TransAlta Renewables Inc. |  | SERC | VACAR | Yadkin | NC | Solar | 3 | NA | NA | NA | 13.3942 | NA | NA
Little River PV1 Solar Facility | -171796 | Operating | 5 | Solar | 2015 | Fresh Air Energy XXXI, LLC |  | SERC | VACAR | Randolph | NC | Solar | 5 | NA | NA | NA | 20.1758 | 20.5959 | 20.5297
Littlefield Solar Center | -102960 | Operating | 5 | Solar | 2015 | Heelstone Energy LLC |  | SERC | VACAR | Pitt | NC | Solar | 5 | NA | NA | NA | 20.4292 | 20.7306 | 19.0868
Long Creek Waste Water Plant | -47750 | Operating | 5.1 | Internal Combustion | 1995 | City of Gastonia, North Carolina |  | SERC | VACAR | Gaston | NC | Oil | 5.1 | 11404 | 8281 | 8554 | 0.52601 | 0.42976 | 0.63793
Long Farm 46 Solar | -695728 | Operating | 5 | Solar | 2016 | Brookfield Renewable Partners L.P. | PJM | SERC | VACAR | Northampton | NC | Solar | 5 | NA | NA | NA | 20.8425 | NA | NA
Long Henry Solar Project | -405265 | Operating | 2 | Solar | 2017 | Cypress Creek Renewables, LLC | PJM | SERC | VACAR | Wayne | NC | Solar | 2 | NA | NA | NA | 22.7169 | 22.8025 | 22.6941
Lookout Shoals | -4728 | Operating | 25.8 | Hydraulic Turbine | 1915 | Duke Energy Carolinas, LLC |  | SERC | VACAR | Iredell | NC | Water | 27 | NA | NA | NA | 38.1727 | 40.2021 | 47.3579
Lotus Solar | -405102 | Operating | 4 | Solar | 2014 | Cypress Creek Renewables, LLC |  | SERC | VACAR | Guilford | NC | Solar | 4 | NA | NA | NA | 19.3864 | 19.6062 | 20.5965
Lowe Battery Energy Storage System | -673808 | Operating | 2.5 | Battery | 2022 | North Carolina Electric Membership Corporation |  | SERC | VACAR | Randolph | NC | Energy Storage | 2.5 | NA | NM | NA | 1.2329 | 1.0594 | NA
Lowe Solar Project | -673806 | Operating | 2 | Solar | 2022 | North Carolina Electric Membership Corporation |  | SERC | VACAR | Randolph | NC | Solar | 2 | NA | NA | NA | 21.6553 | 22.1119 | NA
Loy Farm Solar | -105777 | Operating | 2 | Solar | 2015 | Citron Pharma LLC |  | SERC | VACAR | Alamance | NC | Solar | 2 | NA | NA | NA | 16.7409 | 19.6918 | 14.2922
Ludie Brown Battery Storage Project | -591559 | Operating | 2.5 | Battery | 2022 | Cypress Creek Renewables, LLC |  | SERC | VACAR | Duplin | NC | Energy Storage | 2.5 | NA | NM | NA | 1.2922 | 15.7763 | NA
Ludie Brown Solar Project | -413644 | Operating | 2 | Solar | 2022 | Cypress Creek Renewables, LLC |  | SERC | VACAR | Duplin | NC | Solar | 2 | NA | NA | NA | 20.6735 | 20.6507 | NA
Lumberton ST | -103491 | Operating | 25 | Steam Turbine | 1985 | Georgia Renewable Power LLC |  | SERC | VACAR | Robeson | NC | Biomass | 25 | NA | NA | NA | NA | 0 | 0
Lumberton ST | -95426 | Operating | 25 | Steam Turbine | 1985 | Georgia Renewable Power LLC |  | SERC | VACAR | Robeson | NC | Biomass | 25 | NA | NA | NA | NA | 0 | 0
Lux Solar I | -405256 | Operating | 2 | Solar | 2016 | Cypress Creek Renewables, LLC |  | SERC | VACAR | Cleveland | NC | Solar | 2 | NA | NA | NA | 22.3174 | 22.2546 | 22.6712
Maiden Community Center | -166592 | Operating | 1.8 | Internal Combustion | 2006 | North Carolina Municipal Power Agency Number 1 |  | SERC | VACAR | Catawba | NC | Oil | 1.8 | 24414 | 19025 | 15412 | 0.18392 | 0.25368 | 0.43125
Maiden Creek Solar Plant (Catawba Solar) | -317793 | Operating | 69.3 | Solar | 2020 | Duke Energy Carolinas, LLC |  | SERC | VACAR | Catawba | NC | Solar | 69.3 | NA | NA | NA | 21.8817 | 21.3447 | 16.7955
Manning PV1 Solar Facility | -163668 | Operating | 5 | Solar | 2018 | EcoPlexus, Inc. |  | SERC | VACAR | Alamance | NC | Solar | 5 | NA | NA | NA | 21.0982 | 22.0365 | 21.911
Manway Solar Farm | -171528 | Operating | 5 | Solar | 2015 | Strata Clean Energy, LLC |  | SERC | VACAR | Bladen | NC | Solar | 5 | NA | NA | NA | 21.1712 | 21.6484 | 21.5205
Mariposa Solar Center | -222902 | Operating | 5 | Solar | 2016 | US Solar Fund Plc |  | SERC | VACAR | Gaston | NC | Solar | 5 | NA | NA | NA | 20.7945 | 20.242 | 20.3813
Market Solar Farm | -170598 | Operating | 4.9 | Solar | 2014 | Strata Clean Energy, LLC |  | SERC | VACAR | Rockingham | NC | Solar | 4.9 | NA | NA | NA | 19.8397 | 20.6435 | 19.1781
Marshall | -4895 | Operating | 2119 | Steam Turbine | 1965 | Duke Energy Carolinas, LLC |  | SERC | VACAR | Catawba | NC | Coal | 2078 | 10174 | 10066 | 10048 | 37.9019 | 39.5858 | 37.891
Marshall Hydro | -41887 | Operating | 5 | Hydraulic Turbine | 1985 | Duke Energy Progress, LLC |  | SERC | VACAR | Madison | NC | Water | 4 | NA | NA | NA | -1.9949 | 3.1821 | 3.1849
Marshville Farm | -169890 | Operating | 5 | Solar | 2013 | Strata Clean Energy, LLC |  | SERC | VACAR | Union | NC | Solar | 5 | NA | NA | NA | 17.5525 | 18.4452 | 19.1918
Marshville Farm | -169889 | Operating | 5 | Solar | 2013 | Canadian Solar Inc. |  | SERC | VACAR | Union | NC | Solar | 5 | NA | NA | NA | 17.5525 | 18.4452 | 19.1918
Martin Creek Road Farm (Martins Creek) | -170410 | Operating | 3 | Solar | 2014 | Strata Clean Energy, LLC |  | SERC | VACAR | Vance | NC | Solar | 3 | NA | NA | NA | 20.9094 | 20.5365 | 20.8714
Martins Creek Solar Project (Culberson Solar) | -695659 | Operating | 0.9 | Solar | 2011 | Brookfield Renewable Partners L.P. |  | SERC | CENTRL | Cherokee | NC | Solar | 0.9 | NA | NA | NA | 14.447 | NA | NA
Martins Creek Solar Project (Culberson Solar) | -193251 | Operating | 0.9 | Solar | 2011 | John Hancock Life Insurance Company (U.S.A) |  | SERC | CENTRL | Cherokee | NC | Solar | 0.9 | NA | NA | NA | 14.447 | 15.69 | 14.7133
Matthews Solar Farm | -676682 | Operating | 4.9 | Solar | 2021 | TransAlta Renewables Inc. |  | SERC | VACAR | Yadkin | NC | Solar | 4.9 | NA | NA | NA | 19.9446 | NA | NA
Mattress Factory Road Solar Project (Ouchchy PV1) | -171956 | Operating | 3 | Solar | 2015 | EcoPlexus, Inc. |  | SERC | VACAR | Orange | NC | Solar | 3 | NA | NA | NA | 18.9954 | 19.7222 | 19.9315
Maxton Solar 1 | -405184 | Operating | 4.9 | Solar | 2016 | Cypress Creek Renewables, LLC |  | SERC | VACAR | Robeson | NC | Solar | 4.9 | NA | NA | NA | 22.4443 | 22.4443 | 21.7897
Mayberry Solar Array | -349244 | Operating | 1.2 | Solar | 2011 | Oppidum Renewables USA Inc |  | SERC | VACAR | Surry | NC | Solar | 1.2 | NA | NA | NA | 14.0126 | 14.374 | 15.097
Mayo | -94516 | Operating | 763.2 | Steam Turbine | 1983 | Duke Energy Progress, LLC |  | SERC | VACAR | Person | NC | Coal | 713 | 10477 | 12023 | 12775 | 19.4843 | 17.4817 | 20.8644
Maysville Battery Storage Project | -793437 | Operating | NA | Battery | 2024 | North Carolina Electric Membership Corporation |  | SERC | VACAR | Jones | NC | Energy Storage | 5 | NA | NA | NA | NA | NA | NA
MC1 Solar Farm | -171882 | Operating | 5 | Solar | 2016 | Blue Green Energy, LLC | PJM | SERC | VACAR | Martin | NC | Solar | 5 | NA | NA | NA | 17.1598 | 17.6849 | 20.2603
McCallum Farm | -170137 | Operating | 5 | Solar | 2013 | Strata Clean Energy, LLC |  | SERC | VACAR | Robeson | NC | Solar | 5 | NA | NA | NA | 20.4064 | 20.621 | 19.347
McGoogan Farm | -171800 | Operating | 5 | Solar | 2015 | Strata Clean Energy, LLC |  | SERC | VACAR | Robeson | NC | Solar | 5 | NA | NA | NA | 21.5183 | 22.153 | 20.4269
McGrigor Solar Project | -214348 | Operating | 5 | Solar | 2019 | Carolina Solar Energy II, LLC |  | SERC | VACAR | Sampson | NC | Solar | 5 | NA | NA | NA | 22.21 | 24.032 | 22.6644
McGuire | -4953 | Operating | 2440.6 | Nuclear | 1981 | Duke Energy Carolinas, LLC |  | SERC | VACAR | Mecklenburg | NC | Nuclear | 2386.2 | NA | NA | NA | 86.4387 | 93.0498 | 94.0631
McKenzie Solar Farm | -170791 | Operating | 5 | Solar | 2013 | Strata Clean Energy, LLC |  | SERC | VACAR | Columbus | NC | Solar | 5 | NA | NA | NA | 21.0845 | 21.8379 | 20.2443
McKinney BESS | -793433 | Operating | NA | Battery | 2024 | North Carolina Electric Membership Corporation |  | SERC | VACAR | Richmond | NC | Energy Storage | 5 | NA | NA | NA | NA | NA | NA
McLauchin Battery Energy Storage System | -793058 | Operating | 15 | Battery | 2024 | North Carolina Electric Membership Corporation |  | SERC | VACAR | Hoke | NC | Energy Storage | 15 | NA | NA | NA | NA | NA | NA
McLean Homestead Solar Project | -674875 | Operating | 4.9 | Solar | 2023 | SolRiver Capital, LLC |  | SERC | VACAR | Scotland | NC | Solar | 4.9 | NA | NA | NA | 9.3211 | NA | NA
Meadowbrook Solar Project | -405193 | Operating | 5 | Solar | 2016 | Cypress Creek Renewables, LLC |  | SERC | VACAR | Rowan | NC | Solar | 4.9 | NA | NA | NA | 20.7367 | 22.1811 | 22.4979
Meadowlark Solar | -754555 | Operating | 4.9 | Solar | 2018 | Enfinity Global Inc. |  | SERC | VACAR | Harnett | NC | Solar | 4.9 | NA | NA | NA | NA | NA | NA
Meadowlark Solar | -754554 | Operating | 4.9 | Solar | 2018 | Kyuden International Corporation |  | SERC | VACAR | Harnett | NC | Solar | 4.9 | NA | NA | NA | NA | NA | NA
Mebane Solar powerplant | -168126 | Operating | 2 | Solar | 2009 | Mr. & Mrs. John and Jenine Tokarczyk |  | SERC | VACAR | Orange | NC | Solar | 2 | NA | NA | NA | NA | NA | NA
Medoc Battery Energy Storage System | -793026 | Operating | 2.5 | Battery | 2024 | North Carolina Electric Membership Corporation | PJM | SERC | VACAR | Halifax | NC | Energy Storage | 2.5 | NA | NA | NA | NA | NA | NA
Meeks Solar Farm | -173811 | Operating | 2 | Solar | 2017 | Alchemy Renewable Energy, LLC | PJM | SERC | VACAR | Martin | NC | Solar | 2 | NA | NA | NA | 20.2968 | 18.0422 | 20.7249
Melinda Solar Project | -405166 | Operating | 5 | Solar | 2015 | Cypress Creek Renewables, LLC |  | SERC | VACAR | Vance | NC | Solar | 5 | NA | NA | NA | 19.3128 | 18.4863 | 19.379
Meriwether Farm | -171880 | Operating | 5 | Solar | 2016 | Strata Clean Energy, LLC |  | SERC | VACAR | Granville | NC | Solar | 5 | NA | NA | NA | 20.5342 | 20.153 | 21.1461
Metropolitan Sewerage District | -5039 | Operating | 2.4 | Hydraulic Turbine | 1988 | Metropolitan Sewerage District Of Buncombe County |  | SERC | VACAR | Buncombe | NC | Water | 2.4 | NA | NA | NA | 20.957 | 30.2369 | 38.8984
Mile Solar Farm (Bacon Road Farm) | -170566 | Operating | 5 | Solar | 2014 | Strata Clean Energy, LLC |  | SERC | VACAR | Durham | NC | Solar | 5 | NA | NA | NA | 15.0731 | 20.0137 | 19.6689
Mile Solar Farm (Bacon Road Farm) | -170565 | Operating | 5 | Solar | 2014 | Canadian Solar Inc. |  | SERC | VACAR | Durham | NC | Solar | 5 | NA | NA | NA | 15.0731 | 20.0137 | 19.6689
Mill Pond Solar Farm | -798517 | Operating | 5 | Solar | 2017 | Project Hyperion, LLC |  | SERC | VACAR | Columbus | NC | Solar | 5 | NA | NA | NA | NA | NA | NA
Mill Pond Solar Project | -204445 | Operating | 5 | Solar | 2019 | Greenbacker Renewable Energy Corporation | PJM | SERC | VACAR | Martin | NC | Solar | 5 | NA | NA | NA | 23.8836 | 25.3014 | 26.8265
Millers Chapel Solar Project | -678664 | Operating | 4.8 | Solar | 2021 | Pine Gate Renewables, LLC |  | SERC | VACAR | Wayne | NC | Solar | 4.8 | NA | NA | NA | 23.1688 | 19.3136 | NA
Millikan Farm Solar Project | -405140 | Operating | 5 | Solar | 2015 | Cypress Creek Renewables, LLC |  | SERC | VACAR | Randolph | NC | Solar | 5 | NA | NA | NA | 21.8562 | 21.4087 | 21.6575
Mills Anson Farm | -171590 | Operating | 5 | Solar | 2016 | Strata Clean Energy, LLC |  | SERC | VACAR | Anson | NC | Solar | 5 | NA | NA | NA | 19.9384 | 20.6918 | 20.8333
Milo Solar Project | -139844 | Operating | 3 | Solar | 2016 | Greenbacker Renewable Energy Company LLC |  | SERC | VACAR | Alamance | NC | Solar | 3 | NA | NA | NA | 21.4346 | 20.4604 | 21.3699
Minnie Solar Project (Graham) | -139850 | Operating | 3 | Solar | 2013 | Greenbacker Renewable Energy Company LLC |  | SERC | VACAR | Alamance | NC | Solar | 3 | NA | NA | NA | 20.4376 | 20.8714 | 20.7686
Misenheimer Farm Solar Project | -171377 | Operating | 5 | Solar | 2015 | Strata Clean Energy, LLC |  | SERC | VACAR | Stanly | NC | Solar | 5 | NA | NA | NA | 18.4178 | 20.2694 | 20.5936
Misenheimer Solar Farm (Orion) | -760292 | Operating | 74 | Solar | 2024 | EDP Renewables North America LLC |  | SERC | VACAR | Stanly | NC | Solar | 74 | NA | NA | NA | NA | NA | NA
Misenheimer Solar Farm (Orion) | -760291 | Operating | 74 | Solar | 2024 | EDP Renewables North America LLC |  | SERC | VACAR | Stanly | NC | Solar | 74 | NA | NA | NA | NA | NA | NA
Mission | -200516 | Operating | 1.8 | Hydraulic Turbine | 1924 | Alliance Fund II, LP |  | SERC | VACAR | Clay | NC | Water | 1.8 | NA | NA | NA | 49.1819 | 54.0715 | 66.4447
Mission | -200515 | Operating | 1.8 | Hydraulic Turbine | 1924 | Northbrook Energy LLC |  | SERC | VACAR | Clay | NC | Water | 1.8 | NA | NA | NA | 49.1819 | 54.0715 | 66.4447
Mission | -200514 | Operating | 1.8 | Hydraulic Turbine | 1924 | NEO Corporation |  | SERC | VACAR | Clay | NC | Water | 1.8 | NA | NA | NA | 49.1819 | 54.0715 | 66.4447
Mocksville Solar Farm | -169799 | Operating | 5 | Solar | 2012 | Strata Clean Energy, LLC |  | SERC | VACAR | Davie | NC | Solar | 5 | NA | NA | NA | 21.0091 | 21.0639 | 21.0434
Modlin Farm Solar | -405177 | Operating | 4.9 | Solar | 2016 | Cypress Creek Renewables, LLC | PJM | SERC | VACAR | Martin | NC | Solar | 4.9 | NA | NA | NA | 22.4466 | 20.8042 | 21.9458
Moltonville CHP | -173429 | Operating | 1.61 | Steam Turbine | 2017 | Prestage AgEnergy of NC LLC |  | SERC | VACAR | Sampson | NC | Biomass | 1.61 | NA | NA | NA | NA | NA | NA
Moncure Solar Farm (Strata Solar) | -169800 | Operating | 3 | Solar | 2014 | Strata Clean Energy, LLC |  | SERC | VACAR | Chatham | NC | Solar | 3 | NA | NA | NA | 23.3219 | 23.0061 | 22.188
Midway Peaking Project (Starwood-Midway) | -182123 | Operating | 139.8 | Gas Turbine | 2009 | Avenue Capital Group, LLC | CAISO | WECC | CAMX | Fresno | CA | Gas | 120 | 11092 | 11615 | 11548 | 1.9281 | 2.1425 | 2.2689
Monroe Middle School | -167118 | Operating | 1.8 | Internal Combustion | 2006 | North Carolina Municipal Power Agency Number 1 |  | SERC | VACAR | Union | NC | Oil | 1.8 | NA | 41278 | 17722 | -0.10781 | 0.11416 | 0.34247
Monroe Moore Farm Solar Project | -222904 | Operating | 5 | Solar | 2016 | US Solar Fund Plc |  | SERC | VACAR | Union | NC | Solar | 5 | NA | NA | NA | 21.1781 | 21.2763 | 21.1918
Monroe Solar Facility | -172713 | Operating | 54.6 | Solar | 2017 | Duke Energy Carolinas, LLC |  | SERC | VACAR | Union | NC | Solar | 54.6 | NA | NA | NA | 21.056 | 21.945 | 21.7123
Montgomery Solar Farm | -349252 | Operating | 20 | Solar | 2015 | Oppidum Renewables USA Inc |  | SERC | VACAR | Montgomery | NC | Solar | 20 | NA | NA | NA | 20.5582 | 22.4486 | 22.0736
Moore Solar Farm | -170568 | Operating | 5 | Solar | 2013 | Strata Clean Energy, LLC |  | SERC | VACAR | Rockingham | NC | Solar | 5 | NA | NA | NA | 18.0228 | 18.7763 | 18.0982
Moore Solar Farm | -170567 | Operating | 5 | Solar | 2013 | Canadian Solar Inc. |  | SERC | VACAR | Rockingham | NC | Solar | 5 | NA | NA | NA | 18.0228 | 18.7763 | 18.0982
Moore Solar Project (Cypress Creek Renewables) | -754571 | Operating | 5 | Solar | 2017 | Enfinity Global Inc. |  | SERC | VACAR | Rockingham | NC | Solar | 5 | NA | NA | NA | NA | NA | NA
Moore Solar Project (Cypress Creek Renewables) | -754570 | Operating | 5 | Solar | 2017 | Kyuden International Corporation |  | SERC | VACAR | Rockingham | NC | Solar | 5 | NA | NA | NA | NA | NA | NA
Moorings Farm | -169946 | Operating | 5 | Solar | 2013 | Strata Clean Energy, LLC |  | SERC | VACAR | Wayne | NC | Solar | 5 | NA | NA | NA | 18.5822 | 18.6781 | 17.6187
Moorings Farm | -169945 | Operating | 5 | Solar | 2013 | Canadian Solar Inc. |  | SERC | VACAR | Wayne | NC | Solar | 5 | NA | NA | NA | 18.5822 | 18.6781 | 17.6187
Moorings Farm 2 Solar Project | -171404 | Operating | 5 | Solar | 2017 | Dominion Generation, Inc. |  | SERC | VACAR | Lenoir | NC | Solar | 5 | NA | NA | NA | 20.5388 | 20.8493 | 20.6438
Morgan Solar Project | -171362 | Operating | 5 | Solar | 2015 | National Renewable Energy Corporation |  | SERC | VACAR | Franklin | NC | Solar | 4.9 | NA | NA | NA | 21.4868 | 20.8741 | 21.17
Morgans Corner Solar Energy Project | -104189 | Operating | 20 | Solar | 2015 | Virginia Electric and Power Company | PJM | SERC | VACAR | Pasquotank | NC | Solar | 19.8 | NA | NA | NA | 16.3184 | 14.4551 | 17.629
Morganton Station 5 | -167119 | Operating | 1.8 | Internal Combustion | 2006 | North Carolina Municipal Power Agency Number 1 |  | SERC | VACAR | Burke | NC | Oil | 1.8 | NA | NA | NA | -0.20294 | -0.24099 | -0.1966
Morganton, Parker Road | -12638 | Operating | 1.8 | Internal Combustion | 2002 | North Carolina Municipal Power Agency Number 1 |  | SERC | VACAR | Burke | NC | Oil | 1.8 | NA | NA | NA | -0.25368 | -0.20928 | -0.2727
Morning View Solar Project | -405307 | Operating | 2 | Solar | 2018 | Cypress Creek Renewables, LLC | PJM | SERC | VACAR | Randolph | NC | Solar | 2 | NA | NA | NA | 22.9909 | 23.7443 | 21.113
Mount Olive Farm (Wayne) | -170162 | Operating | 5 | Solar | 2014 | Strata Clean Energy, LLC |  | SERC | VACAR | Wayne | NC | Solar | 5 | NA | NA | NA | 21.8904 | 22.3493 | 21.4954
Mount Olive Solar Farm | -172417 | Operating | 2 | Solar | 2016 | Community Energy, Inc. |  | SERC | VACAR | Wayne | NC | Solar | 2 | NA | NA | NA | 12.7169 | 19.4178 | 19.258
Mountain Island | -5253 | Operating | 60 | Hydraulic Turbine | 1923 | Duke Energy Carolinas, LLC |  | SERC | VACAR | Gaston | NC | Water | 68 | NA | NA | NA | 16.7155 | 18.2067 | 23.4114
Moyer Solar Project | -674518 | Operating | 5 | Solar | 2022 | Renewable Properties, LLC |  | SERC | VACAR | Rockingham | NC | Solar | 5 | NA | NA | NA | 19.9909 | 0.0022831 | NA
Mt Olive Solar 1 Project | -405181 | Operating | 5 | Solar | 2015 | Cypress Creek Renewables, LLC |  | SERC | VACAR | Wayne | NC | Solar | 5 | NA | NA | NA | 16.6735 | 20.4543 | 19.9132
Mt. Olive 2 | -169949 | Operating | 5 | Solar | 2013 | Strata Clean Energy, LLC |  | SERC | VACAR | Wayne | NC | Solar | 5 | NA | NA | NA | 20.653 | 21.3904 | 21.2945
Mule Farm Solar | -763035 | Operating | 2 | Solar | 2022 | Cooperative Solar LLC |  | SERC | VACAR | Johnston | NC | Solar | 2 | NA | NA | NA | 21.1872 | NA | NA
Murdock Solar | -171820 | Operating | 4 | Solar | 2016 | Entropy Solar Integrators, LLC |  | SERC | VACAR | Johnston | NC | Solar | 4 | NA | NA | NA | 18.4874 | 20.8704 | 19.4834
Murdock Solar | -171819 | Operating | 4 | Solar | 2016 | Entropy Solar Integrators, LLC |  | SERC | VACAR | Johnston | NC | Solar | 4 | NA | NA | NA | 18.4874 | 20.8704 | 19.4834
Murdock Solar | -171818 | Operating | 4 | Solar | 2016 | Entropy Solar Integrators, LLC |  | SERC | VACAR | Johnston | NC | Solar | 4 | NA | NA | NA | 18.4874 | 20.8704 | 19.4834
Murfreesboro Solar Project | -695652 | Operating | 6.5 | Solar | 2011 | Brookfield Renewable Partners L.P. | PJM | SERC | VACAR | Hertford | NC | Solar | 5 | NA | NA | NA | 19.8105 | NA | NA
Murfreesboro Solar Project | -193242 | Operating | 6.5 | Solar | 2011 | John Hancock Life Insurance Company (U.S.A) | PJM | SERC | VACAR | Hertford | NC | Solar | 5 | NA | NA | NA | 19.8105 | 21.1689 | 21.121
Murphy Brown IC Plant (Carroll’s Food Inc.) | -746010 | Operating | 2.4 | Internal Combustion | 1995 | Smithfield Foods, Inc. |  | SERC | VACAR | Duplin | NC | Oil | 2.4 | NA | NA | 26111 | 0 | -2.0167 | 0.042808
Murphy Farm Solar Project | -695673 | Operating | 0.9 | Solar | 2011 | Brookfield Renewable Partners L.P. |  | SERC | CENTRL | Cherokee | NC | Solar | 0.9 | NA | NA | NA | 15.3602 | NA | NA
Mustang Solar Farm | -173801 | Operating | 5 | Solar | 2018 | Dominion Solar Holdings IV, LLC |  | SERC | VACAR | Moore | NC | Solar | 5 | NA | NA | NA | 20.9224 | 22.79 | 23.0753
Mustang Solar Farm | -173800 | Operating | 5 | Solar | 2018 | Dominion Solar Holdings IV, LLC |  | SERC | VACAR | Moore | NC | Solar | 5 | NA | NA | NA | 20.9224 | 22.79 | 23.0753
Nantahala | -5303 | Operating | 43.2 | Hydraulic Turbine | 1942 | Duke Energy Carolinas, LLC |  | SERC | VACAR | Macon | NC | Water | 45 | NA | NA | NA | 47.2083 | 48.5596 | 54.1347
Narrows (Yadkin) | -201824 | Operating | 108.8 | Hydraulic Turbine | 1917 | Ontario Power Generation Inc. |  | SERC | VACAR | Montgomery | NC | Water | 119 | NA | NA | NA | 44.3664 | 40.7454 | 45.0525
Nash 58 Farm | -170509 | Operating | 5 | Solar | 2013 | Strata Clean Energy, LLC |  | SERC | VACAR | Nash | NC | Solar | 5 | NA | NA | NA | 20.653 | 20.2078 | 20.2215
Nash 64 Farm | -170344 | Operating | 5 | Solar | 2014 | Strata Clean Energy, LLC |  | SERC | VACAR | Nash | NC | Solar | 5 | NA | NA | NA | 15.8082 | 16.5799 | 16.1986
Nash 97 Solar 2 Project | -754549 | Operating | 4.9 | Solar | 2018 | Enfinity Global Inc. |  | SERC | VACAR | Nash | NC | Solar | 4.9 | NA | NA | NA | NA | NA | NA
Nash 97 Solar 2 Project | -754548 | Operating | 4.9 | Solar | 2018 | Kyuden International Corporation |  | SERC | VACAR | Nash | NC | Solar | 4.9 | NA | NA | NA | NA | NA | NA
Nash 97 Solar Project | -405160 | Operating | 5.2 | Solar | 2016 | Cypress Creek Renewables, LLC |  | SERC | VACAR | Nash | NC | Solar | 5.2 | NA | NA | NA | 20.1989 | 19.0683 | 20.537
Nashville Solar Photo Voltaic Farms | -171962 | Operating | 2 | Solar | 2015 | Heelstone Energy LLC |  | SERC | VACAR | Nash | NC | Solar | 1.9 | NA | NA | NA | 20.0252 | 20.6861 | 20.8904
National Gypsum Solar Plant (Mount Holly) | -168259 | Operating | 1 | Solar | 2010 | Duke Energy Carolinas, LLC |  | SERC | VACAR | Gaston | NC | Solar | 1 | NA | NA | NA | 9.0868 | 11.1301 | 9.3037
NC - Progress Energy Carolinas Inc. - Dessie | -493758 | Operating | 4.8 | Solar | 2014 | Undisclosed buyer |  | SERC | VACAR | Columbus | NC | Solar | 4.8 | NA | NA | NA | 20.0485 | 20.9974 | 20.8833
NC - Progress Energy Carolinas Inc. - Graham | -493759 | Operating | 4.8 | Solar | 2014 | Undisclosed buyer |  | SERC | VACAR | Columbus | NC | Solar | 4.8 | NA | NA | NA | 20.0961 | 21.8893 | 21.0212
NC - Progress Energy Carolinas Inc. - Shankle | -493760 | Operating | 4.8 | Solar | 2015 | Undisclosed buyer |  | SERC | VACAR | Hoke | NC | Solar | 4.8 | NA | NA | NA | 21.0902 | 22.0272 | 19.8131
NC 102 Project (McBride Place Energy Solar Project) | -781159 | Operating | 74.8 | Solar | 2018 | Canadian Solar Inc. |  | SERC | VACAR | Cabarrus | NC | Solar | 74.8 | NA | NA | NA | NA | NA | NA
NC 102 Project (McBride Place Energy Solar Project) | -781158 | Operating | 74.8 | Solar | 2018 | BlackRock, Inc. |  | SERC | VACAR | Cabarrus | NC | Solar | 74.8 | NA | NA | NA | NA | NA | NA
NC 102 Project (McBride Place Energy Solar Project) | -207799 | Operating | 74.8 | Solar | 2018 | NextPower III LP |  | SERC | VACAR | Cabarrus | NC | Solar | 74.8 | NA | NA | NA | 21.9694 | 22.7717 | 21.7339
NC One Solar Plant | -170266 | Operating | 1.8 | Solar | 2013 | Tier One Solar, Llc | PJM | SERC | VACAR | Northampton | NC | Solar | 1.8 | NA | NA | NA | NA | NA | NA
NC PV2 (Conover Solar Project) | -170040 | Operating | 20 | Solar | 2013 | Apple Inc. |  | SERC | VACAR | Catawba | NC | Solar | 19.4 | NA | NA | NA | 22.2185 | 23.24 | 22.1255
NC PV3 (Claremont Solar Project) | -163606 | Operating | 17.5 | Solar | 2015 | Apple Inc. |  | SERC | VACAR | Catawba | NC | Solar | 17.5 | NA | NA | NA | 19.7423 | 23.3575 | 23.0444
NC92 Solar Project | -794762 | Operating | NA | Solar | NA | Nadara Limited |  | SERC | VACAR | Cumberland | NC | Solar | 92 | NA | NA | NA | NA | NA | NA
NC92 Solar Project | -755369 | Operating | NA | Solar | NA | Energy Infrastructure Partners LLC |  | SERC | VACAR | Cumberland | NC | Solar | 92 | NA | NA | NA | NA | NA | NA
NC92 Solar Project | -755368 | Operating | NA | Solar | NA | Eni S.p.A. |  | SERC | VACAR | Cumberland | NC | Solar | 92 | NA | NA | NA | NA | NA | NA
Midway Sunset Cogeneration | -107390 | Operating | 234 | Gas Turbine | 1989 | NRG Energy Holdings Inc | CAISO | WECC | CAMX | Kern | CA | Gas | 249 | 11539 | 11600 | 11595 | 7.3692 | 2.683 | 1.8996
Midway Sunset Cogeneration | -17854 | Operating | 234 | Gas Turbine | 1989 | Exxon Mobil Corporation | CAISO | WECC | CAMX | Kern | CA | Gas | 249 | 11539 | 11600 | 11595 | 7.3692 | 2.683 | 1.8996
NCSU CCUP Cogeneration ST Plant | -162162 | Operating | 1 | Steam Turbine | 2019 | North Carolina State University |  | SERC | VACAR | Wake | NC | Gas | 1 | 24453 | NM | 18212 | 23.5731 | 24.0525 | 33.5616
Necal Solar Farm | -778182 | Operating | 3 | Solar | 2023 | Strata Clean Energy, LLC |  | SERC | VACAR | Alamance | NC | Solar | 3 | NA | NA | NA | NA | NA | NA
Neisler Street Solar I Power Plant | -170662 | Operating | 2 | Solar | 2015 | Carolina Tractor & Equipment Company |  | SERC | VACAR | Cleveland | NC | Solar | 2 | NA | NA | NA | 22.032 | 20.1027 | 19.4349
Neuse River Solar Farm | -168113 | Operating | 1.1 | Solar | 2011 | NxGen Power, LLC |  | SERC | VACAR | Wake | NC | Solar | 1.1 | NA | NA | NA | 15.9402 | 16.0751 | 14.5289
New Bern Farm | -169936 | Operating | 5 | Solar | 2014 | Strata Clean Energy, LLC |  | SERC | VACAR | Craven | NC | Solar | 5 | NA | NA | NA | 19.0479 | 19.8014 | 18.0023
New Bern Farm | -169935 | Operating | 5 | Solar | 2014 | Canadian Solar Inc. |  | SERC | VACAR | Craven | NC | Solar | 5 | NA | NA | NA | 19.0479 | 19.8014 | 18.0023
New Bern IC | -90905 | Operating | 5.4 | Internal Combustion | 2007 | CCI Power Holdings LLC |  | SERC | VACAR | Craven | NC | Biomass | 5.4 | 10750 | 11628 | 12290 | 59.3185 | 49.5159 | 34.3903
New Bern IC | -90904 | Operating | 5.4 | Internal Combustion | 2007 | CCI Power Holdings LLC |  | SERC | VACAR | Craven | NC | Biomass | 5.4 | 10750 | 11628 | 12290 | 59.3185 | 49.5159 | 34.3903
New Bern Solar Plant - Craven County Ind Park | -168378 | Operating | 1.26 | Solar | 2012 | ESA Renewables, LLC |  | SERC | VACAR | Craven | NC | Solar | 1.26 | NA | NA | NA | NA | NA | NA
New Rosewood Battery Storage Project | -793442 | Operating | NA | Battery | 2024 | North Carolina Electric Membership Corporation | PJM | SERC | VACAR | Wayne | NC | Energy Storage | 2.5 | NA | NA | NA | NA | NA | NA
Nick Solar Plant | -792154 | Operating | 5 | Solar | 2014 | Alberta Investment Management Corporation |  | SERC | VACAR | Guilford | NC | Solar | 4 | NA | NA | NA | 23.8927 | 25.3881 | 25.0885
Nick Solar Plant | -792153 | Operating | 5 | Solar | 2014 | The AES Corporation |  | SERC | VACAR | Guilford | NC | Solar | 4 | NA | NA | NA | 23.8927 | 25.3881 | 25.0885
Nick Solar Plant | -792152 | Operating | 5 | Solar | 2014 | Spower Opco A, LLC |  | SERC | VACAR | Guilford | NC | Solar | 4 | NA | NA | NA | 23.8927 | 25.3881 | 25.0885
Nick Solar Plant | -792151 | Operating | 5 | Solar | 2014 | Spower Opco A, LLC |  | SERC | VACAR | Guilford | NC | Solar | 4 | NA | NA | NA | 23.8927 | 25.3881 | 25.0885
Nickelson Solar 1 | -405222 | Operating | 5.3 | Solar | 2018 | Cypress Creek Renewables, LLC |  | SERC | VACAR | Duplin | NC | Solar | 5.3 | NA | NA | NA | 21.4698 | 20.6793 | 20.843
Nickelson Solar 2 | -754557 | Operating | 4.9 | Solar | 2018 | Enfinity Global Inc. |  | SERC | VACAR | Duplin | NC | Solar | 4.9 | NA | NA | NA | NA | NA | NA
Nickelson Solar 2 | -754556 | Operating | 4.9 | Solar | 2018 | Kyuden International Corporation |  | SERC | VACAR | Duplin | NC | Solar | 4.9 | NA | NA | NA | NA | NA | NA
Nitro Solar Project | -495982 | Operating | 5 | Solar | 2015 | Undisclosed buyer |  | SERC | VACAR | Johnston | NC | Solar | 5 | NA | NA | NA | 19.4361 | 19.5731 | 17.2443
North Carolina Solar Bethea I | -86266 | Operating | 2 | Solar | 2013 | Greenbacker Renewable Energy Company LLC |  | SERC | VACAR | Scotland | NC | Solar | 2 | NA | NA | NA | 17.5457 | 18.847 | 76.4155
North Carolina Solar III | -170515 | Operating | 4.9 | Solar | 2013 | MP2 Capital, LLC |  | SERC | VACAR | Scotland | NC | Solar | 4.9 | NA | NA | NA | 20.6318 | 19.856 | 19.665
North Nash Farm Project | -171395 | Operating | 5 | Solar | 2015 | Strata Clean Energy, LLC |  | SERC | VACAR | Nash | NC | Solar | 5 | NA | NA | NA | 20.9635 | 21.4269 | 21.4886
Northern Cardinal Solar Project | -173359 | Operating | 2 | Solar | 2018 | Geenex LLC | PJM | SERC | VACAR | Halifax | NC | Solar | 2 | NA | NA | NA | 17.4144 | 20.9589 | 21.5468
Oak Solar Project | -752410 | Operating | 120 | Solar | 2023 | Sunenergy1, LLC |  | SERC | VACAR | Northampton | NC | Solar | 120 | NA | NA | NA | NA | NA | NA
Oak Trail Solar Project | -752369 | Operating | 100 | Solar | 2023 | Leeward Renewable Energy, LLC | PJM | SERC | VACAR | Currituck | NC | Solar | 100 | NA | NA | NA | 12.2097 | NA | NA
Oakboro Solar Farm (Laurel Hill) | -170563 | Operating | 5 | Solar | 2014 | Strata Clean Energy, LLC |  | SERC | VACAR | Scotland | NC | Solar | 5 | NA | NA | NA | 18.8973 | 21.1279 | 19.2717
Oakwood Solar Farm | -741981 | Operating | 5 | Solar | 2021 | Pine Gate Renewables, LLC |  | SERC | VACAR | Orange | NC | Solar | 5 | NA | NA | NA | 21.7877 | 21.5205 | NA
Ocracoke | -5582 | Operating | 3 | Internal Combustion | 1991 | North Carolina Electric Membership Corporation | PJM | SERC | VACAR | Hyde | NC | Oil | 3 | NA | 16596 | NA | -0.32344 | 0.63166 | -0.12557
Ocracoke Battery Storage Project | -598977 | Operating | 0.5 | Battery | 2017 | North Carolina Electric Membership Corporation | PJM | SERC | VACAR | Hyde | NC | Energy Storage | 0.5 | NA | NA | NA | 1.758 | -0.54795 | -0.27397
Old Caroleen Solar Farm | -405282 | Operating | 2 | Solar | 2017 | Cypress Creek Renewables, LLC |  | SERC | VACAR | Rutherford | NC | Solar | 2 | NA | NA | NA | 21.7637 | 22.1233 | 22.0034
Old Catawba PV-1 Solar Facility | -171446 | Operating | 3.5 | Solar | 2015 | EcoPlexus, Inc. |  | SERC | VACAR | Catawba | NC | Solar | 3.5 | NA | NA | NA | 18.9335 | 19.5662 | 19.2498
Old Cedar Battery Storage Project | -591561 | Operating | 1.3 | Battery | 2021 | North Carolina Electric Membership Corporation |  | SERC | VACAR | Randolph | NC | Energy Storage | 1.3 | NA | NM | NA | 1.2908 | 1.1591 | 0
Old Cedar Solar Project | -378649 | Operating | 1 | Solar | 2021 | North Carolina Electric Membership Corporation |  | SERC | VACAR | Randolph | NC | Solar | 1 | NA | NA | NA | 20.6735 | 21.5183 | 10.4452
Old Pageland-Monroe Road Solar Farm | -405189 | Operating | 5.3 | Solar | 2015 | Cypress Creek Renewables, LLC |  | SERC | VACAR | Union | NC | Solar | 5.3 | NA | NA | NA | 19.051 | 19.8695 | 19.4236
Old Wire Farm Solar | -173428 | Operating | 5 | Solar | 2016 | Strata Clean Energy, LLC |  | SERC | VACAR | Scotland | NC | Solar | 5 | NA | NA | NA | 23.105 | 23.9087 | 22.8242
Onslow Power Producers Gas to Energy | -121956 | Operating | 2 | Internal Combustion | 2013 | Mas Energy, LLC |  | SERC | VACAR | Onslow | NC | Biomass | 1.9 | 11291 | 11152 | 10136 | 65.405 | 79.2478 | 56.3566
Organ Church Solar Farm | -761233 | Operating | 5 | Solar | 2019 | MN8 Energy, Inc. |  | SERC | VACAR | Rowan | NC | Solar | 5 | NA | NA | NA | 23.5046 | 24.726 | NA
Overhill Solar Project | -674043 | Operating | 5 | Solar | 2022 | Strata Manager, LLC |  | SERC | VACAR | Sampson | NC | Solar | 5 | NA | NA | NA | 24.6438 | 18.379 | NA
Overman Solar Project | -678408 | Operating | 5 | Solar | 2021 | Pine Gate Renewables, LLC |  | SERC | VACAR | Wayne | NC | Solar | 5 | NA | NA | NA | 24.9132 | 22.7991 | NA
Owen Solar | -139842 | Operating | 5 | Solar | 2016 | Greenbacker Renewable Energy Company LLC |  | SERC | VACAR | Catawba | NC | Solar | 5 | NA | NA | NA | 20.8311 | 15.0525 | 20.621
Oxford | -5688 | Operating | 36 | Hydraulic Turbine | 1928 | Duke Energy Carolinas, LLC |  | SERC | VACAR | Catawba | NC | Water | 40 | NA | NA | NA | 24.9095 | 28.2506 | 33.1695
Page Solar Farm | -163733 | Operating | 1.6 | Solar | 2018 | Pine Gate Renewables, LLC |  | SERC | VACAR | Johnston | NC | Solar | 1.6 | NA | NA | NA | 17.2018 | 18.6858 | 18.3933
Panda Solar NC 1 (20002 Hardin) | -177099 | Operating | 1 | Solar | 2019 | Renesola Power Holdings LLC | PJM | SERC | VACAR | Robeson | NC | Solar | 1 | NA | NA | NA | 20.4909 | 20.8105 | 20.1256
Partin Solar Project | -742393 | Operating | 50 | Solar | 2023 | CVI Renewables Development I, LLC |  | SERC | VACAR | Surry | NC | Solar | 50 | NA | NA | NA | 1.0043 | NA | NA
Pate Solar Farm | -170345 | Operating | 5 | Solar | 2013 | Strata Clean Energy, LLC |  | SERC | VACAR | Robeson | NC | Solar | 5 | NA | NA | NA | 20.7534 | 20.3379 | 19.4269
PCIP Solar Plant | -758661 | Operating | 1 | Solar | 2011 | Gehrlicher Solar America Corporation |  | SERC | VACAR | Person | NC | Solar | 1 | NA | NA | NA | 19.1667 | 18.4817 | 20.0342
Peake Road Solar Farm | -508191 | Operating | 5 | Solar | 2019 | Strata Clean Energy, LLC |  | SERC | VACAR | Granville | NC | Solar | 5 | NA | NA | NA | 21.4132 | 21.6005 | NA
Pecan Grove Solar Project | -676687 | Operating | 5 | Solar | 2019 | TransAlta Renewables Inc. |  | SERC | VACAR | Craven | NC | Solar | 5 | NA | NA | NA | 19.2443 | NA | NA
Pecan PV1 | -171420 | Operating | 5 | Solar | 2014 | EcoPlexus, Inc. |  | SERC | VACAR | Richmond | NC | Solar | 5 | NA | NA | NA | 20.9817 | 21.0571 | 21.5342
Pecan Solar Farm | -163701 | Operating | 74.9 | Solar | 2018 | Virginia Electric and Power Company | PJM | SERC | VACAR | Northampton | NC | Solar | 74.9 | NA | NA | NA | 18.8315 | 22.4529 | 24.8939
Penny Hill Solar Farm | -173812 | Operating | 2 | Solar | 2017 | Alchemy Renewable Energy, LLC | PJM | SERC | VACAR | Pitt | NC | Solar | 2 | NA | NA | NA | 20.839 | 17.3973 | 21.5696
Perendale Solar Project | -784874 | Operating | 7.5 | Solar | 2024 | hep energy USA holdings, Inc. |  | SERC | VACAR | Davie | NC | Solar | 7.5 | NA | NA | NA | NA | NA | NA
Perkins Solar | -405241 | Operating | 2 | Solar | 2016 | Cypress Creek Renewables, LLC |  | SERC | VACAR | Person | NC | Solar | 2 | NA | NA | NA | 22.0377 | 21.9007 | 21.3128
Person County Airport Solar Project | -236507 | Operating | 2.5 | Solar | 2012 | Carolina Solar Energy LLC |  | SERC | VACAR | Person | NC | Solar | 2.5 | NA | NA | NA | 17.2329 | 15.8447 | 17.8904
Person County Solar Park 2 | -758660 | Operating | 1 | Solar | 2011 | Gehrlicher Solar America Corporation |  | SERC | VACAR | Person | NC | Solar | 1 | NA | NA | NA | NA | NA | NA
PG Solar Project | -758688 | Operating | 2 | Solar | 2020 | PG Solar, LLC |  | SERC | VACAR | Duplin | NC | Solar | 2 | NA | NA | NA | 17.3288 | 21.9463 | 21.9406
Phelps 158 Solar Project | -149753 | Operating | 5 | Solar | 2018 | Greenbacker Renewable Energy Company LLC | PJM | SERC | VACAR | Northampton | NC | Solar | 5 | NA | NA | NA | 22.3676 | 22.9315 | 24.016
Phobos Solar Project | -638244 | Operating | 78.8 | Solar | 2023 | Pine Gate Renewables, LLC |  | SERC | VACAR | Nash | NC | Solar | 78.8 | NA | NA | NA | 21.2723 | NA | NA
Piedmont Landfill Project | -169464 | Operating | 2.4 | Internal Combustion | 2011 | WM Renewable Energy, LLC |  | SERC | VACAR | Forsyth | NC | Biomass | 2.4 | 12867 | 12594 | 12578 | 47.7645 | 51.7266 | 54.1952
Pikeville Solar Farm | -171952 | Operating | 5 | Solar | 2017 | Dominion Generation, Inc. |  | SERC | VACAR | Wayne | NC | Solar | 5 | NA | NA | NA | 22.1735 | 23.3721 | 23.6986
Pilot Mountain Solar Project | -253034 | Operating | 4.9 | Solar | 2020 | US Solar Fund Plc |  | SERC | VACAR | Stokes | NC | Solar | 4.9 | NA | NA | NA | 23.8631 | 24.3314 | 22.8287
Pine Valley Solar Farm | -638033 | Operating | 5 | Solar | 2022 | Pine Gate Renewables, LLC |  | SERC | VACAR | Moore | NC | Solar | 5 | NA | NA | NA | 21.3607 | 19.7489 | NA
Pinesage Solar Farm | -405314 | Operating | 5 | Solar | 2018 | Cypress Creek Renewables, LLC |  | SERC | VACAR | Moore | NC | Solar | 5 | NA | NA | NA | 17.226 | 20.2329 | 19.6689
Pineville Delivery 1 | -166495 | Operating | 1.8 | Internal Combustion | 2006 | North Carolina Municipal Power Agency Number 1 |  | SERC | VACAR | Mecklenburg | NC | Oil | 1.8 | NA | NA | NA | -0.25368 | -0.15221 | -0.21563
Pleasant Hill PV1 | -758786 | Operating | 19.99 | Solar | 2024 | Fresh Air Energy Xxxvii Llc | PJM | SERC | VACAR | Northampton | NC | Solar | 19.99 | NA | NA | NA | NA | NA | NA
Plott Hound Solar | -676679 | Operating | 5 | Solar | 2021 | TransAlta Renewables Inc. |  | SERC | VACAR | Craven | NC | Solar | 5 | NA | NA | NA | 15.1804 | NA | NA
Plymouth | -398038 | Operating | 114 | Steam Turbine | 1949 | Domtar Paper Company, LLC | PJM | SERC | VACAR | Martin | NC | Biomass | 114.8 | NA | NM | NA | 34.219 | 33.7887 | 35.5212
Plymouth Solar Project (SunEnergy1) | -169795 | Operating | 6 | Solar | 2011 | Sunenergy1, LLC | PJM | SERC | VACAR | Washington | NC | Solar | 5 | NA | NA | NA | 4.6256 | 9.21 | 11.5068
Polk Solar Plant | -674075 | Operating | 5 | Solar | 2022 | Strata Clean Energy, LLC |  | SERC | VACAR | Richmond | NC | Solar | 5 | NA | NA | NA | 25.2374 | 13.6553 | NA
Pollocksville Solar Project | -405179 | Operating | 5 | Solar | 2016 | Cypress Creek Renewables, LLC |  | SERC | VACAR | Jones | NC | Solar | 5 | NA | NA | NA | 20.5297 | 20.1233 | 19.5365
Porter Solar Project | -405164 | Operating | 5 | Solar | 2015 | Cypress Creek Renewables, LLC |  | SERC | VACAR | Craven | NC | Solar | 5 | NA | NA | NA | 18.9703 | 18.6416 | 16.9886
Progress Energy 1 Solar | -18935 | Operating | 1.2 | Solar | 2009 | SunE NC Progress1 LLC |  | SERC | VACAR | New Hanover | NC | Solar | 1.2 | NA | NA | NA | 10.9684 | 3.1773 | 12.6332
Progress Manis I Solar | -86272 | Operating | 2 | Solar | 2012 | Greenbacker Renewable Energy Company LLC |  | SERC | VACAR | Scotland | NC | Solar | 2 | NA | NA | NA | 12.8938 | 14.9886 | 33.9612
Progress Solar I Project (Bunn Solar) | -349249 | Operating | 4 | Solar | 2012 | Oppidum Renewables USA Inc |  | SERC | VACAR | Franklin | NC | Solar | 4 | NA | NA | NA | 14.2894 | 17.6256 | 17.8253
Progress Solar II Project (Fairmont Solar) | -349248 | Operating | 3.5 | Solar | 2012 | Oppidum Renewables USA Inc |  | SERC | VACAR | Robeson | NC | Solar | 3.5 | NA | NA | NA | 17.619 | 19.2042 | 17.818
Progress Solar III (Maxton) | -349250 | Operating | 3.5 | Solar | 2012 | Oppidum Renewables USA Inc |  | SERC | VACAR | Robeson | NC | Solar | 3.5 | NA | NA | NA | 19.2694 | 19.1716 | 19.2661
PSEG Halifax Solar Energy Center (HXNAir Solar One) | -356466 | Operating | 5 | Solar | 2017 | Quattro Solar, LLC | PJM | SERC | VACAR | Halifax | NC | Solar | 5 | NA | NA | NA | 20.6667 | 21.2192 | 21.1142
PSEG Meadows Solar Energy Center | -356464 | Operating | 20 | Solar | 2016 | Quattro Solar, LLC | PJM | SERC | VACAR | Martin | NC | Solar | 20 | NA | NA | NA | 10.3978 | 17.6244 | 19.6941
PSEG North Halifax Solar Energy Center (North 301) | -356475 | Operating | 26.9 | Solar | 2019 | Quattro Solar, LLC | PJM | SERC | VACAR | Halifax | NC | Solar | 20 | NA | NA | NA | 22.2215 | 24.2591 | 23.0325
PSEG Turkey Creek Solar Energy Center | -356468 | Operating | 13.5 | Solar | 2017 | Quattro Solar, LLC | PJM | SERC | VACAR | Northampton | NC | Solar | 13.5 | NA | NA | NA | 16.8891 | 18.8415 | 16.8256
Quarter Horse Farm Project | -173711 | Operating | 4.5 | Solar | 2018 | Pine Gate Renewables, LLC |  | SERC | VACAR | Pender | NC | Solar | 4.5 | NA | NA | NA | 23.8204 | 24.3633 | 24.4039
Queens Creek | -6105 | Operating | 1.4 | Hydraulic Turbine | 1949 | Duke Energy Carolinas, LLC |  | SERC | VACAR | Macon | NC | Water | 1.4 | NA | NA | NA | 28.9465 | 25.2038 | 33.1539
Queens Creek Battery Storage Project | -793440 | Operating | NA | Battery | 2024 | North Carolina Electric Membership Corporation | PJM | SERC | VACAR | Onslow | NC | Energy Storage | 2.5 | NA | NA | NA | NA | NA | NA
Quincy Solar Farm | -405162 | Operating | 4 | Solar | 2015 | Cypress Creek Renewables, LLC |  | SERC | VACAR | Cumberland | NC | Solar | 4 | NA | NA | NA | 20.8533 | 21.3042 | 19.4692
Raeford Farm Project | -170330 | Operating | 5 | Solar | 2012 | Strata Clean Energy, LLC |  | SERC | VACAR | Hoke | NC | Solar | 4.9 | NA | NA | NA | 16.5315 | 20.2637 | 19.5508
Railroad Farm 1 | -169943 | Operating | 5 | Solar | 2012 | Strata Clean Energy, LLC |  | SERC | VACAR | Robeson | NC | Solar | 5 | NA | NA | NA | 15.137 | 18.5297 | 18.3516
Railroad Farm 2 | -169995 | Operating | 5 | Solar | 2014 | Strata Clean Energy, LLC |  | SERC | VACAR | Robeson | NC | Solar | 5 | NA | NA | NA | 21.7489 | 21.8607 | 21.2237
Railroad Street Solar Farm | -171338 | Operating | 4.1 | Solar | 2016 | STCE Capital |  | SERC | VACAR | Robeson | NC | Solar | 4.1 | NA | NA | NA | 17.8667 | 20.0273 | 18.5238
Railroad Street Solar Farm | -171337 | Operating | 4.1 | Solar | 2016 | ReNew Solar, LLC |  | SERC | VACAR | Robeson | NC | Solar | 4.1 | NA | NA | NA | 17.8667 | 20.0273 | 18.5238
Railroad Street Solar Farm | -171336 | Operating | 4.1 | Solar | 2016 | Barnabas Investment Group LLC |  | SERC | VACAR | Robeson | NC | Solar | 4.1 | NA | NA | NA | 17.8667 | 20.0273 | 18.5238
Ramp Solar Project | -763106 | Operating | 2 | Solar | 2022 | Ramp Solar, LLC |  | SERC | VACAR | Wayne | NC | Solar | 2 | NA | NA | NA | 21.5753 | NA | NA
Rams Horn Solar Center | -191234 | Operating | 5 | Solar | 2014 | Carolina Energy Partners II LLC |  | SERC | VACAR | Pitt | NC | Solar | 5 | NA | NA | NA | 16.5959 | 17.9087 | 20.3516
Ranchland Solar (Justice Farms) | -172203 | Operating | 60 | Solar | 2017 | Sunenergy1, LLC | PJM | SERC | VACAR | Currituck | NC | Solar | 60 | NA | NA | NA | 23.6345 | 24.2576 | 25.5845
Ray Wilson Solar Facility | -676680 | Operating | 5 | Solar | 2021 | TransAlta Renewables Inc. |  | SERC | VACAR | Davie | NC | Solar | 5 | NA | NA | NA | 18.3904 | NA | NA
Red Hill Solar Center | -86451 | Operating | 5 | Solar | 2014 | Heelstone Energy LLC |  | SERC | VACAR | Warren | NC | Solar | 4.9 | NA | NA | NA | 15.8583 | 16.4663 | 19.1525
Red Oak Solar Farm | -222923 | Operating | 5 | Solar | 2016 | US Solar Fund Plc |  | SERC | VACAR | Nash | NC | Solar | 4.9 | NA | NA | NA | 22.0599 | 21.9621 | 22.3861
Red Toad 1425 A Powatan Road Solar Project | -171995 | Operating | 2 | Solar | 2015 | Heelstone Energy LLC |  | SERC | VACAR | Johnston | NC | Solar | 1.9 | NA | NA | NA | 22.5006 | 21.1488 | 23.504
Red Toad 315 Vinson Road Solar Project | -464754 | Operating | 2 | Solar | 2020 | Renewable Properties, LLC |  | SERC | VACAR | Johnston | NC | Solar | 2 | NA | NA | NA | 25.2169 | 26.2842 | 25.3995
Red Toad 4451 Buffalo Road Solar Project | -174058 | Operating | 2 | Solar | 2018 | Sol Systems, LLC |  | SERC | VACAR | Johnston | NC | Solar | 2 | NA | NA | NA | 23.0422 | 23.0308 | 23.2363
Red Toad 4451 Buffalo Road Solar Project | -174057 | Operating | 2 | Solar | 2018 | Nationwide Mutual Insurance Company |  | SERC | VACAR | Johnston | NC | Solar | 2 | NA | NA | NA | 23.0422 | 23.0308 | 23.2363
Red Toad 5840 Buffalo Road Solar Project | -163914 | Operating | 2 | Solar | 2018 | Sol Systems, LLC |  | SERC | VACAR | Johnston | NC | Solar | 2 | NA | NA | NA | 25.3368 | 23.847 | 25.2626
Red Toad Powatan Road Phase 2 Solar Plant | -464757 | Operating | 2 | Solar | 2020 | Renewable Properties, LLC |  | SERC | VACAR | Johnston | NC | Solar | 2 | NA | NA | NA | 24.0696 | 25.3653 | 23.9783
Red Toad Powatan Road Phase 2 Solar Plant | -316935 | Operating | 2 | Solar | 2020 | Monarch Private Capital |  | SERC | VACAR | Johnston | NC | Solar | 2 | NA | NA | NA | 24.0696 | 25.3653 | 23.9783
Redmon Solar Farm | -170527 | Operating | 2 | Solar | 2015 | Strata Clean Energy, LLC |  | SERC | VACAR | Rowan | NC | Solar | 2 | NA | NA | NA | 22.6541 | 22.8539 | 22.8311
RES Ag - DM 2-1 | -171085 | Operating | 0.75 | Internal Combustion | 2013 | Revolution Energy Solutions, LLC |  | SERC | VACAR | Duplin | NC | Biomass | 0.75 | NA | NA | NA | NA | NA | NA
RES Ag-DM 4-3 | -171117 | Operating | 0.8 | Internal Combustion | 2013 | Revolution Energy Solutions, LLC |  | SERC | VACAR | Duplin | NC | Biomass | 0.7 | NA | NA | NA | NA | NA | NA
ReVenture Park IC (RNG- Cogen) | -168275 | Operating | 3.5 | Internal Combustion | 2014 | Forsite Development Inc. |  | SERC | VACAR | Mecklenburg | NC | Biomass | 3.5 | 10848 | 10771 | 10480 | 72.9354 | 84.5303 | 86.621
Rhodhiss | -6212 | Operating | 25.5 | Hydraulic Turbine | 1925 | Duke Energy Carolinas, LLC |  | SERC | VACAR | Caldwell | NC | Water | 33.4 | NA | NA | NA | 20.0424 | 20.7773 | 25.2642
Richlands Solar Project | -798591 | Operating | 1.9 | Solar | 2021 | Project Hyperion, LLC |  | SERC | VACAR | Onslow | NC | Solar | 1.9 | NA | NA | NA | NA | NA | NA
Ridgeback Solar Project | -409007 | Operating | 2 | Solar | 2021 | Soltage, LLC |  | SERC | VACAR | Randolph | NC | Solar | 2 | NA | NA | NA | 23.5331 | 20.6906 | 0.017123
Riegelwood Mill | -805022 | Operating | 84 | Steam Turbine | 1951 | International Paper Company |  | SERC | VACAR | Columbus | NC | Biomass | 84.5 | NA | NA | NA | NA | NA | NA
River Road Solar Project | -695729 | Operating | 5 | Solar | 2016 | Brookfield Renewable Partners L.P. | PJM | SERC | VACAR | Hertford | NC | Solar | 5 | NA | NA | NA | 19.7374 | NA | NA
Roanoke Rapids | -6293 | Operating | 100 | Hydraulic Turbine | 1955 | Virginia Electric and Power Company | PJM | SERC | VACAR | Halifax | NC | Water | 95 | NA | NA | NA | 0.80293 | 17.2243 | 34.1802
Roanoke Rapids, North Carolina | -16876 | Operating | 28.3 | Steam Turbine | 1966 | KapStone Kraft Paper Corporation | PJM | SERC | VACAR | Halifax | NC | Biomass | 30 | NA | NM | NA | 66.1024 | 71.9665 | 72.1096
Robeson Central Solar Farm 2 | -170286 | Operating | 2 | Solar | 2013 | Central Farm 2 |  | SERC | VACAR | Robeson | NC | Solar | 2 | NA | NA | NA | NA | NA | NA
Robeson County LFG-Energy | -172312 | Out of Service | 2 | Internal Combustion | 2012 | Enerdyne Power Systems, Inc. | PJM | SERC | VACAR | Robeson | NC | Biomass | NA | NA | NA | NA | 0 | 0 | 0
Robin Solar Project | -324685 | Operating | 3.8 | Solar | 2021 | Pine Gate Renewables, LLC |  | SERC | VACAR | Wayne | NC | Solar | 3.8 | NA | NA | NA | 24.3301 | 25.3244 | 21.3681
Rock Farm Solar | -169808 | Operating | 5 | Solar | 2013 | Strata Clean Energy, LLC |  | SERC | VACAR | Richmond | NC | Solar | 5 | NA | NA | NA | 20.9954 | 20.2283 | 20.0731
Midway Sunset Cogeneration | -8998 | Operating | 234 | Gas Turbine | 1989 | Shell Exploration & Production Company | CAISO | WECC | CAMX | Kern | CA | Gas | 249 | 11539 | 11600 | 11595 | 7.3692 | 2.683 | 1.8996
Rockingham Solar Project | -171649 | Operating | 5 | Solar | 2015 | Heelstone Energy LLC |  | SERC | VACAR | Richmond | NC | Solar | 4.9 | NA | NA | NA | 22.0366 | 22.1275 | 21.5823
Rockwell Solar Power Plant | -349251 | Operating | 3.5 | Solar | 2014 | Oppidum Renewables USA Inc |  | SERC | VACAR | Rowan | NC | Solar | 3.5 | NA | NA | NA | 16.6634 | 18.3464 | 18.0626
Rocky Mount Mills | -6344 | Operating | 1.6 | Hydraulic Turbine | 1941 | Capitol Broadcasting Company, Incorporated |  | SERC | VACAR | Nash | NC | Water | 0.6 | NA | NA | NA | 0 | 0 | 0
Rocky Mount Solar Facility | -167751 | Operating | 3.5 | Solar | 2008 | QVC, Inc. | PJM | SERC | VACAR | Edgecombe | NC | Solar | 3.6 | NA | NA | NA | 8.7551 | 10.4008 | 9.4515
Rocky Point Battery Storage | -793439 | Operating | NA | Battery | 2024 | North Carolina Electric Membership Corporation | PJM | SERC | VACAR | Pender | NC | Energy Storage | 5 | NA | NA | NA | NA | NA | NA
Roper Solar Farm | -170139 | Operating | 5 | Solar | 2015 | Strata Clean Energy, LLC |  | SERC | VACAR | Cleveland | NC | Solar | 5 | NA | NA | NA | 21.4338 | 22.1301 | 22.2078
Rose Acre Battery Energy Storage System | -594613 | Operating | 2.5 | Battery | 2022 | North Carolina Electric Membership Corporation | PJM | SERC | VACAR | Hyde | NC | Energy Storage | 2.5 | NA | NA | NA | 1.21 | NA | NA
Rose Acre Solar Project | -524578 | Operating | 2 | Solar | 2022 | North Carolina Electric Membership Corporation | PJM | SERC | VACAR | Hyde | NC | Solar | 2 | NA | NA | NA | 9.2352 | NA | NA
Rose Hill Solar Project | -169877 | Operating | 2 | Solar | 2012 | Rose Hill Solar, LLC |  | SERC | VACAR | Duplin | NC | Solar | 2 | NA | NA | NA | 17.3573 | 17.1347 | 19.121
Mildred Lake Cogeneration | -738568 | Operating | 265 | Combined Cycle | 1978 | CNOOC Canada Inc. | Alberta | WECC | WECCCN |  |  | Gas | 265 | NA | NA | NA | NA | NA | NA
Rosewood Solar Project | -405230 | Operating | 2 | Solar | 2017 | Cypress Creek Renewables, LLC | PJM | SERC | VACAR | Wayne | NC | Solar | 2 | NA | NA | NA | 22.089 | 22.7454 | 22.5457
Mildred Lake Cogeneration | -694986 | Operating | 265 | Combined Cycle | 1978 | Sinopec Canada Energy Ltd. | Alberta | WECC | WECCCN |  |  | Gas | 265 | NA | NA | NA | NA | NA | NA
Mildred Lake Cogeneration | -694985 | Operating | 265 | Combined Cycle | 1978 | Sinopec Canada Energy Ltd. | Alberta | WECC | WECCCN |  |  | Gas | 265 | NA | NA | NA | NA | NA | NA
Roxboro | -94519 | Operating | 2558.2 | Steam Turbine | 1966 | Duke Energy Progress, LLC |  | SERC | VACAR | Person | NC | Coal | 2462 | 11187 | 10943 | 11239 | 18.736 | 25.3166 | 25.5905
Roxboro Farm | -169938 | Operating | 5 | Solar | 2014 | Strata Clean Energy, LLC |  | SERC | VACAR | Person | NC | Solar | 5 | NA | NA | NA | 20.8196 | 19.8014 | 15.9361
Roxboro Farm | -169937 | Operating | 5 | Solar | 2014 | Canadian Solar Inc. |  | SERC | VACAR | Person | NC | Solar | 5 | NA | NA | NA | 20.8196 | 19.8014 | 15.9361
Roxboro Solar Farm | -405144 | Operating | 5 | Solar | 2016 | Cypress Creek Renewables, LLC |  | SERC | VACAR | Granville | NC | Solar | 5 | NA | NA | NA | 20.4772 | 20.6849 | 20.1758
Royal Solar Farm | -405147 | Operating | 4.9 | Solar | 2015 | Cypress Creek Renewables, LLC |  | SERC | VACAR | Cumberland | NC | Solar | 4.9 | NA | NA | NA | 19.891 | 21.4169 | 21.4356
Ruff Solar Plant | -245176 | Operating | 22 | Solar | 2020 | Sol Systems, LLC |  | SERC | VACAR | Rutherford | NC | Solar | 22 | NA | NA | NA | 21.814 | 23.9031 | 23.2078
Ruff Solar Plant | -245175 | Operating | 22 | Solar | 2020 | Nationwide Mutual Group |  | SERC | VACAR | Rutherford | NC | Solar | 22 | NA | NA | NA | 21.814 | 23.9031 | 23.2078
Ruskin Solar Project | -405258 | Operating | 2 | Solar | 2017 | Cypress Creek Renewables, LLC | PJM | SERC | VACAR | Wayne | NC | Solar | 2 | NA | NA | NA | 22.0091 | 22.5856 | 21.7979
Rutherford Farm | -357406 | Operating | 74.8 | Solar | 2016 | Scarlet Renewables LLC |  | SERC | VACAR | Rutherford | NC | Solar | 74.8 | NA | NA | NA | 20.7914 | 21.0769 | 20.9486
Rutherford Farm | -138440 | Operating | 74.8 | Solar | 2016 | Southern Renewable Energy, Inc. |  | SERC | VACAR | Rutherford | NC | Solar | 74.8 | NA | NA | NA | 20.7914 | 21.0769 | 20.9486
Ryland Road Solar (Chowan Virginia) | -381984 | Operating | 5 | Solar | 2021 | Greenbacker Renewable Energy Company LLC | PJM | SERC | VACAR | Chowan | NC | Solar | 5 | NA | NA | NA | 24.4635 | 24.9361 | 5.21
Sabattus Solar Farm | -217489 | Operating | 5 | Solar | 2019 | Helios 3 LL, LLC |  | SERC | VACAR | Nash | NC | Solar | 5 | NA | NA | NA | 20.6507 | 21.2169 | 20.7169
Sadiebrook NC Solar Project | -163961 | Operating | 5 | Solar | 2018 | Pine Gate Renewables, LLC |  | SERC | VACAR | Bladen | NC | Solar | 5 | NA | NA | NA | 20.6005 | 21.1005 | 21.1621
Mildred Lake Cogeneration | -694984 | Operating | 265 | Combined Cycle | 1978 | Imperial Oil Resources Limited | Alberta | WECC | WECCCN |  |  | Gas | 265 | NA | NA | NA | NA | NA | NA
Mildred Lake Cogeneration | -694983 | Operating | 265 | Combined Cycle | 1978 | Imperial Oil Resources Limited | Alberta | WECC | WECCCN |  |  | Gas | 265 | NA | NA | NA | NA | NA | NA
Salisbury Solar Farm | -349258 | Operating | 3.8 | Solar | 2018 | Oppidum Renewables USA Inc |  | SERC | VACAR | Rowan | NC | Solar | 3.8 | NA | NA | NA | 23.2757 | 23.8675 | 23.3718
Samarcand Solar Farm | -88514 | Operating | 5 | Solar | 2014 | Heelstone Energy LLC |  | SERC | VACAR | Moore | NC | Solar | 5 | NA | NA | NA | 18.7763 | 19.1073 | 19.0228
Sampson Biomass | -15779 | Operating | NA | Steam Turbine | NA | Orbit Energy, Inc. |  | SERC | VACAR | Sampson | NC | Biomass | 1.63 | NA | NA | NA | NA | NA | NA
Sampson Solar Farm | -172235 | Operating | 2 | Solar | 2015 | Strata Clean Energy, LLC |  | SERC | VACAR | Sampson | NC | Solar | 2 | NA | NA | NA | 22.1632 | 22.4315 | 14.9886
Sandy Cross Solar Farm | -349246 | Operating | 1.2 | Solar | 2012 | Oppidum Renewables USA Inc |  | SERC | VACAR | Nash | NC | Solar | 1.2 | NA | NA | NA | 18.5312 | 17.2755 | 19.3779
Sandy Solar Farm (Trotman Road Solar) | -206931 | Operating | 5 | Solar | 2018 | Pine Gate Renewables, LLC | PJM | SERC | VACAR | Camden | NC | Solar | 5 | NA | NA | NA | 12.7945 | 16.4452 | 23.4269
Sanford Solar Project | -759854 | Operating | 17 | Solar | 2017 | National Renewable Energy Corporation |  | SERC | VACAR | Lee | NC | Solar | 17 | NA | NA | NA | NA | NA | NA
Santeetlah (Tapoco Project) | -695538 | Operating | 45 | Hydraulic Turbine | 1928 | Brookfield Renewable Partners L.P. |  | SERC | CENTRL | Graham | NC | Water | 40 | NA | NA | NA | 46.0571 | NA | NA
Santeetlah (Tapoco Project) | -629707 | Operating | 45 | Hydraulic Turbine | 1928 | Argo Infrastructure Partners LP |  | SERC | CENTRL | Graham | NC | Water | 40 | NA | NA | NA | 46.0571 | NA | NA
Santeetlah (Tapoco Project) | -51086 | Operating | 45 | Hydraulic Turbine | 1928 | Brookfield Americas Infrastructure Fund, L.P. |  | SERC | CENTRL | Graham | NC | Water | 40 | NA | NA | NA | 46.0571 | 46.2106 | 50.8319
Sarah Solar Project | -495984 | Operating | 5 | Solar | 2015 | Undisclosed buyer |  | SERC | VACAR | Franklin | NC | Solar | 5 | NA | NA | NA | 18.0365 | 16.7557 | 18.8904
SAS Solar Farm (Cary Solar Facility) | -167451 | Operating | 2 | Solar | 2008 | SAS Institute Inc. |  | SERC | VACAR | Wake | NC | Solar | 2 | NA | NA | NA | 9.903 | 10.9989 | 10.3881
Saw Solar Project | -678668 | Operating | 5 | Solar | 2022 | Pine Gate Renewables, LLC |  | SERC | VACAR | Rowan | NC | Solar | 5 | NA | NA | NA | 24.6233 | 8.395 | NA
Sawtell Solar Project | -678666 | Operating | 5 | Solar | 2021 | Pine Gate Renewables, LLC |  | SERC | VACAR | Henderson | NC | Solar | 5 | NA | NA | NA | 13.4429 | 10.1735 | NA
Saxapahaw Hydroelectric Facility | -783499 | Operating | 1.5 | Hydraulic Turbine | 1981 | Gravity Renewables, Inc. |  | SERC | VACAR | Alamance | NC | Water | 1.5 | NA | NA | NA | NA | NA | NA
Scarlet Solar Project | -405220 | Operating | 2 | Solar | 2017 | Cypress Creek Renewables, LLC | PJM | SERC | VACAR | Lenoir | NC | Solar | 2 | NA | NA | NA | 21.9406 | 22.4829 | 22.4829
Schell Solar Farm | -222906 | Operating | 5 | Solar | 2016 | US Solar Fund Plc | PJM | SERC | VACAR | Northampton | NC | Solar | 5 | NA | NA | NA | 21.2945 | 20.3813 | 19.9863
Scotch Bonnet Solar Project | -291794 | Operating | 4.5 | Solar | 2020 | Pine Gate Renewables, LLC |  | SERC | VACAR | Pender | NC | Solar | 4.5 | NA | NA | NA | 16.0122 | 18.346 | 16.7859
Seaboard Solar | -695717 | Operating | 5 | Solar | 2016 | Brookfield Renewable Partners L.P. | PJM | SERC | VACAR | Northampton | NC | Solar | 5 | NA | NA | NA | 20.0525 | NA | NA
Seagrove Farm Project | -633204 | Operating | 5 | Solar | 2019 | Strata Clean Energy, LLC |  | SERC | VACAR | Randolph | NC | Solar | 4.5 | NA | NA | NA | 21.9609 | 22.2552 | NA
Sedberry Farm Solar Project | -222907 | Operating | 5 | Solar | 2016 | US Solar Fund Plc |  | SERC | VACAR | Moore | NC | Solar | 5 | NA | NA | NA | 19.9498 | 19.7785 | 19.8037
Sellers Farm Solar Project | -472296 | Operating | 5 | Solar | 2022 | Carolina Solar Energy II, LLC |  | SERC | VACAR | Richmond | NC | Solar | 5 | NA | NA | NA | 24.2192 | 13.9201 | NA
Selma Solar Farm | -792428 | Operating | 5 | Solar | 2014 | Alberta Investment Management Corporation |  | SERC | VACAR | Johnston | NC | Solar | 4 | NA | NA | NA | 21.641 | 24.7745 | 24.766
Selma Solar Farm | -792427 | Operating | 5 | Solar | 2014 | The AES Corporation |  | SERC | VACAR | Johnston | NC | Solar | 4 | NA | NA | NA | 21.641 | 24.7745 | 24.766
Selma Solar Farm | -792426 | Operating | 5 | Solar | 2014 | Spower Opco A, LLC |  | SERC | VACAR | Johnston | NC | Solar | 4 | NA | NA | NA | 21.641 | 24.7745 | 24.766
Selma Solar Farm | -792425 | Operating | 5 | Solar | 2014 | Spower Opco A, LLC |  | SERC | VACAR | Johnston | NC | Solar | 4 | NA | NA | NA | 21.641 | 24.7745 | 24.766
Selwyn Farm Solar | -747200 | Operating | 5 | Solar | 2022 | Strata Clean Energy, LLC |  | SERC | VACAR | Anson | NC | Solar | 5 | NA | NA | NA | 24.9132 | 17.1758 | NA
Shannon Farm Project | -169990 | Operating | 5 | Solar | 2012 | Strata Clean Energy, LLC |  | SERC | VACAR | Robeson | NC | Solar | 5 | NA | NA | NA | 17.3128 | 18.7648 | 18.7055
Shawboro Solar Farm | -695716 | Operating | 20 | Solar | 2015 | Brookfield Renewable Partners L.P. | PJM | SERC | VACAR | Currituck | NC | Solar | 20 | NA | NA | NA | 20.4098 | NA | NA
Shearon Harris Nuclear Power Plant | -94514 | Operating | 950.9 | Nuclear | 1987 | Duke Energy Progress, LLC |  | SERC | VACAR | Wake | NC | Nuclear | 1009 | NA | NA | NA | 97.4028 | 88.3246 | 90.3595
Shelby Randolph Road Solar I Project | -170265 | Operating | 2 | Solar | 2015 | Heelstone Energy LLC |  | SERC | VACAR | Cleveland | NC | Solar | 1.9 | NA | NA | NA | 20.4879 | 22.1281 | 20.2716
Shelby Solar Project | -695654 | Operating | 0.9 | Solar | 2010 | Brookfield Renewable Partners L.P. |  | SERC | VACAR | Cleveland | NC | Solar | 0.9 | NA | NA | NA | 14.0918 | NA | NA
Shelby Solar Project | -193248 | Operating | 0.9 | Solar | 2010 | John Hancock Life Insurance Company (U.S.A) |  | SERC | VACAR | Cleveland | NC | Solar | 0.9 | NA | NA | NA | 14.0918 | 14.929 | 17.5228
Shelby, NC | -6031 | Operating | 4.2 | Internal Combustion | 1972 | PPG Industries, Inc. |  | SERC | VACAR | Cleveland | NC | Oil | 3.2 | NA | NA | NA | 0 | 0 | 0
Shelby, Toms Street | -12637 | Operating | 1.8 | Internal Combustion | 2002 | North Carolina Municipal Power Agency Number 1 |  | SERC | VACAR | Cleveland | NC | Oil | 1.8 | NA | NA | NA | -0.38052 | -0.28539 | -0.19026
Shelter Solar Project | -474621 | Operating | 5 | Solar | 2018 | Sol Systems, LLC |  | SERC | VACAR | Hoke | NC | Solar | 5 | NA | NA | NA | 22.0183 | 22.3493 | 22.0479
Shelter Solar Project | -474620 | Operating | 5 | Solar | 2018 | Nationwide Mutual Insurance Company |  | SERC | VACAR | Hoke | NC | Solar | 5 | NA | NA | NA | 22.0183 | 22.3493 | 22.0479
Mildred Lake Cogeneration | -694982 | Operating | 265 | Combined Cycle | 1978 | CNOOC Canada Inc. | Alberta | WECC | WECCCN |  |  | Gas | 265 | NA | NA | NA | NA | NA | NA
Mildred Lake Cogeneration | -694981 | Operating | 265 | Combined Cycle | 1978 | Suncor Energy Inc. | Alberta | WECC | WECCCN |  |  | Gas | 265 | NA | NA | NA | NA | NA | NA
Shieldwall Solar Project | -674047 | Operating | 5 | Solar | 2022 | Strata Clean Energy, LLC |  | SERC | VACAR | Halifax | NC | Solar | 5 | NA | NA | NA | 23.9772 | 1.0228 | NA
Shiloh Hwy 1108 Solar | -171825 | Operating | 5 | Solar | 2018 | Pine Gate Renewables, LLC | PJM | SERC | VACAR | Camden | NC | Solar | 5 | NA | NA | NA | 12.5023 | 23.6347 | 25.6393
Shoe Creek Solar | -405208 | Operating | 65 | Solar | 2017 | Cypress Creek Renewables, LLC |  | SERC | VACAR | Scotland | NC | Solar | 65 | NA | NA | NA | 25.0209 | 26.6351 | 25.4845
SID Solar I Farm | -170649 | Operating | 5 | Solar | 2015 | Heelstone Energy LLC |  | SERC | VACAR | Cleveland | NC | Solar | 4.9 | NA | NA | NA | 18.9078 | 19.7093 | 19.2363
Sigmon Catawba Farm | -170562 | Operating | 5 | Solar | 2014 | Strata Clean Energy, LLC |  | SERC | VACAR | Catawba | NC | Solar | 5 | NA | NA | NA | 19.895 | 20.4406 | 20.7443
Siler 421 Farm | -222910 | Operating | 5 | Solar | 2016 | US Solar Fund Plc |  | SERC | VACAR | Chatham | NC | Solar | 4.9 | NA | NA | NA | 22.5725 | 22.6819 | 23.1875
Siler City Solar 2 | -754559 | Operating | 4.9 | Solar | 2018 | Enfinity Global Inc. |  | SERC | VACAR | Chatham | NC | Solar | 4.9 | NA | NA | NA | NA | NA | NA
Siler City Solar 2 | -754558 | Operating | 4.9 | Solar | 2018 | Kyuden International Corporation |  | SERC | VACAR | Chatham | NC | Solar | 4.9 | NA | NA | NA | NA | NA | NA
Siler Solar Farm | -193014 | Operating | 4.5 | Solar | 2018 | Dominion Solar Holdings IV, LLC |  | SERC | VACAR | Chatham | NC | Solar | 4.5 | NA | NA | NA | NA | NA | NA
Siler Solar Farm | -193013 | Operating | 4.5 | Solar | 2018 | Dominion Solar Holdings IV, LLC |  | SERC | VACAR | Chatham | NC | Solar | 4.5 | NA | NA | NA | NA | NA | NA
Silver Creek Lift Station | -168019 | Operating | 0.2 | Internal Combustion | 2008 | City of Morganton |  | SERC | VACAR | Burke | NC | Oil | 0.2 | NA | NA | NA | NA | NA | NA
Simons Solar Farm | -405131 | Operating | 5 | Solar | 2016 | Cypress Creek Renewables, LLC | PJM | SERC | VACAR | Hertford | NC | Solar | 5 | NA | NA | NA | 20.6575 | 20.9361 | 21.8265
Smith Solar Farm | -633206 | Operating | 5 | Solar | 2019 | Strata Clean Energy, LLC |  | SERC | VACAR | Scotland | NC | Solar | 5 | NA | NA | NA | 23.9863 | 24.2968 | NA
Smithfield Farmland Corp Bladen IC Project | -2280 | Operating | 28.5 | Internal Combustion | 1993 | Smithfield Packing Co |  | SERC | VACAR | Bladen | NC | Oil | 28.5 | 10746 | 13948 | 11154 | 0.025234 | 0.038452 | 0.020828
Smithfield Farmland Kinston | -746015 | Operating | 9.2 | Internal Combustion | 2013 | The Smithfield Packing Company Incorporated |  | SERC | VACAR | Lenoir | NC | Oil | 9.2 | 10765 | 10828 | 10788 | 1.896 | 2.066 | 1.9667
Smithfield Farmland Kinston | -171125 | Operating | 9.2 | Internal Combustion | 2013 | Smithfield Packing Co |  | SERC | VACAR | Lenoir | NC | Oil | 9.2 | 10765 | 10828 | 10788 | 1.896 | 2.066 | 1.9667
Smithfield Packing | -746013 | Operating | 2.8 | Internal Combustion | 2002 | Smithfield Foods, Inc. |  | SERC | VACAR | Wilson | NC | Oil | 2.6 | 10007 | 9286 | 11153 | 1.2689 | 1.5367 | 1.3786
Sneads Grove Solar Project | -503628 | Operating | 5 | Solar | 2018 | Strata Clean Energy, LLC |  | SERC | VACAR | Scotland | NC | Solar | 5 | NA | NA | NA | 22.5388 | 23.4977 | NA
Snow Camp Solar Project | -405192 | Operating | 5.2 | Solar | 2016 | Cypress Creek Renewables, LLC | PJM | SERC | VACAR | Alamance | NC | Solar | 5.2 | NA | NA | NA | 24.2646 | 24.4512 | 22.9715
Snow Hill Solar 2 Project | -170262 | Operating | 2 | Solar | 2014 | Strata Clean Energy, LLC |  | SERC | VACAR | Greene | NC | Solar | 2 | NA | NA | NA | 21.4954 | 21.0616 | 21.347
Sol NC Power Project | -695750 | Operating | 5 | Solar | 2016 | Brookfield Renewable Partners L.P. | PJM | SERC | VACAR | Perquimans | NC | Solar | 5 | NA | NA | NA | 18.8447 | NA | NA
Solar 55 | -169956 | Operating | 1.98 | Solar | 2014 | Brandywick, LLC |  | SERC | VACAR | Wayne | NC | Solar | 1.98 | NA | NA | NA | NA | NA | NA
Solar Farm #2 Plant | -170257 | Operating | 2.5 | Solar | 2013 | Cbc Alternative Energy, Llc |  | SERC | VACAR | Wake | NC | Solar | 2.5 | NA | NA | NA | 14.5068 | 16.5068 | 18.7945
Solar Lee Project | -350230 | Operating | 4.9 | Solar | 2021 | GreenGo Energy US, Inc. |  | SERC | VACAR | Wayne | NC | Solar | 4.9 | NA | NA | NA | 18.0249 | 21.3191 | 22.7146
Soluga Farms I | -170422 | Operating | 5 | Solar | 2014 | Strata Clean Energy, LLC |  | SERC | VACAR | Sampson | NC | Solar | 5 | NA | NA | NA | 21.2922 | 20.6667 | 20.3653
Soluga Farms II | -170417 | Operating | 5 | Solar | 2014 | Strata Clean Energy, LLC |  | SERC | VACAR | Bladen | NC | Solar | 5 | NA | NA | NA | 20.7078 | 21.1507 | 19.9361
Soluga Farms III | -171586 | Operating | 5 | Solar | 2015 | Strata Clean Energy, LLC |  | SERC | VACAR | Cumberland | NC | Solar | 5 | NA | NA | NA | 20.8037 | 21.2466 | 21.379
Soluga Farms IV | -171383 | Operating | 3.4 | Solar | 2018 | Pine Gate Renewables, LLC |  | SERC | VACAR | Cumberland | NC | Solar | 3.4 | NA | NA | NA | 19.6683 | 21.6962 | 21.6459
Sonne One Solar Farm | -405135 | Operating | 5 | Solar | 2016 | Cypress Creek Renewables, LLC |  | SERC | VACAR | Wayne | NC | Solar | 5 | NA | NA | NA | 22.7511 | 21.1142 | 21.1895
Sonne Two Solar Farm | -222905 | Operating | 5 | Solar | 2016 | US Solar Fund Plc |  | SERC | VACAR | Catawba | NC | Solar | 5 | NA | NA | NA | 20.5388 | 21.5616 | 21.0594
Sophie Solar | -139840 | Operating | 4.5 | Solar | 2016 | Greenbacker Renewable Energy Company LLC |  | SERC | VACAR | Cleveland | NC | Solar | 4.5 | NA | NA | NA | 20.657 | 20.1091 | 19.896
Soul City Solar | -405206 | Operating | 3.5 | Solar | 2015 | Cypress Creek Renewables, LLC |  | SERC | VACAR | Warren | NC | Solar | 3.5 | NA | NA | NA | 17.0091 | 16.6014 | 17.2048
South Atlantic Services Solar Farm I | -170647 | Operating | 1.6 | Solar | 2013 | South Atlantic Services, Inc. |  | SERC | VACAR | New Hanover | NC | Solar | 1.6 | NA | NA | NA | 18.3505 | 18.857 | 20.5908
South Cary Water Reclamation Solar Facility | -793351 | Operating | 1.5 | Solar | 2012 | City of Cary, North Carolina |  | SERC | VACAR | Wake | NC | Solar | 1.5 | NA | NA | NA | NA | 10.0989 | 16.9482
South Louisburg Solar | -405157 | Operating | 5 | Solar | 2016 | Cypress Creek Renewables, LLC |  | SERC | VACAR | Franklin | NC | Solar | 5 | NA | NA | NA | 22.363 | 22.7626 | 21.7763
South River H4 Battery Storage Project | -628162 | Operating | 0.6 | Battery | 2022 | North Carolina Electric Membership Corporation | PJM | SERC | VACAR | Sampson | NC | Energy Storage | 0.6 | NA | NM | NA | 0.45662 | 0.13318 | NA
South River H4 Solar Facility | -548080 | Operating | 0.5 | Solar | 2022 | North Carolina Electric Membership Corporation | PJM | SERC | VACAR | Sampson | NC | Solar | 0.5 | NA | NA | NA | 5.3881 | 1.4155 | NA
South Robeson Solar Farm | -180747 | Operating | 5 | Solar | 2012 | Greenbacker Renewable Energy Company LLC |  | SERC | VACAR | Robeson | NC | Solar | 4.9 | NA | NA | NA | 16.7948 | 17.5426 | 19.0872
South Winston Farm | -405127 | Operating | 5.2 | Solar | 2016 | Cypress Creek Renewables, LLC |  | SERC | VACAR | Forsyth | NC | Solar | 5.2 | NA | NA | NA | 19.8257 | 18.7873 | 19.3098
South Yadkin Hydro Project | -115479 | Operating | NA | Hydraulic Turbine | NA | Alcoa Power Generating Inc. |  | SERC | VACAR | Davie | NC | Water | 1.4 | NA | NA | NA | NA | NA | NA
Southerland Farm Solar Project | -171824 | Operating | 5 | Solar | 2016 | Strata Clean Energy, LLC |  | SERC | VACAR | Vance | NC | Solar | 5 | NA | NA | NA | 22.1347 | 22.3356 | 22.089
Mildred Lake Cogeneration | -11406 | Operating | 265 | Combined Cycle | 1978 | Syncrude Canada Ltd. | Alberta | WECC | WECCCN |  |  | Gas | 265 | NA | NA | NA | NA | NA | NA
Southwick Solar Project (Pine Gate) | -678680 | Operating | 3 | Solar | 2020 | Pine Gate Renewables, LLC |  | SERC | VACAR | Alamance | NC | Solar | 3 | NA | NA | NA | 22.7816 | 18.5921 | NA
Speedway Solar Project (Cabarrus County Solar Project) | -695791 | Operating | 22.6 | Solar | 2022 | Brookfield Renewable Partners L.P. |  | SERC | VACAR | Cabarrus | NC | Solar | 22.6 | NA | NA | NA | 21.5051 | NA | NA
Spencer Farm Solar Project | -171324 | Operating | 5 | Solar | 2017 | Strata Clean Energy, LLC |  | SERC | VACAR | Rowan | NC | Solar | 5 | NA | NA | NA | 21.2945 | 21.7169 | 21.2671
Spencer Meadow Battery Storage Project | -628154 | Operating | 2.5 | Battery | 2022 | North Carolina Electric Membership Corporation |  | SERC | VACAR | Randolph | NC | Energy Storage | 2.5 | NA | NM | NA | 1.3607 | 1.0868 | NA
Spencer Meadow Solar Project | -413648 | Operating | 2 | Solar | 2022 | North Carolina Electric Membership Corporation |  | SERC | VACAR | Randolph | NC | Solar | 2 | NA | NA | NA | 21.6495 | 22.3744 | NA
Spicewood Solar Farm | -163613 | Operating | 5 | Solar | 2014 | Strata Clean Energy, LLC |  | SERC | VACAR | Moore | NC | Solar | 5 | NA | NA | NA | 19.9475 | 20.2717 | 20.3311
Spongex LLC Facility | -167302 | Operating | 2 | Internal Combustion | 2008 | Tarboro Town of | PJM | SERC | VACAR | Edgecombe | NC | Oil | 2 | NA | NA | NA | NA | NA | NA
Spring Hope Solar 2 | -741980 | Operating | 5 | Solar | 2021 | Pine Gate Renewables, LLC |  | SERC | VACAR | Nash | NC | Solar | 5 | NA | NA | NA | 20.9703 | 22.7009 | NA
Spring Hope Solar 3 Project | -316817 | Operating | 5 | Solar | 2020 | Pine Gate Renewables, LLC |  | SERC | VACAR | Nash | NC | Solar | 5 | NA | NA | NA | 13.7489 | 16.4977 | 18.1073
Spring Valley Farm 2 Solar Project | -171608 | Operating | 5 | Solar | 2017 | Strata Clean Energy, LLC |  | SERC | VACAR | Vance | NC | Solar | 5 | NA | NA | NA | 21.3059 | 20.5799 | 21.6393
St. Pauls Solar 1 | -405170 | Operating | 4.9 | Solar | 2017 | Cypress Creek Renewables, LLC |  | SERC | VACAR | Robeson | NC | Solar | 4.9 | NA | NA | NA | 13.7126 | 18.3208 | 21.0349
St. Pauls Solar 2 | -754547 | Operating | 5 | Solar | 2017 | Enfinity Global Inc. |  | SERC | VACAR | Robeson | NC | Solar | 5 | NA | NA | NA | NA | NA | NA
St. Pauls Solar 2 | -754546 | Operating | 5 | Solar | 2017 | Kyuden International Corporation |  | SERC | VACAR | Robeson | NC | Solar | 5 | NA | NA | NA | NA | NA | NA
Stagecoach Solar Farm | -405194 | Operating | 5 | Solar | 2015 | Cypress Creek Renewables, LLC |  | SERC | VACAR | Vance | NC | Solar | 5 | NA | NA | NA | 19.5023 | 19.9041 | 19.9269
Stainback Solar Farm | -171382 | Operating | 5 | Solar | 2016 | Entropy Investment Management, LLC |  | SERC | VACAR | Vance | NC | Solar | 5 | NA | NA | NA | 21.3767 | 21.4041 | 22.0502
Stainback Solar Farm | -171381 | Operating | 5 | Solar | 2016 | Entropy Investment Management, LLC |  | SERC | VACAR | Vance | NC | Solar | 5 | NA | NA | NA | 21.3767 | 21.4041 | 22.0502
Stainback Solar Farm | -171380 | Operating | 5 | Solar | 2016 | Entropy Solar Integrators, LLC |  | SERC | VACAR | Vance | NC | Solar | 5 | NA | NA | NA | 21.3767 | 21.4041 | 22.0502
Stanly Solar Facility | -498607 | Operating | 50 | Solar | 2022 | Pine Gate Renewables, LLC |  | SERC | VACAR | Stanly | NC | Solar | 50 | NA | NA | NA | 22.0427 | 5.4888 | NA
Star Solar Farm | -139852 | Operating | 5 | Solar | 2016 | Greenbacker Renewable Energy Company LLC |  | SERC | VACAR | Durham | NC | Solar | 5 | NA | NA | NA | 20.1986 | 17.5434 | 21.484
Starr Solar Farm | -176151 | Operating | 5 | Solar | 2019 | Strata Clean Energy, LLC |  | SERC | VACAR | Sampson | NC | Solar | 4.9 | NA | NA | NA | 23.4717 | 24.6063 | 23.4601
Statesville Delivery No 3 | -167844 | Operating | 2.2 | Internal Combustion | 2007 | North Carolina Municipal Power Agency Number 1 |  | SERC | VACAR | Iredell | NC | Oil | 2 | NA | NA | NA | -0.25685 | -0.27397 | -0.28539
Statesville Solar Project | -405178 | Operating | 5 | Solar | 2017 | Cypress Creek Renewables, LLC |  | SERC | VACAR | Rowan | NC | Solar | 5 | NA | NA | NA | 20.7945 | 21.9041 | 22.0845
Statesville, Highway 64 | -12636 | Operating | 1.8 | Internal Combustion | 2002 | North Carolina Municipal Power Agency Number 1 |  | SERC | VACAR | Iredell | NC | Oil | 1.8 | NA | NA | NA | -0.025368 | -0.29173 | -0.2727
Stikeleather Farm | -171756 | Operating | 5 | Solar | 2015 | Fidelity Select Portfolios - Fidelity Real Estate Investment Portfolio |  | SERC | VACAR | Alexander | NC | Solar | 5 | NA | NA | NA | 21.7694 | 22.8265 | 21.9247
Stone Solar Farm | -172665 | Operating | 5 | Solar | 2016 | Strata Clean Energy, LLC |  | SERC | VACAR | Robeson | NC | Solar | 5 | NA | NA | NA | 22.411 | 22.29 | 22.1438
Stony Knoll Solar Project | -695786 | Operating | 22.6 | Solar | 2022 | Brookfield Renewable Partners L.P. |  | SERC | VACAR | Surry | NC | Solar | 22.6 | NA | NA | NA | 19.8979 | NA | NA
Stout Farm | -170747 | Operating | 5 | Solar | 2014 | Strata Clean Energy, LLC |  | SERC | VACAR | Orange | NC | Solar | 5 | NA | NA | NA | 19.3607 | 19.9726 | 20.9703
Strider Solar Project | -200528 | Operating | 5 | Solar | 2018 | Alchemy Renewable Energy, LLC | PJM | SERC | VACAR | Randolph | NC | Solar | 5 | NA | NA | NA | 20.6461 | 19.6027 | 21.274
Strider Solar Project | -200527 | Operating | 5 | Solar | 2018 | Renew Petra Integrators, Llc | PJM | SERC | VACAR | Randolph | NC | Solar | 5 | NA | NA | NA | 20.6461 | 19.6027 | 21.274
Sugar Solar Project | -408511 | Operating | 60 | Solar | 2021 | Pine Gate Renewables, LLC |  | SERC | VACAR | Yadkin | NC | Solar | 60 | NA | NA | NA | 21.3577 | 23.7451 | 0
Summit Farms Solar (Wildwood Solar) | -172173 | Operating | 62.4 | Solar | 2016 | Dominion Generation, Inc. | PJM | SERC | VACAR | Currituck | NC | Solar | 62.4 | NA | NA | NA | 11.4095 | 18.9419 | 20.3229
Summit Solar Project | -741983 | Operating | 3 | Solar | 2022 | Strata Clean Energy, LLC |  | SERC | VACAR | Wayne | NC | Solar | 3 | NA | NA | NA | 24.9543 | 2.7169 | NA
Sun Farm V (Tar Heel Solar II) | -173460 | Operating | 5 | Solar | 2018 | Greenbacker Renewable Energy Company LLC | PJM | SERC | VACAR | Perquimans | NC | Solar | 4.8 | NA | NA | NA | 20.9071 | 22.667 | 23.0189
Sun Farm VI (Tar Heel Solar II) | -173895 | Operating | 5 | Solar | 2018 | Greenbacker Renewable Energy Company LLC | PJM | SERC | VACAR | Perquimans | NC | Solar | 4.8 | NA | NA | NA | 25.0285 | 26.1915 | 25.8799
Sun Farm VIII Solar Project | -317998 | Operating | 4 | Solar | 2020 | Pine Gate Renewables, LLC | PJM | SERC | VACAR | Nash | NC | Solar | 4 | NA | NA | NA | 24.375 | 21.7209 | 16.9178
Sun Farmer I | -169515 | Operating | 0.02 | Solar | 2010 | Sun Farmer 1 Llc |  | SERC | VACAR | Ashe | NC | Solar | 0.02 | NA | NA | NA | NA | NA | NA
Sunbury Solar Farm (Sugar Run Solar) | -171827 | Operating | 5 | Solar | 2015 | SolNCPower3 LLC | PJM | SERC | VACAR | Gates | NC | Solar | 5 | NA | NA | NA | 22.6119 | 21.016 | 21.9178
Suncaster Solar Farm | -676684 | Operating | 2.4 | Solar | 2021 | TransAlta Renewables Inc. |  | SERC | VACAR | Wayne | NC | Solar | 2.4 | NA | NA | NA | 17.5228 | NA | NA
Sun-Devil Solar Farm | -405165 | Operating | 5 | Solar | 2015 | Cypress Creek Renewables, LLC |  | SERC | VACAR | Warren | NC | Solar | 5 | NA | NA | NA | 19.2374 | 19.4909 | 19.984
SunEnergy1-Scotland Neck Solar Plant | -171267 | Operating | 3 | Solar | 2014 | Sunenergy1, LLC |  | SERC | VACAR | Halifax | NC | Solar | 3 | NA | NA | NA | 21.7808 | 21.1682 | 21.9901
Sunfish Solar Farm | -405125 | Operating | 5 | Solar | 2015 | Cypress Creek Renewables, LLC |  | SERC | VACAR | Wake | NC | Solar | 5 | NA | NA | NA | 20.1918 | 18.9749 | 19.153
Sunflower Solar Project | -356472 | Operating | 16 | Solar | 2017 | Quattro Solar, LLC | PJM | SERC | VACAR | Halifax | NC | Solar | 16 | NA | NA | NA | 23.4503 | 21.7202 | 23.1436
Surry LFG Energy Facility | -170324 | Operating | 1.6 | Internal Combustion | 2013 | Coc Surry LFG, LLC |  | SERC | VACAR | Surry | NC | Biomass | 1.5 | 11108 | 11838 | 11360 | 58.0061 | 43.554 | 48.0365
Swansboro Solar Plant | -676706 | Operating | 4.9 | Solar | 2021 | TransAlta Renewables Inc. |  | SERC | VACAR | Onslow | NC | Solar | 4.9 | NA | NA | NA | 16.3801 | NA | NA
Sweet Tea Solar Project | -350228 | Operating | 4.5 | Solar | 2021 | Headwaters Solar, LLC |  | SERC | VACAR | Craven | NC | Solar | 4.5 | NA | NA | NA | 15.6215 | 16.21 | 13.1608
Sweetgum Solar | -171448 | Operating | 5 | Solar | 2015 | Heelstone Energy LLC |  | SERC | VACAR | Lee | NC | Solar | 4.9 | NA | NA | NA | 21.3191 | 21.17 | 20.5969
Tamworth Holdings Solar Project | -243666 | Operating | 5 | Solar | 2019 | IRUS Solar Holdings LLC |  | SERC | VACAR | Bladen | NC | Solar | 5 | NA | NA | NA | 20.5411 | 23.4064 | 24.7877
Tanager Holdings | -243680 | Operating | 5 | Solar | 2019 | IRUS Solar Holdings LLC |  | SERC | VACAR | Randolph | NC | Solar | 5 | NA | NA | NA | 15.5731 | 18.863 | 19.2055
Tarboro Solar | -695702 | Operating | 5 | Solar | 2015 | Brookfield Renewable Partners L.P. | PJM | SERC | VACAR | Edgecombe | NC | Solar | 5 | NA | NA | NA | 19.8539 | NA | NA
Tart Farm Solar Project | -171405 | Operating | 5 | Solar | 2016 | Strata Clean Energy, LLC |  | SERC | VACAR | Cumberland | NC | Solar | 5 | NA | NA | NA | 19.2032 | 20.8973 | 19.3584
Tate Solar Project | -248132 | Operating | 5 | Solar | 2020 | US Solar Fund Plc |  | SERC | VACAR | Nash | NC | Solar | 5 | NA | NA | NA | 22.5845 | 21.3402 | 20.1941
Taylor Solar Farm | -792450 | Operating | 2 | Solar | 2014 | Alberta Investment Management Corporation |  | SERC | VACAR | Robeson | NC | Solar | 2 | NA | NA | NA | 19.4121 | 22.3174 | 19.3094
Taylor Solar Farm | -792449 | Operating | 2 | Solar | 2014 | The AES Corporation |  | SERC | VACAR | Robeson | NC | Solar | 2 | NA | NA | NA | 19.4121 | 22.3174 | 19.3094
Taylor Solar Farm | -792448 | Operating | 2 | Solar | 2014 | Spower Opco A, LLC |  | SERC | VACAR | Robeson | NC | Solar | 2 | NA | NA | NA | 19.4121 | 22.3174 | 19.3094
Taylor Solar Farm | -792447 | Operating | 2 | Solar | 2014 | Spower Opco A, LLC |  | SERC | VACAR | Robeson | NC | Solar | 2 | NA | NA | NA | 19.4121 | 22.3174 | 19.3094
Taylorsville Solar Project | -695660 | Operating | 1.2 | Solar | 2010 | Brookfield Renewable Partners L.P. |  | SERC | VACAR | Alexander | NC | Solar | 1 | NA | NA | NA | 15.2055 | NA | NA
Taylorsville Solar Project | -193253 | Operating | 1.2 | Solar | 2010 | John Hancock Life Insurance Company (U.S.A) |  | SERC | VACAR | Alexander | NC | Solar | 1 | NA | NA | NA | 15.2055 | 16.5525 | 17.5685
Tennessee Creek | -7155 | Operating | 10.8 | Hydraulic Turbine | 1955 | Duke Energy Carolinas, LLC |  | SERC | VACAR | Jackson | NC | Water | 11.5 | NA | NA | NA | 24.6 | 34.8293 | 23.8932
Texasgulf Inc/PCS Phosphate | -409481 | Operating | 54 | Steam Turbine | 1984 | PCS Phosphate Company, Inc. |  | SERC | VACAR | Beaufort | NC | Other | 54 | 3412 | 3412 | 8843 | 50.0178 | 44.102 | 50.1226
Thanksgiving Fire Solar Farm | -220324 | Operating | 2 | Solar | 2019 | Sol Systems, LLC |  | SERC | VACAR | Johnston | NC | Solar | 2 | NA | NA | NA | 21.8436 | 22.0491 | 21.9292
Thanksgiving Fire Solar Farm | -220323 | Operating | 2 | Solar | 2019 | Nationwide Mutual Group |  | SERC | VACAR | Johnston | NC | Solar | 2 | NA | NA | NA | 21.8436 | 22.0491 | 21.9292
Thigpen Farms Solar Project | -747873 | Operating | 5 | Solar | 2023 | Pine Gate Renewables, LLC |  | SERC | VACAR | Robeson | NC | Solar | 5 | NA | NA | NA | NA | NA | NA
Thornton Lane PV-1 Solar Facility | -171138 | Operating | 5 | Solar | 2015 | Fresh Air Energy XVI LLC |  | SERC | VACAR | Greene | NC | Solar | 5 | NA | NA | NA | 19.2329 | 19.7306 | 19.5388
Thorpe | -7200 | Operating | 21.6 | Hydraulic Turbine | 1941 | Duke Energy Carolinas, LLC |  | SERC | VACAR | Jackson | NC | Water | 19.7 | NA | NA | NA | 32.0823 | 42.3545 | 50.5453
Three Bridge | -237117 | Operating | 2 | Solar | 2018 | Pine Gate Renewables, LLC |  | SERC | VACAR | Robeson | NC | Solar | 2 | NA | NA | NA | 19.0468 | 21.0217 | 19.1724
Thunderhead Solar | -408504 | Operating | 1.99 | Solar | 2021 | Iris 2 Landlord, LLC |  | SERC | VACAR | Randolph | NC | Solar | 1.99 | NA | NA | NA | 23.1293 | 18.8098 | NA
Tiburon Holdings Solar Project | -222908 | Operating | 5 | Solar | 2016 | US Solar Fund Plc |  | SERC | VACAR | Davie | NC | Solar | 5 | NA | NA | NA | 20.9543 | 21.3836 | 20.3014
Tides Lane Farm | -214347 | Operating | 3.7 | Solar | 2019 | Strata Clean Energy, LLC |  | SERC | VACAR | Franklin | NC | Solar | 3.7 | NA | NA | NA | 19.6902 | 20.983 | 18.6258
Tillery | -41903 | Operating | 84 | Hydraulic Turbine | 1928 | Duke Energy Progress, LLC |  | SERC | VACAR | Montgomery | NC | Water | 85 | NA | NA | NA | 22.3469 | 20.6035 | 25.2694
Timbermill Wind Farm | -787023 | Operating | 189 | Wind Turbine | 2024 | Apex Clean Energy Holdings, LLC | PJM | SERC | VACAR | Chowan | NC | Wind | 189 | NA | NA | NA | NA | NA | NA
Tinker Solar | -521683 | Operating | 4.2 | Solar | 2018 | Strata Solar Holdings, LLC |  | SERC | VACAR | Chatham | NC | Solar | 4.2 | NA | NA | NA | 19.3874 | 25.1359 | NA
Tolson Solar Farm | -349257 | Operating | 3 | Solar | 2015 | Oppidum Renewables USA Inc | PJM | SERC | VACAR | Edgecombe | NC | Solar | 3 | NA | NA | NA | 16.2405 | 14.9201 | 19.3151
Toprak Solar Project (Mocksville) | -171839 | Operating | 15.4 | Solar | 2016 | Duke Energy Carolinas, LLC |  | SERC | VACAR | Davie | NC | Solar | 15.4 | NA | NA | NA | 33.6736 | 20.5287 | 20.1388
Tracy Solar Project | -405171 | Operating | 10 | Solar | 2015 | Cypress Creek Renewables, LLC |  | SERC | VACAR | Nash | NC | Solar | 10 | NA | NA | NA | 18.9532 | 17.1941 | 20.3059
Transylvania Solar Plant | -168341 | Operating | 2.62 | Solar | 2009 | Russell Von Stein |  | SERC | VACAR | Transylvania | NC | Solar | 2.62 | NA | NA | NA | NA | NA | NA
Traveller Solar Project | -676690 | Operating | 5 | Solar | 2019 | TransAlta Renewables Inc. |  | SERC | VACAR | Lee | NC | Solar | 5 | NA | NA | NA | 20.2922 | NA | NA
Trent River Farm Solar Project | -508177 | Operating | 5 | Solar | 2018 | Strata Clean Energy, LLC |  | SERC | VACAR | Craven | NC | Solar | 5 | NA | NA | NA | 19.0434 | 22.0046 | NA
Trent River Solar Project | -361447 | Operating | 78.7 | Solar | 2021 | Pine Gate Renewables, LLC |  | SERC | VACAR | Jones | NC | Solar | 78.7 | NA | NA | NA | 20.421 | 23.18 | 7.4049
Trinity Solar Project | -754563 | Operating | 5 | Solar | 2019 | Enfinity Global Inc. |  | SERC | VACAR | Randolph | NC | Solar | 4.9 | NA | NA | NA | NA | NA | NA
Trinity Solar Project | -754562 | Operating | 5 | Solar | 2019 | Kyuden International Corporation |  | SERC | VACAR | Randolph | NC | Solar | 4.9 | NA | NA | NA | NA | NA | NA
Tripple State Farm Solar Plant | -171954 | Operating | 5 | Solar | 2016 | Strata Clean Energy, LLC |  | SERC | VACAR | Iredell | NC | Solar | 5 | NA | NA | NA | 21.2968 | 23.1667 | 21.7968
Trojan Solar Project | -317924 | Operating | 5 | Solar | 2020 | Sol Systems, LLC |  | SERC | VACAR | Columbus | NC | Solar | 5 | NA | NA | NA | 23.1393 | 23.2603 | 22.3196
Truman Farm Solar Project | -504098 | Operating | 5 | Solar | 2019 | Strata Clean Energy, LLC |  | SERC | VACAR | Johnston | NC | Solar | 5 | NA | NA | NA | 22.274 | 21.9269 | NA
Tuckasegee | -7289 | Operating | 3 | Hydraulic Turbine | 1950 | Duke Energy Carolinas, LLC |  | SERC | VACAR | Jackson | NC | Water | 2.5 | NA | NA | NA | 21.9817 | 25.7489 | 36.9817
Tuckertown (Yadkin) | -201827 | Operating | 42 | Hydraulic Turbine | 1962 | Ontario Power Generation Inc. |  | SERC | VACAR | Montgomery | NC | Water | 39 | NA | NA | NA | 36.4673 | 30.6606 | 31.1413
Turkey Branch Solar | -792424 | Operating | 5 | Solar | 2014 | Alberta Investment Management Corporation |  | SERC | VACAR | Robeson | NC | Solar | 4 | NA | NA | NA | 22.9766 | 24.335 | 23.9897
Turkey Branch Solar | -792423 | Operating | 5 | Solar | 2014 | The AES Corporation |  | SERC | VACAR | Robeson | NC | Solar | 4 | NA | NA | NA | 22.9766 | 24.335 | 23.9897
Turkey Branch Solar | -792422 | Operating | 5 | Solar | 2014 | Spower Opco A, LLC |  | SERC | VACAR | Robeson | NC | Solar | 4 | NA | NA | NA | 22.9766 | 24.335 | 23.9897
Turkey Branch Solar | -792421 | Operating | 5 | Solar | 2014 | Spower Opco A, LLC |  | SERC | VACAR | Robeson | NC | Solar | 4 | NA | NA | NA | 22.9766 | 24.335 | 23.9897
Turner Shoals | -84830 | Operating | 5.4 | Hydraulic Turbine | 1996 | Ares EIF Management, LLC |  | SERC | VACAR | Polk | NC | Water | 5.4 | NA | NA | NA | 22.4315 | 26.0993 | 33.532
Tuxedo | -200523 | Operating | 5 | Hydraulic Turbine | 1920 | Alliance Fund II, LP |  | SERC | VACAR | Henderson | NC | Water | 6.4 | NA | NA | NA | 30.03 | 36.585 | 38.8877
Tuxedo | -200522 | Operating | 5 | Hydraulic Turbine | 1920 | Northbrook Energy LLC |  | SERC | VACAR | Henderson | NC | Water | 6.4 | NA | NA | NA | 30.03 | 36.585 | 38.8877
Tuxedo | -200521 | Operating | 5 | Hydraulic Turbine | 1920 | NEO Corporation |  | SERC | VACAR | Henderson | NC | Water | 6.4 | NA | NA | NA | 30.03 | 36.585 | 38.8877
TWE Ahoskie Solar Project | -798509 | Operating | 5 | Solar | 2018 | Project Hyperion, LLC | PJM | SERC | VACAR | Hertford | NC | Solar | 5 | NA | NA | NA | NA | NA | NA
TWE Chocowinity Solar Project | -405137 | Operating | 4.5 | Solar | 2015 | Cypress Creek Renewables, LLC |  | SERC | VACAR | Beaufort | NC | Solar | 4.5 | NA | NA | NA | 14.9543 | 16.8899 | 16.4587
TWE Kelford Solar Project | -405133 | Operating | 5 | Solar | 2015 | Cypress Creek Renewables, LLC | PJM | SERC | VACAR | Bertie | NC | Solar | 4.7 | NA | NA | NA | 20.9414 | 20.3536 | 20.5407
TWE Kinston Solar Project | -405138 | Operating | 5 | Solar | 2015 | Cypress Creek Renewables, LLC |  | SERC | VACAR | Lenoir | NC | Solar | 5 | NA | NA | NA | 13.6096 | 20.1872 | 20.5342
TWE Laurinburg Solar Project | -405207 | Operating | 5 | Solar | 2015 | Cypress Creek Renewables, LLC |  | SERC | VACAR | Scotland | NC | Solar | 5 | NA | NA | NA | 20.3311 | 21.2169 | 20.2557
TWE New Bern Solar Project | -405136 | Operating | 4 | Solar | 2015 | Cypress Creek Renewables, LLC |  | SERC | VACAR | Craven | NC | Solar | 4 | NA | NA | NA | 17.4486 | 16.3955 | 16.9692
Two Lines Farm | -169875 | Operating | 5 | Solar | 2013 | Strata Clean Energy, LLC |  | SERC | VACAR | Catawba | NC | Solar | 5 | NA | NA | NA | 20.1027 | 21.226 | 19.3676
Two Mile Desert Project (Winfall Solar) | -763603 | Operating | 16.2 | Solar | 2019 | Citizens Enterprises Corp | PJM | SERC | VACAR | Perquimans | NC | Solar | 16.2 | NA | NA | NA | 19.9532 | 20.5212 | 20.0399
Two Mile Desert Road Solar Farm | -405120 | Operating | 5 | Solar | 2015 | Cypress Creek Renewables, LLC | PJM | SERC | VACAR | Perquimans | NC | Solar | 5 | NA | NA | NA | 19.5708 | 18.6279 | 19.9703
UNC - Chapel Hill Cogen Facility | -7343 | Operating | 28 | Steam Turbine | 1991 | University of North Carolina |  | SERC | VACAR | Orange | NC | Gas | 28.7 | NA | NM | 43544 | 9.4502 | 13.8311 | 21.5845
Underwood PV2 | -296244 | Operating | 16 | Solar | 2020 | Fresh Air Energy XXXIV LLC | PJM | SERC | VACAR | Hertford | NC | Solar | 16 | NA | NA | NA | 19.8737 | 22.0519 | 23.3305
Univ of NC Chapel Hill Cogen Facility | -171019 | Operating | 4 | Internal Combustion | 2007 | University of North Carolina |  | SERC | VACAR | Orange | NC | Oil | 4 | NA | NA | NA | 0 | 0 | 0
UpChurch Solar Center | -191238 | Operating | 5 | Solar | 2014 | Carolina Energy Partners II LLC |  | SERC | VACAR | Wilson | NC | Solar | 5 | NA | NA | NA | 19.7169 | 20.9132 | 19.1027
Uwharrie Landfill Gas to Energy Facility | -170487 | Operating | 9.6 | Internal Combustion | 2014 | DTE Biomass Energy, Inc. |  | SERC | VACAR | Montgomery | NC | Biomass | 9.6 | 11117 | 10767 | 11071 | 41.8189 | 50.5173 | 59.0278
Van Buren Solar Project | -325797 | Operating | 2 | Solar | 2021 | Harrison Street Real Estate Capital, LLC |  | SERC | VACAR | Sampson | NC | Solar | 2 | NA | NA | NA | 21.9406 | 26.9578 | 21.8037
Van Buren Solar Project | -325796 | Operating | 2 | Solar | 2021 | Harrison Street Real Estate Capital, LLC |  | SERC | VACAR | Sampson | NC | Solar | 2 | NA | NA | NA | 21.9406 | 26.9578 | 21.8037
Van Buren Solar Project | -325795 | Operating | 2 | Solar | 2021 | Soltage, LLC |  | SERC | VACAR | Sampson | NC | Solar | 2 | NA | NA | NA | 21.9406 | 26.9578 | 21.8037
Van Slyke Solar Center | -170336 | Operating | 5 | Solar | 2014 | Heelstone Energy LLC |  | SERC | VACAR | Wilson | NC | Solar | 4.9 | NA | NA | NA | 20.9976 | 21.3633 | 21.3191
Vance Solar 1 Project | -405180 | Operating | 5 | Solar | 2016 | Cypress Creek Renewables, LLC |  | SERC | VACAR | Vance | NC | Solar | 4.9 | NA | NA | NA | 20.3919 | 20.8252 | 20.499
Vaughn's Creek PV1 Facility | -171716 | Operating | 20 | Solar | 2018 | Fresh Air Energy XXV, LLC | PJM | SERC | VACAR | Hertford | NC | Solar | 20 | NA | NA | NA | 19.0913 | 24.0217 | 24.5057
Ventura Solar Project | -310828 | Operating | 5 | Solar | 2020 | Sol Systems, LLC |  | SERC | VACAR | Alexander | NC | Solar | 5 | NA | NA | NA | 21.7648 | 21.7694 | 24.8219
Vickers Solar Farm | -170348 | Operating | 2 | Solar | 2014 | Strata Clean Energy, LLC |  | SERC | VACAR | Chatham | NC | Solar | 2 | NA | NA | NA | 20.8333 | 21.8265 | 21.1929
Vickers Solar Farm | -170347 | Operating | 2 | Solar | 2014 | Canadian Solar Inc. |  | SERC | VACAR | Chatham | NC | Solar | 2 | NA | NA | NA | 20.8333 | 21.8265 | 21.1929
Vicksburg Solar Farm | -405172 | Operating | 5 | Solar | 2015 | Cypress Creek Renewables, LLC |  | SERC | VACAR | Vance | NC | Solar | 5 | NA | NA | NA | 20.5845 | 20.2557 | 20.29
Violet Solar Plant | -163710 | Operating | 5 | Solar | 2018 | National Renewable Energy Corporation |  | SERC | VACAR | Cabarrus | NC | Solar | 5 | NA | NA | NA | 10.1849 | 15.5068 | 16.4566
Viper Solar Project | -405257 | Operating | 2 | Solar | 2017 | Cypress Creek Renewables, LLC |  | SERC | VACAR | Cumberland | NC | Solar | 2 | NA | NA | NA | 22.8596 | 22.911 | 22.3516
Virginia Line Solar Project | -746150 | Operating | 35 | Solar | 2023 | Pine Gate Renewables, LLC |  | SERC | VACAR | Warren | NC | Solar | 35 | NA | NA | NA | 1.2446 | NA | NA
Miles City GT | -107933 | Operating | 23.3 | Gas Turbine | 1972 | Montana-Dakota Utilities Co. | MISO | MRO | MRO-US | Custer | MT | Gas | 27.5 | 28330 | 20634 | 15770 | 0.084267 | 0.19261 | 1.1951
Waco Farm | -169798 | Operating | 5 | Solar | 2013 | Strata Clean Energy, LLC |  | SERC | VACAR | Cleveland | NC | Solar | 5 | NA | NA | NA | 20.0274 | 20.7694 | 19.7991
Wadesboro Farm (Vickers) | -170349 | Operating | 5 | Solar | 2015 | Strata Clean Energy, LLC |  | SERC | VACAR | Anson | NC | Solar | 5 | NA | NA | NA | 19.5708 | 20.6918 | 20.2146
Wadesboro Farm 2 Solar | -172009 | Operating | 5 | Solar | 2016 | Strata Clean Energy, LLC |  | SERC | VACAR | Anson | NC | Solar | 5 | NA | NA | NA | 21.4041 | 21.5342 | 21.2877
Wadesboro Farm 3 (Solar) | -171937 | Operating | 5 | Solar | 2016 | Strata Clean Energy, LLC |  | SERC | VACAR | Anson | NC | Solar | 5 | NA | NA | NA | 21.0365 | 21.9817 | 21.7192
Wadesboro Farm 4 Solar | -515904 | Operating | 2.2 | Solar | 2019 | Strata Clean Energy, LLC |  | SERC | VACAR | Anson | NC | Solar | 1.9 | NA | NA | NA | 23.1014 | 23.2997 | 23.4859
Wadesboro Solar Farm | -349259 | Operating | 5 | Solar | 2017 | Oppidum Renewables USA Inc |  | SERC | VACAR | Anson | NC | Solar | 5 | NA | NA | NA | 21.4475 | 20.0137 | 18.4977
Wagstaff Farm 1 | -170135 | Operating | 5 | Solar | 2013 | Strata Clean Energy, LLC |  | SERC | VACAR | Person | NC | Solar | 5 | NA | NA | NA | 19.8858 | 20.9977 | 19.9886
Wake RJ3 Battery Storage | -638557 | Operating | 0.6 | Battery | 2023 | Member EMC Solar Five, LLC |  | SERC | VACAR | Wake | NC | Energy Storage | 0.6 | NA | NA | NA | 0.60883 | NA | NA
Wake RJ3 Solar Project | -638448 | Operating | 0.5 | Solar | 2023 | Member EMC Solar Five, LLC |  | SERC | VACAR | Wake | NC | Solar | 0.5 | NA | NA | NA | 5.7306 | NA | NA
Wakefield Solar Project | -173783 | Operating | 5 | Solar | 2017 | Dominion Solar Holdings IV, LLC |  | SERC | VACAR | Wake | NC | Solar | 5 | NA | NA | NA | 22.4658 | 22.242 | 22.4543
Walkers Crossroads Battery Storage Project | -793443 | Operating | NA | Battery | 2024 | North Carolina Electric Membership Corporation | PJM | SERC | VACAR | Wake | NC | Energy Storage | 5 | NA | NA | NA | NA | NA | NA
Wallace Solar Power Plant | -792458 | Operating | 2 | Solar | 2013 | Spower Opco A, LLC |  | SERC | VACAR | Duplin | NC | Solar | 1.8 | NA | NA | NA | 19.9581 | 19.882 | 20.9665
Wallace Solar Power Plant | -792457 | Operating | 2 | Solar | 2013 | Spower Opco A, LLC |  | SERC | VACAR | Duplin | NC | Solar | 1.8 | NA | NA | NA | 19.9581 | 19.882 | 20.9665
Wallace Solar Power Plant | -792186 | Operating | 2 | Solar | 2013 | Alberta Investment Management Corporation |  | SERC | VACAR | Duplin | NC | Solar | 1.8 | NA | NA | NA | 19.9581 | 19.882 | 20.9665
Wallace Solar Power Plant | -792185 | Operating | 2 | Solar | 2013 | The AES Corporation |  | SERC | VACAR | Duplin | NC | Solar | 1.8 | NA | NA | NA | 19.9581 | 19.882 | 20.9665
Walters | -41909 | Operating | 108 | Hydraulic Turbine | 1930 | Duke Energy Progress, LLC |  | SERC | VACAR | Haywood | NC | Water | 112 | NA | NA | NA | 32.7223 | 31.5667 | 39.0851
Walters Solar Farm (FLS Solar 260) | -405121 | Operating | 5 | Solar | 2015 | Cypress Creek Renewables, LLC |  | SERC | VACAR | Robeson | NC | Solar | 5 | NA | NA | NA | 20.9932 | 20.3767 | 18.6667
Warbler Holdings Solar Project | -376676 | Operating | 4 | Solar | 2021 | SolRiver, LLC |  | SERC | VACAR | Cleveland | NC | Solar | 4 | NA | NA | NA | 21.6524 | 22.0148 | 5.9304
Ward WTP IC | -32724 | Operating | 2 | Internal Combustion | 1999 | City of High Point, North Carolina |  | SERC | VACAR | Guilford | NC | Oil | 2 | 13400 | 10857 | 10929 | 0.14269 | 0.27968 | 0.31963
Warren Field Solar Project | -171989 | Operating | 7 | Solar | 2013 | Sunenergy1, LLC | PJM | SERC | VACAR | Beaufort | NC | Solar | 7 | NA | NA | NA | NA | NA | NA
Warren Place Solar Farm (FLS Solar 230) | -405118 | Operating | 4.8 | Solar | 2015 | Cypress Creek Renewables, LLC |  | SERC | VACAR | Duplin | NC | Solar | 4.8 | NA | NA | NA | 20.9118 | 20.4956 | 20.3434
Warren Solar Farm | -200418 | Operating | 5 | Solar | 2019 | Sol Systems, LLC |  | SERC | VACAR | Sampson | NC | Solar | 5 | NA | NA | NA | 19.4703 | 25.0411 | 24.3881
Warren Solar Farm | -200417 | Operating | 5 | Solar | 2019 | Nationwide Mutual Insurance Company |  | SERC | VACAR | Sampson | NC | Solar | 5 | NA | NA | NA | 19.4703 | 25.0411 | 24.3881
Warrenton Farm | -169878 | Operating | 4 | Solar | 2012 | Strata Clean Energy, LLC |  | SERC | VACAR | Warren | NC | Solar | 4 | NA | NA | NA | 17.968 | 20.7392 | 21.3584
Warrenton Solar Farm | -163695 | Operating | 4.9 | Solar | 2018 | Pine Gate Renewables, LLC |  | SERC | VACAR | Warren | NC | Solar | 4.9 | NA | NA | NA | 21.2189 | 22.2836 | 21.9784
Warsaw Farm | -170386 | Operating | 65 | Solar | 2015 | Duke Energy Progress, LLC |  | SERC | VACAR | Duplin | NC | Solar | 65 | NA | NA | NA | 21.1335 | 21.2299 | 20.3228
Warsaw Solar 2 Farm | -793357 | Operating | 2 | Solar | 2013 | Alberta Investment Management Corporation |  | SERC | VACAR | Duplin | NC | Solar | 2 | NA | NA | NA | 19.2979 | 19.6404 | 19.7146
Warsaw Solar 2 Farm | -793356 | Operating | 2 | Solar | 2013 | The AES Corporation |  | SERC | VACAR | Duplin | NC | Solar | 2 | NA | NA | NA | 19.2979 | 19.6404 | 19.7146
Warsaw Solar Project | -177596 | Operating | 2 | Solar | 2013 | StepStone Group Inc. |  | SERC | VACAR | Duplin | NC | Solar | 2 | NA | NA | NA | 18.4361 | 18.5274 | 18.1564
Warsaw Solar Project | -177595 | Operating | 2 | Solar | 2013 | Alberta Investment Management Corporation |  | SERC | VACAR | Duplin | NC | Solar | 2 | NA | NA | NA | 18.4361 | 18.5274 | 18.1564
Warsaw Solar Project | -177594 | Operating | 2 | Solar | 2013 | The AES Corporation |  | SERC | VACAR | Duplin | NC | Solar | 2 | NA | NA | NA | 18.4361 | 18.5274 | 18.1564
Warsaw Solar Project | -177593 | Operating | 2 | Solar | 2013 | Ullico Inc. |  | SERC | VACAR | Duplin | NC | Solar | 2 | NA | NA | NA | 18.4361 | 18.5274 | 18.1564
Warsaw Solar Project | -177592 | Operating | 2 | Solar | 2013 | Sustainable Power Group, LLC |  | SERC | VACAR | Duplin | NC | Solar | 2 | NA | NA | NA | 18.4361 | 18.5274 | 18.1564
Warsaw Solar Project | -177591 | Operating | 2 | Solar | 2013 | Sustainable Power Group, LLC |  | SERC | VACAR | Duplin | NC | Solar | 2 | NA | NA | NA | 18.4361 | 18.5274 | 18.1564
Washington Airport Solar | -695693 | Operating | 5 | Solar | 2013 | Brookfield Renewable Partners L.P. |  | SERC | VACAR | Beaufort | NC | Solar | 5 | NA | NA | NA | 20.5479 | NA | NA
Washington Airport Solar | -193293 | Operating | 5 | Solar | 2013 | John Hancock Life Insurance Company (U.S.A) |  | SERC | VACAR | Beaufort | NC | Solar | 5 | NA | NA | NA | 20.5479 | 20.9452 | 21.3379
Washington Millfield Solar (DEGS NC SOLAR) | -695701 | Operating | 5 | Solar | 2013 | Brookfield Renewable Partners L.P. |  | SERC | VACAR | Beaufort | NC | Solar | 5 | NA | NA | NA | 19.1393 | NA | NA
Washington Millfield Solar (DEGS NC SOLAR) | -193302 | Operating | 5 | Solar | 2013 | John Hancock Life Insurance Company (U.S.A) |  | SERC | VACAR | Beaufort | NC | Solar | 5 | NA | NA | NA | 19.1393 | 20.9589 | 20.5114
Washington Solar Project | -758662 | Operating | 5 | Solar | 2024 | Iron Daisy Solar 2023 Fund LLC |  | SERC | VACAR | Rockingham | NC | Solar | 5 | NA | NA | NA | NA | NA | NA
Washington White Post Solar | -695688 | Operating | 12.4 | Solar | 2012 | Brookfield Renewable Partners L.P. |  | SERC | VACAR | Beaufort | NC | Solar | 12.4 | NA | NA | NA | 17.6895 | NA | NA
Washington Woolard Solar (Pamlico) | -171330 | Operating | 5 | Solar | 2013 | Pamlico Partners Solar Llc |  | SERC | VACAR | Beaufort | NC | Solar | 5 | NA | NA | NA | 18.7466 | 17.274 | 19.6279
Water Filter Plant 2 | -165776 | Operating | 1.8 | Internal Combustion | 1992 | City of Morganton |  | SERC | VACAR | Burke | NC | Oil | 1.7 | NA | NA | NA | 0 | 0 | 0
Watson Seed Farm PV 1 | -171207 | Operating | 20 | Solar | 2015 | EcoPlexus, Inc. | PJM | SERC | VACAR | Nash | NC | Solar | 20 | NA | NA | NA | 18.4041 | 19.0422 | 19.4115
Watts Solar Farm | -169819 | Operating | 5 | Solar | 2012 | Strata Clean Energy, LLC |  | SERC | VACAR | Robeson | NC | Solar | 5 | NA | NA | NA | 17.0571 | 19.6735 | 19.0023
Milford Power | -136184 | Operating | 578 | Combined Cycle | 2004 | EquiPower Resources Corp. | New England | NPCC | NE | South Central Connecticut Planning Region | CT | Gas | 585.3 | 7487 | 7285 | 7370 | 69.3636 | 72.0955 | 64.7063
Wayne County Landfill Facility | -785442 | Operating | 2.2 | Internal Combustion | 2011 | Methane Power Inc. |  | SERC | VACAR | Wayne | NC | Biomass | 2.2 | 10499 | 10171 | 10680 | 42.445 | 48.023 | 23.1009
Wayne Solar I (Mount Olive) | -96792 | Operating | 5 | Solar | 2014 | Soltage, LLC |  | SERC | VACAR | Wayne | NC | Solar | 5 | NA | NA | NA | 5.2991 | 16.9132 | 18.1804
Wayne Solar II | -96802 | Operating | 5 | Solar | 2014 | Soltage, LLC |  | SERC | VACAR | Wayne | NC | Solar | 5 | NA | NA | NA | 13.4589 | 18.8881 | 18.9292
Wayne Solar III | -96775 | Operating | 5 | Solar | 2014 | SG Landlord 3 LLC |  | SERC | VACAR | Wayne | NC | Solar | 5 | NA | NA | NA | 13.3676 | 17.8447 | 18.6393
Wedge Solar Project | -508173 | Operating | 5 | Solar | 2021 | Strata Clean Energy, LLC |  | SERC | VACAR | Wayne | NC | Solar | 5 | NA | NA | NA | 23.8836 | 24.2534 | 19.3059
Wellons Farm | -171609 | Operating | 5 | Solar | 2015 | National Renewable Energy Corporation |  | SERC | VACAR | Johnston | NC | Solar | 5 | NA | NA | NA | 21.0297 | 21.7603 | 24.4817
Wendell Solar Farm | -209791 | Operating | 5 | Solar | 2019 | Sol Systems, LLC |  | SERC | VACAR | Johnston | NC | Solar | 5 | NA | NA | NA | 18.8813 | 18.7511 | 20.9795
Wendell Solar Farm | -209790 | Operating | 5 | Solar | 2019 | Nationwide Mutual Insurance Company |  | SERC | VACAR | Johnston | NC | Solar | 5 | NA | NA | NA | 18.8813 | 18.7511 | 20.9795
West Salisbury Solar Farm | -171212 | Operating | 5 | Solar | 2015 | Strata Clean Energy, LLC |  | SERC | VACAR | Rowan | NC | Solar | 5 | NA | NA | NA | 18.9384 | 19.7123 | 19.6187
West Siler Solar Farm | -171281 | Operating | 5 | Solar | 2017 | Strata Clean Energy, LLC |  | SERC | VACAR | Chatham | NC | Solar | 5 | NA | NA | NA | 21.605 | 22.2146 | 21.6941
West Wayne Solar | -515896 | Operating | 1.99 | Solar | 2013 | Strata Clean Energy, LLC |  | SERC | VACAR | Wayne | NC | Solar | 1.99 | NA | NA | NA | NA | NA | NA
Westside WWTP | -170077 | Operating | 1.8 | Internal Combustion | 2005 | City of High Point, North Carolina |  | SERC | VACAR | Davidson | NC | Oil | 1.8 | 10310 | 9127 | 13698 | 0.18392 | 0.64688 | 0.60883
Weyerhaeuser New Bern Cellulose Fiber Cogen | -116259 | Operating | 38.1 | Steam Turbine | 2014 | International Paper Company |  | SERC | VACAR | Craven | NC | Biomass | 33 | 41659 | 40762 | 40093 | 68.1265 | 70.2224 | 74.2635
Whiskey Solar Project | -678674 | Operating | 5 | Solar | 2021 | Pine Gate Renewables, LLC |  | SERC | VACAR | Montgomery | NC | Solar | 5 | NA | NA | NA | 26.9361 | 22.6233 | NA
Whitakers Farm | -171522 | Operating | 3.4 | Solar | 2016 | Strata Clean Energy, LLC | PJM | SERC | VACAR | Nash | NC | Solar | 3.4 | NA | NA | NA | 20.0275 | 20.4875 | 21.3705
White Cross Solar (Cypress Creek) | -405209 | Operating | 2 | Solar | 2016 | Cypress Creek Renewables, LLC |  | SERC | VACAR | Orange | NC | Solar | 2 | NA | NA | NA | NA | NA | NA
White Cross Solar Farm | -169803 | Operating | 5 | Solar | 2013 | Strata Clean Energy, LLC |  | SERC | VACAR | Orange | NC | Solar | 5 | NA | NA | NA | 18.0479 | 19.121 | 18.3516
White Cross Solar Farm | -169802 | Operating | 5 | Solar | 2013 | Canadian Solar Inc. |  | SERC | VACAR | Orange | NC | Solar | 5 | NA | NA | NA | 18.0479 | 19.121 | 18.3516
White Post Road Two Solar Project | -137714 | Operating | NA | Solar | NA | Duke Energy Renewables Solar LLC |  | SERC | VACAR | Beaufort | NC | Solar | 7 | NA | NA | NA | NA | NA | NA
White Solar Farm Project | -405204 | Operating | 5.2 | Solar | 2016 | Cypress Creek Renewables, LLC | PJM | SERC | VACAR | Northampton | NC | Solar | 5.2 | NA | NA | NA | 21.4129 | 20.3284 | 21.4656
White Street Renewables LFG | -191928 | Operating | 1.6 | Internal Combustion | 2019 | Alchemy Renewable Energy, LLC |  | SERC | VACAR | Guilford | NC | Biomass | 1.6 | 17532 | 14675 | 14484 | 54.9515 | 70.9332 | 85.9803
White Street Renewables LFG | -191927 | Operating | 1.6 | Internal Combustion | 2019 | Renew Petra Integrators, Llc |  | SERC | VACAR | Guilford | NC | Biomass | 1.6 | 17532 | 14675 | 14484 | 54.9515 | 70.9332 | 85.9803
White Street Renewables Solar | -296467 | Operating | 3.4 | Solar | 2020 | HEP – Solar Portfolio 1 GmbH & Co. |  | SERC | VACAR | Guilford | NC | Solar | 3.4 | NA | NA | NA | 21.5183 | 22.3207 | 22.9654
White Street Renewables Solar | -296466 | Operating | 3.4 | Solar | 2020 | Renew Petra Integrators, Llc |  | SERC | VACAR | Guilford | NC | Solar | 3.4 | NA | NA | NA | 21.5183 | 22.3207 | 22.9654
Whiteville-Bowman Farm (Chadbourn) | -169888 | Operating | 5 | Solar | 2012 | Strata Clean Energy, LLC |  | SERC | VACAR | Columbus | NC | Solar | 5 | NA | NA | NA | 19.6438 | 20.7397 | 20.9521
Wilkinson Solar Project | -216923 | Operating | 80.6 | Solar | 2019 | Dominion Solar Projects VII, Inc. | PJM | SERC | VACAR | Beaufort | NC | Solar | 80.6 | NA | NA | NA | 21.1282 | 23.416 | 23.7213
Willard Solar | -257253 | Operating | 5 | Solar | 2020 | US Solar Fund Plc |  | SERC | VACAR | Pender | NC | Solar | 5 | NA | NA | NA | 19.8082 | 17.589 | 18.4977
Williamston Solar Farm | -170450 | Operating | 5 | Solar | 2014 | Strata Clean Energy, LLC | PJM | SERC | VACAR | Martin | NC | Solar | 5 | NA | NA | NA | 21.4863 | 18.1575 | 20.4132
Williamston Speight Solar | -172245 | Operating | 15 | Solar | 2016 | Sunenergy1, LLC | PJM | SERC | VACAR | Martin | NC | Solar | 15 | NA | NA | NA | 23.5312 | 18.7588 | 21.5677
Williamston West Solar Farm | -173067 | Operating | 4.9 | Solar | 2016 | Strata Clean Energy, LLC | PJM | SERC | VACAR | Martin | NC | Solar | 4.9 | NA | NA | NA | 9.9268 | 17.9014 | 20.2008
Wilson Farm 1 | -169955 | Operating | 5 | Solar | 2013 | Strata Clean Energy, LLC |  | SERC | VACAR | Wilson | NC | Solar | 5 | NA | NA | NA | 18.3288 | 19.0571 | 18.4658
Wilson Farm 1 | -169954 | Operating | 5 | Solar | 2013 | Canadian Solar Inc. |  | SERC | VACAR | Wilson | NC | Solar | 5 | NA | NA | NA | 18.3288 | 19.0571 | 18.4658
Wilson Solar Farm 1 | -227312 | Operating | 3.4 | Solar | 2017 | GCL New Energy (NC) I, LLC |  | SERC | VACAR | Wilson | NC | Solar | 3.3 | NA | NA | NA | 16.7877 | 13.7609 | 19.1677
Wilson Solar Farm 1 | -171743 | Operating | 3.4 | Solar | 2017 | GCL New Energy (NC) I, LLC |  | SERC | VACAR | Wilson | NC | Solar | 3.3 | NA | NA | NA | 16.7877 | 13.7609 | 19.1677
Wilson Solar Farm 2 | -227322 | Operating | 5 | Solar | 2017 | GCL New Energy (NC) I, LLC |  | SERC | VACAR | Wilson | NC | Solar | 3.8 | NA | NA | NA | 24.27 | 25.1682 | 24.4022
Wilson Solar Farm 2 | -172186 | Operating | 5 | Solar | 2017 | GCL New Energy (NC) I, LLC |  | SERC | VACAR | Wilson | NC | Solar | 3.8 | NA | NA | NA | 24.27 | 25.1682 | 24.4022
Wilson Solar Farm 3 | -227324 | Operating | 10 | Solar | 2017 | GCL New Energy (NC) I, LLC |  | SERC | VACAR | Wilson | NC | Solar | 9 | NA | NA | NA | 19.0322 | 20.2549 | 20.7128
Wilson Solar Farm 3 | -172192 | Operating | 10 | Solar | 2017 | GCL New Energy (NC) I, LLC |  | SERC | VACAR | Wilson | NC | Solar | 9 | NA | NA | NA | 19.0322 | 20.2549 | 20.7128
Wilson Solar Farm 4 | -227326 | Operating | 10 | Solar | 2017 | GCL New Energy (NC) I, LLC |  | SERC | VACAR | Wilson | NC | Solar | 9 | NA | NA | NA | 12.136 | 13.8851 | 20.8473
Wilson Solar Farm 4 | -172193 | Operating | 10 | Solar | 2017 | GCL New Energy (NC) I, LLC |  | SERC | VACAR | Wilson | NC | Solar | 9 | NA | NA | NA | 12.136 | 13.8851 | 20.8473
Wilson Solar Farm 5 | -227328 | Operating | 10 | Solar | 2017 | GCL New Energy (NC) I, LLC |  | SERC | VACAR | Wilson | NC | Solar | 9.5 | NA | NA | NA | 17.4646 | 16.4564 | 19.8714
Wilson Solar Farm 5 | -172194 | Operating | 10 | Solar | 2017 | GCL New Energy (NC) I, LLC |  | SERC | VACAR | Wilson | NC | Solar | 9.5 | NA | NA | NA | 17.4646 | 16.4564 | 19.8714
Wilson Solar Farm 6 | -227330 | Operating | 10 | Solar | 2017 | GCL New Energy (NC) I, LLC |  | SERC | VACAR | Wilson | NC | Solar | 9.7 | NA | NA | NA | 13.7128 | 17.6223 | 20.6186
Wilson Solar Farm 6 | -172195 | Operating | 10 | Solar | 2017 | GCL New Energy (NC) I, LLC |  | SERC | VACAR | Wilson | NC | Solar | 9.7 | NA | NA | NA | 13.7128 | 17.6223 | 20.6186
Wilson Solar Farm 7 | -227332 | Operating | 10 | Solar | 2017 | GCL New Energy (NC) I, LLC |  | SERC | VACAR | Wilson | NC | Solar | 9.2 | NA | NA | NA | 17.5861 | 20.981 | 21.2416
Wilson Solar Farm 7 | -172196 | Operating | 10 | Solar | 2017 | GCL New Energy (NC) I, LLC |  | SERC | VACAR | Wilson | NC | Solar | 9.2 | NA | NA | NA | 17.5861 | 20.981 | 21.2416
Windsor Cooper Hill Solar Project | -695703 | Operating | 5 | Solar | 2015 | Brookfield Renewable Partners L.P. | PJM | SERC | VACAR | Bertie | NC | Solar | 5 | NA | NA | NA | 19.8037 | NA | NA
Windsor Hwy 17 Solar | -393604 | Operating | 5 | Solar | 2021 | Greenbacker Renewable Energy Corporation | PJM | SERC | VACAR | Bertie | NC | Solar | 5 | NA | NA | NA | 23.7694 | 25.4155 | 2.7854
Windsor Solar Project | -170431 | Operating | 5 | Solar | 2014 | Strata Clean Energy, LLC | PJM | SERC | VACAR | Bertie | NC | Solar | 5 | NA | NA | NA | 20.9132 | 21.1256 | 20.968
Winton Solar | -695709 | Operating | 5 | Solar | 2016 | Brookfield Renewable Partners L.P. | PJM | SERC | VACAR | Hertford | NC | Solar | 5 | NA | NA | NA | 20.6187 | NA | NA
Woodfin Solar Facility (Buncombe County Solar) | -784833 | Operating | 5 | Solar | 2024 | Duke Energy Progress, LLC |  | SERC | VACAR | Buncombe | NC | Solar | 5 | NA | NA | NA | NA | NA | NA
Woodland Church Farm Solar Project | -171372 | Operating | 5 | Solar | 2015 | Strata Clean Energy, LLC |  | SERC | VACAR | Duplin | NC | Solar | 5 | NA | NA | NA | 20.5685 | 21.1986 | 21.1416
Woodland Solar | -695708 | Operating | 5 | Solar | 2016 | Brookfield Renewable Partners L.P. | PJM | SERC | VACAR | Northampton | NC | Solar | 5 | NA | NA | NA | 20.8676 | NA | NA
Woodleaf Solar Facility | -163716 | Operating | 6 | Solar | 2018 | Duke Energy Carolinas, LLC |  | SERC | VACAR | Rowan | NC | Solar | 6 | NA | NA | NA | 25.39 | 24.4178 | 21.231
Woodsdale Farm Solar Project | -172973 | Operating | 2 | Solar | 2018 | Alchemy Renewable Energy, LLC |  | SERC | VACAR | Person | NC | Solar | 2 | NA | NA | NA | 20.2112 | 20.8562 | 21.0616
Woodsdale Farm Solar Project | -172972 | Operating | 2 | Solar | 2018 | Renew Petra Integrators, Llc |  | SERC | VACAR | Person | NC | Solar | 2 | NA | NA | NA | 20.2112 | 20.8562 | 21.0616
Works 53 | -633569 | Operating | 3 | Internal Combustion | 1967 | PPG Industries Fiber Glass Products, Inc. |  | SERC | VACAR | Davidson | NC | Oil | 3 | NA | NA | NA | 0 | 0 | 0
Wortham Solar Farm | -405211 | Operating | 5 | Solar | 2016 | Cypress Creek Renewables, LLC |  | SERC | VACAR | Vance | NC | Solar | 5 | NA | NA | NA | 20.3333 | 20.6187 | 20.2032
WSACC Power Generation Facility (Rocky River Wastewater) | -169891 | Operating | 1.9 | Steam Turbine | 2014 | The Water and Sewer Authority of Cabarrus County |  | SERC | VACAR | Cabarrus | NC | Biomass | 0.8 | NA | NA | NA | NA | NA | NA
Wyse Fork Solar Farm | -639144 | Operating | 2 | Solar | 2021 | Pine Gate Renewables, LLC |  | SERC | VACAR | Jones | NC | Solar | 2 | NA | NA | NA | 20.0285 | 19.4007 | NA
XPF Solar Field PV-1 | -171270 | Operating | 3 | Solar | 2014 | United Therapeutics Corporation |  | SERC | VACAR | Durham | NC | Solar | 3 | NA | NA | NA | 16.1948 | 17.2869 | 5.86
Yadkin 601 Farm | -171271 | Operating | 3 | Solar | 2015 | Fidelity Select Portfolios - Fidelity Real Estate Investment Portfolio |  | SERC | VACAR | Yadkin | NC | Solar | 3 | NA | NA | NA | 21.7504 | 22.325 | 22.3097
Yadkin Solar Farm | -350206 | Operating | 4.9 | Solar | 2021 | Headwaters Solar, LLC |  | SERC | VACAR | Yadkin | NC | Solar | 4.9 | NA | NA | NA | 19.3295 | 18.5095 | 19.863
Yadkinville Solar Project | -349256 | Operating | 3.5 | Solar | 2015 | Oppidum Renewables USA Inc |  | SERC | VACAR | Yadkin | NC | Solar | 3.5 | NA | NA | NA | 20.698 | 21.7319 | 20.2707
Yanceyville Farm | -169953 | Operating | 5 | Solar | 2014 | Strata Clean Energy, LLC |  | SERC | VACAR | Caswell | NC | Solar | 5 | NA | NA | NA | 20.242 | 19.0479 | 19.0845
Yanceyville Farm | -169952 | Operating | 5 | Solar | 2014 | Canadian Solar Inc. |  | SERC | VACAR | Caswell | NC | Solar | 5 | NA | NA | NA | 20.242 | 19.0479 | 19.0845
Yanceyville Farm 2 | -170748 | Operating | 5 | Solar | 2015 | Strata Clean Energy, LLC |  | SERC | VACAR | Caswell | NC | Solar | 5 | NA | NA | NA | 20.79 | 20.8562 | 20.7877
Yanceyville Solar Farm 3 | -170778 | Operating | 4.9 | Solar | 2015 | Strata Clean Energy, LLC |  | SERC | VACAR | Caswell | NC | Solar | 4.9 | NA | NA | NA | 20.0331 | 20.7553 | 20.9417
York Road Solar I | -170614 | Operating | 2 | Solar | 2015 | Heelstone Energy LLC |  | SERC | VACAR | Cleveland | NC | Solar | 1.9 | NA | NA | NA | 18.8657 | 20.2235 | 19.6227
Zion Hill BESS | -420826 | Operating | NA | Battery | NA | North Carolina Electric Membership Corporation | PJM | SERC | VACAR | Brunswick | NC | Energy Storage | 5 | NA | NA | NA | NA | NA | NA
Zuma Solar Farm | -317837 | Operating | 3 | Solar | 2020 | Sol Systems, LLC |  | SERC | VACAR | Caswell | NC | Solar | 3 | NA | NA | NA | 25.2055 | 25.411 | 25.449
Zuma Solar Farm | -317836 | Operating | 3 | Solar | 2020 | Nationwide Corporation |  | SERC | VACAR | Caswell | NC | Solar | 3 | NA | NA | NA | 25.2055 | 25.411 | 25.449
ZV Solar 1 Project | -405252 | Operating | 5 | Solar | 2015 | Cypress Creek Renewables, LLC |  | SERC | VACAR | Robeson | NC | Solar | 5 | NA | NA | NA | 21.9041 | 22.3836 | 21.8425
ZV Solar 2 | -754553 | Operating | 4.9 | Solar | 2017 | Enfinity Global Inc. |  | SERC | VACAR | Robeson | NC | Solar | 4.9 | NA | NA | NA | NA | NA | NA
ZV Solar 2 | -754552 | Operating | 4.9 | Solar | 2017 | Kyuden International Corporation |  | SERC | VACAR | Robeson | NC | Solar | 4.9 | NA | NA | NA | NA | NA | NA
ZV Solar 3 Project | -172105 | Operating | 5 | Solar | 2016 | Heelstone Energy LLC |  | SERC | VACAR | Robeson | NC | Solar | 4.9 | NA | NA | NA | 21.7151 | 22.1741 | 21.1909
ACS Drayton | -1384 | Operating | 6 | Steam Turbine | 1965 | American Crystal Sugar Company | MISO | MRO | MRO-US | Pembina | ND | Coal | 6 | NA | 39040 | NA | 81.3661 | 102.5685 | 65.2416
ACS Hillsboro | -1386 | Operating | 13.3 | Steam Turbine | 1990 | American Crystal Sugar Company | MISO | MRO | MRO-US | Traill | ND | Coal | 13.3 | 33754 | 34002 | 34181 | 78.8306 | 79.2255 | 65.1397
Antelope Valley | -1571 | Operating | 954 | Steam Turbine | 1984 | Basin Electric Power Cooperative | SPP | MRO | MRO-US | Mercer | ND | Coal | 900 | 11291 | 11534 | 11439 | 62.5894 | 74.7805 | 66.5844
Ashtabula I - NextEra Wind Farm | -167240 | Operating | 148.5 | Wind Turbine | 2008 | NextEra Energy Resources, LLC | MISO | MRO | MRO-US | Barnes | ND | Wind | 148.5 | NA | NA | NA | 43.1732 | 50.1707 | 46.2432
Ashtabula I - Otter Tail Wind Farm | -167366 | Operating | 48 | Wind Turbine | 2008 | Otter Tail Power Company | MISO | MRO | MRO-US | Barnes | ND | Wind | 48 | NA | NA | NA | 29.3034 | 34.6437 | 33.1478
Ashtabula II – NextEra | -787362 | Operating | 120 | Wind Turbine | 2009 | XPLR Infrastructure, LP | MISO | MRO | MRO-US | Steele | ND | Wind | 120 | NA | NA | NA | 31.9486 | 36.1592 | 34.6028
Ashtabula III - NextEra Wind Farm | -521390 | Operating | 62.4 | Wind Turbine | 2010 | Otter Tail Power Company | MISO | MRO | MRO-US | Barnes | ND | Wind | 62.4 | NA | NA | NA | 29.9775 | NA | NA
Aurora Wind Project | -324691 | Operating | 298.8 | Wind Turbine | 2021 | Enel Kansas, LLC | SPP | MRO | MRO-US | Williams | ND | Wind | 298.8 | NA | NA | NA | 36.2358 | 45.2819 | 27.7571
Aurora Wind Project | -324690 | Operating | 298.8 | Wind Turbine | 2021 | TradeWind Energy, Inc. | SPP | MRO | MRO-US | Williams | ND | Wind | 298.8 | NA | NA | NA | 36.2358 | 45.2819 | 27.7571
Baldwin Wind Energy Center | -787366 | Operating | 102.4 | Wind Turbine | 2010 | XPLR Infrastructure, LP | SPP | MRO | MRO-US | Burleigh | ND | Wind | 102.4 | NA | NA | NA | 40.1754 | 47.0781 | 43.7414
Baldwin Wind Energy Center | -118960 | Operating | 102.4 | Wind Turbine | 2010 | NextEra Energy Equity Partners, LP | SPP | MRO | MRO-US | Burleigh | ND | Wind | 102.4 | NA | NA | NA | 40.1754 | 47.0781 | 43.7414
Bison 1 Wind Energy Center | -167619 | Operating | 81.8 | Wind Turbine | 2010 | Minnesota Power Enterprises, Inc. | MISO | MRO | MRO-US | Morton | ND | Wind | 81.8 | NA | NA | NA | 25.3595 | 30.7948 | 30.1962
Bison 2 Wind Energy Center | -170144 | Operating | 105 | Wind Turbine | 2012 | Minnesota Power Enterprises, Inc. | MISO | MRO | MRO-US | Morton | ND | Wind | 105 | NA | NA | NA | 25.749 | 35.2074 | 32.5907
Bison 3 Wind Energy Center | -170145 | Operating | 105 | Wind Turbine | 2012 | Minnesota Power Enterprises, Inc. | MISO | MRO | MRO-US | Morton | ND | Wind | 105 | NA | NA | NA | 26.3224 | 34.8245 | 32.7171
Bison 4 Wind Farm | -170635 | Operating | 205 | Wind Turbine | 2015 | Minnesota Power Enterprises, Inc. | MISO | MRO | MRO-US | Morton | ND | Wind | 201.8 | NA | NA | NA | 34.419 | 39.0987 | 39.8693
Border Winds Power Project | -100411 | Operating | 150 | Wind Turbine | 2015 | Northern States Power Company | MISO | MRO | MRO-US | Rolette | ND | Wind | 148 | NA | NA | NA | 44.9948 | 51.3273 | 48.8837
Brady 2 Wind Farm | -787411 | Operating | 150 | Wind Turbine | 2016 | XPLR Infrastructure, LP | SPP | MRO | MRO-US | Stark | ND | Wind | 150 | NA | NA | NA | 48.6169 | 51.8546 | 48.1282
Brady Wind Energy Center 1 | -787406 | Operating | 150 | Wind Turbine | 2016 | XPLR Infrastructure, LP | SPP | MRO | MRO-US | Stark | ND | Wind | 150 | NA | NA | NA | 46.8427 | 51.4299 | 48.3335
Cedar Hills Wind Facility | -167779 | Operating | 19.5 | Wind Turbine | 2010 | Montana-Dakota Utilities Co. | MISO | MRO | MRO-US | Bowman | ND | Wind | 19.5 | NA | NA | NA | 30.6112 | 37.7134 | 34.0001
Clean Energy No. 1 Wind Project (Glen Ullin Energy Center) | -212446 | Operating | 106.7 | Wind Turbine | 2019 | ALLETE Clean Energy, Inc. | MISO | MRO | MRO-US | Morton | ND | Wind | 106.7 | NA | NA | NA | 42.6928 | 48.2971 | 42.5876
Coal Creek | -427372 | Operating | 1209.6 | Steam Turbine | 1979 | Rainbow Gas Company | MISO | MRO | MRO-US | McLean | ND | Coal | 1142.2 | 10918 | 10697 | NA | 71.6247 | 83.8099 | NA
Coal Creek IC | -166876 | Operating | 6 | Internal Combustion | 1979 | Great River Energy | MISO | MRO | MRO-US | McLean | ND | Oil | 6 | NA | NA | 8143 | 0 | 0 | 0.053272
Courtenay Wind Farm | -163561 | Operating | 200 | Wind Turbine | 2016 | Northern States Power Company | MISO | MRO | MRO-US | Stutsman | ND | Wind | 195 | NA | NA | NA | 40.6601 | 47.7688 | 43.5452
Coyote | -209171 | Operating | 450 | Steam Turbine | 1981 | NorthWestern Energy Group, Inc. | MISO | MRO | MRO-US | Mercer | ND | Coal | 427 | 11827 | 11666 | 11665 | 68.9322 | 60.5996 | 65.5703
Coyote | -89744 | Operating | 450 | Steam Turbine | 1981 | Montana-Dakota Utilities Co. | MISO | MRO | MRO-US | Mercer | ND | Coal | 427 | 11827 | 11666 | 11665 | 68.9322 | 60.5996 | 65.5703
Coyote | -2721 | Operating | 450 | Steam Turbine | 1981 | Otter Tail Power Company | MISO | MRO | MRO-US | Mercer | ND | Coal | 427 | 11827 | 11666 | 11665 | 68.9322 | 60.5996 | 65.5703
Coyote | -2719 | Operating | 450 | Steam Turbine | 1981 | Northern Municipal Power Agency | MISO | MRO | MRO-US | Mercer | ND | Coal | 427 | 11827 | 11666 | 11665 | 68.9322 | 60.5996 | 65.5703
Dakota Magic | -2808 | Operating | 1.5 | Internal Combustion | 2000 | Dakota Magic Casino | MISO | MRO | MRO-US | Richland | ND | Oil | 1.5 | NA | NA | NA | 0 | 0 | 0
Emmons - Logan Wind Project | -216697 | Operating | 200 | Wind Turbine | 2019 | NextEra Energy Resources, LLC | MISO | MRO | MRO-US | Emmons | ND | Wind | 200 | NA | NA | NA | 49.192 | 46.5297 | 41.7507
Enderlin | -3183 | Operating | 9.8 | Steam Turbine | 1983 | Adm Northern Sun Div | MISO | MRO | MRO-US | Ransom | ND | Biomass | 9.8 | NA | NA | 33147 | 0 | 0 | 2.0536
Foxtail Wind Project | -218861 | Operating | 150 | Wind Turbine | 2019 | Northern States Power Company | MISO | MRO | MRO-US | Dickey | ND | Wind | 150 | NA | NA | NA | 44.0476 | 42.3645 | 47.2638
Garrison | -511258 | Operating | 583.4 | Hydraulic Turbine | 1956 | USCE - Missouri River District | SPP | MRO | MRO-US | Mercer | ND | Water | 510 | NA | NA | NA | 47.4327 | 40.0978 | 44.5217
Glen Ullin Station 6 | -167367 | Operating | 5.3 | Steam Turbine | 2009 | Montana-Dakota Utilities Co. | MISO | MRO | MRO-US | Morton | ND | Other | 5.3 | 3412 | 3412 | 8843 | 81.7825 | 29.4327 | 96.3729
Grafton | -3633 | Operating | 4 | Internal Combustion | 1937 | City of Grafton, North Dakota | MISO | MRO | MRO-US | Walsh | ND | Oil | 4 | NA | NA | NA | 0 | 0 | 0
Hillsboro | -13577 | Operating | 4 | Internal Combustion | 2002 | Hillsboro City of ND | SPP | MRO | MRO-US | Traill | ND | Oil | 4 | 8937 | 9000 | 9382 | 0.045662 | 0.065639 | 0.097032
Milford Power CC | -768906 | Operating | 249.3 | Combined Cycle | 1993 | EGCO Compass II, LLC | New England | NPCC | NE | Worcester | MA | Gas | 223.1 | NA | NA | NA | NA | NA | NA
Kindred School | -641019 | Operating | 2 | Internal Combustion | 2001 | Kindred North Dakota Public School District No 2 | MISO | MRO | MRO-US | Cass | ND | Oil | 2 | 4049 | 4293 | 4291 | 0.46804 | 0.33105 | 2.5685
Langdon Wind (North Dakota Wind Energy Center-Otter Tail) | -168724 | Operating | 40.5 | Wind Turbine | 2008 | Otter Tail Power Company | MISO | MRO | MRO-US | Cavalier | ND | Wind | 40.5 | NA | NA | NA | 29.5236 | 38.4382 | 40.6176
Langdon Wind Farm | -12214 | Operating & Planned | 118.5 | Wind Turbine | 2007 | NextEra Energy Resources, LLC | MISO | MRO | MRO-US | Cavalier | ND | Wind | 118.5 | NA | NA | NA | 43.8868 | 49.8996 | 48.6261
Langdon Wind II | -167807 | Operating | 40.5 | Wind Turbine | 2008 | NextEra Energy Resources, LLC | MISO | MRO | MRO-US | Cavalier | ND | Wind | 40.5 | NA | NA | NA | 45.0727 | 52.2955 | 52.0328
Leland Olds | -4632 | Operating | 656 | Steam Turbine | 1966 | Basin Electric Power Cooperative | SPP | MRO | MRO-US | Mercer | ND | Coal | 660 | 11623 | 11915 | 12027 | 56.3184 | 65.2635 | 44.4302
Lindahl Wind Project | -163691 | Operating | 150 | Wind Turbine | 2017 | Enel Green Power North America, Inc. | SPP | MRO | MRO-US | Williams | ND | Wind | 150 | NA | NA | NA | 40.027 | 46.3572 | 44.693
Milford Power CC | -146089 | Operating | 249.3 | Combined Cycle | 1993 | TEPCO Fuel & Power Inc. | New England | NPCC | NE | Worcester | MA | Gas | 223.1 | 8798 | 8882 | 8698 | 10.7582 | 7.5304 | 12.882
Luverne Wind Farm (Otter Tail) | -167546 | Operating | 49.5 | Wind Turbine | 2009 | Otter Tail Power Company | MISO | MRO | MRO-US | Steele | ND | Wind | 49.5 | NA | NA | NA | 36.7741 | 40.7025 | 40.3256
Mandan Refinery | -4851 | Operating | 7.5 | Steam Turbine | 1954 | BP p.l.c. | MISO | MRO | MRO-US | Morton | ND | Other | 8.4 | NA | NM | NA | 42.2266 | 58.9924 | 72.9805
Meadowlark Wind Farm (New Frontier) | -169617 | Operating | 100 | Wind Turbine | 2018 | Capital Power GP Holdings Inc. | MISO | MRO | MRO-US | McHenry | ND | Wind | 100 | NA | NA | NA | 42.8329 | 49.9582 | 47.224
Meadowlark Wind Farm (New Frontier) | -169616 | Operating | 100 | Wind Turbine | 2018 | Capital Power Corporation | MISO | MRO | MRO-US | McHenry | ND | Wind | 100 | NA | NA | NA | 42.8329 | 49.9582 | 47.224
Merricourt Wind Project | -296465 | Operating | 150 | Wind Turbine | 2020 | Otter Tail Power Company | MISO | MRO | MRO-US | McIntosh | ND | Wind | 150 | NA | NA | NA | 45.2614 | 43.8093 | 38.1712
Milton R. Young | -5106 | Operating | 734 | Steam Turbine | 1970 | Square Butte Electric Cooperative Inc. | MISO | MRO | MRO-US | Oliver | ND | Coal | 692 | 11943 | 11992 | 11804 | 74.2982 | 68.5929 | 73.8214
Milton R. Young | -5105 | Operating | 734 | Steam Turbine | 1970 | Minnkota Power Cooperative, Inc. | MISO | MRO | MRO-US | Oliver | ND | Coal | 692 | 11943 | 11992 | 11804 | 74.2982 | 68.5929 | 73.8214
Minot Wind Project | -745563 | Operating | 4.5 | Wind Turbine | 2003 | PrairieWinds ND 1, Inc. | MISO | MRO | MRO-US | Ward | ND | Wind | 4.5 | NA | NA | NA | 38.8864 | 32.0808 | NA
Milford Power CC | -146087 | Operating | 249.3 | Combined Cycle | 1993 | Chubu Electric Power Company, Incorporated | New England | NPCC | NE | Worcester | MA | Gas | 223.1 | 8798 | 8882 | 8698 | 10.7582 | 7.5304 | 12.882
North Dakota Colleges Wind Farm | -171936 | Operating | 1.6 | Wind Turbine | 2013 | Lake Region State College | MISO | MRO | MRO-US | Ramsey | ND | Wind | 1.6 | NA | NA | NA | NA | NA | NA
North Dakota Wind Energy Center | -164198 | Operating | 61.5 | Wind Turbine | 2003 | NextEra Energy Resources, LLC | MISO, SPP | MRO | MRO-US | LaMoure | ND | Wind | 61.5 | NA | NA | NA | 25.1856 | 27.0641 | 19.4172
Northern Divide Wind Project (Burke Wind) | -316824 | Operating | 199.4 | Wind Turbine | 2020 | NextEra Energy Resources, LLC | SPP | MRO | MRO-US | Burke | ND | Wind | 199.4 | NA | NA | NA | 44.0322 | 49.8982 | 47.1966
Oliver Wind Energy Center | -166067 | Operating | 50.6 | Wind Turbine | 2006 | NextEra Energy Resources, LLC | MISO | MRO | MRO-US | Oliver | ND | Wind | 50.6 | NA | NA | NA | 38.6977 | 43.8433 | 41.0359
Oliver Wind II | -167064 | Operating | 48 | Wind Turbine | 2007 | NextEra Energy Resources, LLC | MISO | MRO | MRO-US | Oliver | ND | Wind | 48 | NA | NA | NA | 42.7947 | 50.6359 | 45.6607
Oliver Wind III Project | -169615 | Operating | 99.3 | Wind Turbine | 2017 | NextEra Energy Resources, LLC | MISO | MRO | MRO-US | Morton | ND | Wind | 99.3 | NA | NA | NA | 47.3791 | 52.847 | 46.4867
Oliver Wind IV Project | -793483 | Operating | 202 | Wind Turbine | 2024 | NextEra Energy Resources, LLC | SPP | MRO | MRO-US | Oliver | ND | Wind | 202 | NA | NA | NA | NA | NA | NA
Pembina Wind Project | -641073 | Operating | 1 | Wind Turbine | 2012 | CEI Electrical Contractors Inc. | MISO | MRO | MRO-US | Pembina | ND | Wind | 1 | NA | NA | NA | NA | 0 | 3.6644
Milford Power CC | -146086 | Operating | 249.3 | Combined Cycle | 1993 | TEPCO Fuel & Power Inc. | New England | NPCC | NE | Worcester | MA | Gas | 223.1 | 8798 | 8882 | 8698 | 10.7582 | 7.5304 | 12.882
Pioneer Generating Station IC | -807785 | Operating | 111.6 | Internal Combustion | 2017 | Basin Electric Power Cooperative | SPP | MRO | MRO-US | Williams | ND | Gas | 219.6 | NA | NA | NA | NA | NA | NA
Portable Generator 2 | -172033 | Operating | 2 | Internal Combustion | 2012 | Montana-Dakota Utilities Co. | MISO | MRO | MRO-US | Williams | ND | Oil | 2 | NA | NA | NA | NA | NA | NA
Portable Generator 3 | -172031 | Operating | 2 | Internal Combustion | 2012 | Montana-Dakota Utilities Co. | MISO | MRO | MRO-US | Williams | ND | Oil | 2 | NA | NA | NA | NA | NA | NA
PrairieWinds Project ND | -167260 | Operating | 115.5 | Wind Turbine | 2009 | PrairieWinds ND 1, Inc. | SPP | MRO | MRO-US | Ward | ND | Wind | 115.5 | NA | NA | NA | 32.4355 | 31.9326 | 32.9066
Rugby Wind Farm | -785752 | Operating | 149 | Wind Turbine | 2009 | Avangrid Renewables, LLC | MISO | MRO | MRO-US | Pierce | ND | Wind | 149 | NA | NA | NA | NA | NA | NA
Spiritwood Energy Cogen Plant | -166245 | Operating | 106.2 | Steam Turbine | 2014 | Great River Energy | MISO | MRO | MRO-US | Stutsman | ND | Gas | 97.1 | 30260 | 23755 | 25761 | 15.6098 | 24.1577 | 27.6666
Sunflower Wind Project | -383301 | Operating | 104 | Wind Turbine | 2016 | Onward Energy | SPP | MRO | MRO-US | Morton | ND | Wind | 104 | NA | NA | NA | 44.4458 | 50.3642 | 44.1263
Tatanka Wind | -781790 | Operating | 180 | Wind Turbine | 2008 | BESTINVER S.A. | MISO | MRO | MRO-US | Dickey | ND | Wind | 180 | NA | NA | NA | 18.4093 | 11.213 | 10.2375
Tatanka Wind | -430558 | Operating | 180 | Wind Turbine | 2008 | ACCIONA Energia Internacional, S.A. | MISO | MRO | MRO-US | Dickey | ND | Wind | 180 | NA | NA | NA | 18.4093 | 11.213 | 10.2375
Tatanka Wind | -422756 | Operating | 180 | Wind Turbine | 2008 | ACCIONA Energia Internacional, S.A. | MISO | MRO | MRO-US | Dickey | ND | Wind | 180 | NA | NA | NA | 18.4093 | 11.213 | 10.2375
Tatanka Wind | -364257 | Operating | 180 | Wind Turbine | 2008 | BESTINVER S.A. | MISO | MRO | MRO-US | Dickey | ND | Wind | 180 | NA | NA | NA | 18.4093 | 11.213 | 10.2375
Tatanka Wind | -364256 | Operating | 180 | Wind Turbine | 2008 | Atlanta Renewables SARL | MISO | MRO | MRO-US | Dickey | ND | Wind | 180 | NA | NA | NA | 18.4093 | 11.213 | 10.2375
Thunder Spirit Wind Farm | -146074 | Operating | 155.5 | Wind Turbine | 2015 | Montana-Dakota Utilities Co. | MISO | MRO | MRO-US | Adams | ND | Wind | 155.5 | NA | NA | NA | 35.8061 | 42.3597 | 40.8205
Velva | -781788 | Operating | 11.9 | Wind Turbine | 2005 | BESTINVER S.A. | MISO | MRO | MRO-US | McHenry | ND | Wind | 11.9 | NA | NA | NA | 22.9769 | 30.2905 | 26.7171
Velva | -430734 | Operating | 11.9 | Wind Turbine | 2005 | ACCIONA Energia Internacional, S.A. | MISO | MRO | MRO-US | McHenry | ND | Wind | 11.9 | NA | NA | NA | 22.9769 | 30.2905 | 26.7171
Velva | -422755 | Operating | 11.9 | Wind Turbine | 2005 | ACCIONA Energia Internacional, S.A. | MISO | MRO | MRO-US | McHenry | ND | Wind | 11.9 | NA | NA | NA | 22.9769 | 30.2905 | 26.7171
Velva | -364254 | Operating | 11.9 | Wind Turbine | 2005 | BESTINVER S.A. | MISO | MRO | MRO-US | McHenry | ND | Wind | 11.9 | NA | NA | NA | 22.9769 | 30.2905 | 26.7171
Velva | -364253 | Operating | 11.9 | Wind Turbine | 2005 | Atlanta Renewables SARL | MISO | MRO | MRO-US | McHenry | ND | Wind | 11.9 | NA | NA | NA | 22.9769 | 30.2905 | 26.7171
Wilton Wind Energy Center | -166055 | Operating | 49.5 | Wind Turbine | 2005 | NextEra Energy Resources, LLC | SPP | MRO | MRO-US | Burleigh | ND | Wind | 49.5 | NA | NA | NA | 40.4439 | 46.7008 | 44.0863
Wilton Wind II | -168712 | Operating | 49.5 | Wind Turbine | 2009 | NextEra Energy Resources, LLC | SPP | MRO | MRO-US | Burleigh | ND | Wind | 49.5 | NA | NA | NA | 43.123 | 49.7468 | 47.1237
Ainsworth Wind Energy Facility | -164140 | Operating | 59.4 | Wind Turbine | 2005 | Nebraska Public Power District | SPP | MRO | MRO-US | Brown | NE | Wind | 59.4 | NA | NA | NA | 16.2754 | 17.1237 | 16.9052
Airport 009239 SCS Lexington Solar Farm | -503462 | Operating | 1 | Solar | 2021 | Golden Charlie Foxtrot, LLC | SPP | MRO | MRO-US | Dawson | NE | Solar | 1 | NA | NA | NA | 24.9658 | 26.1986 | 15
Airport 009239 SCS Lexington Solar Farm | -503461 | Operating | 1 | Solar | 2021 | Regguheert II, LLC | SPP | MRO | MRO-US | Dawson | NE | Solar | 1 | NA | NA | NA | 24.9658 | 26.1986 | 15
Airport 009239 SCS Lexington Solar Farm | -503460 | Operating | 1 | Solar | 2021 | Regguheert II, LLC | SPP | MRO | MRO-US | Dawson | NE | Solar | 1 | NA | NA | NA | 24.9658 | 26.1986 | 15
Airport 009239 SCS Lexington Solar Farm | -503459 | Operating | 1 | Solar | 2021 | Platinum Compass B 2018 RSC Limited | SPP | MRO | MRO-US | Dawson | NE | Solar | 1 | NA | NA | NA | 24.9658 | 26.1986 | 15
Ansley | -1568 | Operating | 1.5 | Internal Combustion | 1969 | Ansley Village of | SPP | MRO | MRO-US | Custer | NE | Gas | 1.3 | 11500 | 12750 | 10889 | 0.12294 | 0.10537 | 0.15806
Archer Daniels Midland - Columbus | -169406 | Operating | 71.4 | Steam Turbine | 2010 | Archer-Daniels-Midland Company | SPP | MRO | MRO-US | Platte | NE | Coal | 61 | 32742 | 37476 | 34900 | 54.0817 | 53.3341 | 50.9984
Auburn | -1649 | Operating | 18.7 | Internal Combustion | 1949 | Auburn Board of Public Works | SPP | MRO | MRO-US | Nemaha | NE | Gas | 18.7 | 10192 | 10883 | 9827 | 0.095231 | 0.036627 | 0.22892
Mill Creek Power | -164111 | Operating | 799.2 | Gas Turbine | 2002 | Duke Energy Carolinas, LLC |  | SERC | VACAR | Cherokee | SC | Gas | 751 | NA | 13005 | 13709 | 0.58516 | 1.9616 | 0.9774
Beaver City | -1780 | Operating | 2 | Internal Combustion | 1947 | Beaver City City of NE | SPP | MRO | MRO-US | Furnas | NE | Gas | 1.8 | NA | NA | NA | 0 | 0 | 0
Benkelman | -164351 | Operating | 0.9 | Internal Combustion | 1941 | City of Benkelman | SPP | MRO | MRO-US | Dundy | NE | Oil | 0.9 | NA | NA | NA | NA | NA | NA
Blue Hill Light & Water | -1969 | Operating | 1.3 | Internal Combustion | 1987 | Blue Hill City of | SPP | MRO | MRO-US | Webster | NE | Oil | 1.3 | 9500 | 28500 | 9300 | 0.052687 | 0.017562 | 0.087812
BRIGHT Battery Storage Project | -770047 | Operating | 1 | Battery | 2023 | Omaha Public Power District | SPP | MRO | MRO-US | Cass | NE | Energy Storage | 1 | NA | NA | NA | NA | NA | NA
Broken Bow | -2077 | Operating | 8.7 | Internal Combustion | 1936 | City Of Broken Bow | SPP | MRO | MRO-US | Custer | NE | Gas | 8.4 | 7795 | 6417 | 9059 | 0.1128 | 0.065232 | 0.20793
Broken Bow Wind Farm | -663111 | Operating | 79.9 | Wind Turbine | 2012 | Clearway Energy, Inc. | SPP | MRO | MRO-US | Custer | NE | Wind | 79.9 | NA | NA | NA | 32.004 | NA | NA
Broken Bow Wind Farm | -663110 | Operating | 79.9 | Wind Turbine | 2012 | Clearway Energy, Inc. | SPP | MRO | MRO-US | Custer | NE | Wind | 79.9 | NA | NA | NA | 32.004 | NA | NA
Broken Bow Wind II | -521428 | Operating | 73.1 | Wind Turbine | 2014 | Consolidated Edison Development, Inc. | SPP | MRO | MRO-US | Custer | NE | Wind | 73.1 | NA | NA | NA | 42.1775 | NA | NA
Burt County Battery Storage Project | -619923 | Operating | 0.7 | Battery | 2021 | BCSB LLC | SPP | MRO | MRO-US | Burt | NE | Energy Storage | 0.7 | NA | NM | NM | 2.381 | 2.8539 | 1.2068
Burt County Solar Hybrid Project | -365080 | Operating | 0.7 | Solar | 2021 | BCSB LLC | SPP | MRO | MRO-US | Burt | NE | Solar | 0.7 | NA | NA | NA | 23.8258 | 25.9785 | 16.7319
Burwell | -2168 | Operating | 3.9 | Internal Combustion | 1955 | City of Burwell, Nebraska | SPP | MRO | MRO-US | Garfield | NE | Oil | 3.9 | 11306 | NM | 11880 | 0.10537 | 0.076104 | 0.24295
Millbank | -5086 | Operating | 400 | Gas Turbine | 1991 | New Brunswick Energy Marketing Corporation | New Brunswick | NPCC | MRTM |  |  | Oil | 400 | NA | NA | NA | NA | NA | NA
Cambridge, NE | -164452 | Operating | 4 | Internal Combustion | 1957 | Cambridge City of | SPP | MRO | MRO-US | Furnas | NE | Oil | 4 | 18250 | 11000 | 8723 | 0.034247 | 0.10845 | 0.28824
Campbell, NE | -745562 | Operating | 1 | Internal Combustion | 1927 | Campbell Village of | SPP | MRO | MRO-US | Franklin | NE | Oil | 1 | NA | NA | NA | 0 | 0 | 0
Canaday | -2239 | Operating | 108.8 | Steam Turbine | 1958 | Nebraska Public Power District | SPP | MRO | MRO-US | Gosper | NE | Gas | 99.3 | 13288 | 12427 | 13232 | 2.7047 | 2.5283 | 0.75529
Millcreek Power Generation Facility | -166023 | Operating | 80 | Gas Turbine | 2006 | City of Saint George, Utah |  | WECC | NWPP | Washington | UT | Gas | 78 | 10315 | 10339 | 9861 | 17.2872 | 22.325 | 18.6824
Central Community College-Hastings | -172994 | Operating | 1.7 | Wind Turbine | 2016 | Bluestem Energy Solutions, Llc | SPP | MRO | MRO-US | Adams | NE | Wind | 1.7 | NA | NA | NA | 46.1926 | 54.1767 | 47.7303
Chappell | -164483 | Operating | 1.1 | Internal Combustion | 1940 | City of Chappell, Nebraska | SPP | MRO | MRO-US | Deuel | NE | Oil | 1 | NA | 9200 | 10400 | 0.82192 | 0.057078 | 0.057078
City of Lexington Solar Project | -173723 | Operating | 3.5 | Solar | 2017 | IGS Distributed Generation II, LLC | SPP | MRO | MRO-US | Dawson | NE | Solar | 3.6 | NA | NA | NA | 20.9824 | 22.5488 | 21.2741
City of Lexington Solar Project | -173722 | Operating | 3.5 | Solar | 2017 | IGS Distributed Generation II, LLC | SPP | MRO | MRO-US | Dawson | NE | Solar | 3.6 | NA | NA | NA | 20.9824 | 22.5488 | 21.2741
City of Lexington Solar Project | -173721 | Operating | 3.5 | Solar | 2017 | IX Solar II, LLC | SPP | MRO | MRO-US | Dawson | NE | Solar | 3.6 | NA | NA | NA | 20.9824 | 22.5488 | 21.2741
City of Lexington Solar Project | -173720 | Operating | 3.5 | Solar | 2017 | IX Solar II, LLC | SPP | MRO | MRO-US | Dawson | NE | Solar | 3.6 | NA | NA | NA | 20.9824 | 22.5488 | 21.2741
Columbus | -2595 | Operating | 45.6 | Hydraulic Turbine | 1936 | Loup River Public Power District | SPP | MRO | MRO-US | Platte | NE | Water | 45 | NA | NA | NA | 31.4107 | 22.3227 | 30.4477
Columbus Cogen | -166180 | Operating | 1 | Steam Turbine | 2009 | Archer-Daniels-Midland Company | SPP | MRO | MRO-US | Platte | NE | Coal | 1 | NA | NA | NA | NA | NA | NA
Cooper Nuclear Station | -2655 | Operating | 801 | Nuclear | 1974 | Nebraska Public Power District | MISO, SPP | MRO | MRO-US | Nemaha | NE | Nuclear | 768.5 | NA | NA | NA | 102.8816 | 83.2963 | 102.0077
Cottonwood Wind Generation Facility | -787390 | Operating | 89.7 | Wind Turbine | 2017 | XPLR Infrastructure, LP | SPP | MRO | MRO-US | Webster | NE | Wind | 89.7 | NA | NA | NA | 52.1779 | 55.7318 | 52.5244
Creston Ridge II Wind Farm | -173401 | Operating | 6.9 | Wind Turbine | 2017 | Bluestem Energy Solutions, Llc | SPP | MRO | MRO-US | Platte | NE | Wind | 6.9 | NA | NA | NA | 40.6674 | 58.0752 | 44.231
Crete Municipal Power | -164575 | Operating | 6 | Internal Combustion | 1939 | City of Crete, Nebraska | SPP | MRO | MRO-US | Saline | NE | Gas | 6.1 | 10000 | 9988 | 11639 | 0.15533 | 0.15533 | 0.29568
Crofton Bluffs Wind Farm (Crofton Hills) | -663084 | Operating | 40 | Wind Turbine | 2012 | Clearway Energy, Inc. | MISO, SPP | MRO | MRO-US | Knox | NE | Wind | 40 | NA | NA | NA | 33.9561 | NA | NA
Crofton Bluffs Wind Farm (Crofton Hills) | -663083 | Operating | 40 | Wind Turbine | 2012 | Clearway Energy, Inc. | MISO, SPP | MRO | MRO-US | Knox | NE | Wind | 40 | NA | NA | NA | 33.9561 | NA | NA
Cuming County Wind Project | -220292 | Operating | 2.5 | Wind Turbine | 2019 | Bluestem Energy Solutions, Llc | SPP | MRO | MRO-US | Cuming | NE | Wind | 2.5 | NA | NA | NA | 45.5068 | 42.8539 | 51.8402
Curtis | -2783 | Operating | 3.4 | Internal Combustion | 1955 | City of Curtis | SPP | MRO | MRO-US | Frontier | NE | Gas | 3 | 14667 | 9178 | 8089 | 0.057078 | 0.17123 | 0.30061
David City | -2844 | Operating | 10.6 | Internal Combustion | 1949 | Nebraska Public Power District | SPP | MRO | MRO-US | Butler | NE | Oil | 8.7 | 12714 | 8667 | 8481 | 0.0091849 | 0.031491 | 0.41463
Deshler | -224961 | Operating | 1.7 | Internal Combustion | 1938 | Deshler City of NE | SPP | MRO | MRO-US | Thayer | NE | Oil | 1.7 | NA | NA | NA | 0 | 0 | 0
Dodge County Hybrid Battery Storage Project | -628158 | Operating | 0.7 | Battery | 2021 | BCSB LLC | SPP | MRO | MRO-US | Dodge | NE | Energy Storage | 0.7 | NA | NM | NM | 2.0385 | 3.017 | 1.2883
Dodge County Solar Hybrid Project (Burt Solar) | -365312 | Operating | 0.7 | Solar | 2021 | BCSB LLC | SPP | MRO | MRO-US | Dodge | NE | Solar | 0.7 | NA | NA | NA | 24.3803 | 25.3588 | 16.8297
Millennium Power | -790056 | Operating | 427.5 | Combined Cycle | 2001 | GCP Investments 1 LLC | New England | NPCC | NE | Worcester | MA | Gas | 378.9 | NA | NA | NA | NA | NA | NA
Elk City Station | -511563 | Operating | 6.4 | Internal Combustion | 2002 | Omaha Public Power District | SPP | MRO | MRO-US | Douglas | NE | Biomass | 6.2 | 12134 | 11970 | 12096 | 89.7573 | 89.8586 | 91.8342
Elkhorn Ridge Wind Farm | -663079 | Operating | 81 | Wind Turbine | 2009 | Clearway Energy, Inc. | MISO, SPP | MRO | MRO-US | Knox | NE | Wind | 81 | NA | NA | NA | 22.1508 | NA | NA
Elkhorn Ridge Wind Farm | -663078 | Operating | 81 | Wind Turbine | 2009 | Clearway Energy, Inc. | MISO, SPP | MRO | MRO-US | Knox | NE | Wind | 81 | NA | NA | NA | 22.1508 | NA | NA
Elkhorn Ridge Wind Farm | -163367 | Operating | 81 | Wind Turbine | 2009 | Tenaska, Inc. | MISO, SPP | MRO | MRO-US | Knox | NE | Wind | 81 | NA | NA | NA | 22.1508 | 27.5636 | 23.4812
Emerson | -3171 | Operating | 1.6 | Internal Combustion | 1947 | Emerson | SPP | MRO | MRO-US | Dixon | NE | Gas | 1.6 | 13167 | 19000 | 8150 | 0.042808 | 0.0071347 | 0.28539
Falls City | -164703 | Operating | 31.3 | Internal Combustion | 1930 | The City of Falls City | SPP | MRO | MRO-US | Richardson | NE | Gas | 29.2 | 10900 | 10607 | 9400 | 0.062551 | 0.063724 | 0.18062
Flat Water Wind Farm | -497473 | Operating | 60 | Wind Turbine | 2010 | Clear Wind Eólica, S.L | SPP | MRO | MRO-US | Richardson | NE | Wind | 60 | NA | NA | NA | 38.1937 | 43.9079 | 39.1497
Flat Water Wind Farm | -497472 | Operating | 60 | Wind Turbine | 2010 | Acek Energías Renovables, S.L. | SPP | MRO | MRO-US | Richardson | NE | Wind | 60 | NA | NA | NA | 38.1937 | 43.9079 | 39.1497
Flat Water Wind Farm | -497471 | Operating | 60 | Wind Turbine | 2010 | ORIX Corporation Europe N.V. | SPP | MRO | MRO-US | Richardson | NE | Wind | 60 | NA | NA | NA | 38.1937 | 43.9079 | 39.1497
Flat Water Wind Farm | -153414 | Operating | 60 | Wind Turbine | 2010 | Flat Water Holdings, Llc | SPP | MRO | MRO-US | Richardson | NE | Wind | 60 | NA | NA | NA | 38.1937 | 43.9079 | 39.1497
Fort Calhoun Community Solar Project | -216253 | Operating | 5 | Solar | 2019 | NextEra Energy Resources, LLC | SPP | MRO | MRO-US | Washington | NE | Solar | 5 | NA | NA | NA | 22.7831 | 23.1781 | 20.5571
Franklin, NE | -3416 | Operating | 3.9 | Internal Combustion | 1955 | Franklin City of NE | SPP | MRO | MRO-US | Franklin | NE | Gas | 3.9 | 16406 | 14462 | 11257 | 0.093666 | 0.038052 | 0.29563
Gavins Point | -511259 | Operating | 132.3 | Hydraulic Turbine | 1956 | USCE - Missouri River District | SPP | MRO | MRO-US | Cedar | NE | Water | 102 | NA | NA | NA | 80.0535 | 76.6917 | 74.2419
Gerald Gentleman | -3549 | Operating | 1362.6 | Steam Turbine | 1979 | Nebraska Public Power District | MISO, SPP | MRO | MRO-US | Lincoln | NE | Coal | 1365 | 10001 | 10060 | 10099 | 64.2029 | 62.3149 | 59.1536
Grande Prairie Wind | -141386 | Operating | 400 | Wind Turbine | 2016 | BHE Renewables, LLC | SPP | MRO | MRO-US | Holt | NE | Wind | 400 | NA | NA | NA | 28.8919 | 43.2519 | 41.5153
Grande Prairie Wind | -141385 | Operating | 400 | Wind Turbine | 2016 | BHE Renewables, LLC | SPP | MRO | MRO-US | Holt | NE | Wind | 400 | NA | NA | NA | 28.8919 | 43.2519 | 41.5153
Millennium Power | -790055 | Operating | 427.5 | Combined Cycle | 2001 | GCP Investments 1 LLC | New England | NPCC | NE | Worcester | MA | Gas | 378.9 | NA | NA | NA | NA | NA | NA
Hastings Community Solar Farm | -200504 | Operating | 1.5 | Solar | 2019 | City of Hastings, Nebraska | SPP | MRO | MRO-US | Adams | NE | Solar | 0.3 | NA | NA | NA | 134.8174 | 150.4566 | 133.0289
Haystack Wind Project | -412770 | Operating | 298 | Wind Turbine | 2022 | Ørsted A/S | SPP | MRO | MRO-US | Wayne | NE | Wind | 298 | NA | NA | NA | 33.3018 | 28.8419 | NA
Millennium Power | -790054 | Operating | 427.5 | Combined Cycle | 2001 | Gate City Energy, LLC | New England | NPCC | NE | Worcester | MA | Gas | 378.9 | NA | NA | NA | NA | NA | NA
Holdrege Solar Center (Lincoln Solar Energy) | -767157 | Operating | 4 | Solar | 2016 | Adapture Renewables, Inc. | SPP | MRO | MRO-US | Lancaster | NE | Solar | 4 | NA | NA | NA | 18.5559 | 20.5736 | 18.3419
MillerCoors Irwindale Brewery CT Plant | -65034 | Out of Service | 10.4 | Gas Turbine | 2002 | SAB Miller Brewing | CAISO | WECC | CAMX | Los Angeles | CA | Gas | NA | NA | NA | NA | 0 | 0 | 0
Jeffrey | -4248 | Operating | 21.6 | Hydraulic Turbine | 1941 | Central Nebraska Public Power & Irrigation District | SPP | MRO | MRO-US | Lincoln | NE | Water | 21 | NA | NA | NA | 44.1879 | 40.2935 | 46.2823
Johnson 1 | -4283 | Operating | 21.6 | Hydraulic Turbine | 1941 | Central Nebraska Public Power & Irrigation District | SPP | MRO | MRO-US | Gosper | NE | Water | 20 | NA | NA | NA | 29.6895 | 23.3876 | 31.7209
Johnson 2 | -4284 | Operating | 22.5 | Hydraulic Turbine | 1941 | Central Nebraska Public Power & Irrigation District | SPP | MRO | MRO-US | Gosper | NE | Water | 22.5 | NA | NA | NA | 32.7539 | 24.3947 | 34.3866
MillerCoors Irwindale Brewery CT Plant | -65033 | Out of Service | 10.4 | Gas Turbine | 2002 | Molson Coors Beverage Company | CAISO | WECC | CAMX | Los Angeles | CA | Gas | NA | NA | NA | NA | 0 | 0 | 0
Kearney | -4359 | Operating | 1.5 | Hydraulic Turbine | 1921 | Nebraska Public Power District | SPP | MRO | MRO-US | Buffalo | NE | Water | 1 | NA | NA | NA | 5.0114 | 4.2808 | 4.8402
Kearney Solar Project | -191688 | Operating | 5.8 | Solar | 2017 | ENGIE US Solar | SPP | MRO | MRO-US | Buffalo | NE | Solar | 5.8 | NA | NA | NA | 22.6815 | 24.5119 | 24.1025
Kimball | -785287 | Operating | 6.5 | Internal Combustion | 1944 | Kimball City of | SPP | MRO | MRO-US | Kimball | NE | Oil | 5.9 | NA | NA | NA | NA | NA | NA
Kimball Wind Farm | -164149 | Operating | 30 | Wind Turbine | 2002 | Aspenall Energies, LLC | SPP | MRO | MRO-US | Kimball | NE | Wind | 30 | NA | NA | NA | 44.043 | 50.1035 | 45.2298
Kingsley | -4452 | Operating | 50 | Hydraulic Turbine | 1984 | Central Nebraska Public Power & Irrigation District | SPP | MRO | MRO-US | Keith | NE | Water | 41 | NA | NA | NA | 8.4013 | 14.3794 | 14.9446
Laredo Ridge Wind Farm | -663096 | Operating | 79.9 | Wind Turbine | 2011 | Clearway Energy, Inc. | MISO, SPP | MRO | MRO-US | Boone | NE | Wind | 79.9 | NA | NA | NA | 34.3282 | NA | NA
Laredo Ridge Wind Farm | -663095 | Operating | 79.9 | Wind Turbine | 2011 | Clearway Energy, Inc. | MISO, SPP | MRO | MRO-US | Boone | NE | Wind | 79.9 | NA | NA | NA | 34.3282 | NA | NA
Laurel, NE | -165041 | Operating | 3.5 | Internal Combustion | 1956 | Laurel City of | SPP | MRO | MRO-US | Cedar | NE | Gas | 3.2 | 5667 | 3667 | 5667 | 0.010702 | 0.021404 | 0.021404
Lincoln | -4660 | Operating | 7.9 | Steam Turbine | 1988 | Archer-Daniels-Midland Company | SPP | MRO | MRO-US | Lancaster | NE | Coal | 7.9 | NA | 45151 | 37591 | 13.0224 | 43.9743 | 42.4123
Little Blue Wind Project | -787483 | Operating | 250.7 | Wind Turbine | 2021 | XPLR Infrastructure, LP | SPP | MRO | MRO-US | Webster | NE | Wind | 250.7 | NA | NA | NA | 43.3815 | 42.7709 | 1.3678
Little Blue Wind Project | -426923 | Operating | 250.7 | Wind Turbine | 2021 | NextEra Energy Resources, LLC | SPP | MRO | MRO-US | Webster | NE | Wind | 250.7 | NA | NA | NA | 43.3815 | 42.7709 | 1.3678
Lon Wright | -4714 | Operating | 130 | Steam Turbine | 1957 | City of Fremont, Nebraska | SPP | MRO | MRO-US | Dodge | NE | Coal | 118.5 | 11949 | 12005 | 11747 | 48.5839 | 41.9375 | 46.5018
MillerCoors Shenandoah Brewery | -170797 | Operating | 1.4 | Gas Turbine | 2012 | Molson Coors Beverage Company | PJM | SERC | VACAR | Rockingham | VA | Biomass | 1.4 | 8965 | 9183 | 9386 | 49.9429 | 42.2619 | 47.5375
Lon Wright Solar Project | -209342 | Operating | 2.3 | Solar | 2018 | City of Fremont, Nebraska | SPP | MRO | MRO-US | Dodge | NE | Solar | 2.3 | NA | NA | NA | 21.0641 | 22.4737 | 21.4413
Lon Wright Wind Project | -209488 | Operating | 40.9 | Wind Turbine | 2017 | City of Fremont, Nebraska | SPP | MRO | MRO-US | Dodge | NE | Wind | 40.9 | NA | NA | NA | NA | NA | 0
Loup Wind Farm (Creston Ridge) | -171668 | Operating | 6.8 | Wind Turbine | 2015 | Bluestem Energy Solutions, Llc | SPP | MRO | MRO-US | Platte | NE | Wind | 6.8 | NA | NA | NA | 43.7785 | 51.3598 | 44.7992
Lyons | -4799 | Operating | 2.5 | Internal Combustion | 1930 | Nebraska Public Power District | SPP | MRO | MRO-US | Burt | NE | Oil | 1.1 | NA | NA | NA | 0 | 0 | 0
Madison IC | -4825 | Operating | 5.3 | Internal Combustion | 1946 | Nebraska Public Power District | SPP | MRO | MRO-US | Madison | NE | Gas | 4 | NA | NA | NA | NA | NA | NA
Madison Utilities | -165082 | Operating | 5.8 | Internal Combustion | 1948 | Madison City of NE | SPP | MRO | MRO-US | Madison | NE | Oil | 4.6 | 11111 | 17750 | 13716 | 0.067004 | 0.0099265 | 0.18364
MillerCoors Shenandoah Brewery | -170796 | Operating | 1.4 | Gas Turbine | 2012 | SAB Miller Brewing | PJM | SERC | VACAR | Rockingham | VA | Biomass | 1.4 | 8965 | 9183 | 9386 | 49.9429 | 42.2619 | 47.5375
Milligan I Wind Project | -807124 | Operating | 300 | Wind Turbine | 2020 | EDF power solutions North America | SPP | MRO | MRO-US | Saline | NE | Wind | 300 | NA | NA | NA | NA | NA | NA
Missouri River Wastewater Treatment | -758300 | Operating | 3 | Internal Combustion | 1985 | City of Omaha, Nebraska | SPP | MRO | MRO-US | Douglas | NE | Biomass | 3 | 13336 | 12855 | 13533 | 47.8387 | 49.9772 | 41.1339
Monroe 009452 SCS Cozad Solar Project | -508135 | Operating | 2 | Solar | 2021 | Sol Systems, LLC | SPP | MRO | MRO-US | Dawson | NE | Solar | 2 | NA | NA | NA | 26.2443 | 26.8664 | 8.3105
Monroe Hydro | -5182 | Operating | 8.4 | Hydraulic Turbine | 1936 | Loup River Public Power District | SPP | MRO | MRO-US | Platte | NE | Water | 8.4 | NA | NA | NA | 36.6561 | 25.0951 | 35.8189
Nebraska City | -511528 | Operating | 1389.6 | Steam Turbine | 1979 | Omaha Public Power District | MISO, SPP | MRO | MRO-US | Otoe | NE | Coal | 1337.5 | 10322 | 10180 | 10278 | 50.8511 | 60.8935 | 59.0867
Nebraska City, NE 1 | -5340 | Operating | 26.1 | Internal Combustion | 1953 | City of Nebraska City, Nebraska | SPP | MRO | MRO-US | Otoe | NE | Gas | 22.6 | NA | NA | NA | -0.55158 | -0.51673 | -0.45814
Nebraska City, NE 2 | -5341 | Operating | 13.5 | Internal Combustion | 1998 | City of Nebraska City, Nebraska | SPP | MRO | MRO-US | Otoe | NE | Gas | 12.2 | NA | NA | NA | -0.69242 | -0.69335 | -0.67183
Nebraska Public Power Mobile Units | -165223 | Operating | 3.1 | Internal Combustion | 1980 | Nebraska Public Power District | SPP | MRO | MRO-US | York | NE | Oil | 3.1 | 13050 | 11882 | 13078 | 0.22095 | 0.062601 | 1.1857
Neligh Electric Plant | -756830 | Operating | 6.5 | Internal Combustion | 2012 | Neligh City of | SPP | MRO | MRO-US | Antelope | NE | Oil | 6.5 | NA | NA | NA | NA | NA | NA
Norfolk Battery Storage Project | -583291 | Operating | 1 | Battery | 2022 | Sol Systems, LLC | SPP | MRO | MRO-US | Madison | NE | Energy Storage | 1 | NA | NA | NA | NA | NA | NA
Norfolk Solar Project | -524417 | Operating | 8.5 | Solar | 2022 | Sol Systems, LLC | SPP | MRO | MRO-US | Madison | NE | Solar | 8.5 | NA | NA | NA | 24.4991 | 6.5136 | NA
North Denver | -5467 | Operating | 39 | Steam Turbine | 1957 | City of Hastings, Nebraska | SPP | MRO | MRO-US | Adams | NE | Gas | 39 | 15030 | NM | NA | 1.5952 | 0.00029271 | 0
North Omaha | -511532 | Operating | 644.7 | Steam Turbine | 1954 | Omaha Public Power District | SPP | MRO | MRO-US | Douglas | NE | Coal | 566.4 | 11611 | 10935 | 11145 | 31.8349 | 35.4631 | 32.3066
North Platte | -5485 | Operating | 26.2 | Hydraulic Turbine | 1935 | Nebraska Public Power District | SPP | MRO | MRO-US | Lincoln | NE | Water | 24 | NA | NA | NA | 22.9885 | 23.9988 | 24.1709
Ogallala Solar Project | -768530 | Operating | 1.5 | Solar | 2023 | Nebraska Public Power District | SPP | MRO | MRO-US | Keith | NE | Solar | 1.5 | NA | NA | NA | NA | NA | NA
Ord | -5637 | Operating | 12 | Internal Combustion | 1963 | Nebraska Public Power District | SPP | MRO | MRO-US | Valley | NE | Oil | 10.8 | 10305 | 9988 | 9445 | 0.062363 | 0.08773 | 0.32767
Oxford, NE | -5691 | Operating | 3.4 | Internal Combustion | 1953 | Oxford Village of | SPP | MRO | MRO-US | Furnas | NE | Gas | 3.4 | 12000 | 11129 | 11953 | 0.090653 | 0.10408 | 0.14437
Papillion Creek Wastewater Treatment Plant | -758314 | Operating | 1.5 | Internal Combustion | 1987 | City of Omaha, Nebraska | SPP | MRO | MRO-US | Sarpy | NE | Biomass | 1.5 | 12076 | 12624 | 11830 | 52.5266 | 43.0137 | 54.14
Pender | -5809 | Operating | 4.9 | Internal Combustion | 1939 | Pender City of | SPP | MRO | MRO-US | Thurston | NE | Oil | 4 | 11234 | 12020 | 12396 | 0.11923 | 0.12684 | 0.12177
Perennial Wind Farm | -173880 | Operating | 6.9 | Wind Turbine | 2018 | Bluestem Energy Solutions, Llc | SPP | MRO | MRO-US | Fillmore | NE | Wind | 6.9 | NA | NA | NA | 54.5778 | 59.5841 | 54.2155
Platte | -5938 | Operating | 109.8 | Steam Turbine | 1982 | City of Grand Island, Nebraska | SPP | MRO | MRO-US | Hall | NE | Coal | 100 | 11281 | 11224 | 11471 | 41.3081 | 50.3435 | 48.2
Platteview Solar Plant | -764706 | Operating | 81 | Solar | 2024 | PIP5 LUMOS LLC | SPP | MRO | MRO-US | Saunders | NE | Solar | 81 | NA | NA | NA | NA | NA | NA
Platteview Solar Plant | -764705 | Operating | 81 | Solar | 2024 | Aes Clean Energy Development Holdings, Llc | SPP | MRO | MRO-US | Saunders | NE | Solar | 81 | NA | NA | NA | NA | NA | NA
Plum Creek Wind Project (Lincoln Clean Energy) | -497716 | Operating | 230 | Wind Turbine | 2020 | Energy Capital Partners, LLC | SPP | MRO | MRO-US | Wayne | NE | Wind | 230 | NA | NA | NA | 41.369 | 50.0729 | NA
Plum Creek Wind Project (Lincoln Clean Energy) | -237182 | Operating | 230 | Wind Turbine | 2020 | Orsted Onshore North America, LLC | SPP | MRO | MRO-US | Wayne | NE | Wind | 230 | NA | NA | NA | 41.369 | 50.0729 | 44.1408
Prairie Breeze II Wind Project | -695731 | Operating | 73.4 | Wind Turbine | 2015 | TerraForm Power, Inc. | SPP | MRO | MRO-US | Antelope | NE | Wind | 73.4 | NA | NA | NA | 42.0553 | 47.0853 | 44.6871
Prairie Breeze II Wind Project | -434078 | Operating | 73.4 | Wind Turbine | 2015 | Excelsior Energy Capital LP | SPP | MRO | MRO-US | Antelope | NE | Wind | 73.4 | NA | NA | NA | 42.0553 | 47.0853 | NA
Prairie Breeze II Wind Project | -434077 | Operating | 73.4 | Wind Turbine | 2015 | Excelsior Energy Capital LP | SPP | MRO | MRO-US | Antelope | NE | Wind | 73.4 | NA | NA | NA | 42.0553 | 47.0853 | NA
Prairie Breeze II Wind Project | -215973 | Operating | 73.4 | Wind Turbine | 2015 | Invenergy Investment Company LLC | SPP | MRO | MRO-US | Antelope | NE | Wind | 73.4 | NA | NA | NA | 42.0553 | 47.0853 | 44.6871
Prairie Breeze III Wind Energy Center | -695736 | Operating | 35.8 | Wind Turbine | 2016 | TerraForm Power, Inc. | SPP | MRO | MRO-US | Antelope | NE | Wind | 35.8 | NA | NA | NA | 41.8762 | 46.5737 | 40.8044
Prairie Breeze III Wind Energy Center | -434080 | Operating | 35.8 | Wind Turbine | 2016 | Excelsior Energy Capital LP | SPP | MRO | MRO-US | Antelope | NE | Wind | 35.8 | NA | NA | NA | 41.8762 | 46.5737 | NA
Prairie Breeze III Wind Energy Center | -434079 | Operating | 35.8 | Wind Turbine | 2016 | Excelsior Energy Capital LP | SPP | MRO | MRO-US | Antelope | NE | Wind | 35.8 | NA | NA | NA | 41.8762 | 46.5737 | NA
Prairie Breeze III Wind Energy Center | -215976 | Operating | 35.8 | Wind Turbine | 2016 | Invenergy Investment Company LLC | SPP | MRO | MRO-US | Antelope | NE | Wind | 35.8 | NA | NA | NA | 41.8762 | 46.5737 | 40.8044
Prairie Breeze/Neligh Wind Energy Project | -695638 | Operating | 206.5 | Wind Turbine | 2014 | TerraForm Power, Inc. | SPP | MRO | MRO-US | Antelope | NE | Wind | 200.6 | NA | NA | NA | 43.575 | 52.5208 | 44.551
Prairie Breeze/Neligh Wind Energy Project | -471616 | Operating | 206.5 | Wind Turbine | 2014 | Sprott Korea Investment | SPP | MRO | MRO-US | Antelope | NE | Wind | 200.6 | NA | NA | NA | 43.575 | 52.5208 | 44.551
Prairie Breeze/Neligh Wind Energy Project | -471615 | Operating | 206.5 | Wind Turbine | 2014 | Alpha Asset Management &Partners | SPP | MRO | MRO-US | Antelope | NE | Wind | 200.6 | NA | NA | NA | 43.575 | 52.5208 | 44.551
Prairie Breeze/Neligh Wind Energy Project | -471614 | Operating | 206.5 | Wind Turbine | 2014 | Korea Hydro & Nuclear Power Co., Ltd. | SPP | MRO | MRO-US | Antelope | NE | Wind | 200.6 | NA | NA | NA | 43.575 | 52.5208 | 44.551
Prairie Breeze/Neligh Wind Energy Project | -471612 | Operating | 206.5 | Wind Turbine | 2014 | Hana Securities Co., Ltd. | SPP | MRO | MRO-US | Antelope | NE | Wind | 200.6 | NA | NA | NA | 43.575 | 52.5208 | 44.551
Prairie Breeze/Neligh Wind Energy Project | -471611 | Operating | 206.5 | Wind Turbine | 2014 | Korea Investment & Securities Co., Ltd. | SPP | MRO | MRO-US | Antelope | NE | Wind | 200.6 | NA | NA | NA | 43.575 | 52.5208 | 44.551
Prairie Wind (Polk County Wind Farm) | -163912 | Operating | 2.5 | Wind Turbine | 2018 | Bluestem Energy Solutions, Llc | SPP | MRO | MRO-US | Polk | NE | Wind | 2.5 | NA | NA | NA | 35.7078 | 59.0822 | 52.8584
Rattlesnake Creek Wind | -168464 | Operating | 318.1 | Wind Turbine | 2018 | Enel Kansas, LLC | SPP | MRO | MRO-US | Dixon | NE | Wind | 318.1 | NA | NA | NA | 34.3053 | 41.9752 | 40.3113
Rattlesnake Creek Wind | -168463 | Operating | 318.1 | Wind Turbine | 2018 | Enel Green Power North America, Inc. | SPP | MRO | MRO-US | Dixon | NE | Wind | 318.1 | NA | NA | NA | 34.3053 | 41.9752 | 40.3113
Red Cloud | -6175 | Operating | 5.7 | Internal Combustion | 1950 | City of Red Cloud | SPP | MRO | MRO-US | Webster | NE | Oil | 5.2 | 12389 | 10686 | 7550 | 0.079031 | 0.11196 | 0.21953
Minnehik Buck Lake Gas Plant | -790234 | Operating | 5 | Gas Turbine | 2001 | TAQA North Ltd. | Alberta | WECC | WECCCN |  |  | Gas | 5 | NA | NA | NA | NA | NA | NA
Rokeby IC | -13181 | Operating | 2.9 | Internal Combustion | 1997 | Lincoln Electric System | SPP | MRO | MRO-US | Lancaster | NE | Oil | 3.2 | 13077 | 14750 | 9770 | 0.046376 | 0.028539 | 0.49586
Salt Valley Wind Plant | -6448 | Operating | 1.2 | Wind Turbine | 1998 | Lincoln Electric System | SPP | MRO | MRO-US | Lancaster | NE | Wind | 1.4 | NA | NA | NA | 16.5199 | 22.562 | 18.3056
Sargent | -6532 | Operating | 2.4 | Internal Combustion | 1954 | Sargent City of | SPP | MRO | MRO-US | Custer | NE | Oil | 2.4 | 15333 | NA | 8143 | 0.014269 | 0 | 0.19977
Minnehik Buck Lake Gas Plant | -780303 | Operating | 5 | Gas Turbine | 2001 | Chord Energy Corporation | Alberta | WECC | WECCCN |  |  | Gas | 5 | NA | NA | NA | NA | NA | NA
Sarpy County IC | -511570 | Operating | 3.5 | Internal Combustion | 1996 | Omaha Public Power District | SPP | MRO | MRO-US | Sarpy | NE | Oil | 3.4 | 20500 | 15200 | 14667 | 0.020145 | 0.033575 | 0.020145
Scottsbluff ST Plant | -780781 | Operating | 7.1 | Steam Turbine | 1987 | Western Sugar Cooperative, Inc. | SPP | MRO | MRO-US | Scotts Bluff | NE | Gas | 5.6 | NA | NA | NA | 13.1829 | NA | NA
Scribner Diesel Generation Facility | -378096 | Operating | 4 | Internal Combustion | 2020 | Scribner City of | SPP | MRO | MRO-US | Dodge | NE | Oil | 4 | 8875 | 9962 | 11308 | 0.091324 | 0.074201 | 0.0371
Seward Wind Project | -173126 | Operating | 1.7 | Wind Turbine | 2017 | Bluestem Energy Solutions, Llc | SPP | MRO | MRO-US | Seward | NE | Wind | 1.7 | NA | NA | NA | 47.2737 | 53.9149 | 47.361
Sheldon | -6670 | Operating | 228.7 | Steam Turbine | 1961 | Nebraska Public Power District | SPP | MRO | MRO-US | Lancaster | NE | Coal | 216 | 11727 | 11767 | 11777 | 38.0998 | 53.0245 | 44.0284
Sholes Wind Energy Center | -787420 | Operating | 160 | Wind Turbine | 2019 | XPLR Infrastructure, LP | SPP | MRO | MRO-US | Wayne | NE | Wind | 160 | NA | NA | NA | 49.9917 | NA | NA
Sidney, NE | -165564 | Operating | 5.1 | Internal Combustion | 1931 | City of Sidney, Nebraska | SPP | MRO | MRO-US | Cheyenne | NE | Gas | 4.2 | NA | 6000 | 23000 | 0 | 0.005436 | 0.002718
South Sioux City Battery Storage | -503830 | Operating | 1.5 | Battery | 2020 | NextEra Energy Resources, LLC | SPP | MRO | MRO-US | Dakota | NE | Energy Storage | 1.5 | NA | NA | NA | NA | NA | NA
Minnehik Buck Lake Gas Plant | -411516 | Operating | 5 | Gas Turbine | 2001 | TAQA North Ltd. | Alberta | WECC | WECCCN |  |  | Gas | 5 | NA | NA | NA | NA | NA | NA
South Sioux City Solar Project | -173275 | Operating | 2.3 | Solar | 2017 | Tesla Energy Operations, Inc. | SPP | MRO | MRO-US | Dakota | NE | Solar | 2.3 | NA | NA | NA | 20.4239 | 20.5182 | 21.1485
Spalding | -6859 | Operating | 1.9 | Internal Combustion | 1947 | Spalding Village of | SPP | MRO | MRO-US | Greeley | NE | Oil | 1.9 | 19333 | 16000 | 10556 | 0.018025 | 0.024033 | 0.054074
Spalding Hydro | -6860 | Operating | 0.2 | Hydraulic Turbine | 1919 | Spalding Village of | SPP | MRO | MRO-US | Greeley | NE | Water | 0.2 | NA | NA | NA | 0.11416 | 0 | 0
SPPW1 | -611580 | Operating | 5.6 | Wind Turbine | 2022 | SPPW1 LLC | SPP | MRO | MRO-US | Franklin | NE | Wind | 5.6 | NA | NA | NA | 48.0369 | 17.0621 | NA
Springview Wind Project | -169142 | Operating | 3 | Wind Turbine | 1998 | Bluestem LLC | SPP | MRO | MRO-US | Keya Paha | NE | Wind | 3 | NA | NA | NA | 28.0898 | 27.1157 | 37.051
Steele Flats (Infinity) Wind Project | -170385 | Operating | 74.8 | Wind Turbine | 2013 | ESI Energy, LLC | SPP | MRO | MRO-US | Jefferson | NE | Wind | 74.8 | NA | NA | NA | 44.1547 | 51.6488 | 46.5421
Stuart, NE | -785293 | Operating | 1.5 | Internal Combustion | 1952 | Stuart City of NE | SPP | MRO | MRO-US | Holt | NE | Oil | 1.5 | 8500 | NA | NA | 0.036049 | NA | NA
Syracuse 2 | -7103 | Operating | 4 | Internal Combustion | 1969 | City of Nebraska City, Nebraska | SPP | MRO | MRO-US | Otoe | NE | Gas | 3.2 | NA | NA | NA | -1.1201 | -1.4733 | -1.4769
Tecumseh, NE | -7143 | Operating | 7 | Internal Combustion | 1948 | City Of Tecumseh, Nebraska | SPP | MRO | MRO-US | Johnson | NE | Oil | 6.6 | NA | NA | NA | -0.2041 | -0.084752 | -0.10032
Minnehik Buck Lake Gas Plant | -77820 | Operating | 5 | Gas Turbine | 2001 | Keyera Corp. | Alberta | WECC | WECCCN |  |  | Gas | 5 | NA | NA | NA | NA | NA | NA
Minnehik Buck Lake Gas Plant | -77656 | Operating | 5 | Gas Turbine | 2001 | CQ Energy Canada Partnership | Alberta | WECC | WECCCN |  |  | Gas | 5 | NA | NA | NA | NA | NA | NA
Terry Bundy IC | -166975 | Operating | 6.6 | Internal Combustion | 2004 | Lincoln Electric System | SPP | MRO | MRO-US | Lancaster | NE | Biomass | 6.4 | 12292 | 11644 | 10554 | 41.7844 | 38.4899 | 48.78
Thunderhead Wind Farm | -508617 | Operating | 300 | Wind Turbine | 2022 | Invenergy Wind Development LLC | SPP | MRO | MRO-US | Antelope | NE | Wind | 300 | NA | NA | NA | 43.3088 | 7.6246 | NA
Thunderhead Wind Farm | -508616 | Operating | 300 | Wind Turbine | 2022 | WEC Infrastructure LLC | SPP | MRO | MRO-US | Antelope | NE | Wind | 300 | NA | NA | NA | 43.3088 | 7.6246 | NA
TPW Petersburg | -497467 | Operating | 40.5 | Wind Turbine | 2011 | Clear Wind Eólica, S.L | SPP | MRO | MRO-US | Boone | NE | Wind | 40.5 | NA | NA | NA | 42.5948 | 50.8273 | 43.7277
TPW Petersburg | -497466 | Operating | 40.5 | Wind Turbine | 2011 | Acek Energías Renovables, S.L. | SPP | MRO | MRO-US | Boone | NE | Wind | 40.5 | NA | NA | NA | 42.5948 | 50.8273 | 43.7277
TPW Petersburg | -497465 | Operating | 40.5 | Wind Turbine | 2011 | ORIX Corporation Europe N.V. | SPP | MRO | MRO-US | Boone | NE | Wind | 40.5 | NA | NA | NA | 42.5948 | 50.8273 | 43.7277
Upstream Wind Energy Project | -225183 | Operating | 202.5 | Wind Turbine | 2018 | WEC Infrastructure LLC | SPP | MRO | MRO-US | Antelope | NE | Wind | 202.5 | NA | NA | NA | 43.7507 | 51.4046 | 44.9194
Valentine Cherry Wind Farm | -171521 | Operating | 1.9 | Wind Turbine | 2014 | Bluestem Energy Solutions, Llc | SPP | MRO | MRO-US | Cherry | NE | Wind | 1.9 | NA | NA | NA | 28.3045 | 26.7844 | 36.025
Wahoo | -7532 | Operating | 14.2 | Internal Combustion | 1936 | Wahoo City of | SPP | MRO | MRO-US | Saunders | NE | Gas | 13.6 | 10441 | 10579 | 10068 | 0.049523 | 0.015948 | 0.23586
Wakefield | -7541 | Operating | 4.1 | Internal Combustion | 1915 | Nebraska Public Power District | SPP | MRO | MRO-US | Dixon | NE | Oil | 3.2 | 13571 | 14364 | 10741 | 0.049943 | 0.039241 | 0.096318
Wayne, NE | -7632 | Operating | 21.8 | Internal Combustion | 1947 | City of Wayne | SPP | MRO | MRO-US | Wayne | NE | Oil | 20.2 | 11717 | 11435 | 10446 | 0.025996 | 0.3193 | 0.54252
West Point Municipal | -224966 | Operating | 4.4 | Internal Combustion | 1947 | West Point City of NE | SPP | MRO | MRO-US | Cuming | NE | Gas | 4.4 | 32007 | 10622 | 10317 | 0.36322 | 0.19199 | 0.4177
Western Meadowlark Solar Farm (Landers) | -231847 | Operating | 4.4 | Solar | 2020 | Capital Dynamics, Inc. | SPP | MRO | MRO-US | Scotts Bluff | NE | Solar | 4.4 | NA | NA | NA | 12.7543 | 24.0556 | 23.9389
Whelan Energy Center | -165817 | Operating | 324.3 | Steam Turbine | 1981 | City of Nebraska City, Nebraska | MISO, SPP | MRO | MRO-US | Adams | NE | Coal | 296 | 10712 | 12519 | 14537 | 42.2491 | 60.4665 | 48.0031
Whelan Energy Center | -165816 | Operating | 324.3 | Steam Turbine | 1981 | Municipal Energy Agency of NE | MISO, SPP | MRO | MRO-US | Adams | NE | Coal | 296 | 10712 | 12519 | 14537 | 42.2491 | 60.4665 | 48.0031
Whelan Energy Center | -165815 | Operating | 324.3 | Steam Turbine | 1981 | Heartland Consumers Power Dist | MISO, SPP | MRO | MRO-US | Adams | NE | Coal | 296 | 10712 | 12519 | 14537 | 42.2491 | 60.4665 | 48.0031
Whelan Energy Center | -165814 | Operating | 324.3 | Steam Turbine | 1981 | City of Hastings, Nebraska | MISO, SPP | MRO | MRO-US | Adams | NE | Coal | 296 | 10712 | 12519 | 14537 | 42.2491 | 60.4665 | 48.0031
Whelan Energy Center | -165813 | Operating | 324.3 | Steam Turbine | 1981 | City of Grand Island, Nebraska | MISO, SPP | MRO | MRO-US | Adams | NE | Coal | 296 | 10712 | 12519 | 14537 | 42.2491 | 60.4665 | 48.0031
Wilber | -7784 | Operating | 3.6 | Internal Combustion | 1960 | City of Wilber | SPP | MRO | MRO-US | Saline | NE | Oil | 3.1 | 11647 | 9273 | 11304 | 0.1252 | 0.040507 | 0.084696
Wisner | -165837 | Operating | 3.8 | Internal Combustion | 1947 | Wisner City of | SPP | MRO | MRO-US | Cuming | NE | Oil | 3.8 | 11593 | 13000 | 10438 | 0.17724 | 0.090123 | 0.48065
York Community Solar Project | -785518 | Operating | 3.2 | Solar | 2022 | Nebraska Public Power District | SPP | MRO | MRO-US | York | NE | Solar | 3.2 | NA | NA | NA | NA | NA | NA
Amoskeag | -382410 | Operating | 16 | Hydraulic Turbine | 1922 | Central Rivers Power, LLC | New England | NPCC | NE | Hillsborough | NH | Water | 17.5 | NA | NA | NA | 74.3066 | 49.604 | 60.4834
Antrim Wind Energy Project (Antrim II) | -676674 | Operating | 28.8 | Wind Turbine | 2019 | TransAlta Renewables Inc. | New England | NPCC | NE | Hillsborough | NH | Wind | 28.8 | NA | NA | NA | 27.2673 | NA | NA
Ayers Island | -382411 | Operating | 8.4 | Hydraulic Turbine | 1925 | Central Rivers Power, LLC | New England | NPCC | NE | Belknap | NH | Water | 9 | NA | NA | NA | 69.0246 | 52.4505 | 52.8628
Berlin Biomass-Energy Project (Burgess BioPower) | -166198 | Operating | 75 | Steam Turbine | 2013 | Gestamp Biomass | New England | NPCC | NE | Coos | NH | Biomass | 67.5 | 14193 | 13697 | 13447 | 83.9149 | 91.4225 | 91.4318
Berlin Biomass-Energy Project (Burgess BioPower) | -101696 | Operating | 75 | Steam Turbine | 2013 | Cate Street Capital, Inc. | New England | NPCC | NE | Coos | NH | Biomass | 67.5 | 14193 | 13697 | 13447 | 83.9149 | 91.4225 | 91.4318
Berlin Biomass-Energy Project (Burgess BioPower) | -96926 | Operating | 75 | Steam Turbine | 2013 | 3Cubed, LLC | New England | NPCC | NE | Coos | NH | Biomass | 67.5 | 14193 | 13697 | 13447 | 83.9149 | 91.4225 | 91.4318
Berlin Gorham Battery Storage Project | -780828 | Operating | 14 | Battery | 2023 | Brookfield Renewable Partners L.P. | New England | NPCC | NE | Coos | NH | Energy Storage | 14 | NA | NA | NA | NA | NA | NA
Berlin-Gorham Hydro | -695449 | Operating | 30.3 | Hydraulic Turbine | 1914 | Brookfield Renewable Partners L.P. | New England | NPCC | NE | Coos | NH | Water | 30.4 | NA | NA | NA | 63.0727 | 51.5764 | 43.465
Bridgewater Power | -64301 | Operating | 20 | Steam Turbine | 1987 | Bridgewater Power Holdings, LLC | New England | NPCC | NE | Grafton | NH | Biomass | 16.5 | 15755 | 15776 | 15743 | 75.5293 | 79.8775 | 81.1595
Bridgewater Power | -22317 | Operating | 20 | Steam Turbine | 1987 | Treebrook, Inc. | New England | NPCC | NE | Grafton | NH | Biomass | 16.5 | 15755 | 15776 | 15743 | 75.5293 | 79.8775 | 81.1595
Bridgewater Power | -22316 | Operating | 20 | Steam Turbine | 1987 | PJC, Inc. | New England | NPCC | NE | Grafton | NH | Biomass | 16.5 | 15755 | 15776 | 15743 | 75.5293 | 79.8775 | 81.1595
Bridgewater Power | -22315 | Operating | 20 | Steam Turbine | 1987 | G2s Bridgewater, Inc. | New England | NPCC | NE | Grafton | NH | Biomass | 16.5 | 15755 | 15776 | 15743 | 75.5293 | 79.8775 | 81.1595
Clement Dam | -192966 | Operating | 2.4 | Hydraulic Turbine | 1984 | Eagle Creek Renewable Energy, LLC | New England | NPCC | NE | Belknap | NH | Water | 2.3 | NA | NA | NA | 58.8594 | 40.138 | 43.6321
Comerford | -551123 | Operating | 167.8 | Hydraulic Turbine | 1930 | HQI US Holding LLC | New England | NPCC | NE | Grafton | NH | Water | 168 | NA | NA | NA | 27.5232 | NA | NA
Concord Facility | -154308 | Operating | 14 | Steam Turbine | 1989 | Wheelabrator Technologies Holdings Inc. | New England | NPCC | NE | Merrimack | NH | Biomass | 12 | 20128 | 19554 | 19505 | 88.3657 | 86.2348 | 95.6773
Concord Hospital Steam Project | -21371 | Operating | 2 | Steam Turbine | 1980 | Concord Steam Corp. | New England | NPCC | NE | Merrimack | NH | Biomass | 2 | NA | NA | NA | NA | NA | NA
Crotched Mt. Rehab Center | -346422 | Operating | 2.1 | Internal Combustion | 1990 | Crotched Mountain Rehabilitation Center, Inc. | New England | NPCC | NE | Hillsborough | NH | Oil | 2.1 | NA | NA | NA | 0 | NA | NA
Dartmouth College Energy Plant | -2839 | Operating | 7 | Steam Turbine | 1970 | Dartmouth College | New England | NPCC | NE | Grafton | NH | Oil | 7 | 45905 | 47600 | 47803 | 18.2502 | 18.2355 | 17.1575
Dunbarton Road Solar Project | -778369 | Operating | 3.3 | Solar | 2022 | Kearsarge Energy LP | New England | NPCC | NE | Hillsborough | NH | Solar | 3.3 | NA | NA | NA | NA | NA | NA
Eastman Falls | -382423 | Operating | 6.4 | Hydraulic Turbine | 1937 | Central Rivers Power, LLC | New England | NPCC | NE | Merrimack | NH | Water | 6.5 | NA | NA | NA | 58.3544 | 42.752 | 44.0095
Minnehik Buck Lake Gas Plant | -77655 | Operating | 5 | Gas Turbine | 2001 | Sabre Energy Ltd. | Alberta | WECC | WECCCN |  |  | Gas | 5 | NA | NA | NA | NA | NA | NA
EHC West Hopkinton | -465320 | Operating | 1 | Hydraulic Turbine | 1985 | Fonds de solidarité FTQ | New England | NPCC | NE | Merrimack | NH | Water | 1 | NA | NA | NA | 45.8447 | 39.3037 | 47.089
EHC West Hopkinton | -465319 | Operating | 1 | Hydraulic Turbine | 1985 | Caisse de dépôt et placement du Québec | New England | NPCC | NE | Merrimack | NH | Water | 1 | NA | NA | NA | 45.8447 | 39.3037 | 47.089
Errol Hydroelectric Project | -695476 | Operating | 3 | Hydraulic Turbine | 1986 | Brookfield Renewable Partners L.P. | New England | NPCC | NE | Coos | NH | Water | 3 | NA | NA | NA | 61.7884 | 51.8455 | 37.2717
Fidelity Merrimack Solar Facility | -761495 | Operating | 2.4 | Solar | 2019 | Devonshire Energy LLC | New England | NPCC | NE | Hillsborough | NH | Solar | 2.4 | NA | NA | NA | 15.7011 | 18.5883 | 17.5371
Four Hills/Nashua Landfill (Suncook Facility) | -164714 | Operating | 2.4 | Internal Combustion | 1996 | Fortistar Methane Group LLC | New England | NPCC | NE | Hillsborough | NH | Biomass | 2.2 | 11251 | 11180 | 11050 | 71.6636 | 61.3688 | 76.0845
Garvins Falls | -382426 | Operating | 12.4 | Hydraulic Turbine | 1925 | Central Rivers Power, LLC | New England | NPCC | NE | Merrimack | NH | Water | 12.4 | NA | NA | NA | 40.6568 | 31.6956 | 40.6531
Gorham | -382427 | Operating | 2.2 | Hydraulic Turbine | 1917 | Central Rivers Power, LLC | New England | NPCC | NE | Coos | NH | Water | 2 | NA | NA | NA | 68.9726 | 59.1324 | 48.6416
Granite Reliable Power Windpark | -787354 | Operating | 99 | Wind Turbine | 2012 | XPLR Infrastructure, LP | New England | NPCC | NE | Coos | NH | Wind | 99 | NA | NA | NA | 19.9774 | 23.7976 | 26.0092
Minnesota River | -8551 | Operating | 49 | Gas Turbine | 2001 | City of Chaska, Minnesota | MISO | MRO | MRO-US | Carver | MN | Gas | 39 | 10766 | 11674 | 11516 | 2.1449 | 0.21485 | 0.6419
Mint Farm Generation Project | -754663 | Operating | 319 | Combined Cycle | 2008 | Alberta Investment Management Corporation |  | WECC | NWPP | Cowlitz | WA | Gas | 336 | NA | 7459 | NA | 67.5956 | 54.5419 | NA
Greggs Falls Facility | -192971 | Operating | 3.4 | Hydraulic Turbine | 1985 | Eagle Creek Renewable Energy, LLC | New England | NPCC | NE | Hillsborough | NH | Water | 3.4 | NA | NA | NA | 46.0986 | 31.6311 | 37.9197
Groton Wind Project | -785805 | Operating | 48 | Wind Turbine | 2012 | Avangrid Renewables, LLC | New England | NPCC | NE | Grafton | NH | Wind | 48 | NA | NA | NA | NA | NA | NA
Mint Farm Generation Project | -754662 | Operating | 319 | Combined Cycle | 2008 | OMERS Administration Corporation |  | WECC | NWPP | Cowlitz | WA | Gas | 336 | NA | 7459 | NA | 67.5956 | 54.5419 | NA
Hillsborough Hosiery | -153152 | Operating | 1.2 | Hydraulic Turbine | 1989 | Thermal Dynamics Corporation | New England | NPCC | NE | Hillsborough | NH | Water | 1.2 | NA | NA | NA | 22.8786 | 19.9201 | 47.1081
Hooksett | -382430 | Operating | 1.6 | Hydraulic Turbine | 1927 | Central Rivers Power, LLC | New England | NPCC | NE | Merrimack | NH | Water | 1.6 | NA | NA | NA | 21.1187 | 36.7152 | 47.0676
Industrial Park Drive Solar | -145113 | Operating | NA | Solar | NA | NSP System Nevada Holding Corp. | New England | NPCC | NE | Merrimack | NH | Solar | 1.25 | NA | NA | NA | NA | NA | NA
Jackman | -382432 | Operating | 3.2 | Hydraulic Turbine | 1926 | Central Rivers Power, LLC | New England | NPCC | NE | Hillsborough | NH | Water | 3.6 | NA | NA | NA | 40.3983 | 28.5578 | 41.6603
Jackson Mills Project | -641152 | Operating | 1.1 | Hydraulic Turbine | 1984 | City of Nashua, Iowa | New England | NPCC | NE | Hillsborough | NH | Water | 1.1 | NA | NA | NA | NA | NA | NA
Jericho Mountain Wind Project | -118195 | Operating | 14.3 | Wind Turbine | 2015 | Jericho Power, LLC | New England | NPCC | NE | Coos | NH | Wind | 12.1 | NA | NA | NA | 11.19 | 18.0724 | 23.3367
Lempster Mountain | -785754 | Operating | 24 | Wind Turbine | 2008 | Avangrid Renewables, LLC | New England | NPCC | NE | Sullivan | NH | Wind | 24 | NA | NA | NA | NA | NA | NA
Lochmere | -192981 | Operating | 1.2 | Hydraulic Turbine | 1984 | Eagle Creek Renewable Energy, LLC | New England | NPCC | NE | Belknap | NH | Water | 1.2 | NA | NA | NA | 41.2957 | 34.3798 | 32.0967
Loranger Power Generation Wind Farm | -168752 | Operating | 1.05 | Wind Turbine | 2006 | Loranger Power Generation | New England | NPCC | NE | Coos | NH | Wind | 1.05 | NA | NA | NA | NA | NA | NA
Mint Farm Generation Project | -754661 | Operating | 319 | Combined Cycle | 2008 | British Columbia Investment Management Corporation |  | WECC | NWPP | Cowlitz | WA | Gas | 336 | NA | 7459 | NA | 67.5956 | 54.5419 | NA
Mint Farm Generation Project | -754660 | Operating | 319 | Combined Cycle | 2008 | PGGM Vermogensbeheer B.V. |  | WECC | NWPP | Cowlitz | WA | Gas | 336 | NA | 7459 | NA | 67.5956 | 54.5419 | NA
Lower Village Water Power Project | -4782 | Operating | 1.2 | Hydraulic Turbine | 1995 | Marlborough Hydro Corporation | New England | NPCC | NE | Sullivan | NH | Water | 1.2 | NA | NA | NA | 60.6925 | 32.9338 | 56.5164
Mascoma Hydro Corporation | -465269 | Operating | 1.5 | Hydraulic Turbine | 1988 | Fonds de solidarité FTQ | New England | NPCC | NE | Grafton | NH | Water | 1.5 | NA | NA | NA | 26.8113 | 9.8021 | 5.2435
Mascoma Hydro Corporation | -465268 | Operating | 1.5 | Hydraulic Turbine | 1988 | Caisse de dépôt et placement du Québec | New England | NPCC | NE | Grafton | NH | Water | 1.5 | NA | NA | NA | 26.8113 | 9.8021 | 5.2435
McIndoes | -551129 | Operating | 10.4 | Hydraulic Turbine | 1931 | HQI US Holding LLC | New England | NPCC | NE | Grafton | NH | Water | 10.8 | NA | NA | NA | 59.3258 | NA | NA
Merrimack | -791359 | Operating | 459.2 | Steam Turbine | 1960 | Atlas Capital Resources II (A7) LP | New England | NPCC | NE | Merrimack | NH | Coal | 438.5 | 11475 | 12650 | 11467 | 4.1762 | 7.9666 | 7.4042
Merrimack | -791358 | Operating | 459.2 | Steam Turbine | 1960 | Atlas Capital Resources (p) Ii Lp | New England | NPCC | NE | Merrimack | NH | Coal | 438.5 | 11475 | 12650 | 11467 | 4.1762 | 7.9666 | 7.4042
Mint Farm Generation Project | -754659 | Operating | 319 | Combined Cycle | 2008 | Ontario Teachers' Pension Plan Board |  | WECC | NWPP | Cowlitz | WA | Gas | 336 | NA | 7459 | NA | 67.5956 | 54.5419 | NA
Mint Farm Generation Project | -410026 | Operating | 319 | Combined Cycle | 2008 | Macquarie Infrastructure Partners Inc. |  | WECC | NWPP | Cowlitz | WA | Gas | 336 | NA | 7459 | NA | 67.5956 | 54.5419 | NA
Milton Hydro | -115119 | Operating | 1.4 | Hydraulic Turbine | 1914 | Abenaki Timber Corporation | New England | NPCC | NE | Strafford | NH | Water | 1.4 | NA | NA | NA | 67.1967 | 53.5062 | 46.5998
Mine Falls | -192983 | Operating | 3 | Hydraulic Turbine | 1985 | Eagle Creek Renewable Energy, LLC | New England | NPCC | NE | Hillsborough | NH | Water | 3 | NA | NA | NA | 76.8455 | 42.2983 | 59.433
Newfound Hydroelectric Company | -192985 | Operating | 1.4 | Hydraulic Turbine | 1983 | Eagle Creek Renewable Energy, LLC | New England | NPCC | NE | Grafton | NH | Water | 1.4 | NA | NA | NA | 66.3568 | 34.426 | 39.5793
Newington | -791363 | Operating | 414 | Steam Turbine | 1974 | Atlas Capital Resources II (A7) LP | New England | NPCC | NE | Rockingham | NH | Oil | 400.2 | 12142 | 11958 | 13619 | 1.4797 | 3.9239 | 1.6695
Newington | -791362 | Operating | 414 | Steam Turbine | 1974 | Atlas Capital Resources (p) Ii Lp | New England | NPCC | NE | Rockingham | NH | Oil | 400.2 | 12142 | 11958 | 13619 | 1.4797 | 3.9239 | 1.6695
Mira Loma Substation Peaker | -166779 | Operating | 49.8 | Gas Turbine | 2007 | Southern California Edison Company | CAISO | WECC | CAMX | San Bernardino | CA | Gas | 49 | 11164 | 10269 | 10245 | 2.6025 | 6.6096 | 5.5761
Pembroke Hydro | -192990 | Operating | 2.7 | Hydraulic Turbine | 1985 | Eagle Creek Renewable Energy, LLC | New England | NPCC | NE | Merrimack | NH | Water | 2.7 | NA | NA | NA | 65.0812 | 35.7602 | 39.3455
Penacook Lower Falls Facility | -35037 | Operating | 4.6 | Hydraulic Turbine | 1983 | Briar-Hydro Associates | New England | NPCC | NE | Merrimack | NH | Water | 4.6 | NA | NA | NA | 56.0775 | 46.1286 | 58.2787
Penacook Upper Falls Facility | -5808 | Operating | 3.4 | Hydraulic Turbine | 1986 | Briar-Hydro Associates | New England | NPCC | NE | Merrimack | NH | Water | 3.4 | NA | NA | NA | 57.363 | 39.6253 | 48.3045
Pinetree Power Bethlehem | -191513 | Operating | 17.5 | Steam Turbine | 1986 | Pinetree Power, Inc. | New England | NPCC | NE | Grafton | NH | Biomass | 15 | NA | NA | NA | 0 | 0 | 0
Pinetree Power Tamworth | -191515 | Operating | 25 | Steam Turbine | 1987 | Pinetree Power -Tamworth, Inc. | New England | NPCC | NE | Carroll | NH | Biomass | 20 | NA | 13781 | 14978 | 0 | 12.5211 | 32.8579
Plymouth State College Cogeneration | -5951 | Operating | 2.8 | Internal Combustion | 1994 | Plymouth Cogeneration Limited Partnership | New England | NPCC | NE | Grafton | NH | Oil | 2.8 | NA | NA | NA | 0 | 0 | 0
Pontook Hydroelectric Facility | -695532 | Operating | 10.5 | Hydraulic Turbine | 1986 | Brookfield Renewable Partners L.P. | New England | NPCC | NE | Coos | NH | Water | 10.5 | NA | NA | NA | 62.8441 | 46.983 | 35.7295
Rochester Landfill Facility | -167505 | Operating | 3.2 | Internal Combustion | 2008 | The University of New Hampshire, Durham | New England | NPCC | NE | Strafford | NH | Biomass | 3.2 | NA | NA | NA | NA | NA | NA
Rolfe Canal Facility | -6361 | Operating | 4.3 | Hydraulic Turbine | 1987 | Briar-Hydro Associates | New England | NPCC | NE | Merrimack | NH | Water | 4.3 | NA | NA | NA | 73.7576 | 50.6637 | 61.6279
Rollinsford | -465289 | Operating | 1.4 | Hydraulic Turbine | 1986 | Fonds de solidarité FTQ | New England | NPCC | NE | Strafford | NH | Water | 1.4 | NA | NA | NA | 32.9175 | 39.1063 | 40.5088
Rollinsford | -465288 | Operating | 1.4 | Hydraulic Turbine | 1986 | Caisse de dépôt et placement du Québec | New England | NPCC | NE | Strafford | NH | Water | 1.4 | NA | NA | NA | 32.9175 | 39.1063 | 40.5088
S.C. Moore | -742376 | Operating | 195.4 | Hydraulic Turbine | 1957 | HQI US Holding LLC | New England | NPCC | NE | Grafton | NH | Water | 195.4 | NA | NA | NA | 19.1403 | NA | NA
Schiller Coal | -791365 | Out of Service | 150 | Steam Turbine | 1952 | Atlas Capital Resources II (A7) LP | New England | NPCC | NE | Rockingham | NH | Coal | NA | NA | NA | NA | 0 | 0 | 0
Schiller Coal | -791364 | Out of Service | 150 | Steam Turbine | 1952 | Atlas Capital Resources (p) Ii Lp | New England | NPCC | NE | Rockingham | NH | Coal | NA | NA | NA | NA | 0 | 0 | 0
Miramar Energy Facility | -166206 | Operating | 106 | Gas Turbine | 2005 | San Diego Gas & Electric Company | CAISO | WECC | CAMX | San Diego | CA | Gas | 94 | 10378 | 10266 | 10361 | 2.7889 | 4.067 | 2.4506
Mississippi Baptist Medical Center | -5130 | Operating | 4.2 | Gas Turbine | 1991 | Mississippi Baptist Medical Center | MISO | SERC | DELTA | Hinds | MS | Gas | 4 | NA | NA | NA | 0 | 0 | 0
Seabrook | -8513 | Operating | 1242 | Nuclear | 1990 | NextEra Energy Resources, LLC | New England | NPCC | NE | Rockingham | NH | Nuclear | 1247.4 | NA | NA | NA | 87.2571 | 99.6284 | 89.9095
Seabrook | -6596 | Operating | 1242 | Nuclear | 1990 | City of Taunton, Massachusetts | New England | NPCC | NE | Rockingham | NH | Nuclear | 1247.4 | NA | NA | NA | 87.2571 | 99.6284 | 89.9095
Seabrook | -6592 | Operating | 1242 | Nuclear | 1990 | Massachusetts Municipal Wholesale Electric Company | New England | NPCC | NE | Rockingham | NH | Nuclear | 1247.4 | NA | NA | NA | 87.2571 | 99.6284 | 89.9095
Seabrook | -6591 | Operating | 1242 | Nuclear | 1990 | Hudson Town of | New England | NPCC | NE | Rockingham | NH | Nuclear | 1247.4 | NA | NA | NA | 87.2571 | 99.6284 | 89.9095
Seabrook ICAES System Project | -171857 | Operating | 1.5 | Mechanical Storage | 2013 | SustainX Inc. | New England | NPCC | NE | Rockingham | NH | Other | 1.5 | NA | NA | NA | NA | NA | NA
Smith | -382447 | Operating | 15 | Hydraulic Turbine | 1948 | Central Rivers Power, LLC | New England | NPCC | NE | Coos | NH | Water | 15.2 | NA | NA | NA | 92.1285 | 72.445 | 50.2606
Somersworth Lower Great Dam (Great Falls) Plant | -465303 | Operating | 1.3 | Hydraulic Turbine | 1985 | Fonds de solidarité FTQ | New England | NPCC | NE | Strafford | NH | Water | 1.2 | NA | NA | NA | 47.1461 | 15.3349 | 17.5894
Somersworth Lower Great Dam (Great Falls) Plant | -465302 | Operating | 1.3 | Hydraulic Turbine | 1985 | Caisse de dépôt et placement du Québec | New England | NPCC | NE | Strafford | NH | Water | 1.2 | NA | NA | NA | 47.1461 | 15.3349 | 17.5894
Stevens Mills Dam | -192968 | Operating | 3.2 | Hydraulic Turbine | 1982 | Eagle Creek Renewable Energy, LLC | New England | NPCC | NE | Merrimack | NH | Water | 3.3 | NA | NA | NA | 33.8695 | 18.3617 | 23.8827
Stored Solar Springfield, LLC | -363979 | Operating | 20 | Steam Turbine | 1987 | EWP Renewable Corporation | New England | NPCC | NE | Sullivan | NH | Biomass | 16.3 | 14245 | 16971 | 17000 | 22.4207 | 16.4089 | 14.7253
Thomas Hodgson & Sons Hydro | -7192 | Operating | 1.7 | Hydraulic Turbine | 1981 | Thomas Hodgson & Sons Inc | New England | NPCC | NE | Merrimack | NH | Water | 1.7 | NA | NA | NA | 27.0749 | 22.4147 | 24.4829
Mississippi Chemical Corporation | -481207 | Operating | 25 | Gas Turbine | 1984 | Terra Industries Inc. | MISO | SERC | DELTA | Yazoo | MS | Gas | 22 | 12311 | 12587 | 12392 | 83.1808 | 78.0895 | 78.6748
Turnkey Landfill Gas Recovery IC | -13205 | Operating | 3.2 | Internal Combustion | 1992 | WM Renewable Energy, LLC | New England | NPCC | NE | Strafford | NH | Biomass | 3.2 | 12794 | 13194 | 12815 | 38.8806 | 34.8209 | 38.4596
MJMEUC Generating Station #1 | -167161 | Operating | 13.3 | Gas Turbine | 2007 | Missouri Joint Municipal Electric Utility Commission | MISO | SERC | GATEWY | Audrain | MO | Gas | 13 | 10372 | 10460 | 11152 | 96.9547 | 92.1075 | 58.6916
MMSD Jones Island Wastewater Treatment | -165165 | Operating | 31.3 | Gas Turbine | 1971 | Milwaukee Metropolitan Sewerage District | MISO | RFC | R-MISO | Milwaukee | WI | Gas | 28.8 | 10570 | 10484 | 11324 | 30.0637 | 32.1014 | 32.2413
Velcro USA IC | -758330 | Operating | 4.8 | Internal Combustion | 1990 | Velcro USA Inc. | New England | NPCC | NE | Hillsborough | NH | Oil | 3.6 | NA | NA | NA | NA | NA | NA
MMWEC Simple Cycle Gas Turbine Plant | -773139 | Operating | 65 | Gas Turbine | 2024 | Massachusetts Municipal Wholesale Electric Company | New England | NPCC | NE | Essex | MA | Gas | 65 | NA | NA | NA | NA | NA | NA
Moberly | -5149 | Operating | 60.6 | Gas Turbine | 1978 | Union Electric Company | MISO | SERC | GATEWY | Randolph | MO | Oil | 69 | NA | NA | 15439 | 0.0051287 | -0.020184 | 0.34793
Whitefield Power and Light Co | -363986 | Operating | 19.9 | Steam Turbine | 1988 | EWP Renewable Corporation | New England | NPCC | NE | Coos | NH | Biomass | 17.5 | 16463 | 16211 | 14557 | 8.4814 | 6.6667 | 34.1605
101 Carnegie Center Solar Project | -257174 | Operating | 1.2 | Solar | 2020 | Greenbacker Renewable Energy Corporation | PJM | RFC | R-PJM | Mercer | NJ | Solar | 1.2 | NA | NA | NA | 17.2374 | 17.6275 | 17.0186
12 Applegate Solar Farm | -170483 | Operating | 1.5 | Solar | 2012 | Sunray Joint Venture Solar Llc | PJM | RFC | R-PJM | Mercer | NJ | Solar | 1.5 | NA | NA | NA | 16.0198 | 13.4463 | 12.7433
145 Talmadge Solar | -169608 | Operating | 3.8 | Solar | 2011 | Avidan Energy Solutions | PJM | RFC | R-PJM | Middlesex | NJ | Solar | 3.8 | NA | NA | NA | 13.951 | 15.7805 | 13.9029
180 Raritan Solar | -170883 | Operating | 1.9 | Solar | 2012 | Avidan Energy Solutions | PJM | RFC | R-PJM | Middlesex | NJ | Solar | 1.9 | NA | NA | NA | 15.6393 | 15.9577 | 15.2668
24 Applegate Solar Plant | -171355 | Operating | 3.84 | Solar | 2014 | SunRay Power OPCO II, LLC | PJM | RFC | R-PJM | Mercer | NJ | Solar | 3.84 | NA | NA | NA | 4.4295 | 4.3076 | 3.8111
24 Applegate Solar Plant | -171354 | Operating | 3.84 | Solar | 2014 | SunRay Power OPCO I, LLC | PJM | RFC | R-PJM | Mercer | NJ | Solar | 3.84 | NA | NA | NA | 4.4295 | 4.3076 | 3.8111
24 Applegate Solar Plant | -171353 | Operating | 3.84 | Solar | 2014 | SunRay Power OPCO I, LLC | PJM | RFC | R-PJM | Mercer | NJ | Solar | 3.84 | NA | NA | NA | 4.4295 | 4.3076 | 3.8111
24 Applegate Solar Plant | -171352 | Operating | 3.84 | Solar | 2014 | SRB OPCO II Inc. | PJM | RFC | R-PJM | Mercer | NJ | Solar | 3.84 | NA | NA | NA | 4.4295 | 4.3076 | 3.8111
350 Clark Solar | -173569 | Operating | 1.8 | Solar | 2011 | 350 Clark Solar Ng, Llc | PJM | RFC | R-PJM | Morris | NJ | Solar | 1.8 | NA | NA | NA | 11.536 | 12.8488 | 11.8151
371 Hoes Lane Solar Project | -704374 | Operating | 1.3 | Solar | 2023 | Luminace | PJM | RFC | R-PJM | Middlesex | NJ | Solar | 1.3 | NA | NA | NA | 2.8275 | NA | NA
4 Applegate Solar Plant | -170484 | Operating | 1.4 | Solar | 2012 | Sunray Joint Venture Solar Llc | PJM | RFC | R-PJM | Mercer | NJ | Solar | 1.4 | NA | NA | NA | 16.7237 | 15.8757 | 16.2264
435-A Bergen Avenue Solar Project | -220074 | Operating | 1.4 | Solar | 2019 | Hartz Solar, LLC | PJM | RFC | R-PJM | Hudson | NJ | Solar | 1.4 | NA | NA | NA | 17.3353 | 18.3871 | 17.0499
46 Meadowlands Parkway Solar Farm | -163939 | Operating | 1.5 | Solar | 2018 | Hartz Solar, LLC | PJM | RFC | R-PJM | Hudson | NJ | Solar | 1.5 | NA | NA | NA | 19.3227 | 20.2131 | 18.6606
510 Carnegie Center Facility | -366386 | Operating | 1.4 | Solar | 2019 | Greenbacker Renewable Energy Corporation | PJM | RFC | R-PJM | Mercer | NJ | Solar | 1.4 | NA | NA | NA | 15.9817 | 16.4873 | 15.8676
5601 Westside Avenue Solar Project | -409031 | Operating | 1.5 | Solar | 2021 | Hartz Solar, LLC | PJM | RFC | R-PJM | Hudson | NJ | Solar | 1.5 | NA | NA | NA | 17.7017 | 18.7215 | 2.6408
601 Doremus CDG Solar Plant | -409019 | Operating | 1.5 | Solar | 2021 | Hartz Solar, LLC | PJM | RFC | R-PJM | Essex | NJ | Solar | 1.5 | NA | NA | NA | 17.5875 | 18.5312 | 3.9954
701 Carnegie Center Facility | -366384 | Operating | 1.1 | Solar | 2019 | Greenbacker Renewable Energy Corporation | PJM | RFC | R-PJM | Mercer | NJ | Solar | 1.1 | NA | NA | NA | 15.8364 | 16.4799 | 15.8883
77 Metro Way Solar Project | -163934 | Operating | 1 | Solar | 2018 | Hartz Solar, LLC | PJM | RFC | R-PJM | Hudson | NJ | Solar | 1 | NA | NA | NA | 17.4201 | 18.4132 | 16.9977
8501 Westside Avenue Solar Project | -170181 | Operating | 1 | Solar | 2012 | Hartz Solar, LLC | PJM | RFC | R-PJM | Hudson | NJ | Solar | 0.9 | NA | NA | NA | 13.8001 | 15.5505 | 5.416
AC Criminal Courts Complex SPE2 Solar Project | -792726 | Operating | 1.3 | Solar | 2012 | Alberta Investment Management Corporation | PJM | RFC | R-PJM | Atlantic | NJ | Solar | 1.3 | NA | NA | NA | 12.3024 | 15.2529 | 13.5142
AC Criminal Courts Complex SPE2 Solar Project | -792725 | Operating | 1.3 | Solar | 2012 | The AES Corporation | PJM | RFC | R-PJM | Atlantic | NJ | Solar | 1.3 | NA | NA | NA | 12.3024 | 15.2529 | 13.5142
AC Criminal Courts Complex SPE2 Solar Project | -792724 | Operating | 1.3 | Solar | 2012 | Spower Opco A, LLC | PJM | RFC | R-PJM | Atlantic | NJ | Solar | 1.3 | NA | NA | NA | 12.3024 | 15.2529 | 13.5142
AC Criminal Courts Complex SPE2 Solar Project | -792723 | Operating | 1.3 | Solar | 2012 | Spower Opco A, LLC | PJM | RFC | R-PJM | Atlantic | NJ | Solar | 1.3 | NA | NA | NA | 12.3024 | 15.2529 | 13.5142
AC Power 1 Solar Project | -798571 | Operating | 1.3 | Solar | 2019 | Project Hyperion, LLC | PJM | RFC | R-PJM | Burlington | NJ | Solar | 1.3 | NA | NA | NA | NA | NA | NA
ACCC Mays Landing Solar Project | -422035 | Operating | 1.4 | Solar | 2013 | Goldman Sachs Asset Management, L.P. | PJM | RFC | R-PJM | Atlantic | NJ | Solar | 1.4 | NA | NA | NA | 13.348 | 16.5036 | 16.4547
Adams Ave MS and HS Solar Farm | -422041 | Operating | 3.1 | Solar | 2011 | Goldman Sachs Asset Management, L.P. | PJM | RFC | R-PJM | Atlantic | NJ | Solar | 3.1 | NA | NA | NA | 12.4945 | 19.7452 | 14.7408
ADP Parsippany Solar Project | -749898 | Operating | 1.5 | Solar | 2023 | Distributed Solar Development, LLC | PJM | RFC | R-PJM | Morris | NJ | Solar | 1.5 | NA | NA | NA | 0.35008 | NA | NA
Aero Haven Solar Project | -646174 | Operating | 2.6 | Solar | 2023 | Aero Haven Solar LLC | PJM | RFC | R-PJM | Burlington | NJ | Solar | 2.6 | NA | NA | NA | 13.6635 | NA | NA
Allied Beverages Elizabeth | -807170 | Operating | 3.2 | Solar | 2018 | EDF power solutions North America | PJM | RFC | R-PJM | Union | NJ | Solar | 3.2 | NA | NA | NA | NA | NA | NA
Allied Beverages Elizabeth | -249352 | Operating | 3.2 | Solar | 2018 | Allied Beverage Group, LLC | PJM | RFC | R-PJM | Union | NJ | Solar | 3.2 | NA | NA | NA | 19.0853 | 20.1912 | 18.7322
Altair ALTI-ESS Battery Storage | -172382 | Operating | 1.8 | Battery | 2013 | Altair Nanotechnologies, Inc. | PJM | RFC | R-PJM |  | NJ | Energy Storage | 1.8 | NA | NA | NA | NA | NA | NA
Altice - Parsippany Fuel Cell Project | -393940 | Operating | 2 | Fuel Cell | 2021 | Bloom Energy Corporation | PJM | RFC | R-PJM | Morris | NJ | Gas | 2 | 6333 | 6712 | 6427 | 55.5479 | 94.589 | 43.1849
Amazon ACY2 Solar Project | -412293 | Operating | 3.9 | Solar | 2020 | Sol Systems, LLC | PJM | RFC | R-PJM | Burlington | NJ | Solar | 3.9 | NA | NA | NA | 20.2377 | 20.8319 | 12.5776
Amazon ACY2 Solar Project | -412292 | Operating | 3.9 | Solar | 2020 | Capital Dynamics, Inc. | PJM | RFC | R-PJM | Burlington | NJ | Solar | 3.9 | NA | NA | NA | 20.2377 | 20.8319 | 12.5776
Amazon TEB9 Solar Plant | -508143 | Operating | 2.3 | Solar | 2021 | CS Randolph 012175 Somerset, LLC | PJM | RFC | R-PJM | Somerset | NJ | Solar | 2.3 | NA | NA | NA | 18.3889 | 10.0903 | 5.6432
Andover Battery Storage Project | -641978 | Operating | 20 | Battery | 2023 | Ormat Technologies, Inc. | PJM | RFC | R-PJM | Sussex | NJ | Energy Storage | 20 | NA | NA | NA | NA | NA | NA
AT&T Middletown Fuel Cell Project | -503803 | Operating | 2 | Fuel Cell | 2015 | Bloom Energy 2009 Ppa Project | PJM | RFC | R-PJM | Monmouth | NJ | Gas | 2 | 6483 | 7260 | 7372 | 77.6027 | 82.1404 | 83.5445
Atlantic Battery Storage System (ACUA) | -173862 | Operating | 1 | Battery | 2018 | Viridity Energy Solutions, Inc. | PJM | RFC | R-PJM | Atlantic | NJ | Energy Storage | 1 | NA | NM | NM | 3.2306 | 22.2032 | 20.3311
Atlantic City Solar Facility | -482357 | Operating | 2 | Solar | 2008 | Pepco Energy Services, Inc. | PJM | RFC | R-PJM | Atlantic | NJ | Solar | 2 | NA | NA | NA | 16.0788 | 17.6598 | NA
Atlantic City Solar Facility | -133863 | Operating | 2 | Solar | 2008 | Pepco Energy Services, Inc. | PJM | RFC | R-PJM | Atlantic | NJ | Solar | 2 | NA | NA | NA | 16.0788 | 17.6598 | 17.0434
Atlantic Coast Freezers Solar Facility | -393598 | Operating | 2 | Solar | 2012 | KDC Solar LLC | PJM | RFC | R-PJM | Cumberland | NJ | Solar | 2 | NA | NA | NA | 12.3345 | 14.96 | 14.9658
Augusta Solar Farm | -798559 | Operating | 2.9 | Solar | 2016 | Altus Power, Inc. | PJM | RFC | R-PJM | Sussex | NJ | Solar | 2.9 | NA | NA | NA | NA | NA | NA
Mobile Bay Onshore Treating Facility | -792381 | Operating | 12 | Combined Cycle | 1993 | W&T Offshore, Inc. |  | SERC | SOU | Mobile | AL | Gas | 11.7 | 14120 | 13146 | 13157 | 46.4787 | 55.9097 | 61.558
Barrette Outdoor Living Solar Project | -767705 | Operating | 1.5 | Solar | 2019 | Dynamic Energy Solutions, LLC | PJM | RFC | R-PJM | Atlantic | NJ | Solar | 1.5 | NA | NA | NA | 20.3349 | 21.1492 | 20.8904
Bay Avenue CDG Solar Project | -752682 | Operating | 3 | Solar | 2023 | Hartz Solar, LLC | PJM | RFC | R-PJM | Union | NJ | Solar | 3 | NA | NA | NA | 0.21309 | NA | NA
Bayer - Whippany, NJ Solar Plant | -752655 | Operating | 1.7 | Solar | 2023 | Distributed Solar Development, LLC | PJM | RFC | R-PJM | Morris | NJ | Solar | 1.7 | NA | NA | NA | 0.21488 | NA | NA
Moline CT | -141147 | Operating | 72 | Gas Turbine | 1970 | MidAmerican Energy Company | MISO | MRO | MRO-US | Rock Island | IL | Gas | 80 | NA | 44587 | 46607 | 0.0099886 | 0.038385 | 0.062785
Bayonne Solar Plant | -169422 | Operating | 1.5 | Solar | 2010 | Public Service Electric and Gas Company | PJM | RFC | R-PJM | Hudson | NJ | Solar | 1.5 | NA | NA | NA | 15.6697 | 16.5145 | 15.2968
Bayville Central Facility | -1761 | Operating | 6.9 | Internal Combustion | 1988 | Ocean County Utilities Authority | PJM | RFC | R-PJM | Ocean | NJ | Oil | 6.9 | 13456 | 12812 | 11399 | 5.7971 | 6.5863 | 8.3449
Bayville Central Facility PV | -170170 | Operating | 0.2 | Solar | 2007 | Ocean County Utilities Authority | PJM | RFC | R-PJM | Ocean | NJ | Solar | 0.2 | NA | NA | NA | 10.5594 | 12.4429 | 13.6416
Bayway Refinery | -242319 | Operating | 11.2 | Other | 1967 | ConocoPhillips Company | PJM | RFC | R-PJM | Union | NJ | Other | 11.2 | 3412 | 3412 | 8843 | 22.405 | 3.8527 | 25.2925
BBB Headquarters Solar Project | -170809 | Operating | 1 | Solar | 2010 | 20230930-DK-Butterfly-1, Inc. | PJM | RFC | R-PJM | Union | NJ | Solar | 1 | NA | NA | NA | NA | 14.7146 | 13.0936
Beaver Run Solar Farm | -798503 | Operating | 9.9 | Solar | 2015 | Altus Power, Inc. | PJM | RFC | R-PJM | Sussex | NJ | Solar | 7.4 | NA | NA | NA | NA | NA | NA
BEMS East Solar Project | -704201 | Operating | 4 | Solar | 2023 | Luminace | PJM | RFC | R-PJM | Burlington | NJ | Solar | 4 | NA | NA | NA | 1.387 | NA | NA
BEMS West Solar Project | -746976 | Operating | 4 | Solar | 2023 | Luminace | PJM | RFC | R-PJM | Burlington | NJ | Solar | 4 | NA | NA | NA | 2.2631 | NA | NA
Ben Moreell Solar Farm | -758791 | Operating | 20 | Solar | 2020 | Vitol Green Holdings LLC | PJM | RFC | R-PJM | Monmouth | NJ | Solar | 20 | NA | NA | NA | 19.6752 | 20.2123 | 22.0188
Moline CT | -141146 | Operating | 72 | Gas Turbine | 1970 | MidAmerican Energy Company | MISO | MRO | MRO-US | Rock Island | IL | Gas | 80 | NA | 44587 | 46607 | 0.0099886 | 0.038385 | 0.062785
Bergen County CHP Facility | -169192 | Operating | 2.8 | Internal Combustion | 2006 | Bergen County Utilities Authority | PJM | RFC | R-PJM | Bergen | NJ | Biomass | 2.8 | NA | NA | NA | NA | NA | NA
Bergen County Correctional Facility | -166647 | Operating | 1.3 | Internal Combustion | 2005 | DCO Energy LLC | PJM | RFC | R-PJM | Bergen | NJ | Gas | 1.3 | NA | NA | NA | NA | NA | NA
Bergenmand Solar Partners Project (Mahwah) | -249303 | Operating | 1 | Solar | 2012 | Vanguard Energy Partners Llc | PJM | RFC | R-PJM | Bergen | NJ | Solar | 1 | NA | NA | NA | 18.3562 | 19.3037 | 17.6712
Bernards Solar Project | -172996 | Operating | 2.9 | Solar | 2016 | NJR Clean Energy Ventures Corporation | PJM | RFC | R-PJM | Somerset | NJ | Solar | 2.9 | NA | NA | NA | 17.5051 | 18.4617 | 17.5524
Berry Plastics Solar Plant | -172032 | Operating | 9.8 | Solar | 2013 | Solops, LLC | PJM | RFC | R-PJM | Warren | NJ | Solar | 9.8 | NA | NA | NA | 18.4081 | 17.432 | 12.7341
BJ's Wholesale Club - Burlington | -115587 | Operating | 1.4 | Solar | 2016 | Tesla Energy Operations, Inc. | PJM | RFC | R-PJM | Burlington | NJ | Solar | 1.4 | NA | NA | NA | 16.8461 | 20.0913 | 18.0121
BlackRock-Matrix Roof Solar | -169887 | Operating | 2.5 | Solar | 2012 | Public Service Electric and Gas Capital, L.P. | PJM | RFC | R-PJM | Middlesex | NJ | Solar | 2.5 | NA | NA | NA | 15.0411 | 16.0457 | 15.5525
Blair Solar Project | -173013 | Operating | 1.5 | Solar | 2011 | NJR Clean Energy Ventures Corporation | PJM | RFC | R-PJM | Middlesex | NJ | Solar | 1.5 | NA | NA | NA | NA | NA | NA
BNB Camden Solar Project (Campbell) | -757479 | Operating | 3.7 | Solar | 2017 | Nova Clean Energy, LLC | PJM | RFC | R-PJM | Camden | NJ | Solar | 3.5 | NA | NA | NA | NA | NA | NA
BNB Camden Solar Project (Campbell) | -173373 | Operating | 3.7 | Solar | 2017 | ORIX Corporation USA | PJM | RFC | R-PJM | Camden | NJ | Solar | 3.5 | NA | NA | NA | 17.0874 | 17.8637 | 16.4612
Bordentown Solar | -422043 | Operating | 6.8 | Solar | 2015 | Goldman Sachs Asset Management, L.P. | PJM | RFC | R-PJM | Burlington | NJ | Solar | 6.8 | NA | NA | NA | 16.7741 | 10.9136 | 16.5995
Brickyard Solar Project | -422010 | Operating | 1.5 | Solar | 2015 | Goldman Sachs Asset Management, L.P. | PJM | RFC | R-PJM | Monmouth | NJ | Solar | 1.5 | NA | NA | NA | 13.691 | 15.8371 | 14.0335
Bridgeport Disposal Solar Farm | -172080 | Operating | 1.2 | Solar | 2011 | Bridgeport Disposal, LLC | PJM | RFC | R-PJM | Gloucester | NJ | Solar | 1.2 | NA | NA | NA | 16.7142 | 16.0198 | 16.4193
Bridgewater Commons Corporate Solar Facility | -366365 | Operating | 2.3 | Solar | 2017 | Greenbacker Renewable Energy Corporation | PJM | RFC | R-PJM | Somerset | NJ | Solar | 2.3 | NA | NA | NA | 17.4112 | 18.2748 | 17.297
Bristol Myers Squibb Lawrenceville (IC) | -176347 | Operating | 1.2 | Internal Combustion | 1991 | Bristol-Myers Squibb Company | PJM | RFC | R-PJM | Mercer | NJ | Oil | 0.9 | 17333 | 15364 | 12900 | 0.038052 | 0.13952 | 0.12684
Mondelez Global Plant | -156786 | Operating | 4.7 | Gas Turbine | 1995 | Mondelez International, Inc. | PJM | RFC | R-PJM | Winnebago | IL | Gas | 5 | NA | 27136 | NA | NA | 61.5228 | NA
Monroe CT | -167795 | Operating | 30 | Gas Turbine | 2010 | North Carolina Municipal Power Agency Number 1 |  | SERC | VACAR | Union | NC | Gas | 30 | 45144 | NM | 30342 | 0.082192 | 0.025495 | 0.091324
Bristol-Myers Squibb Company ST | -176337 | Operating | 1 | Steam Turbine | 1999 | Bristol-Myers Squibb Company | PJM | RFC | R-PJM | Middlesex | NJ | Gas | 1 | NA | 8368 | 8406 | 0 | 0.43379 | 0.73059
Brookdale CC BTM at Lincroft Solar Project | -703816 | Operating | 3.7 | Solar | 2022 | Luminace Aggregator, LLC | PJM | RFC | R-PJM | Monmouth | NJ | Solar | 3.7 | NA | NA | NA | 14.4329 | NA | NA
Burlington Coat Factory Solar Project | -193745 | Operating | 2.6 | Solar | 2018 | NextEra Energy Resources, LLC | PJM | RFC | R-PJM | Burlington | NJ | Solar | 2.6 | NA | NA | NA | 20.6226 | 21.6588 | 20.3548
Mont Belvieu Cogeneration Unit | -103306 | Operating | 15 | Gas Turbine | 2009 | Targa Resources Partners LP | ERCOT | TRE | TRE | Chambers | TX | Gas | 15 | 19867 | 16771 | 17492 | 73.2702 | 77.71 | 65.395
Montana Power Station | -548051 | Operating | 527.2 | Gas Turbine | 2015 | El Paso Electric Company |  | WECC | AZNMSN | El Paso | TX | Gas | 372 | 9246 | 9907 | 9516 | 37.7811 | 23.4912 | 23.9105
Caesar's Atlantic City - POI 1 Solar Project (Colosseum) | -678647 | Operating | 1.7 | Solar | 2023 | Distributed Solar Development, LLC | PJM | RFC | R-PJM | Atlantic | NJ | Solar | 1.7 | NA | NA | NA | NA | NA | NA
Caldwell Battery Storage Project | -583428 | Operating | 0.5 | Battery | 2016 | Public Service Electric and Gas Company | PJM | RFC | R-PJM | Essex | NJ | Energy Storage | 0.5 | NA | NA | NA | 0 | 0 | 0
Caldwell Solar Plant | -198376 | Operating | 0.9 | Solar | 2016 | Public Service Electric and Gas Company | PJM | RFC | R-PJM | Essex | NJ | Solar | 0.7 | NA | NA | NA | 16.471 | 15.9165 | 15.3294
Montclair State University Cogen Plant | -472034 | Operating | 6.4 | Gas Turbine | 2013 | UMM Energy Partners, LLC | PJM | RFC | R-PJM | Passaic | NJ | Gas | 5.8 | 12835 | 14342 | NA | 86.5198 | 79.8536 | NA
Camden Resource Recovery Facility | -383251 | Operating | 35 | Steam Turbine | 1991 | Camden County Energy Recovery Associates, L.P. | PJM | RFC | R-PJM | Camden | NJ | Biomass | 33 | 20941 | 21495 | 21984 | 59.7617 | 52.2426 | 57.2423
Camden Solar Center | -396535 | Operating | 1.8 | Solar | 2012 | Constellation Energy Services, Inc. | PJM | RFC | R-PJM | Camden | NJ | Solar | 1.8 | NA | NA | NA | NA | NA | NA
Campus Drive Solar | -242464 | Operating | 3.7 | Solar | 2020 | NJR Clean Energy Ventures Corporation | PJM | RFC | R-PJM | Burlington | NJ | Solar | 3.7 | NA | NA | NA | 18.453 | 19.4156 | 18.4623
Canal Road Solar Project | -648258 | Operating | 4 | Solar | 2023 | NJR Clean Energy Ventures Corporation | PJM | RFC | R-PJM | Somerset | NJ | Solar | 4 | NA | NA | NA | 10.5479 | NA | NA
Canoe Brook Floating Solar Project | -638449 | Operating | 6.3 | Solar | 2023 | NJR Clean Energy Ventures Corporation | PJM | RFC | R-PJM | Essex | NJ | Solar | 6.3 | NA | NA | NA | 13.9016 | NA | NA
Carrier Clinic Solar Facility (Belle Mead Soleil) | -807103 | Operating | 1.5 | Solar | 2009 | EDF power solutions North America | PJM | RFC | R-PJM | Somerset | NJ | Solar | 1.5 | NA | NA | NA | NA | NA | NA
Cascades Solar | -350325 | Operating | 2 | Solar | 2021 | Greenbacker Renewable Energy Corporation | PJM | RFC | R-PJM | Middlesex | NJ | Solar | 2 | NA | NA | NA | 16.6667 | 17.4144 | 9.024
CCG Marketing Solar Project | -807150 | Operating | 1.5 | Solar | 2018 | EDF power solutions North America | PJM | RFC | R-PJM | Essex | NJ | Solar | 1.5 | NA | NA | NA | NA | NA | NA
CCMUA Wastewater Treatment Plant | -169782 | Operating | 1.5 | Solar | 2012 | Camden County MUA | PJM | RFC | R-PJM | Camden | NJ | Solar | 1.5 | NA | NA | NA | 10.3272 | 14.9011 | 0
CCUA Solar Project | -366552 | Operating | 1.5 | Solar | 2021 | NextEra Energy Resources, LLC | PJM | RFC | R-PJM | Cumberland | NJ | Solar | 1.5 | NA | NA | NA | 20.1065 | 20.7686 | 18.2268
Cedar Branch Solar (NJRCEV) | -172775 | Operating | 6.1 | Solar | 2016 | NJR Clean Energy Ventures Corporation | PJM | RFC | R-PJM | Atlantic | NJ | Solar | 6.1 | NA | NA | NA | 18.2405 | 19.1388 | 18.6429
Cedar Creek Solar Project (NJ) | -508221 | Operating | 1.6 | Solar | 2021 | Conductive Power Operations LLC | PJM | RFC | R-PJM | Atlantic | NJ | Solar | 1.6 | NA | NA | NA | 17.5942 | 17.7583 | 8.4118
Central Electric Somerset Solar Plant | -169098 | Operating | 1 | Solar | 2011 | Public Service Electric and Gas Company | PJM | RFC | R-PJM | Somerset | NJ | Solar | 1 | NA | NA | NA | NA | NA | NA
CentraState Medical Center PV Facility | -640210 | Operating | 5.2 | Solar | 2014 | CleanCapital LLC | PJM | RFC | R-PJM | Monmouth | NJ | Solar | 5.2 | NA | NA | NA | 7.8591 | 17.3472 | 15.771
Certified Steel Facility | -168016 | Operating | 1.2 | Solar | 2009 | Certified Steel Company | PJM | RFC | R-PJM | Mercer | NJ | Solar | 1.2 | NA | NA | NA | NA | NA | NA
CES Cherry Hill Solar | -521446 | Operating | 1.2 | Solar | 2016 | RWE Clean Energy Solutions, Inc. | PJM | RFC | R-PJM | Camden | NJ | Solar | 1.2 | NA | NA | NA | 16.7618 | NA | NA
Chanel Piscataway Rooftop | -807171 | Operating | 1.4 | Solar | 2018 | EDF power solutions North America | PJM | RFC | R-PJM | Middlesex | NJ | Solar | 1.4 | NA | NA | NA | NA | NA | NA
Christmas Tree Shops | -170808 | Operating | 2.1 | Solar | 2011 | 20230930-DK-Butterfly-1, Inc. | PJM | RFC | R-PJM | Burlington | NJ | Solar | 2.1 | NA | NA | NA | 13.9867 | 14.1063 | NA
Cinnamon Bay Landfill Plant | -168855 | Operating | 9.6 | Internal Combustion | 2011 | Cinnamon Bay Llc | PJM | RFC | R-PJM | Middlesex | NJ | Biomass | 6 | NA | NA | 19484 | NA | NA | 27.4824
Montefiore Medical Center Moses Division (CT) | -176342 | Operating | 8.8 | Gas Turbine | 2002 | Montefiore Health System, Inc. | New York | NPCC | NY | Bronx | NY | Gas | 8.3 | 15605 | 15960 | 15419 | 37.3219 | 36.4857 | 41.4108
Montgomery County Power Station (MCPS) | -300316 | Operating | 1000 | Combined Cycle | 2021 | Entergy Texas, Inc. | MISO | SERC | DELTA | Montgomery | TX | Gas | 1000 | 7292 | 7413 | 7007 | 65.5763 | 68.3275 | 59.3959
Colonial Pipeline Allentown Chesterfield Solar Project | -807172 | Operating | 1.9 | Solar | 2018 | EDF power solutions North America | PJM | RFC | R-PJM | Burlington | NJ | Solar | 1.9 | NA | NA | NA | NA | NA | NA
Colonial Pipeline Woodbury West Deptford Solar Project | -807173 | Operating | 3.7 | Solar | 2018 | EDF power solutions North America | PJM | RFC | R-PJM | Gloucester | NJ | Solar | 3.7 | NA | NA | NA | NA | NA | NA
Colonial Pipeline Woodbury West Deptford Solar Project | -249358 | Operating | 3.7 | Solar | 2018 | Colonial Pipeline Company | PJM | RFC | R-PJM | Gloucester | NJ | Solar | 3.7 | NA | NA | NA | 17.2529 | 17.1973 | 17.9903
Community Food Bank Solar Project | -169923 | Operating | 1.02 | Solar | 2012 | Public Service Electric and Gas Company | PJM | RFC | R-PJM | Union | NJ | Solar | 1.02 | NA | NA | NA | NA | NA | NA
Community Foodbank of NJ Solar | -173677 | Operating | 1 | Solar | 2012 | Community Food Bank Of New Jersey Inc | PJM | RFC | R-PJM | Union | NJ | Solar | 1 | NA | NA | NA | 10.8447 | 10.0342 | 9.0183
Connell East Solar Project | -194367 | Operating | 1.4 | Solar | 2013 | Connell East, LLC | PJM | RFC | R-PJM | Union | NJ | Solar | 1.4 | NA | NA | NA | 11.8395 | 11.8314 | 11.9781
Constellation New Energy Solar Farm | -396526 | Operating | 3.9 | Solar | 2011 | Constellation NewEnergy, Inc. | PJM | RFC | R-PJM | Burlington | NJ | Solar | 3.9 | NA | NA | NA | 16.1632 | 18.2531 | NA
County College of Morris | -172064 | Operating | 2.9 | Solar | 2013 | Sunlight General Capital | PJM | RFC | R-PJM | Morris | NJ | Solar | 2.9 | NA | NA | NA | 15.3991 | 15.344 | 15.2496
Cranbury 0210 Solar Project | -763119 | Operating | 1 | Solar | 2021 | Prologis Logistics Services Incorporated | PJM | RFC | R-PJM | Middlesex | NJ | Solar | 1 | NA | NA | NA | 17.8767 | NA | NA
Cranbury 0210 Solar Project | -763118 | Operating | 1 | Solar | 2021 | Prologis Logistics Services Incorporated | PJM | RFC | R-PJM | Middlesex | NJ | Solar | 1 | NA | NA | NA | 17.8767 | NA | NA
Cranbury Solar I Project | -781155 | Operating | 5 | Solar | 2011 | Canadian Solar Inc. | PJM | RFC | R-PJM | Middlesex | NJ | Solar | 5 | NA | NA | NA | NA | NA | NA
Cranbury Solar I Project | -781154 | Operating | 5 | Solar | 2011 | BlackRock, Inc. | PJM | RFC | R-PJM | Middlesex | NJ | Solar | 5 | NA | NA | NA | NA | NA | NA
Cranbury Solar II Project | -781157 | Operating | 1.5 | Solar | 2012 | Canadian Solar Inc. | PJM | RFC | R-PJM | Middlesex | NJ | Solar | 1.5 | NA | NA | NA | NA | NA | NA
Cranbury Solar II Project | -781156 | Operating | 1.5 | Solar | 2012 | BlackRock, Inc. | PJM | RFC | R-PJM | Middlesex | NJ | Solar | 1.5 | NA | NA | NA | NA | NA | NA
CrystEna Energy Battery Storage System | -172443 | Operating | 1 | Battery | 2015 | Demansys Energy LLC | PJM | RFC | R-PJM | Camden | NJ | Energy Storage | 1 | NA | NA | NA | NA | NA | NA
Cumberland County Landfill | -647446 | Operating | 4.8 | Internal Combustion | 2008 | NextEra Energy Resources, LLC | PJM | RFC | R-PJM | Cumberland | NJ | Biomass | 4.8 | 12818 | NA | NA | 50.8562 | NA | NA
Montpelier Generating Station | -135359 | Operating | 236 | Gas Turbine | 2001 | Kimura Power, LLC | PJM | RFC | R-PJM | Wells | IN | Gas | 236.1 | 12572 | 11612 | 11102 | 7.2447 | 17.3932 | 17.8681
Moreau | -5221 | Operating | 60.8 | Gas Turbine | 1978 | Union Electric Company | MISO | SERC | GATEWY | Cole | MO | Oil | 69 | NA | 12355 | 12557 | 0 | 0.35305 | 0.72877
Day Four Solar Project | -193865 | Operating | 4.5 | Solar | 2016 | True Green Capital Opportunity Partnership, L.P. | PJM | RFC | R-PJM | Burlington | NJ | Solar | 4.5 | NA | NA | NA | 19.0157 | 20.3881 | 19.6119
DC Port Reading Solar | -170807 | Operating | 1.8 | Solar | 2011 | 20230930-DK-Butterfly-1, Inc. | PJM | RFC | R-PJM | Middlesex | NJ | Solar | 1.8 | NA | NA | NA | 14.1172 | 14.6372 | 13.4006
Morgan Creek CT | -116316 | Operating | 536.4 | Gas Turbine | 1988 | Luminant Generation Company LLC | ERCOT | TRE | TRE | Mitchell | TX | Oil | 485 | 9156 | 12828 | 13828 | 1.732 | 0.50904 | 1.4825
Delanco Coopertown Road Solar | -361684 | Operating | 2.4 | Solar | 2021 | Soltage, LLC | PJM | RFC | R-PJM | Burlington | NJ | Solar | 2.4 | NA | NA | NA | 19.9153 | 20.5622 | 11.4488
Delanco Solar I & II Plant | -791938 | Operating | 4.7 | Solar | 2020 | AC Power LLC | PJM | RFC | R-PJM | Burlington | NJ | Solar | 4.7 | NA | NA | NA | NA | NA | NA
Delran Solar | -794156 | Operating | 2 | Solar | 2020 | True Green Capital Management LLC | PJM | RFC | R-PJM | Burlington | NJ | Solar | 2 | NA | NA | NA | NA | NA | NA
Delsea Road (Vineland IV) | -798501 | Operating | 3.1 | Solar | 2012 | Altus Power, Inc. | PJM | RFC | R-PJM | Cumberland | NJ | Solar | 3.1 | NA | NA | NA | NA | NA | NA
Deptford Solar Project | -793636 | Operating | NA | Solar | 2021 | AC Power LLC | PJM | RFC | R-PJM | Gloucester | NJ | Solar | 1.43 | NA | NA | NA | NA | NA | NA
Deptford Solar Project (Kinsley Landfill) | -171171 | Operating | 8.6 | Solar | 2014 | Public Service Electric and Gas Company | PJM | RFC | R-PJM | Gloucester | NJ | Solar | 8.6 | NA | NA | NA | 15.1521 | 16.6693 | 17.5892
DG Amaze ACY1 Solar Project | -220044 | Operating | 3.8 | Solar | 2019 | ESI Energy, LLC | PJM | RFC | R-PJM | Gloucester | NJ | Solar | 3.8 | NA | NA | NA | 16.8319 | 16.4564 | 2.5174
DG Camden Solar Project (Holtec) | -173767 | Operating | 2.2 | Solar | 2017 | ESI Energy, LLC | PJM | RFC | R-PJM | Camden | NJ | Solar | 2.2 | NA | NA | NA | 8.2711 | 20.4078 | 20.1328
DG Florham Park Solar Project | -214363 | Operating | 2 | Solar | 2019 | NextEra Energy Resources, LLC | PJM | RFC | R-PJM | Morris | NJ | Solar | 2 | NA | NA | NA | 15.6336 | 16.3299 | 16.3927
DG Infineum Solar Project | -222423 | Operating | 2 | Solar | 2020 | NextEra Energy, Inc. | PJM | RFC | R-PJM | Union | NJ | Solar | 2 | NA | NA | NA | 14.0811 | 15.0913 | 16.1587
DG Iron Mountain Solar Plant | -244888 | Operating | 5.4 | Solar | 2020 | NextEra Energy Resources, LLC | PJM | RFC | R-PJM | Middlesex | NJ | Solar | 5.4 | NA | NA | NA | 13.1722 | 13.984 | 15.0262
DG New Jersey Solar RLS Logistics Project | -173759 | Operating | 4 | Solar | 2018 | ESI Energy, LLC | PJM | RFC | R-PJM | Gloucester | NJ | Solar | 4 | NA | NA | NA | 10.7705 | 15.1027 | 13.5674
Dix Solar Project (McGuire-Dix-Lakehurst) | -798521 | Operating | 13 | Solar | 2018 | Altus Power, Inc. | PJM | RFC | R-PJM | Burlington | NJ | Solar | 13 | NA | NA | NA | NA | NA | NA
Dow Jones Solar Plant | -168655 | Operating | 3.6 | Solar | 2010 | Dow Jones & Company, Inc. | PJM | RFC | R-PJM | Middlesex | NJ | Solar | 3.6 | NA | NA | NA | 13.2166 | 10.8067 | 14.7546
DRPA Ashland Station Solar Project | -503889 | Operating | 2.7 | Solar | 2022 | SunPower Corporation | PJM | RFC | R-PJM | Camden | NJ | Solar | 2.5 | NA | NA | NA | 17.4612 | NA | NA
DRPA Ashland Station Solar Project | -503888 | Operating | 2.7 | Solar | 2022 | SunPower Corporation | PJM | RFC | R-PJM | Camden | NJ | Solar | 2.5 | NA | NA | NA | 17.4612 | NA | NA
DRPA Ferry Ave Station Solar Project | -677274 | Operating | 3.2 | Solar | 2021 | TotalEnergies SE | PJM | RFC | R-PJM | Camden | NJ | Solar | 3.1 | NA | NA | NA | 15.9044 | 16.0407 | NA
DRPA Lindenwold Station Solar Project | -508236 | Operating | 6 | Solar | 2021 | SunPower Corporation | PJM | RFC | R-PJM | Camden | NJ | Solar | 6 | NA | NA | NA | 16.6267 | 15.2036 | 0.45282
DRPA Lindenwold Station Solar Project | -508235 | Operating | 6 | Solar | 2021 | SunPower Corporation | PJM | RFC | R-PJM | Camden | NJ | Solar | 6 | NA | NA | NA | 16.6267 | 15.2036 | 0.45282
DRPA Woodcrest Station Solar Project | -503864 | Operating | 4.4 | Solar | 2022 | SunPower Capital Services, LLC | PJM | RFC | R-PJM | Camden | NJ | Solar | 4.2 | NA | NA | NA | 15.9247 | NA | NA
DSM Nutritional Products | -193853 | Operating | 10 | Solar | 2018 | NextEra Energy Resources, LLC | PJM | RFC | R-PJM | Warren | NJ | Solar | 10 | NA | NA | NA | 18.137 | 16.4795 | 18.0171
DSM Solar Project | -422039 | Operating | 4.5 | Solar | 2014 | Goldman Sachs Asset Management, L.P. | PJM | RFC | R-PJM | Warren | NJ | Solar | 4.5 | NA | NA | NA | 13.5388 | 14.6728 | 14.5358
Morgan Energy Center | -745028 | Operating | 900 | Combined Cycle | 2003 | Calpine Corporation |  | SERC | CENTRL | Morgan | AL | Gas | 815 | 7833 | 7878 | 8042 | 75.9511 | 71.0167 | 56.8841
East Amwell Solar (NJRCEV) | -172774 | Operating | 1.8 | Solar | 2016 | NJR Clean Energy Ventures Corporation | PJM | RFC | R-PJM | Hunterdon | NJ | Solar | 1.8 | NA | NA | NA | 16.8442 | 17.5101 | 16.933
East Greenwich Samuel Mickle School Solar Facility | -366299 | Operating | 1.1 | Solar | 2017 | Greenbacker Renewable Energy Corporation | PJM | RFC | R-PJM | Gloucester | NJ | Solar | 1.1 | NA | NA | NA | 17.0299 | 16.6667 | 16.3242
East Orange Solar | -422047 | Operating | 4.5 | Solar | 2015 | Goldman Sachs Asset Management, L.P. | PJM | RFC | R-PJM | Essex | NJ | Solar | 4.5 | NA | NA | NA | 14.6017 | 15.8321 | 15.5074
Eastampton Solar Farm | -169457 | Operating | 2.8 | Solar | 2011 | Syncarpha Capital LLC | PJM | RFC | R-PJM | Burlington | NJ | Solar | 2.8 | NA | NA | NA | 15.305 | 10.7021 | 13.613
Edison 0308 Solar | -763685 | Operating | 2.5 | Solar | 2022 | Prologis Logistics Services Incorporated | PJM | RFC | R-PJM | Middlesex | NJ | Solar | 2.5 | NA | NA | NA | 2.1187 | NA | NA
Edison 7205 Solar Project | -763839 | Operating | 1.4 | Solar | 2022 | Prologis Logistics Services Incorporated | PJM | RFC | R-PJM | Middlesex | NJ | Solar | 1.4 | NA | NA | NA | 10.4452 | NA | NA
Elizabeth Seaport Bldg A Solar Project | -763268 | Operating | 1.5 | Solar | 2022 | Prologis Logistics Services Incorporated | PJM | RFC | R-PJM | Union | NJ | Solar | 1.5 | NA | NA | NA | 15.137 | NA | NA
Elizabeth Seaport Bldg A Solar Project | -763267 | Operating | 1.5 | Solar | 2022 | Prologis Logistics Services Incorporated | PJM | RFC | R-PJM | Union | NJ | Solar | 1.5 | NA | NA | NA | 15.137 | NA | NA
Emerald Kemble Solar Project | -674055 | Operating | 2.4 | Solar | 2022 | Emerald Kemble, LLC | PJM | RFC | R-PJM | Morris | NJ | Solar | 2.4 | NA | NA | NA | 17.2898 | 7.344 | NA
Engelhard Solar | -172118 | Operating | 0.8 | Solar | 2012 | Sunray Power, Llc | PJM | RFC | R-PJM | Middlesex | NJ | Solar | 0.8 | NA | NA | NA | 10.0742 | 15.0542 | 12.3858
EQX003 Secaucus Road Fuel Cell Project | -250021 | Operating | 2 | Fuel Cell | 2018 | 2016 Esa Project Company, LLC | PJM | RFC | R-PJM | Hudson | NJ | Gas | 2 | 7272 | 6994 | 7212 | 76.2329 | 76.9578 | 84.4292
EQX012 Harz Fuel Cell Project | -250002 | Operating | 2.5 | Fuel Cell | 2018 | 2016 Esa Project Company, LLC | PJM | RFC | R-PJM | Hudson | NJ | Gas | 2.5 | 7457 | 7145 | 7527 | 65.9726 | 70.347 | 80.8721
Essex County Correctional Facility | -256437 | Operating | 6.2 | Internal Combustion | 2003 | DCO Energy LLC | PJM | RFC | R-PJM | Essex | NJ | Gas | 6 | 11007 | 10679 | 11045 | 42.8558 | 51.153 | 49.5757
Essex County Resource Recovery Facility | -383243 | Operating | 69.8 | Steam Turbine | 1990 | American Ref Fuel Company of Essex | PJM | RFC | R-PJM | Essex | NJ | Biomass | 60 | 21729 | 21382 | 19632 | 83.3459 | 81.0719 | 92.6937
ETS Ewing Solar Facility | -52085 | Operating | 1.3 | Solar | 2010 | SunPower Corporation, Systems | PJM | RFC | R-PJM | Mercer | NJ | Solar | 1.3 | NA | NA | NA | 7.104 | 10.8623 | 13.5581
ETS Ewing Solar Facility | -52084 | Operating | 1.3 | Solar | 2010 | SunPower Corporation, Systems | PJM | RFC | R-PJM | Mercer | NJ | Solar | 1.3 | NA | NA | NA | 7.104 | 10.8623 | 13.5581
Evesham I Solar Project | -793640 | Operating | NA | Solar | NA | AC Power LLC | PJM | RFC | R-PJM | Burlington | NJ | Solar | 2.77 | NA | NA | NA | NA | NA | NA
Fairfield at Howell Solar Farm | -169922 | Operating | 3 | Solar | 2014 | Fairfield At Howell, Llc | PJM | RFC | R-PJM | Monmouth | NJ | Solar | 3 | NA | NA | NA | NA | NA | NA
FedEx Ground Solar Project | -765444 | Operating | 2.4 | Solar | 2009 | Federal Express Corporation | PJM | RFC | R-PJM | Middlesex | NJ | Solar | 2 | NA | NA | NA | 13.4989 | 13.7386 | 9.746
Ferrero Solar Plant | -680056 | Operating | 1.5 | Solar | 2022 | Distributed Solar Development, LLC | PJM | RFC | R-PJM | Somerset | NJ | Solar | 1.5 | NA | NA | NA | 18.1811 | NA | NA
Fisher Solar Project | -173808 | Operating | 2.5 | Solar | 2017 | Padero Solar Limited | PJM | RFC | R-PJM | Hunterdon | NJ | Solar | 2.5 | NA | NA | NA | NA | NA | NA
Fisher Solar Project | -173807 | Operating | 2.5 | Solar | 2017 | Solaer SL | PJM | RFC | R-PJM | Hunterdon | NJ | Solar | 2.5 | NA | NA | NA | NA | NA | NA
Flanders Solar PV Plant | -482030 | Operating | 1.4 | Solar | 2010 | Constellation Energy Corporation | PJM | RFC | R-PJM | Morris | NJ | Solar | 1.4 | NA | NA | NA | 13.6742 | 14.2857 | NA
Flemington Solar | -521404 | Operating | 8 | Solar | 2011 | Consolidated Edison Development, Inc. | PJM | RFC | R-PJM | Hunterdon | NJ | Solar | 7.9 | NA | NA | NA | 16.6031 | NA | NA
Florence Solar W3-080 Project | -173565 | Operating | 7.9 | Solar | 2016 | True Green Capital Opportunity Partnership, L.P. | PJM | RFC | R-PJM | Burlington | NJ | Solar | 7.9 | NA | NA | NA | 13.5469 | 15.5685 | 16.7548
Morgan Energy Center | -745027 | Operating | 900 | Combined Cycle | 2003 | Calpine Corporation |  | SERC | CENTRL | Morgan | AL | Gas | 815 | 7833 | 7878 | 8042 | 75.9511 | 71.0167 | 56.8841
Foul Rift Solar Farm | -778352 | Operating | 19 | Solar | 2024 | CEP Renewables LLC | PJM | RFC | R-PJM | Warren | NJ | Solar | 19 | NA | NA | NA | NA | NA | NA
Frankford Solar Project | -422006 | Operating | 8.2 | Solar | 2016 | Goldman Sachs Asset Management, L.P. | PJM | RFC | R-PJM | Sussex | NJ | Solar | 8.2 | NA | NA | NA | 13.9436 | 15.9776 | 14.1302
Franklin Solar 1 (Dimension Energy) | -727325 | Operating | 3 | Solar | 2023 | Dimension Energy LLC | PJM | RFC | R-PJM | Somerset | NJ | Solar | 3 | NA | NA | NA | 2.0548 | NA | NA
Franklin Solar 2 (Dimension Energy) | -704794 | Operating | 3.8 | Solar | 2023 | Dimension Energy LLC | PJM | RFC | R-PJM | Somerset | NJ | Solar | 3.8 | NA | NA | NA | 2.0248 | NA | NA
Franklin Solar Project (NJR) | -222429 | Operating | 8.8 | Solar | 2020 | NJR Clean Energy Ventures III Corporation | PJM | RFC | R-PJM | Warren | NJ | Solar | 8.8 | NA | NA | NA | 17.2517 | 17.6149 | 16.6809
Freeze Solar Project | -422022 | Operating | 1.5 | Solar | 2013 | Goldman Sachs Asset Management, L.P. | PJM | RFC | R-PJM | Middlesex | NJ | Solar | 1.5 | NA | NA | NA | 15.4871 | 16.5449 | 15.6012
French’s Landfill Solar Project | -171941 | Operating | 5.1 | Solar | 2014 | Brick Standard, LLC | PJM | RFC | R-PJM | Ocean | NJ | Solar | 5 | NA | NA | NA | 11.4269 | 14.1416 | 15.7466
Frenchtown I Solar Project | -521402 | Operating | 3 | Solar | 2012 | Consolidated Edison Development, Inc. | PJM | RFC | R-PJM | Hunterdon | NJ | Solar | 3 | NA | NA | NA | 15.5898 | NA | NA
Frenchtown II Solar Project | -521405 | Operating | 3 | Solar | 2011 | Consolidated Edison Development, Inc. | PJM | RFC | R-PJM | Hunterdon | NJ | Solar | 3 | NA | NA | NA | 14.8402 | NA | NA
Frenchtown III Solar Project | -521426 | Operating | 7.9 | Solar | 2013 | Consolidated Edison Development, Inc. | PJM | RFC | R-PJM | Hunterdon | NJ | Solar | 7.9 | NA | NA | NA | 13.8215 | NA | NA
G&S Wantage Solar Farm | -171506 | Operating | 7 | Solar | 2014 | G&S Wantage Solar LLC | PJM | RFC | R-PJM | Sussex | NJ | Solar | 7 | NA | NA | NA | 15.2805 | 15.4403 | 14.0085
G&S Wantage Solar Farm | -171505 | Operating | 7 | Solar | 2014 | SunRay Power OPCO V, LLC | PJM | RFC | R-PJM | Sussex | NJ | Solar | 7 | NA | NA | NA | 15.2805 | 15.4403 | 14.0085
G&S Wantage Solar Farm | -171504 | Operating | 7 | Solar | 2014 | Centaurus Capital LP | PJM | RFC | R-PJM | Sussex | NJ | Solar | 7 | NA | NA | NA | 15.2805 | 15.4403 | 14.0085
Galloway Landfill Solar Project | -256433 | Operating | 2.3 | Solar | 2020 | NJR Clean Energy Ventures Corporation | PJM | RFC | R-PJM | Atlantic | NJ | Solar | 2.3 | NA | NA | NA | 22.1958 | 22.4042 | 19.8134
Garfield Solar Project | -214361 | Operating | 4.2 | Solar | 2019 | NJR Clean Energy Ventures II Corporation | PJM | RFC | R-PJM | Bergen | NJ | Solar | 4.2 | NA | NA | NA | 16.066 | 16.4465 | 15.7589
GEH Solar 1 Project (Absegami) | -509416 | Operating | 2.1 | Solar | 2021 | Vitol US Holding Co. | PJM | RFC | R-PJM | Atlantic | NJ | Solar | 2.1 | NA | NA | NA | 18.8574 | 18.7758 | 9.1052
GEMS Landfill Solar Project | -703875 | Operating | 3 | Solar | 2022 | Milliken & Company | PJM | RFC | R-PJM | Camden | NJ | Solar | 3 | NA | NA | NA | NA | NA | NA
Gerresheimer Glass Solar Facility | -393599 | Operating | 2.3 | Solar | 2012 | KDC Solar LLC | PJM | RFC | R-PJM | Cumberland | NJ | Solar | 2.3 | NA | NA | NA | 14.2297 | 16.1753 | 15.7038
Morgantown CT | -784953 | Operating | 260 | Gas Turbine | 1970 | Morgantown Steam, LLC | PJM | RFC | R-PJM | Charles | MD | Oil | 118 | NA | NA | NA | NA | NA | NA
Morris Power | -741978 | Operating | 197.9 | Combined Cycle | 1998 | Fengate Capital Management Ltd. | PJM | RFC | R-PJM | Grundy | IL | Gas | 195 | 13015 | NA | NA | 31.3787 | NA | NA
Glopak Solar PV Power Plant | -173640 | Operating | 1 | Solar | 2011 | Glopak Corporation | PJM | RFC | R-PJM | Middlesex | NJ | Solar | 1 | NA | NA | NA | NA | 11.7808 | 13.3219
Gloucester City Solar Project | -691575 | Operating | 2.4 | Solar | 2019 | Vitol Green Holdings LLC | PJM | RFC | R-PJM | Camden | NJ | Solar | 2.4 | NA | NA | NA | 15.5441 | 15.7201 | NA
Gloucester City Solar Project | -691574 | Operating | 2.4 | Solar | 2019 | Vitol Holding B.V. | PJM | RFC | R-PJM | Camden | NJ | Solar | 2.4 | NA | NA | NA | 15.5441 | 15.7201 | NA
Gloucester Community College Solar Project | -422031 | Operating | 2.3 | Solar | 2014 | Goldman Sachs Asset Management, L.P. | PJM | RFC | R-PJM | Gloucester | NJ | Solar | 2.3 | NA | NA | NA | 21.2726 | 21.8185 | 18.1805
Great Falls Hydroelectric Project | -192970 | Operating | 10.8 | Hydraulic Turbine | 1985 | Eagle Creek Renewable Energy, LLC | PJM | RFC | R-PJM | Passaic | NJ | Water | 10.8 | NA | NA | NA | 12.278 | 5.5238 | 19.2626
GSPP Onyx New Brunswick Solar Project | -648754 | Operating | 1.1 | Solar | 2019 | Green Street Power Partners, LLC | PJM | RFC | R-PJM | Middlesex | NJ | Solar | 1.1 | NA | NA | NA | 14.3005 | NA | NA
GSPP Onyx New Brunswick Solar Project | -639310 | Operating | 1.1 | Solar | 2019 | Green Street Power Partners, LLC | PJM | RFC | R-PJM | Middlesex | NJ | Solar | 1.1 | NA | NA | NA | 14.3005 | NA | NA
Hackensack Solar Farm | -169978 | Operating | 1.06 | Solar | 2012 | Public Service Electric and Gas Company | PJM | RFC | R-PJM | Bergen | NJ | Solar | 1.06 | NA | NA | NA | NA | NA | NA
Hall's Corp Solar I Facility | -807104 | Operating | 1.6 | Solar | 2009 | EDF power solutions North America | PJM | RFC | R-PJM | Middlesex | NJ | Solar | 1.6 | NA | NA | NA | NA | NA | NA
Hamilton Solar - Crosswicks W1-121 Solar Project | -777571 | Operating | 1 | Solar | 2023 | H Solar Hamilton, LLC | PJM | RFC | R-PJM | Mercer | NJ | Solar | 1 | NA | NA | NA | NA | NA | NA
Hamilton Township Solar Project | -169012 | Operating | 7.5 | Solar | 2011 | Hartz Solar, LLC | PJM | RFC | R-PJM | Mercer | NJ | Solar | 7.5 | NA | NA | NA | 13.8113 | 14.9315 | 13.9559
Hammonton High School Solar Project | -752258 | Operating | 1.2 | Solar | 2022 | Madison Energy Holdings, LLC | PJM | RFC | R-PJM | Atlantic | NJ | Solar | 1.2 | NA | NA | NA | 14.8782 | NA | NA
Hanover | -172341 | Operating | 5 | Solar | 2015 | NJR Clean Energy Ventures Corporation | PJM | RFC | R-PJM | Burlington | NJ | Solar | 5 | NA | NA | NA | 17.2329 | 18.3265 | 17.0913
Harmon DC Totowa NJ | -170806 | Operating | 1.5 | Solar | 2012 | 20230930-DK-Butterfly-1, Inc. | PJM | RFC | R-PJM | Passaic | NJ | Solar | 1.5 | NA | NA | NA | NA | 13.8432 | 13.0822
Harmony PV | -172215 | Operating | 3 | Solar | 2015 | NJR Clean Energy Ventures Corporation | PJM | RFC | R-PJM | Warren | NJ | Solar | 3 | NA | NA | NA | 16.4954 | 17.0091 | 16.1377
Harrah's Atlantic City - POI 1 (Meeting Valet Garage) | -680213 | Operating | 1.9 | Solar | 2023 | Distributed Solar Development, LLC | PJM | RFC | R-PJM | Atlantic | NJ | Solar | 1.9 | NA | NA | NA | NA | NA | NA
Harrah's Atlantic City - POI 2 (Self Park Garage) Solar Project | -677299 | Operating | 1.9 | Solar | 2023 | Distributed Solar Development, LLC | PJM | RFC | R-PJM | Atlantic | NJ | Solar | 1.9 | NA | NA | NA | NA | NA | NA
Hartz Way Solar Project | -168441 | Operating | 1 | Solar | 2010 | Hartz Solar, LLC | PJM | RFC | R-PJM | Hudson | NJ | Solar | 0.9 | NA | NA | NA | 11.6312 | 17.3389 | 14.8656
Heller 400M Solar Project | -546944 | Operating | 1.18 | Solar | 2013 | Marina Energy LLC | PJM | RFC | R-PJM | Middlesex | NJ | Solar | 1.18 | NA | NA | NA | 15.5464 | NA | NA
Heller Edison Solar Park | -169136 | Operating | 1.5 | Solar | 2010 | Heller Industrial Parks Inc. | PJM | RFC | R-PJM | Middlesex | NJ | Solar | 1.5 | NA | NA | NA | NA | NA | NA
Highland Park Borough Battery Storage Plant | -603001 | Operating | 0.6 | Battery | 2019 | Public Service Electric and Gas Company | PJM | RFC | R-PJM | Middlesex | NJ | Energy Storage | 0.6 | NA | NA | NA | 0 | 0 | 0
Highland Park Borough Solar Project | -503487 | Operating | 0.5 | Solar | 2019 | Public Service Electric and Gas Company | PJM | RFC | R-PJM | Middlesex | NJ | Solar | 0.5 | NA | NA | NA | 14.8174 | 15.411 | 14.9087
Morristown CHP Medical Center | -768520 | Operating | 4.6 | Gas Turbine | 2022 | Cogen Power Technologies | PJM | RFC | R-PJM | Morris | NJ | Gas | 4.6 | NA | NA | NA | NA | NA | NA
Holland Solar Farm | -488887 | Operating | 6.7 | Solar | 2022 | NJR Clean Energy Ventures III Corporation | PJM | RFC | R-PJM | Hunterdon | NJ | Solar | 6.7 | NA | NA | NA | 16.6769 | 6.1797 | NA
Holland Solar Project | -422008 | Operating | 3 | Solar | 2015 | Goldman Sachs Asset Management, L.P. | PJM | RFC | R-PJM | Hunterdon | NJ | Solar | 3 | NA | NA | NA | 10.9209 | 12.8881 | 12.2336
Holmdel Solar Power Plant | -169561 | Operating | 3 | Solar | 2013 | OCI Energy | PJM | RFC | R-PJM | Monmouth | NJ | Solar | 3 | NA | NA | NA | 11.2557 | 12.2679 | 12.5076
Hope Creek | -3993 | Operating | 1290.7 | Nuclear | 1986 | PSEG Nuclear LLC | PJM | RFC | R-PJM | Salem | NJ | Nuclear | 1172 | NA | NA | NA | 96.8023 | 89.597 | 88.4417
Hopewell Cogeneration Plant | -176351 | Operating | 4 | Internal Combustion | 2015 | Bristol-Myers Squibb Company | PJM | RFC | R-PJM | Mercer | NJ | Gas | 4 | 10637 | 10374 | 11114 | 1.2329 | 2.7026 | 4.2979
Hopewell Valley High School Battery Storage Project | -628597 | Operating | 1 | Battery | 2015 | PSEG Solar Source LLC | PJM | RFC | R-PJM | Mercer | NJ | Energy Storage | 1 | NA | NA | NA | 0 | 0 | 0
Hopewell Valley High School Solar | -409083 | Operating | 0.9 | Solar | 2015 | PSEG Solar Source LLC | PJM | RFC | R-PJM | Mercer | NJ | Solar | 0.9 | NA | NA | NA | 8.6251 | 8.0543 | 9.5764
Morton CT Plant (Heskett) | -772589 | Operating | 176 | Gas Turbine | 2014 | Montana-Dakota Utilities Co. | MISO | MRO | MRO-US | Morton | ND | Gas | 189 | NA | NA | NA | NA | NA | NA
Howell (Lowes) Solar Project | -777722 | Operating | 1 | Solar | 2023 | Madison Energy Investments LLC | PJM | RFC | R-PJM | Monmouth | NJ | Solar | 1 | NA | NA | NA | NA | NA | NA
Howell Battery Storage Project | -638416 | Operating | 7 | Battery | 2023 | Ormat Technologies, Inc. | PJM | RFC | R-PJM | Monmouth | NJ | Energy Storage | 7 | NA | NA | NA | NA | NA | NA
Howell Solar Farm (NJR) | -173400 | Operating | 9.9 | Solar | 2015 | NJR Clean Energy Ventures Corporation | PJM | RFC | R-PJM | Monmouth | NJ | Solar | 9.9 | NA | NA | NA | NA | NA | NA
Hudson County Corrections Solar Facility | -465453 | Operating | 1.2 | Solar | 2022 | Greenbacker Renewable Energy Corporation | PJM | RFC | R-PJM | Hudson | NJ | Solar | 1.2 | NA | NA | NA | 19.1686 | 9.922 | NA
Hughesville Paper Mill Solar Project | -553082 | Operating | 17 | Solar | 2023 | NJR Clean Energy Ventures Corporation | PJM | RFC | R-PJM | Hunterdon | NJ | Solar | 17 | NA | NA | NA | NA | NA | NA
Hunterdon Health System Solar Project | -191715 | Operating | 1.5 | Solar | 2019 | ENGIE North America Inc. | PJM | RFC | R-PJM | Hunterdon | NJ | Solar | 1.5 | NA | NA | NA | 3.0594 | 12.2374 | 17.6865
IFF Hazlet Ground | -422018 | Operating | 3 | Solar | 2014 | Goldman Sachs Asset Management, L.P. | PJM | RFC | R-PJM | Monmouth | NJ | Solar | 3 | NA | NA | NA | 16.602 | 18.828 | 18.3828
IFF Union Beach Solar Project | -191970 | Operating | 5.5 | Solar | 2019 | NJR Clean Energy Ventures Corporation | PJM | RFC | R-PJM | Monmouth | NJ | Solar | 5.5 | NA | NA | NA | 16.3138 | 18.5907 | 14.836
IGS FE Trenton Solar Project | -232478 | Operating | 1.5 | Solar | 2020 | Greenbacker Renewable Energy Corporation | PJM | RFC | R-PJM | Mercer | NJ | Solar | 1.5 | NA | NA | NA | 14.9391 | 15.5327 | 14.9315
IGS Solar I - EWR5 | -173662 | Operating | 1.9 | Solar | 2016 | IGS Distributed Generation II, LLC | PJM | RFC | R-PJM | Middlesex | NJ | Solar | 1.9 | NA | NA | NA | 5.4254 | 5.1173 | 6.3809
IGS Solar I - EWR5 | -173661 | Operating | 1.9 | Solar | 2016 | IGS Distributed Generation II, LLC | PJM | RFC | R-PJM | Middlesex | NJ | Solar | 1.9 | NA | NA | NA | 5.4254 | 5.1173 | 6.3809
IGS Solar I- EWR6 Project | -173664 | Operating | 1.9 | Solar | 2016 | IGS Distributed Generation, LLC | PJM | RFC | R-PJM | Middlesex | NJ | Solar | 1.9 | NA | NA | NA | 4.8125 | 6.9875 | 8.8681
IGS Solar I- EWR6 Project | -173663 | Operating | 1.9 | Solar | 2016 | IGS Distributed Generation, LLC | PJM | RFC | R-PJM | Middlesex | NJ | Solar | 1.9 | NA | NA | NA | 4.8125 | 6.9875 | 8.8681
IIV000 Mt Bethel Fuel Cell | -250008 | Operating | 2.6 | Fuel Cell | 2019 | 2016 Esa Project Company, LLC | PJM | RFC | R-PJM | Somerset | NJ | Gas | 2.6 | 7692 | 7421 | 7515 | 79.294 | 81.4586 | 83.509
IKEA Westhampton 061 Solar Project | -170158 | Operating | 1.8 | Solar | 2013 | IKEA Energy US LLC | PJM | RFC | R-PJM | Burlington | NJ | Solar | 1.8 | NA | NA | NA | 2.8412 | 14.5358 | 13.8445
Interstate 3-slcnj903 Solar Project | -763286 | Operating | 1.5 | Solar | 2022 | Prologis Logistics Services Incorporated | PJM | RFC | R-PJM | Middlesex | NJ | Solar | 1.5 | NA | NA | NA | 16.8417 | NA | NA
IOS - EWR9 Solar Project | -173719 | Operating | 5.3 | Solar | 2017 | IGS Distributed Generation II, LLC | PJM | RFC | R-PJM | Middlesex | NJ | Solar | 5 | NA | NA | NA | 11.5342 | 7.0091 | 9.4338
IOS - EWR9 Solar Project | -173718 | Operating | 5.3 | Solar | 2017 | IGS Distributed Generation II, LLC | PJM | RFC | R-PJM | Middlesex | NJ | Solar | 5 | NA | NA | NA | 11.5342 | 7.0091 | 9.4338
IOS - EWR9 Solar Project | -173717 | Operating | 5.3 | Solar | 2017 | IX Solar II, LLC | PJM | RFC | R-PJM | Middlesex | NJ | Solar | 5 | NA | NA | NA | 11.5342 | 7.0091 | 9.4338
IOS - EWR9 Solar Project | -173716 | Operating | 5.3 | Solar | 2017 | IX Solar II, LLC | PJM | RFC | R-PJM | Middlesex | NJ | Solar | 5 | NA | NA | NA | 11.5342 | 7.0091 | 9.4338
ISH Solar Central Project | -170102 | Operating | 1.4 | Solar | 2011 | Duke Energy Generation Services Holding Company, Inc. | PJM | RFC | R-PJM | Ocean | NJ | Solar | 1.4 | NA | NA | NA | 11.9618 | 8.3496 | 0
ISH Solar Central Project | -92894 | Operating | 1.4 | Solar | 2011 | Integrys Holding, Inc. | PJM | RFC | R-PJM | Ocean | NJ | Solar | 1.4 | NA | NA | NA | 11.9618 | 8.3496 | 0
Jackson Landfill Solar Project | -409009 | Operating | 2.9 | Solar | 2021 | Greenbacker Renewable Energy Corporation | PJM | RFC | R-PJM | Ocean | NJ | Solar | 2.9 | NA | NA | NA | 18.1231 | 12.0926 | 0.93292
Jackson Liberty HS Solar Project | -115575 | Operating | 1.2 | Solar | 2016 | Tesla Energy Operations, Inc. | PJM | RFC | R-PJM | Ocean | NJ | Solar | 1.2 | NA | NA | NA | 16.0864 | 16.9616 | 16.2386
Jacobstown Solar Project | -171750 | Operating | 5 | Solar | 2014 | NJR Clean Energy Ventures Corporation | PJM | RFC | R-PJM | Burlington | NJ | Solar | 5 | NA | NA | NA | 17.3242 | 18.774 | 17.8265
JB Mcguire-Dix-Lakehurst Solar Project | -521489 | Operating | 9.6 | Solar | 2020 | Consolidated Edison Development, Inc. | PJM | RFC | R-PJM | Burlington | NJ | Solar | 9.6 | NA | NA | NA | 18.9248 | NA | NA
Jersey City DPW Solar Project | -763205 | Operating | 1 | Solar | 2019 | Onyx Asset Services Group LLC | PJM | RFC | R-PJM | Hudson | NJ | Solar | 1 | NA | NA | NA | 13.3562 | 15.2055 | 15.0799
Jersey City DPW Solar Project | -323495 | Operating | 1 | Solar | 2019 | Onyx Asset Services Group LLC | PJM | RFC | R-PJM | Hudson | NJ | Solar | 1 | NA | NA | NA | 13.3562 | 15.2055 | 15.0799
Jersey City Solar (Goya Foods) | -173660 | Operating | 2.5 | Solar | 2015 | Goya Foods, Inc. | PJM | RFC | R-PJM | Hudson | NJ | Solar | 2.5 | NA | NA | NA | 16.0639 | 14.3105 | 17.6027
Jersey Gardens Phase 1 | -171192 | Operating | 1.7 | Solar | 2012 | Clean Focus Corporation | PJM | RFC | R-PJM | Union | NJ | Solar | 1.7 | NA | NA | NA | 13.0473 | 25.4969 | 12.7048
Jersey Gardens Phase 2 | -169244 | Operating | 2.3 | Solar | 2012 | Clean Focus Corporation | PJM | RFC | R-PJM | Union | NJ | Solar | 2.3 | NA | NA | NA | 11.4552 | 16.5922 | 15.6939
Jersey-Atlantic Wind Farm | -163213 | Operating | 7.5 | Wind Turbine | 2006 | JPMorgan Chase & Co. | PJM | RFC | R-PJM | Atlantic | NJ | Wind | 7.5 | NA | NA | NA | 28.0639 | 32.9209 | 30.0289
Jersey-Atlantic Wind Farm | -144053 | Operating | 7.5 | Wind Turbine | 2006 | Leeward Renewable Energy, LLC | PJM | RFC | R-PJM | Atlantic | NJ | Wind | 7.5 | NA | NA | NA | 28.0639 | 32.9209 | 30.0289
Jersey-Atlantic Wind Farm | -85202 | Operating | 7.5 | Wind Turbine | 2006 | Community Energy, Inc. | PJM | RFC | R-PJM | Atlantic | NJ | Wind | 7.5 | NA | NA | NA | 28.0639 | 32.9209 | 30.0289
Jersey-Atlantic Wind Farm | -60086 | Operating | 7.5 | Wind Turbine | 2006 | Central Hudson Enterprises Corporation | PJM | RFC | R-PJM | Atlantic | NJ | Wind | 7.5 | NA | NA | NA | 28.0639 | 32.9209 | 30.0289
JMB Mcguire-Dix-Lakehurst Solar Project | -798506 | Operating | 11.4 | Solar | 2013 | Altus Power, Inc. | PJM | RFC | R-PJM | Burlington | NJ | Solar | 11.4 | NA | NA | NA | NA | NA | NA
Johnson Matthey Cogeneration Facility | -546886 | Operating | 6 | Internal Combustion | 2002 | Marina Energy LLC | PJM | RFC | R-PJM | Gloucester | NJ | Biomass | 6 | NA | NA | NA | NA | NA | NA
Johnson Matthey Solar Project | -396520 | Operating | 4 | Solar | 2011 | Constellation Solar New Jersey II, LLC | PJM | RFC | R-PJM | Gloucester | NJ | Solar | 4 | NA | NA | NA | 13.9555 | 19.6575 | NA
Jordache Enterprises Solar | -641122 | Operating | 2.3 | Solar | 2011 | Carlisle Energy Services, Inc. | PJM | RFC | R-PJM | Middlesex | NJ | Solar | 2.3 | NA | NA | NA | 7.4648 | 6.8295 | 0.64026
Jordache Enterprises Solar | -170795 | Operating | 2.3 | Solar | 2011 | Solar Rainbow Services LLC | PJM | RFC | R-PJM | Middlesex | NJ | Solar | 2.3 | NA | NA | NA | 7.4648 | 6.8295 | 0.64026
Junction Road Solar Facility (NJRCEV) | -172776 | Operating | 4.4 | Solar | 2016 | NJR Clean Energy Ventures Corporation | PJM | RFC | R-PJM | Hunterdon | NJ | Solar | 4.4 | NA | NA | NA | 18.3842 | 18.8901 | 18.2363
Justin Court Energy Storage Project (East Flemington) | -758614 | Operating | 20 | Battery | 2024 | Ormat Technologies, Inc. | PJM | RFC | R-PJM | Hunterdon | NJ | Energy Storage | 20 | NA | NA | NA | NA | NA | NA
KDC Solar ASGM (Bridgeton Solar) | -393624 | Operating | 3.8 | Solar | 2019 | KDC Solar LLC | PJM | RFC | R-PJM | Cumberland | NJ | Solar | 3.8 | NA | NA | NA | 18.7335 | 19.6467 | 20.9054
KDC Solar Branchburg (Imclone) | -393603 | Operating | 8 | Solar | 2014 | KDC Solar LLC | PJM | RFC | R-PJM | Somerset | NJ | Solar | 8 | NA | NA | NA | 16.1045 | 16.0788 | 15.9147
KDC Solar CSCP | -393626 | Operating | 3.4 | Solar | 2019 | KDC Solar LLC | PJM | RFC | R-PJM | Monmouth | NJ | Solar | 3.4 | NA | NA | NA | 14.4675 | 16.6364 | 16.0791
KDC Solar RTC (Delilah Road Landfill) | -393602 | Operating | 8.5 | Solar | 2016 | KDC Solar RTC LLC | PJM | RFC | R-PJM | Atlantic | NJ | Solar | 8.5 | NA | NA | NA | 16.6089 | 18.6154 | 19.4776
Moselle CC Plant | -168407 | Operating | 285 | Combined Cycle | 2012 | Cooperative Energy | MISO | SERC | SOU | Jones | MS | Gas | 285 | 8342 | 8444 | 8341 | 73.5673 | 43.1566 | 48.5932
Kearny Landfill Solar Project (NJMC 1A Landfill) | -168551 | Operating | 2.5 | Solar | 2011 | Public Service Electric and Gas Company | PJM | RFC | R-PJM | Hudson | NJ | Solar | 2.5 | NA | NA | NA | 17.4749 | 18.516 | 13.9772
Moselle CT | -165191 | Operating | 166.5 | Gas Turbine | 1997 | Cooperative Energy | MISO | SERC | SOU | Jones | MS | Gas | 166.5 | 12310 | 12331 | 12540 | 16.963 | 8.5308 | 5.7702
Kinsley II Landfill Solar System | -508197 | Operating | 2 | Solar | 2020 | Public Service Electric and Gas Company | PJM | RFC | R-PJM | Gloucester | NJ | Solar | 2 | NA | NA | NA | 33.6758 | 36.6096 | 32.4144
L&D Landfill Solar Project | -172336 | Operating | 10 | Solar | 2015 | Public Service Electric and Gas Company | PJM | RFC | R-PJM | Burlington | NJ | Solar | 10 | NA | NA | NA | 16.4886 | 19.0582 | 19.2877
LabCorp Engine | -776711 | Operating | 3.2 | Internal Combustion | 2019 | OnSite Partners, LLC | PJM | RFC | R-PJM | Somerset | NJ | Gas | 3.2 | NA | NA | NA | NA | NA | NA
LabCorp Engine | -776710 | Operating | 3.2 | Internal Combustion | 2019 | OnSite Partners, LLC | PJM | RFC | R-PJM | Somerset | NJ | Gas | 3.2 | NA | NA | NA | NA | NA | NA
Lakewood Cheder School Solar Project | -761254 | Operating | 1 | Solar | 2013 | MN8 Energy, Inc. | PJM | RFC | R-PJM | Ocean | NJ | Solar | 1 | NA | NA | NA | 8.5731 | 16.9178 | 12.089
Moser | -396407 | Operating | 63.6 | Gas Turbine | 1970 | Constellation Energy Corporation | PJM | RFC | R-PJM | Montgomery | PA | Oil | 61.3 | 16896 | 13955 | NA | 0.049908 | 0.49068 | NA
Moss Landing CC | -747037 | Operating | 1398 | Combined Cycle | 2002 | Dynegy Power, LLC | CAISO | WECC | CAMX | Monterey | CA | Gas | 1020 | 6995 | 7046 | 6950 | 60.9304 | 57.8517 | 59.8558
Lakewood Seven Solar Project | -172092 | Operating | 1 | Solar | 2012 | Sunray Power, Llc | PJM | RFC | R-PJM | Ocean | NJ | Solar | 1 | NA | NA | NA | NA | NA | NA
Lakewood-Farmingdale Road Solar Farm (Howell Solar) | -421998 | Operating | 7 | Solar | 2016 | Goldman Sachs Asset Management, L.P. | PJM | RFC | R-PJM | Monmouth | NJ | Solar | 7 | NA | NA | NA | 17.5049 | 17.0434 | 19.1699
Lambertville Solar Project | -768590 | Operating | 2.25 | Solar | 2020 | Enbridge Inc. | PJM | RFC | R-PJM | Hunterdon | NJ | Solar | 2.25 | NA | NA | NA | NA | NA | NA
Lawrenceville School Solar Facility | -393600 | Operating | 5.2 | Solar | 2012 | KDC Solar LLC | PJM | RFC | R-PJM | Mercer | NJ | Solar | 5.2 | NA | NA | NA | 15.4702 | 17.2748 | 16.6535
Lebanon Solar | -521403 | Operating | 2 | Solar | 2011 | Consolidated Edison Development, Inc. | PJM | RFC | R-PJM | Hunterdon | NJ | Solar | 2 | NA | NA | NA | 14.3265 | NA | NA
Liberty Bell Offshore Farm #1 | -171498 | Operating | 4 | Internal Combustion | 2016 | Andromeda Green Energy LLC | PJM | RFC | R-PJM | Cape May | NJ | Biomass | 4 | NA | NA | NA | NA | NA | NA
Mount Clinton CT | -12660 | Operating | 14 | Gas Turbine | 1999 | City of Harrisonburg, Virginia | PJM | SERC | VACAR | Harrisonburg | VA | Oil | 12 | 15986 | 16040 | 16037 | 0.66686 | 1.0065 | 0.91514
Mount Storm CT | -5266 | Operating | 18.5 | Gas Turbine | 1967 | Virginia Electric and Power Company | PJM | RFC | R-PJM | Grant | WV | Oil | 16 | 14486 | 14623 | NA | 0.026398 | 0.052511 | 0.018265
Mountain | -619538 | Operating | 54 | Gas Turbine | 1972 | Heritage Power, LLC | PJM | RFC | R-PJM | Cumberland | PA | Oil | 50 | 16362 | 15609 | 16823 | 0.68105 | 1.558 | 0.84726
Mountainview Power CC | -16813 | Operating | 1036.8 | Combined Cycle | 2005 | Southern California Edison Company | CAISO | WECC | CAMX | San Bernardino | CA | Gas | 1122 | 8072 | 7770 | 7956 | 26.2502 | 38.6232 | 20.8337
Moxie Freedom Generating Plant | -776592 | Operating | 1050 | Combined Cycle | 2018 | Global Infrastructure Management, LLC | PJM | RFC | R-PJM | Luzerne | PA | Gas | 1050 | NA | NA | NA | NA | NA | NA
Moxie Freedom Generating Plant | -364000 | Operating | 1050 | Combined Cycle | 2018 | First Reserve Management, L.P. | PJM | RFC | R-PJM | Luzerne | PA | Gas | 1050 | 6458 | 6520 | 6453 | 76.5657 | 48.4152 | 78.8526
Moxie Freedom Generating Plant | -171508 | Operating | 1050 | Combined Cycle | 2018 | John Hancock | PJM | RFC | R-PJM | Luzerne | PA | Gas | 1050 | 6458 | 6520 | 6453 | 76.5657 | 48.4152 | 78.8526
MPC Generating | -149713 | Operating | 386.1 | Gas Turbine | 2000 | The Carlyle Group Inc. |  | SERC | SOU | Walton | GA | Gas | 351 | 12008 | 11514 | 11648 | 1.2411 | 4.8451 | 0.5885
MTF CHP Plant (ACI Energy Partners) | -546891 | Operating | 7.5 | Gas Turbine | 2010 | Marina Energy LLC | PJM | RFC | R-PJM | Atlantic | NJ | Gas | 7.8 | 11570 | NA | NA | 80.9961 | NA | NA
MTSU Power Co-Gen Plant | -65473 | Operating | 5 | Gas Turbine | 1997 | Middle Tennessee State University |  | SERC | CENTRL | Rutherford | TN | Gas | 5 | 16580 | 16215 | 17857 | 84.5251 | 88.3105 | 67.4384
MU Combined Heat and Power Plant CT | -108979 | Operating | 34.6 | Gas Turbine | 2002 | University of Missouri | MISO | SERC | GATEWY | Boone | MO | Gas | 29 | 11887 | 12020 | 11991 | 33.8462 | 43.677 | 37.1406
Linden Hawk Rise Solar Project | -411247 | Operating | 4 | Solar | 2021 | Navisun LLC | PJM | RFC | R-PJM | Union | NJ | Solar | 4 | NA | NA | NA | 17.6684 | 17.2317 | NA
Linden Solar Farm | -168434 | Operating | 2.7 | Solar | 2010 | Public Service Electric and Gas Company | PJM | RFC | R-PJM | Union | NJ | Solar | 2.7 | NA | NA | NA | 15.9521 | 15.7407 | 12.1427
Lister Avenue Solar Project | -763121 | Operating | 2 | Solar | 2022 | Prologis Logistics Services Incorporated | PJM | RFC | R-PJM | Essex | NJ | Solar | 2 | NA | NA | NA | 7.0434 | NA | NA
Livingston Solar Canopies (Rutgers University Solar Power Plant) | -781161 | Operating | 6.6 | Solar | 2013 | Rutgers, The State University of New Jersey | PJM | RFC | R-PJM | Middlesex | NJ | Solar | 6.4 | NA | NA | NA | 10.1759 | 11.915 | 11.3691
Livingston Solar Farm | -781124 | Operating | 1.2 | Solar | 2009 | Rutgers, The State University of New Jersey | PJM | RFC | R-PJM | Middlesex | NJ | Solar | 1.2 | NA | NA | NA | 5.489 | 7.9528 | 9.4844
L'Oreal Franklin | -422045 | Operating | 1 | Solar | 2012 | Goldman Sachs Asset Management, L.P. | PJM | RFC | R-PJM | Somerset | NJ | Solar | 1 | NA | NA | NA | 16.9406 | 21.6553 | 18.7215
L'Oreal Monmouth Solar Project | -422020 | Operating | 2 | Solar | 2013 | Goldman Sachs Asset Management, L.P. | PJM | RFC | R-PJM | Middlesex | NJ | Solar | 2 | NA | NA | NA | 13.7785 | 15.3995 | 14.3094
L'Oreal Piscataway Solar Project | -422000 | Operating | 1.8 | Solar | 2011 | Goldman Sachs Asset Management, L.P. | PJM | RFC | R-PJM | Middlesex | NJ | Solar | 1.8 | NA | NA | NA | 10.9779 | 13.5401 | 4.7945
Love Lane (Cumberland Regional HS) Solar Project | -764947 | Operating | 1.75 | Solar | 2024 | NJR Clean Energy Ventures III Corporation | PJM | RFC | R-PJM | Cumberland | NJ | Solar | 1.75 | NA | NA | NA | NA | NA | NA
Lower Cape May HS | -422037 | Operating | 1.5 | Solar | 2012 | Goldman Sachs Asset Management, L.P. | PJM | RFC | R-PJM | Cape May | NJ | Solar | 1.5 | NA | NA | NA | 14.7869 | 17.5266 | 18.105
LTMUA Solar Project | -761269 | Operating | 1 | Solar | 2012 | MN8 Energy, Inc. | PJM | RFC | R-PJM | Cape May | NJ | Solar | 1 | NA | NA | NA | 17.5571 | 19.5205 | 19.4178
Lumberton Solar W2-090 Project | -439155 | Operating | 9.5 | Solar | 2016 | ECOVE Environment Corp. | PJM | RFC | R-PJM | Burlington | NJ | Solar | 9.5 | NA | NA | NA | NA | NA | NA
Lumberton Solar W2-090 Project | -252511 | Operating | 9.5 | Solar | 2016 | United Renewable Energy Co., Ltd. | PJM | RFC | R-PJM | Burlington | NJ | Solar | 9.5 | NA | NA | NA | NA | NA | NA
Lumberton Solar W2-090 Project | -173866 | Operating | 9.5 | Solar | 2016 | ECOVE Environment Corp. | PJM | RFC | R-PJM | Burlington | NJ | Solar | 9.5 | NA | NA | NA | NA | NA | NA
Mulberry Energy Center (Mulberry Cogeneration Facility) | -773000 | Operating | 127.7 | Combined Cycle | 1994 | Florida Municipal Power Agency |  | SERC | FP | Polk | FL | Gas | 120 | NA | NA | NA | NA | NA | NA
Manalapan Village Solar Project | -169419 | Operating | 3.5 | Solar | 2011 | NJR Clean Energy Ventures Corporation | PJM | RFC | R-PJM | Monmouth | NJ | Solar | 3.5 | NA | NA | NA | 11.6471 | 12.606 | 12.3386
Manheim New Jersey Solar Project | -249294 | Operating | 2.2 | Solar | 2009 | Cox Enterprises, Inc. | PJM | RFC | R-PJM | Burlington | NJ | Solar | 2.2 | NA | NA | NA | 15.302 | 15.4992 | 16.0959
Mannington Mills Cogeneration Facility | -546884 | Out of Service | 8.4 | Internal Combustion | 2004 | Marina Energy LLC | PJM | RFC | R-PJM | Salem | NJ | Gas | NA | NA | NA | NA | NA | NA | NA
Mulligan Power Plant | -162326 | Operating | 5.32 | Gas Turbine | 2019 | Tourmaline Oil Corp. | Alberta | WECC | WECCCN |  |  | Gas | 5.32 | NA | NA | NA | NA | NA | NA
Matrix Buildings A&B (Perth Amboy) Solar | -169420 | Operating | 2.5 | Solar | 2011 | Public Service Electric and Gas Company | PJM | RFC | R-PJM | Middlesex | NJ | Solar | 2.5 | NA | NA | NA | 12.3836 | 14.3836 | 14.3607
Mayhill Solar Project | -727287 | Operating | 1.2 | Solar | 2023 | Dimension Energy LLC | PJM | RFC | R-PJM | Bergen | NJ | Solar | 1.2 | NA | NA | NA | 1.874 | NA | NA
Mays Landing Solar Facility | -168692 | Operating | 4 | Solar | 2011 | NJR Clean Energy Ventures Corporation | PJM | RFC | R-PJM | Atlantic | NJ | Solar | 4 | NA | NA | NA | NA | NA | NA
McCullough Road Solar Farm | -191976 | Operating | 8.8 | Solar | 2019 | NJR Clean Energy Ventures Corporation | PJM | RFC | R-PJM | Warren | NJ | Solar | 8.8 | NA | NA | NA | 17.2115 | 17.6863 | 16.5538
McGraw Hill Solar Farm | -169763 | Operating | 12 | Solar | 2012 | NJR Clean Energy Ventures Corporation | PJM | RFC | R-PJM | Mercer | NJ | Solar | 12 | NA | NA | NA | 16.3356 | 16.5868 | 16.0968
McKee City Solar Phase 2 | -421992 | Operating | 2.4 | Solar | 2011 | Goldman Sachs Asset Management, L.P. | PJM | RFC | R-PJM | Atlantic | NJ | Solar | 2.4 | NA | NA | NA | 10.9161 | 15.2302 | 15.3349
Medford WWTP | -172049 | Operating | 1.3 | Solar | 2013 | NJR Clean Energy Ventures Corporation | PJM | RFC | R-PJM | Burlington | NJ | Solar | 1.3 | NA | NA | NA | 17.3692 | 18.2561 | 17.5184
Mercer County College Solar | -172119 | Operating | 7.5 | Solar | 2013 | Sunlight General Capital | PJM | RFC | R-PJM | Mercer | NJ | Solar | 7.5 | NA | NA | NA | 14.8767 | 17.2146 | 14.9939
Mercer Mall | -170803 | Operating | 1.1 | Solar | 2012 | Federal Realty Investment Trust | PJM | RFC | R-PJM | Mercer | NJ | Solar | 1.1 | NA | NA | NA | 4.203 | 13.325 | 10.6787
Merck Rahway | -165139 | Operating | 20.3 | Steam Turbine | 1968 | Merck & Co., Inc. | PJM | RFC | R-PJM | Union | NJ | Gas | 15.9 | 41479 | 41247 | 37539 | 23.0424 | 20.3415 | 23.1637
Merck Rahway Solar | -173706 | Operating | 0.5 | Solar | 2005 | Merck & Co., Inc. | PJM | RFC | R-PJM | Union | NJ | Solar | 0.4 | NA | NA | NA | 3.4817 | 2.8539 | 20.6621
Middlesex Apple Orchard Complex | -393596 | Operating | 4.7 | Solar | 2013 | KDC Solar LLC | PJM | RFC | R-PJM | Middlesex | NJ | Solar | 4.7 | NA | NA | NA | 14.2378 | 17.0917 | 16.7735
Murray City CT | -9654 | Operating | 42 | Gas Turbine | 2001 | City of Murray, Utah |  | WECC | NWPP | Salt Lake | UT | Gas | 39 | 12622 | 13768 | 12070 | 4.1228 | 5.8948 | 4.7983
Middlesex VoTech Solar Project | -763812 | Operating | 1.5 | Solar | 2021 | Navisun LLC | PJM | RFC | R-PJM | Middlesex | NJ | Solar | 1.5 | NA | NA | NA | 18.8204 | NA | NA
Muskeg River Cogeneration Plant | -781312 | Operating | 172 | Gas Turbine | 2003 | TransAlta Corporation | Alberta | WECC | WECCCN |  |  | Gas | 172 | NA | NA | NA | NA | NA | NA
Milford Solar Project | -209906 | Operating | 7.5 | Solar | 2019 | NJR Clean Energy Ventures II Corporation | PJM | RFC | R-PJM | Hunterdon | NJ | Solar | 7.5 | NA | NA | NA | 16.9193 | 15.9117 | 15.5434
Milhurst Solar | -798558 | Operating | 1.3 | Solar | 2015 | Altus Power, Inc. | PJM | RFC | R-PJM | Monmouth | NJ | Solar | 1.3 | NA | NA | NA | NA | NA | NA
Mill Creek Solar | -169816 | Operating | 3.5 | Solar | 2011 | Public Service Electric and Gas Company | PJM | RFC | R-PJM | Burlington | NJ | Solar | 3.5 | NA | NA | NA | 16.559 | 15.5284 | 13.7867
Millville Solar Project (Mill-Green) | -421996 | Operating | 1.3 | Solar | 2013 | Goldman Sachs Asset Management, L.P. | PJM | RFC | R-PJM | Cumberland | NJ | Solar | 1.3 | NA | NA | NA | 13.1015 | 14.9017 | 15.0685
Monroe Solar Project (NJR Clean Energy) | -245435 | Operating | 13.1 | Solar | 2020 | NJR Clean Energy Ventures III Corporation | PJM | RFC | R-PJM | Middlesex | NJ | Solar | 13.1 | NA | NA | NA | 15.499 | 16.6388 | 16.454
Mustang Energy Center (Mustang CT) | -166897 | Operating | 544 | Gas Turbine | 1971 | Oklahoma Gas and Electric Company | SPP | MRO | MRO-US | Canadian | OK | Gas | 464 | 10321 | 10285 | 10026 | 14.3074 | 21.7767 | 19.0262
Montclair University Cogen Plant | -472035 | Operating | 5.4 | Internal Combustion | 2018 | UMM Energy Partners, LLC | PJM | RFC | R-PJM | Passaic | NJ | Gas | 5.4 | 8270 | NM | NA | 6.4942 | 5.638 | NA
Mustang Station | -157286 | Operating | 521 | Combined Cycle | 1999 | Golden Spread Electric Cooperative, Inc. | SPP | MRO | MRO-US | Yoakum | TX | Gas | 482.7 | 7644 | 9110 | 10398 | 50.9878 | 29.8513 | 14.2672
Mount Arlington Landfill Solar Project | -409013 | Operating | 1.6 | Solar | 2021 | Greenbacker Renewable Energy Corporation | PJM | RFC | R-PJM | Morris | NJ | Solar | 1.6 | NA | NA | NA | 20.341 | 12.714 | 0.74201
Mount Laurel Solar Project | -503384 | Operating | 2.5 | Solar | 2020 | NJR Clean Energy Ventures Corporation | PJM | RFC | R-PJM | Burlington | NJ | Solar | 2.5 | NA | NA | NA | 16.9132 | 17.7991 | 16.9635
Mount Olive Solar Project | -509173 | Operating | 19.8 | Solar | 2022 | NJR Clean Energy Ventures Corporation | PJM | RFC | R-PJM | Morris | NJ | Solar | 19.8 | NA | NA | NA | 16.2043 | NA | NA
Mt. Laurel CleanLight Solar Project | -169659 | Operating | 2.8 | Solar | 2011 | Cleanlight Energy, Llc | PJM | RFC | R-PJM | Burlington | NJ | Solar | 2.8 | NA | NA | NA | NA | NA | NA
Mustang Station 4 | -166935 | Operating | 472.1 | Gas Turbine | 2006 | Golden Spread Electric Cooperative, Inc. | SPP | MRO | MRO-US | Yoakum | TX | Gas | 487 | 11256 | 11299 | 11371 | 20.0128 | 18.7169 | 9.2015
Munich Re Solar Energy Project | -169472 | Operating | 2.4 | Solar | 2012 | Munich Reinsurance America, Inc. | PJM | RFC | R-PJM | Middlesex | NJ | Solar | 2.4 | NA | NA | NA | 5.4224 | 7.8101 | 8.5616
Murray Hill Solar | -521400 | Operating | 1 | Solar | 2011 | Consolidated Edison Development, Inc. | PJM | RFC | R-PJM | Union | NJ | Solar | 1 | NA | NA | NA | 17.8311 | NA | NA
NES Rutgers Solar | -173671 | Operating | 1 | Solar | 2012 | NES Rutgers LLC | PJM | RFC | R-PJM | Ocean | NJ | Solar | 1 | NA | NA | NA | 6.6553 | 6.5183 | 13.2763
New Jersey Oak Solar Project | -144901 | Operating | 10 | Solar | 2011 | Orsted Onshore North America, LLC | PJM | RFC | R-PJM | Cumberland | NJ | Solar | 10 | NA | NA | NA | 17.5947 | 17.3059 | 19.0479
New Road Solar (South Brunswick Township Landfill) | -173841 | Operating | 10 | Solar | 2018 | NJR Clean Energy Ventures Corporation | PJM | RFC | R-PJM | Middlesex | NJ | Solar | 10 | NA | NA | NA | 18.8836 | 19.6872 | 18.54
Myrtle Beach | -510475 | Operating | 111.5 | Gas Turbine | 1962 | South Carolina Public Service Authority |  | SERC | VACAR | Horry | SC | Oil | 85 | NA | 36061 | NA | -0.095085 | 0.25436 | -0.056809
Nabiye Cogeneration Plant | -171959 | Operating | 170 | Gas Turbine | 2015 | Imperial Oil Limited | Alberta | WECC | WECCCN |  |  | Gas | 170 | NA | NA | NA | NA | NA | NA
NAFTA Region Olefins Complex Cogen Fac | -46988 | Operating | 83.2 | Gas Turbine | 2001 | Total Petrochemicals & Refining USA, Inc. | MISO | SERC | DELTA | Jefferson | TX | Gas | 80 | 8049 | 13562 | 13671 | 83.0467 | 60.2788 | 71.4118
Newark Solar1 Project | -789548 | Operating | 2.46 | Solar | 2024 | Dimension Energy LLC | PJM | RFC | R-PJM | Essex | NJ | Solar | 2.46 | NA | NA | NA | NA | NA | NA
Newark Solar1 Project | -789547 | Operating | 2.46 | Solar | 2024 | Dimension Energy LLC | PJM | RFC | R-PJM | Essex | NJ | Solar | 2.46 | NA | NA | NA | NA | NA | NA
NFI Cherry Hill Solar Project | -169022 | Operating | 1.1 | Solar | 2010 | NFI Solar | PJM | RFC | R-PJM | Camden | NJ | Solar | 1.1 | NA | NA | NA | 14.9958 | 15.7015 | 15.0477
NFI Solar PV Plant | -168997 | Operating | 2.4 | Solar | 2011 | NFI Solar | PJM | RFC | R-PJM | Cumberland | NJ | Solar | 2.4 | NA | NA | NA | 15.5441 | 19.5158 | 19.0211
NHA Mansfield Solar Project | -396545 | Operating | 5 | Solar | 2016 | Constellation Solar New Jersey, LLC | PJM | RFC | R-PJM | Warren | NJ | Solar | 5 | NA | NA | NA | 8.6895 | 17.5228 | NA
Nixon Lane Solar Project (ILR Landfill) | -172948 | Operating | 7.7 | Solar | 2017 | Public Service Electric and Gas Company | PJM | RFC | R-PJM | Middlesex | NJ | Solar | 6.6 | NA | NA | NA | 15.6894 | 17.4052 | 14.2501
NJ Airport Solar Project A | -778165 | Operating | 1 | Solar | 2023 | ENGIE North America Inc. | PJM | RFC | R-PJM | Union | NJ | Solar | 1 | NA | NA | NA | NA | NA | NA
NJ Airport Solar Project B | -778167 | Operating | 1 | Solar | 2023 | ENGIE North America Inc. | PJM | RFC | R-PJM | Union | NJ | Solar | 1 | NA | NA | NA | NA | NA | NA
NJ Airport Solar Project C | -778175 | Operating | 1 | Solar | 2023 | SoCore AssetCo LLC | PJM | RFC | R-PJM | Union | NJ | Solar | 1 | NA | NA | NA | NA | NA | NA
NJ Airport Solar Project D | -778177 | Operating | 1 | Solar | 2023 | SoCore AssetCo LLC | PJM | RFC | R-PJM | Union | NJ | Solar | 1 | NA | NA | NA | NA | NA | NA
North Bergen Solar Project | -173248 | Operating | 1.6 | Solar | 2016 | Hartz Solar, LLC | PJM | RFC | R-PJM | Hudson | NJ | Solar | 1.7 | NA | NA | NA | 15.1692 | 16.8077 | 14.4776
North Jersey Media Group Solar Facility | -393601 | Operating | 4.1 | Solar | 2013 | KDC Solar LLC | PJM | RFC | R-PJM | Morris | NJ | Solar | 4.1 | NA | NA | NA | 12.532 | 13.217 | 14.5506
North Main Road Solar Project | -396508 | Operating | 2.3 | Solar | 2011 | Constellation Solar, LLC | PJM | RFC | R-PJM | Cumberland | NJ | Solar | 2.3 | NA | NA | NA | 26.2408 | 29.1741 | NA
North Run | -172147 | Operating | 5 | Solar | 2015 | NJR Clean Energy Ventures Corporation | PJM | RFC | R-PJM | Burlington | NJ | Solar | 5 | NA | NA | NA | 17.3699 | 17.9703 | 16.9772
NorthPark Solar Farm #2 | -798520 | Operating | 10.6 | Solar | 2015 | Altus Power, Inc. | PJM | RFC | R-PJM | Monmouth | NJ | Solar | 10.6 | NA | NA | NA | NA | NA | NA
NAFTA Region Olefins Complex Cogen Fac | -46987 | Operating | 83.2 | Gas Turbine | 2001 | BASF Corporation | MISO | SERC | DELTA | Jefferson | TX | Gas | 80 | 8049 | 13562 | 13671 | 83.0467 | 60.2788 | 71.4118
Nain | -764730 | Operating | 2.6 | Gas Turbine | 1994 | Newfoundland and Labrador Hydro |  | NPCC | MRTM |  |  | Oil | 2.6 | NA | NA | NA | NA | NA | NA
NRG Energy Center Princeton IC Cogen | -663283 | Operating | 6 | Internal Combustion | 2012 | Clearway Energy, Inc. | PJM | RFC | R-PJM | Middlesex | NJ | Oil | 6 | NA | NA | NA | NA | NA | NA
NRG Energy Center Princeton IC Cogen | -663282 | Operating | 6 | Internal Combustion | 2012 | Clearway Energy, Inc. | PJM | RFC | R-PJM | Middlesex | NJ | Oil | 6 | NA | NA | NA | NA | NA | NA
NRG Energy Center Princeton PV | -663285 | Operating | 0.2 | Solar | 2012 | Clearway Energy, Inc. | PJM | RFC | R-PJM | Middlesex | NJ | Solar | 0.2 | NA | NA | NA | 8.2192 | NA | NA
NRG Energy Center Princeton PV | -663284 | Operating | 0.2 | Solar | 2012 | Clearway Energy, Inc. | PJM | RFC | R-PJM | Middlesex | NJ | Solar | 0.2 | NA | NA | NA | 8.2192 | NA | NA
NRJ NJ Solar Facility (ACCP) (Borough of Hopatcong) | -255465 | Operating | 1.2 | Solar | 2020 | NJR Clean Energy Ventures Corporation | PJM | RFC | R-PJM | Sussex | NJ | Solar | 1.2 | NA | NA | NA | 39.1172 | 40.3158 | 37.6142
Oak Street Sewage Wind Plant | -638146 | Out of Service | 1.5 | Wind Turbine | 2012 | Bayonne New Jersey Municipal Utilities Authority | PJM | RFC | R-PJM | Hudson | NJ | Wind | NA | NA | NA | NA | 0 | 0 | 0
Ocean County Landfill | -349429 | Operating | 14.4 | Internal Combustion | 1997 | Energy Power Investment Company, LLC | PJM | RFC | R-PJM | Ocean | NJ | Biomass | 13.8 | 10951 | 11029 | 11462 | 69.3353 | 74.0834 | 71.9294
Nalco Chemical Company | -704230 | Operating | 4.7 | Combined Cycle | 1985 | Nalco Company LLC | PJM | RFC | R-PJM | DuPage | IL | Gas | 3.5 | 18386 | 15171 | 14995 | 45.4338 | 38.1496 | 38.2311
Old Bridge Global Landfill Solar | -727408 | Operating | 2 | Solar | 2023 | NJR Clean Energy Ventures Corporation | PJM | RFC | R-PJM | Middlesex | NJ | Solar | 2 | NA | NA | NA | 2.0148 | NA | NA
Old Bridge Solar Farm (Clay Pits) | -619565 | Operating | 8.8 | Solar | 2018 | NJR Clean Energy Ventures Corporation | PJM | RFC | R-PJM | Middlesex | NJ | Solar | 8.8 | NA | NA | NA | 17.6305 | NA | NA
Overlook Medical Center | -613559 | Operating | 2 | Internal Combustion | 2012 | Overlook Medical Center | PJM | RFC | R-PJM | Union | NJ | Oil | 2 | NA | NA | NA | 0 | NA | NA
Paradise Battery Energy Storage System | -599059 | Operating | 1.8 | Battery | 2013 | Paradise Solar Urban Renewal, LLC | PJM | RFC | R-PJM | Gloucester | NJ | Energy Storage | 1.8 | NA | NA | NA | NA | NA | NA
Paradise Solar Project | -168850 | Operating | 5 | Solar | 2010 | Paradise Solar Urban Renewal, LLC | PJM | RFC | R-PJM | Gloucester | NJ | Solar | 5 | NA | NA | NA | 17.6142 | 16.1872 | 18.0068
Parklands Landfill Solar | -171181 | Operating | 7.8 | Solar | 2014 | Public Service Electric and Gas Company | PJM | RFC | R-PJM | Burlington | NJ | Solar | 7.8 | NA | NA | NA | 18.0219 | 17.3838 | 18.3863
Nantucket CT | -207273 | Operating | 15.4 | Gas Turbine | 1988 | New England Power Company | New England | NPCC | NE | Nantucket | MA | Oil | 15.4 | NA | NA | NM | -0.042252 | -0.22016 | 0.0014825
Parlin Solar Farm | -172573 | Operating | 1.3 | Solar | 2012 | Laurel Capital Partners | PJM | RFC | R-PJM | Middlesex | NJ | Solar | 1.2 | NA | NA | NA | 4.6328 | 5.857 | 8.4387
Parsippany Solar Plant | -170412 | Operating | 1.2 | Solar | 2012 | United Parcel Service, Inc. | PJM | RFC | R-PJM | Morris | NJ | Solar | 1.2 | NA | NA | NA | NA | NA | NA
Passaic Valley Water Commission | -758315 | Out of Service | 2.4 | Hydraulic Turbine | 1935 | Passaic Valley New Jersey Water Commission | PJM | RFC | R-PJM | Passaic | NJ | Water | NA | NA | NA | NA | NA | NA | NA
Patriots Stadium Solar Plant | -172076 | Operating | 1 | Solar | 2013 | Sunlight General Capital | PJM | RFC | R-PJM | Somerset | NJ | Solar | 1 | NA | NA | NA | 13.2534 | 9.726 | 9.8858
Nantucket CT | -207272 | Operating | 15.4 | Gas Turbine | 1988 | New England Power Company | New England | NPCC | NE | Nantucket | MA | Oil | 15.4 | NA | NA | NM | -0.042252 | -0.22016 | 0.0014825
Paulsboro Refinery Other | -202606 | Out of Service | 18 | Other | 2006 | PBF Energy Company LLC | PJM | RFC | R-PJM | Gloucester | NJ | Coal | NA | NA | NA | NA | 0 | 0 | 0
Pemberton Road I Solar Project | -173352 | Operating | 8.8 | Solar | 2017 | NJR Clean Energy Ventures Corporation | PJM | RFC | R-PJM | Burlington | NJ | Solar | 8.8 | NA | NA | NA | 16.9585 | 17.9626 | 17.2893
Pemberton Road II Solar Project | -173355 | Operating | 8.8 | Solar | 2017 | NJR Clean Energy Ventures Corporation | PJM | RFC | R-PJM | Burlington | NJ | Solar | 8.8 | NA | NA | NA | 16.9041 | 18.0171 | 17.3023
Pennsauken Brownfield Solar Project | -503988 | Operating | 12 | Solar | 2019 | Public Service Electric and Gas Company | PJM | RFC | R-PJM | Camden | NJ | Solar | 12 | NA | NA | NA | 15.0457 | 16.1045 | 15.9247
Pennsauken Landfill | -647438 | Operating | 0.9 | Internal Combustion | 2004 | NextEra Energy Resources, LLC | PJM | RFC | R-PJM | Camden | NJ | Biomass | 0.9 | 11920 | NA | NA | 29.8833 | NA | NA
Pennsauken Solar | -647439 | Operating | 3.9 | Solar | 2006 | NextEra Energy Resources, LLC | PJM | RFC | R-PJM | Camden | NJ | Solar | 3.9 | NA | NA | NA | 5.418 | NA | NA
Pfizer Peapack Solar | -393613 | Operating | 6.2 | Solar | 2016 | KDC Solar LLC | PJM | RFC | R-PJM | Somerset | NJ | Solar | 6.2 | NA | NA | NA | 16.2266 | 18.0255 | 15.306
Pilesgrove Solar Project | -521393 | Operating | 18 | Solar | 2011 | Consolidated Edison Development, Inc. | PJM | RFC | R-PJM | Salem | NJ | Solar | 17.7 | NA | NA | NA | 16.8389 | NA | NA
Pittsgrove Solar Project | -422033 | Operating | 2 | Solar | 2014 | Goldman Sachs Asset Management, L.P. | PJM | RFC | R-PJM | Salem | NJ | Solar | 2 | NA | NA | NA | 12.9224 | 17.0091 | 17.0263
Plainfield One Solar | -172075 | Operating | 1.3 | Solar | 2011 | Sunray Power, Llc | PJM | RFC | R-PJM | Union | NJ | Solar | 1.3 | NA | NA | NA | 10.8711 | 9.712 | 11.6263
Plumsted Battery Storage System | -162164 | Operating | 19.8 | Battery | 2019 | Viridity Energy Solutions, Inc. | PJM | RFC | R-PJM | Ocean | NJ | Energy Storage | 19.8 | NA | NM | NM | 21.3932 | 21.814 | 19.8953
Pohatcong Solar Farm | -222426 | Operating | 8 | Solar | 2020 | NJR Clean Energy Ventures Corporation | PJM | RFC | R-PJM | Warren | NJ | Solar | 8 | NA | NA | NA | 18.0308 | 18.2777 | 16.7694
Port Reading 8 Solar Project | -763270 | Operating | 1.4 | Solar | 2022 | Prologis Logistics Services Incorporated | PJM | RFC | R-PJM | Middlesex | NJ | Solar | 1.4 | NA | NA | NA | 11.3829 | NA | NA
Ports Jersey City Solar Project | -764035 | Operating | 3 | Solar | 2020 | Prologis Logistics Services Incorporated | PJM | RFC | R-PJM | Hudson | NJ | Solar | 3 | NA | NA | NA | 17.7968 | NA | NA
Ports Newark 8201 Solar Project | -763125 | Operating | 1.6 | Solar | 2022 | Prologis Logistics Services Incorporated | PJM | RFC | R-PJM | Essex | NJ | Solar | 1.6 | NA | NA | NA | 0.099886 | NA | NA
Ports Newark 8201 Solar Project | -763124 | Operating | 1.6 | Solar | 2022 | Prologis Logistics Services Incorporated | PJM | RFC | R-PJM | Essex | NJ | Solar | 1.6 | NA | NA | NA | 0.099886 | NA | NA
Princeton Solar Project | -173516 | Operating | 2.2 | Solar | 2017 | NJR Clean Energy Ventures Corporation | PJM | RFC | R-PJM | Mercer | NJ | Solar | 2.2 | NA | NA | NA | 18.3427 | 18.9809 | 18.5399
Napa State Hospital Cogen Plant | -52973 | Operating | 1.6 | Gas Turbine | 1984 | Napa State Hospital | CAISO | WECC | CAMX | Napa | CA | Gas | 1.6 | NA | NA | NA | NA | NA | NA
Princeton University Solar (PV) | -436534 | Operating | 16.6 | Solar | 2012 | Princeton University | PJM | RFC | R-PJM | Mercer | NJ | Solar | 16.6 | NA | NA | NA | 14.2151 | 16.4466 | NA
Prudential 55 Livingston Roseland Solar Project | -173631 | Operating | 1.2 | Solar | 2013 | The Prudential Insurance Company of America | PJM | RFC | R-PJM | Essex | NJ | Solar | 1.2 | NA | NA | NA | 0 | 19.3113 | 3.339
Prudential 80 Livingston Roseland Solar | -173672 | Operating | 1.7 | Solar | 2013 | The Prudential Insurance Company of America | PJM | RFC | R-PJM | Essex | NJ | Solar | 1.7 | NA | NA | NA | 0 | 18.3454 | 3.6261
PSEG Mars Solar Garden (Hackettstown) | -356449 | Operating | 2 | Solar | 2009 | Quattro Solar, LLC | PJM | RFC | R-PJM | Warren | NJ | Solar | 2 | NA | NA | NA | 13.0422 | 12.4274 | 11.6438
Quakertown Solar Farm | -174066 | Operating | 8.8 | Solar | 2018 | NJR Clean Energy Ventures Corporation | PJM | RFC | R-PJM | Hunterdon | NJ | Solar | 8.8 | NA | NA | NA | 17.1687 | 17.912 | 17.1881
Ramapo Solar Plant | -674119 | Operating | 4.2 | Solar | 2019 | Vc Renewables Ab | PJM | RFC | R-PJM | Bergen | NJ | Solar | 4.2 | NA | NA | NA | 9.2248 | 12.6821 | NA
Raritan ITS Solar Plant | -172038 | Operating | 2 | Solar | 2010 | Janssen Pharmaceuticals, Inc. | PJM | RFC | R-PJM | Somerset | NJ | Solar | 2 | NA | NA | NA | 11.1815 | 11.5468 | 11.4041
Raritan Solar Project | -173857 | Operating | 8.4 | Solar | 2018 | NJR Clean Energy Ventures Corporation | PJM | RFC | R-PJM | Hunterdon | NJ | Solar | 8.4 | NA | NA | NA | 16.6042 | 17.2103 | 16.6042
Raritan Township Solar Project | -171794 | Operating | 7.5 | Solar | 2016 | Millennium Development Limited Llc | PJM | RFC | R-PJM | Hunterdon | NJ | Solar | 7.5 | NA | NA | NA | 18.5677 | 19.0624 | 18.4688
Rariton OMP (PV) | -172058 | Operating | 2.4 | Solar | 2012 | Janssen Pharmaceuticals, Inc. | PJM | RFC | R-PJM | Somerset | NJ | Solar | 2.4 | NA | NA | NA | 7.2869 | 6.6638 | 1.5744
RB Manufacturing Solar Project (Belle Mead) | -173695 | Out of Service | 1.5 | Solar | 2016 | RB Manufacturing LLC | PJM | RFC | R-PJM | Somerset | NJ | Solar | NA | NA | NA | NA | 0 | 0 | 0
Napanee Generating Station (Oakville) | -229560 | Operating | 900 | Combined Cycle | 2020 | Atura Power | Ontario | NPCC | ONT |  |  | Gas | 900 | NA | NA | NA | NA | NA | NA
Reeves South Solar Plant | -172042 | Operating | 1 | Solar | 2013 | NJR Clean Energy Ventures Corporation | PJM | RFC | R-PJM | Burlington | NJ | Solar | 1 | NA | NA | NA | 20.1826 | 20.3196 | 20.3082
Reeves Station Road Solar (East) | -170056 | Operating | 5.5 | Solar | 2012 | NJR Clean Energy Ventures Corporation | PJM | RFC | R-PJM | Burlington | NJ | Solar | 5.5 | NA | NA | NA | 18.215 | 19.1449 | 18.2773
Renewvia Northport I | -169605 | Operating | 1.25 | Solar | 2011 | Renewvia Energy Corporation | PJM | RFC | R-PJM | Union | NJ | Solar | 1.25 | NA | NA | NA | NA | NA | NA
Richard Stockton College Solar Project | -169021 | Operating | 1.3 | Solar | 2009 | Eastern Energy Services, Inc. | PJM | RFC | R-PJM | Atlantic | NJ | Solar | 1.3 | NA | NA | NA | 11.3628 | 11.8019 | 13.7194
River Terminal Development Solar | -236698 | Operating | 2.9 | Solar | 2006 | RTC Properties Inc | PJM | RFC | R-PJM | Hudson | NJ | Solar | 2.9 | NA | NA | NA | 13.3955 | 14.234 | 12.683
Riverside Renewable Energy Project | -169484 | Operating | 7.5 | Solar | 2011 | Holt Logistics Corp. | PJM | RFC | R-PJM | Camden | NJ | Solar | 7.5 | NA | NA | NA | 16.2755 | 17.8204 | 14.7275
Robin Solar Farm | -480347 | Operating | 2.2 | Solar | 2022 | Greenbacker Renewable Energy Corporation | PJM | RFC | R-PJM | Mercer | NJ | Solar | 2.2 | NA | NA | NA | 10.9433 | 15.2293 | NA
Rock Solid Solar Project | -171981 | Operating | 8 | Solar | 2014 | NJR Clean Energy Ventures Corporation | PJM | RFC | R-PJM | Monmouth | NJ | Solar | 8 | NA | NA | NA | 18.3162 | 19.4877 | 18.3319
Rotor Clip Solar Project | -163815 | Operating | 2.8 | Solar | 2018 | Rotor Clip Company, Inc. | PJM | RFC | R-PJM | Somerset | NJ | Solar | 2.7 | NA | NA | NA | 7.1157 | 18.4466 | 19.2246
Royal Wine Corp Solar Power Plant | -173597 | Operating | 1 | Solar | 2011 | Royal Wine Corp. | PJM | RFC | R-PJM | Hudson | NJ | Solar | 0.9 | NA | NA | NA | 16.2861 | 16.9838 | 14.8148
Napoleon Peaking Station | -9027 | Operating | 49.5 | Gas Turbine | 2000 | American Municipal Power, Inc. | MISO, PJM | RFC | R-PJM | Henry | OH | Gas | 49.5 | 19456 | 18949 | 17195 | 0.45385 | 0.32955 | 0.6877
Rutgers Busch Liv (Lot 55, 58, 58A, 58B) Solar Project | -763929 | Operating | 1.3 | Solar | 2023 | Distributed Solar Development, LLC | PJM | RFC | R-PJM | Middlesex | NJ | Solar | 1.3 | NA | NA | NA | NA | NA | NA
Rutgers Busch Livingston Lot B & C Solar Project | -763916 | Operating | 1.5 | Solar | 2023 | Distributed Solar Development, LLC | PJM | RFC | R-PJM | Middlesex | NJ | Solar | 1.5 | NA | NA | NA | NA | NA | NA
Rutgers Cook Douglass Lot 97 & 98a Solar Project | -769810 | Operating | 1.2 | Solar | 2023 | Dudley Road Solar Project 2021, LLC | PJM | RFC | R-PJM | Middlesex | NJ | Solar | 1.2 | NA | NA | NA | NA | NA | NA
Sabert Solar Project | -173651 | Operating | 1.8 | Solar | 2011 | Sabert Corporation | PJM | RFC | R-PJM | Middlesex | NJ | Solar | 1 | NA | NA | NA | 30.4338 | 15.3783 | 9.0074
Salem | -396424 | Operating | 2340 | Nuclear | 1977 | Constellation Energy Corporation | PJM | RFC | R-PJM | Salem | NJ | Nuclear | 2284.7 | NA | NA | NA | 91.921 | 95.5339 | NA
Salem | -6429 | Operating | 2340 | Nuclear | 1977 | PSEG Nuclear LLC | PJM | RFC | R-PJM | Salem | NJ | Nuclear | 2284.7 | NA | NA | NA | 91.921 | 95.5339 | 95.2437
Narrows Generating Station | -101392 | Operating | 352 | Gas Turbine | 1972 | Astoria Generating Company LP | New York | NPCC | NY | Kings | NY | Gas | 403.6 | 16531 | 16873 | 17322 | 0.88671 | 1.3809 | 1.1631
NASA Johnson Space Center Plant | -806393 | Operating | 11.7 | Combined Cycle | 2018 | Energy Systems Group, LLC | ERCOT | TRE | TRE | Harris | TX | Gas | 11.9 | 11966 | NA | NA | 81.0339 | NA | NA
Salvation Army Solar Project | -752213 | Operating | 1.1 | Solar | 2022 | Madison Energy Holdings, LLC | PJM | RFC | R-PJM | Camden | NJ | Solar | 1.1 | NA | NA | NA | 16.1893 | 7.5135 | NA
Salvation Army Solar Project | -503871 | Operating | 1.1 | Solar | 2022 | Novitium Energy | PJM | RFC | R-PJM | Camden | NJ | Solar | 1.1 | NA | NA | NA | 16.1893 | 7.5135 | NA
Naval Hospital Medical Center | -165220 | Operating | 5.3 | Gas Turbine | 1986 | California Department of Navy | CAISO | WECC | CAMX | San Diego | CA | Gas | 4.4 | 13948 | 13664 | 14148 | 46.3341 | 31.2837 | 28.1159
Sayreville Floating Solar Project | -220078 | Operating | 3.1 | Solar | 2019 | NJR Clean Energy Ventures II Corporation | PJM | RFC | R-PJM | Middlesex | NJ | Solar | 3.1 | NA | NA | NA | 19.9993 | 20.6695 | 15.2747
Schering-Plough Campus Solar Facility | -647444 | Operating | 1.7 | Solar | 2009 | NextEra Energy Resources, LLC | PJM | RFC | R-PJM | Union | NJ | Solar | 1.7 | NA | NA | NA | 4.6401 | NA | NA
Seabrook Farms Solar Facility | -421994 | Operating | 6.8 | Solar | 2011 | Goldman Sachs Asset Management, L.P. | PJM | RFC | R-PJM | Cumberland | NJ | Solar | 6.8 | NA | NA | NA | 14.9896 | 16.7237 | 16.0287
Seabrook Village Solar Project (KDC Solar GRQ) | -393610 | Operating | 3.1 | Solar | 2016 | KDC Solar LLC | PJM | RFC | R-PJM | Monmouth | NJ | Solar | 3.1 | NA | NA | NA | 16.3868 | 18.0513 | 14.7518
Seashore Solar | -393611 | Operating | 8.5 | Solar | 2016 | KDC Solar LLC | PJM | RFC | R-PJM | Atlantic | NJ | Solar | 8.5 | NA | NA | NA | NA | NA | NA
Seaside Heights Power Plant | -170851 | Out of Service | 6 | Internal Combustion | 2012 | City of Seaside Heights | PJM | RFC | R-PJM | Ocean | NJ | Oil | NA | NA | NA | NA | 0 | 0 | 0
Secaucus Fuel Cell Plant | -249996 | Operating | 1.5 | Fuel Cell | 2019 | 2016 Esa Project Company, LLC | PJM | RFC | R-PJM | Hudson | NJ | Gas | 1.5 | 7080 | 7029 | 7055 | 79.4521 | 69.5434 | 95.1446
Secaucus Solar Project | -170413 | Operating | 1.2 | Solar | 2013 | United Parcel Service, Inc. | PJM | RFC | R-PJM | Hudson | NJ | Solar | 1.2 | NA | NA | NA | NA | NA | NA
Secaucus Solar Project (Goya Foods) | -173207 | Operating | 1.6 | Solar | 2016 | Goya Foods, Inc. | PJM | RFC | R-PJM | Hudson | NJ | Solar | 1.6 | NA | NA | NA | 16.9164 | 16.8236 | 17.5157
Selective Insurance | -610802 | Operating | 2.8 | Solar | 2019 | Selective Insurance Company of America | PJM | RFC | R-PJM | Sussex | NJ | Solar | 2.8 | NA | NA | NA | 14.9421 | 14.881 | NA
NCAH Central Utility Plant - CT | -170917 | Operating | 3 | Gas Turbine | 2000 | United States Department of Agriculture | MISO | MRO | MRO-US | Story | IA | Gas | 3 | 15408 | 15467 | 15238 | 37.4924 | 34.9962 | 53.1088
Sharon Station Solar Project | -172777 | Operating | 2.7 | Solar | 2016 | NJR Clean Energy Ventures Corporation | PJM | RFC | R-PJM | Monmouth | NJ | Solar | 2.7 | NA | NA | NA | 18.7891 | 20.0068 | 19.0851
NCSU Cates Cogeneration Plant Project | -168579 | Operating | 11.2 | Gas Turbine | 2012 | North Carolina State University |  | SERC | VACAR | Wake | NC | Gas | 10.6 | 15467 | 14896 | 14033 | 82.2381 | 86.4177 | 86.6331
NCSU CCUP Cogeneration CT Plant | -162161 | Operating | 5.6 | Gas Turbine | 2019 | North Carolina State University |  | SERC | VACAR | Wake | NC | Gas | 5.6 | 13688 | 13280 | 12808 | 84.797 | 84.5809 | 87.3267
Shore Point Solar Plant | -169415 | Operating | 1 | Solar | 2011 | Shore Point Distributing Company, Inc. | PJM | RFC | R-PJM | Monmouth | NJ | Solar | 1 | NA | NA | NA | 14.1324 | 14.7603 | 13.7329
Short Hills Mall Solar Project | -256253 | Operating | 3.49 | Solar | 2018 | Short Hills Associates LLC | PJM | RFC | R-PJM | Essex | NJ | Solar | 2.7 | NA | NA | NA | 13.2293 | 12.6712 | 12.8963
Silver Lake Solar Farm | -168432 | Operating | 1.7 | Solar | 2010 | Public Service Electric and Gas Company | PJM | RFC | R-PJM | Middlesex | NJ | Solar | 1.7 | NA | NA | NA | 17.2374 | 17.8821 | 12.8458
Silvi Gibraltar Rock Solar | -393612 | Operating | 2.5 | Solar | 2016 | KDC Solar LLC | PJM | RFC | R-PJM | Somerset | NJ | Solar | 2.5 | NA | NA | NA | 12.5388 | 11.5601 | 14.1362
Six Flags (KDC Solar PR1) | -393605 | Operating | 17 | Solar | 2019 | KDC Solar LLC | PJM | RFC | R-PJM | Ocean | NJ | Solar | 17 | NA | NA | NA | 18.1359 | 20.2693 | 19.4017
Skillman PV | -172069 | Operating | 2.7 | Solar | 2011 | Janssen Pharmaceuticals, Inc. | PJM | RFC | R-PJM | Somerset | NJ | Solar | 1.4 | NA | NA | NA | 4.8516 | 1.6785 | 5.8896
Skillman Solar Project | -796815 | Operating | NA | Solar | 2022 | True Green Capital Management LLC | PJM | RFC | R-PJM | Somerset | NJ | Solar | 2 | NA | NA | NA | NA | NA | NA
Solar Power | -53276 | Operating | 1.6 | Solar | 2008 | UTC Power, LLC | PJM | RFC | R-PJM | Hunterdon | NJ | Solar | 1.6 | NA | NA | NA | NA | NA | NA
Solar Star New Jersey NJ Plant | -92906 | Operating | 1.5 | Solar | 2012 | Integrys Solar, LLC | PJM | RFC | R-PJM | Somerset | NJ | Solar | 1.5 | NA | NA | NA | 12.2907 | 15.5556 | 12.4658
Solvay Solar Project | -251511 | Operating | 6.5 | Solar | 2020 | NextEra Energy Resources, LLC | PJM | RFC | R-PJM | Gloucester | NJ | Solar | 6.5 | NA | NA | NA | 16.9845 | 17.9891 | 17.2568
Somerdale Road Landfill Solar Project (Owens Corning) | -422012 | Operating | 2.8 | Solar | 2016 | Goldman Sachs Asset Management, L.P. | PJM | RFC | R-PJM | Camden | NJ | Solar | 2.8 | NA | NA | NA | 18.0447 | 19.5735 | 18.8193
South Brunswick (Matrix) Solar Plant | -169537 | Operating | 2.6 | Solar | 2011 | Public Service Electric and Gas Company | PJM | RFC | R-PJM | Middlesex | NJ | Solar | 2.6 | NA | NA | NA | 16.1398 | 16.0169 | 15.929
South Brunswick Industrial Park Solar | -209332 | Operating | 4.6 | Solar | 2011 | Heller Industrial Parks Inc. | PJM | RFC | R-PJM | Middlesex | NJ | Solar | 4.6 | NA | NA | NA | 19.9548 | 14.9519 | 14.0932
Southern Division Headquarters Solar Project | -169924 | Operating | 1.1 | Solar | 2014 | Public Service Electric and Gas Company | PJM | RFC | R-PJM | Burlington | NJ | Solar | 1.1 | NA | NA | NA | NA | NA | NA
Spano Solar - Ocean County Landfill - CS Project (OCCS Solar) | -765618 | Operating | 4.2 | Solar | 2022 | Blackrock Global Renewable Power Fund II (GenPar), L.P. | PJM | RFC | R-PJM | Ocean | NJ | Solar | 4.2 | NA | NA | NA | 12.1467 | NA | NA
Spano Solar - Ocean County Landfill - CS Project (OCCS Solar) | -765617 | Operating | 4.2 | Solar | 2022 | Cox Corporate Services, Inc. | PJM | RFC | R-PJM | Ocean | NJ | Solar | 4.2 | NA | NA | NA | 12.1467 | NA | NA
Spano Solar Project - Belmar Wall | -770045 | Operating | 1.8 | Solar | 2022 | Distributed Solar Development, LLC | PJM | RFC | R-PJM | Monmouth | NJ | Solar | 1.8 | NA | NA | NA | 16.692 | NA | NA
Spartan Solar Project | -173047 | Operating | 8.3 | Solar | 2017 | Altus Power America Management, LLC | PJM | RFC | R-PJM | Burlington | NJ | Solar | 8.3 | NA | NA | NA | 18.4065 | 19.9827 | 19.2551
Springfield Solar Project | -173936 | Operating | 7.5 | Solar | 2018 | NJR Clean Energy Ventures Corporation | PJM | RFC | R-PJM | Burlington | NJ | Solar | 7.5 | NA | NA | NA | 18.1202 | 19.0259 | 16.3227
St.Joseph's Regional Medical Center | -249969 | Operating | 6.1 | Internal Combustion | 2001 | St. Joseph's Regional Medical Center | PJM | RFC | R-PJM | Passaic | NJ | Oil | 6.1 | NA | NA | NA | NA | NA | NA
Stewartsville Solar Farm | -169662 | Operating | 18 | Solar | 2011 | Alethea Cleantech Advisors, LLC | PJM | RFC | R-PJM | Warren | NJ | Solar | 18 | NA | NA | NA | NA | NA | NA
Stryker Energy Battery Storage System | -162165 | Operating | 19.8 | Battery | 2019 | Viridity Energy Solutions, Inc. | PJM | RFC | R-PJM | Warren | NJ | Energy Storage | 19.8 | NA | NM | NM | 23.5298 | 24.1133 | 19.9172
Summit Associates Solar Project | -169817 | Operating | 1.9 | Solar | 2011 | Public Service Electric and Gas Company | PJM | RFC | R-PJM | Middlesex | NJ | Solar | 1.9 | NA | NA | NA | 13.1699 | 15.1286 | 14.4316
Summit Water Nexus Mount Holly Solar Project | -173578 | Operating | 1 | Solar | 2013 | Summit Global Management Inc. | PJM | RFC | R-PJM | Burlington | NJ | Solar | 1 | NA | NA | NA | 13.984 | 17.2831 | 17.6941
Swan Creek MPA Project | -493832 | Operating | 6 | Solar | 2012 | Undisclosed buyer | PJM | RFC | R-PJM | Middlesex | NJ | Solar | 6 | NA | NA | NA | 12.3973 | 12.5685 | 0
Taylors Lane Solar Project (Cinnaminson) | -209245 | Operating | 10 | Solar | 2019 | Public Service Electric and Gas Company | PJM | RFC | R-PJM | Burlington | NJ | Solar | 10 | NA | NA | NA | 19.5502 | 18.1769 | 19.5868
THD Quicksilver MDC Perth Amboy Solar | -763701 | Operating | 2.5 | Solar | 2022 | THD NJ Riverview Main Distribution Center Solar Project 2020 LLC | PJM | RFC | R-PJM | Middlesex | NJ | Solar | 2.5 | NA | NA | NA | 8.0731 | NA | NA
The City of Vineland at West Vineland Solar Project (Landis Sewerage Authority) | -482032 | Operating | 3.7 | Solar | 2011 | Constellation Energy Corporation | PJM | RFC | R-PJM | Cumberland | NJ | Solar | 3.7 | NA | NA | NA | 10.7213 | 11.4279 | NA
Thermo Fisher Solar Project | -546958 | Operating | 1.5 | Solar | 2013 | Marina Energy LLC | PJM | RFC | R-PJM | Somerset | NJ | Solar | 1.5 | NA | NA | NA | 13.242 | NA | NA
Timber Creek HS | -422026 | Operating | 1.3 | Solar | 2013 | Goldman Sachs Asset Management, L.P. | PJM | RFC | R-PJM | Camden | NJ | Solar | 1.3 | NA | NA | NA | 13.2684 | 13.2157 | 10.555
Tinton Falls Solar Farm | -170340 | Operating | 16 | Solar | 2012 | Zongyi Solar America Co., Ltd | PJM | RFC | R-PJM | Monmouth | NJ | Solar | 16 | NA | NA | NA | 30.8933 | 15.8383 | 16.5447
Tinton Landfill Project | -641041 | Operating | 1 | Internal Combustion | 2007 | County of Monmouth, New Jersey | PJM | RFC | R-PJM | Monmouth | NJ | Biomass | 1 | NA | NA | NA | NA | NA | NA
Tioga Solar Project (William G. Mennen Sports Arena Solar) | -792387 | Operating | 1 | Solar | 2011 | Spower Opco A, LLC | PJM | RFC | R-PJM | Morris | NJ | Solar | 1 | NA | NA | NA | 16.0616 | 16.5411 | 15.9589
Tioga Solar Project (William G. Mennen Sports Arena Solar) | -792386 | Operating | 1 | Solar | 2011 | Spower Opco A, LLC | PJM | RFC | R-PJM | Morris | NJ | Solar | 1 | NA | NA | NA | 16.0616 | 16.5411 | 15.9589
Tioga Solar Project (William G. Mennen Sports Arena Solar) | -792139 | Operating | 1 | Solar | 2011 | Alberta Investment Management Corporation | PJM | RFC | R-PJM | Morris | NJ | Solar | 1 | NA | NA | NA | 16.0616 | 16.5411 | 15.9589
Tioga Solar Project (William G. Mennen Sports Arena Solar) | -792138 | Operating | 1 | Solar | 2011 | The AES Corporation | PJM | RFC | R-PJM | Morris | NJ | Solar | 1 | NA | NA | NA | 16.0616 | 16.5411 | 15.9589
Tissington Solar Project | -546957 | Operating | 3 | Solar | 2019 | Marina Energy LLC | PJM | RFC | R-PJM | Sussex | NJ | Solar | 3 | NA | NA | NA | 14.1743 | NA | NA
Titusville Solar Project | -168838 | Operating | 4.1 | Solar | 2010 | Janssen Pharmaceuticals, Inc. | PJM | RFC | R-PJM | Mercer | NJ | Solar | 4.1 | NA | NA | NA | 11.5352 | 12.3316 | 14.9599
Tom's River (Lowes) Solar Project | -777389 | Operating | 1 | Solar | 2023 | Madison Energy Holdings, LLC | PJM | RFC | R-PJM | Ocean | NJ | Solar | 1 | NA | NA | NA | 13.8813 | NA | NA
Toms River Community Solar Project | -761348 | Operating | 4 | Solar | 2023 | MN8 Energy, Inc. | PJM | RFC | R-PJM | Ocean | NJ | Solar | 4 | NA | NA | NA | 4.0183 | NA | NA
Toms River Solar Project (EDF Ph1) | -761280 | Operating | 21.3 | Solar | 2021 | MN8 Energy, Inc. | PJM | RFC | R-PJM | Ocean | NJ | Solar | 21.3 | NA | NA | NA | 18.6421 | 21.1723 | 12.7184
Township of Monroe - Williamstown HS Solar Project | -763662 | Operating | 2.6 | Solar | 2022 | Distributed Solar Development, LLC | PJM | RFC | R-PJM | Gloucester | NJ | Solar | 2.6 | NA | NA | NA | NA | NA | NA
Township of Monroe - Williamstown Middle School Solar Project | -763471 | Operating | 1.8 | Solar | 2022 | Distributed Solar Development, LLC | PJM | RFC | R-PJM | Gloucester | NJ | Solar | 1.8 | NA | NA | NA | NA | NA | NA
Toys R Us Solar Project | -396512 | Operating | 4.1 | Solar | 2011 | Constellation NewEnergy, Inc. | PJM | RFC | R-PJM | Morris | NJ | Solar | 4.1 | NA | NA | NA | 13.6151 | 13.6485 | NA
Trenton Solar Farm | -168435 | Operating | 1 | Solar | 2010 | Public Service Electric and Gas Company | PJM | RFC | R-PJM | Mercer | NJ | Solar | 1 | NA | NA | NA | 18.1621 | 18.1279 | 13.4475
Tri-County Solar Farm | -347044 | Operating | 3.1 | Solar | 2021 | Soltage, LLC | PJM | RFC | R-PJM | Burlington | NJ | Solar | 3.1 | NA | NA | NA | NA | NA | NA
Trigen-Trenton Energy Company | -765532 | Operating | 6 | Internal Combustion | 1983 | Veolia Energy Trenton L.P. | PJM | RFC | R-PJM | Mercer | NJ | Gas | 5 | 19717 | 29632 | 11264 | 0.21005 | 0.074791 | 0.10431
Union County Resource Recovery Facility | -383273 | Operating | 45 | Steam Turbine | 1994 | Covanta Union, LLC | PJM | RFC | R-PJM | Union | NJ | Biomass | 38.5 | 18260 | 17894 | 17524 | 88.4629 | 90.1044 | 92.3952
United Stationers Supply Solar | -393597 | Operating | 2.8 | Solar | 2011 | KDC Solar LLC | PJM | RFC | R-PJM | Middlesex | NJ | Solar | 2.8 | NA | NA | NA | 13.4173 | 14.7586 | 15.8961
United Water New Jersey Facility | -647447 | Operating | 16 | Internal Combustion | 2004 | NextEra Energy Resources, LLC | PJM | RFC | R-PJM | Bergen | NJ | Gas | 15.8 | 11525 | NA | NA | 12.5614 | NA | NA
USAA Black Bear Solar Energy | -807151 | Operating | 1.9 | Solar | 2018 | EDF power solutions North America | PJM | RFC | R-PJM | Middlesex | NJ | Solar | 1.9 | NA | NA | NA | NA | NA | NA
Vineland Headquarters Solar Plant | -170092 | Operating | 1.1 | Solar | 2011 | NFI Solar | PJM | RFC | R-PJM | Cumberland | NJ | Solar | 1.1 | NA | NA | NA | 12.0589 | 15.9195 | 15.5666
Vineland Solar One (Landis Sewage) | -745177 | Operating | 4.1 | Solar | 2009 | Conectiv Vineland Solar, LLC | PJM | RFC | R-PJM | Cumberland | NJ | Solar | 4.1 | NA | NA | NA | 15.7033 | 15.3497 | 15.2829
Vineland Solar One (Landis Sewage) | -745176 | Operating | 4.1 | Solar | 2009 | Conectiv Vineland Solar, LLC | PJM | RFC | R-PJM | Cumberland | NJ | Solar | 4.1 | NA | NA | NA | 15.7033 | 15.3497 | 15.2829
Vineland Solar Power Project | -169473 | Operating | 4 | Solar | 2011 | NJR Clean Energy Ventures Corporation | PJM | RFC | R-PJM | Cumberland | NJ | Solar | 4 | NA | NA | NA | 19.238 | 20.2683 | 16.778
Wakefern Food Corp | -170367 | Operating | 2 | Solar | 2012 | NJR Clean Energy Ventures Corporation | PJM | RFC | R-PJM | Middlesex | NJ | Solar | 2 | NA | NA | NA | 16.0217 | 16.8322 | 15.4852
Wakefern Food Corp | -170366 | Operating | 2 | Solar | 2012 | Wakefern Food Corp. | PJM | RFC | R-PJM | Middlesex | NJ | Solar | 2 | NA | NA | NA | 16.0217 | 16.8322 | 15.4852
Warren County Landfill Gas to Energy | -166101 | Operating | 1.9 | Internal Combustion | 2005 | DCO Energy LLC | PJM | RFC | R-PJM | Warren | NJ | Biomass | 1.9 | NA | NA | NA | NA | NA | NA
Warren County Solar | -647445 | Operating | 2 | Solar | 2012 | NextEra Energy Resources, LLC | PJM | RFC | R-PJM | Warren | NJ | Solar | 2 | NA | NA | NA | 14.2808 | NA | NA
WC Landfill Energy Project | -101286 | Operating | 1 | Solar | 2013 | DCO Energy LLC | PJM | RFC | R-PJM | Warren | NJ | Solar | 1 | NA | NA | NA | 16.4498 | 17.1347 | 6.7237
Nearman Creek CT | -166271 | Operating | 104 | Gas Turbine | 2006 | City of Kansas City, Kansas | SPP | MRO | MRO-US | Wyandotte | KS | Gas | 76 | 12552 | 13036 | 13199 | 13.1011 | 5.5081 | 8.1152
Nebo Power Station | -164167 | Operating | 140 | Combined Cycle | 2004 | Utah Associated Municipal Power Systems |  | WECC | NWPP | Utah | UT | Gas | 140 | 8532 | 8847 | 8597 | 67.3037 | 31.7377 | 44.3256
Neenah | -15265 | Operating | 371 | Gas Turbine | 2000 | Wisconsin Power and Light Company | MISO | RFC | R-MISO | Winnebago | WI | Gas | 358.8 | 12366 | 13336 | 3585 | 19.4097 | 16.4877 | 15.6512
Neil Simpson Gas Turbine #2 | -78552 | Operating | 40 | Gas Turbine | 2001 | Gillette City of |  | WECC | RMPA | Campbell | WY | Gas | 38 | 11153 | 10796 | 10553 | 5.824 | 6.7994 | 4.9033
Neil Simpson II CT | -5347 | Operating | 40 | Gas Turbine | 2000 | Black Hills Power, Inc. | MISO | WECC | RMPA | Campbell | WY | Gas | 37 | 10730 | 10270 | 10039 | 22.5494 | 16.2381 | 26.808
Nelson Energy Center | -142739 | Operating | 627.5 | Combined Cycle | 2015 | AMPCI North America Thermal Power Acquisition LLC | MISO, PJM | RFC | R-PJM | Lee | IL | Gas | 612 | 7735 | 7454 | 7542 | 53.7628 | 50.2017 | 41.6946
Nelson Energy Center | -142738 | Operating | 627.5 | Combined Cycle | 2015 | Invenergy Clean Power, LLC | MISO, PJM | RFC | R-PJM | Lee | IL | Gas | 612 | 7735 | 7454 | 7542 | 53.7628 | 50.2017 | 41.6946
West Pemberton Solar Project | -171708 | Operating | 7 | Solar | 2014 | NJR Clean Energy Ventures Corporation | PJM | RFC | R-PJM | Burlington | NJ | Solar | 7 | NA | NA | NA | 16.9781 | 19.5205 | 18.847
Wheelabrator Gloucester County | -154331 | Operating | 14 | Steam Turbine | 1990 | Wheelabrator Technologies Holdings Inc. | PJM | RFC | R-PJM | Gloucester | NJ | Biomass | 12 | 22663 | 22837 | 22243 | 76.3071 | 73.6806 | 78.8604
White Rose Solar PV Plant | -393593 | Operating | 4.2 | Solar | 2011 | KDC Solar LLC | PJM | RFC | R-PJM | Middlesex | NJ | Solar | 4.2 | NA | NA | NA | 8.8334 | 3.441 | 3.884
White Rose Solar PV Plant | -169198 | Operating | 4.2 | Solar | 2011 | NuGen Capital Management, LLC | PJM | RFC | R-PJM | Middlesex | NJ | Solar | 4.2 | NA | NA | NA | 8.8334 | 3.441 | 3.884
William G Mennen Sports Solar Project | -178390 | Operating | 1.3 | Solar | 2011 | StepStone Group Inc. | PJM | RFC | R-PJM | Morris | NJ | Solar | 1.3 | NA | NA | NA | 4.1096 | 5.9624 | 9.3871
William G Mennen Sports Solar Project | -178389 | Operating | 1.3 | Solar | 2011 | Alberta Investment Management Corporation | PJM | RFC | R-PJM | Morris | NJ | Solar | 1.3 | NA | NA | NA | 4.1096 | 5.9624 | 9.3871
William G Mennen Sports Solar Project | -178388 | Operating | 1.3 | Solar | 2011 | The AES Corporation | PJM | RFC | R-PJM | Morris | NJ | Solar | 1.3 | NA | NA | NA | 4.1096 | 5.9624 | 9.3871
William G Mennen Sports Solar Project | -178387 | Operating | 1.3 | Solar | 2011 | Ullico Inc. | PJM | RFC | R-PJM | Morris | NJ | Solar | 1.3 | NA | NA | NA | 4.1096 | 5.9624 | 9.3871
William G Mennen Sports Solar Project | -178386 | Operating | 1.3 | Solar | 2011 | Sustainable Power Group, LLC | PJM | RFC | R-PJM | Morris | NJ | Solar | 1.3 | NA | NA | NA | 4.1096 | 5.9624 | 9.3871
William G Mennen Sports Solar Project | -178385 | Operating | 1.3 | Solar | 2011 | Sustainable Power Group, LLC | PJM | RFC | R-PJM | Morris | NJ | Solar | 1.3 | NA | NA | NA | 4.1096 | 5.9624 | 9.3871
William Paterson University Solar Plant | -612966 | Operating | 1.4 | Solar | 2010 | Pansolo Holding Inc. | PJM | RFC | R-PJM | Passaic | NJ | Solar | 1.4 | NA | NA | NA | 13.1931 | 16.8787 | 0
William Paterson University Solar Plant | -236085 | Operating | 1.4 | Solar | 2010 | Nautilus Solar Energy, LLC | PJM | RFC | R-PJM | Passaic | NJ | Solar | 1.4 | NA | NA | NA | 13.1931 | 16.8787 | 0
William Paterson University Solar Plant | -236084 | Operating | 1.4 | Solar | 2010 | Nautilus Solar Energy, LLC | PJM | RFC | R-PJM | Passaic | NJ | Solar | 1.4 | NA | NA | NA | 13.1931 | 16.8787 | 0
Williams-Sonoma Solar Facility | -170888 | Operating | 3 | Solar | 2011 | Swan Creek Energy, LLC | PJM | RFC | R-PJM | Middlesex | NJ | Solar | 3 | NA | NA | NA | 13.1317 | 16.8227 | 16.4802
Williams-Sonoma Solar Facility | -170887 | Operating | 3 | Solar | 2011 | Pure Power Inc. | PJM | RFC | R-PJM | Middlesex | NJ | Solar | 3 | NA | NA | NA | 13.1317 | 16.8227 | 16.4802
Wilzig Associates Solar Plant | -172594 | Operating | 1.2 | Solar | 2013 | Wilzig Associates, Llc | PJM | RFC | R-PJM | Bergen | NJ | Solar | 1.2 | NA | NA | NA | 12.9471 | 15.5156 | 17.0662
Wolf Energy - Farm#3 | -171258 | Operating | 4 | Internal Combustion | 2016 | Andromeda Green Energy LLC | PJM | RFC | R-PJM |  | NJ | Biomass | 4 | NA | NA | NA | NA | NA | NA
Woodbine Landfill Plant | -171112 | Operating | 3.2 | Internal Combustion | 2013 | Cape May County Municipal Utilities Authority | PJM | RFC | R-PJM | Cape May | NJ | Biomass | 2.1 | 16376 | 13081 | 12463 | 4.3977 | 13.541 | 25.9404
NET Power La Porte Station (Demo Project)(MIRAGE) | -396538 | Operating | 25.5 | Gas Turbine | 2021 | Constellation Energy Corporation | ERCOT | TRE | TRE | Harris | TX | Gas | 25.5 | NA | NA | NA | NA | NA | NA
NET Power La Porte Station (Demo Project)(MIRAGE) | -380338 | Operating | 25.5 | Gas Turbine | 2021 | 8 Rivers Capital, LLC | ERCOT | TRE | TRE | Harris | TX | Gas | 25.5 | NA | NA | NA | NA | NA | NA
NET Power La Porte Station (Demo Project)(MIRAGE) | -380337 | Operating | 25.5 | Gas Turbine | 2021 | McDermott International, Inc. | ERCOT | TRE | TRE | Harris | TX | Gas | 25.5 | NA | NA | NA | NA | NA | NA
NET Power La Porte Station (Demo Project)(MIRAGE) | -380335 | Operating | 25.5 | Gas Turbine | 2021 | Occidental Petroleum Corporation | ERCOT | TRE | TRE | Harris | TX | Gas | 25.5 | NA | NA | NA | NA | NA | NA
Nevada | -138772 | Operating | 21.6 | Gas Turbine | 1974 | Evergy Missouri West, Inc. | SPP | MRO | MRO-US | Vernon | MO | Oil | 16 | 21240 | 15936 | 29041 | 0.78339 | 1.2586 | 0.92822
Yards Creek Pumped Storage Hydroelectric Project | -319282 | Operating | 453 | Pumped Storage | 1965 | LS Power Development, LLC | PJM | RFC | R-PJM | Warren | NJ | Water | 415.4 | NA | NA | NA | 12.1752 | 9.5963 | 7.4672
Yardville Solar Farm | -168433 | Operating | 3.6 | Solar | 2011 | Public Service Electric and Gas Company | PJM | RFC | R-PJM | Mercer | NJ | Solar | 3.6 | NA | NA | NA | 17.0028 | 18.4583 | 12.2146
Abiquiu Dam | -164250 | Operating | 15.6 | Hydraulic Turbine | 1989 | County of Los Alamos, New Mexico |  | WECC | AZNMSN | Rio Arriba | NM | Water | 16.8 | NA | NA | NA | 31.5796 | 15.0087 | 13.382
Nevada Cogen Associates No. 1 | -154823 | Operating | 94.8 | Combined Cycle | 1992 | Harbert Management Corporation |  | WECC | AZNMSN | Clark | NV | Gas | 95.7 | 9107 | 9452 | 9372 | 54.7932 | 85.1671 | 85.4179
Alamogordo Solar PV Plant | -169334 | Operating | 5 | Solar | 2011 | Public Service Company of New Mexico |  | WECC | AZNMSN | Otero | NM | Solar | 4.9 | NA | NA | NA | 26.3256 | 25.6616 | 25.4357
Albuquerque Solar Energy Center (Reeves) | -163499 | Operating | 2 | Solar | 2011 | Public Service Company of New Mexico |  | WECC | AZNMSN | Bernalillo | NM | Solar | 2 | NA | NA | NA | 22.7397 | 23.9498 | 21.3927
Alcalde Solar Array Project | -228932 | Operating | 2.4 | Solar | 2020 | Cuba Jemez, LLC |  | WECC | AZNMSN | Rio Arriba | NM | Solar | 2.4 | NA | NA | NA | 28.3723 | 29.6613 | 21.6324
Alta Luna Solar Project | -798016 | Operating | 25 | Solar | 2017 | D. E. Shaw Renewable Investments, L.L.C. |  | WECC | AZNMSN | Luna | NM | Solar | 28.1 | NA | NA | NA | NA | NA | NA
Alta Luna Solar Project | -798015 | Operating | 25 | Solar | 2017 | Macquarie Asset Management Pty Limited |  | WECC | AZNMSN | Luna | NM | Solar | 28.1 | NA | NA | NA | NA | NA | NA
Alta Luna Solar Project | -172541 | Operating | 25 | Solar | 2017 | Bright Plain Renewable Energy, LLC |  | WECC | AZNMSN | Luna | NM | Solar | 28.1 | NA | NA | NA | 23.5871 | 28.2792 | 28.9609
Anderson Wind I Project | -84478 | Operating | 5 | Wind Turbine | 2014 | The Goldman Sachs Group, Inc. | SPP | MRO | MRO-US | Chaves | NM | Wind | 5 | NA | NA | NA | 40.1256 | 35.0822 | 38.3128
Anderson Wind II Project | -84477 | Operating | 10 | Wind Turbine | 2014 | The Goldman Sachs Group, Inc. | SPP | MRO | MRO-US | Chaves | NM | Wind | 10 | NA | NA | NA | 40.1256 | 47.2078 | 46.9018
Angel Fire Energy Battery Storage Facility | -648062 | Operating | 3.7 | Battery | 2023 | Kit Carson Electric Cooperative, Inc. |  | WECC | AZNMSN | Colfax | NM | Energy Storage | 3.7 | NA | NA | NA | 3.11 | NA | NA
Angel Fire Energy Facility | -648054 | Operating | 7.5 | Solar | 2023 | Kit Carson Electric Cooperative, Inc. |  | WECC | AZNMSN | Colfax | NM | Solar | 7.5 | NA | NA | NA | 12.4018 | NA | NA
Angel Fire Water Treatment Project (Eagle Nest) | -633777 | Operating | 1 | Solar | 2018 | Syncarpha Capital LLC |  | WECC | AZNMSN | Colfax | NM | Solar | 1 | NA | NA | NA | 26.2785 | 28.1735 | 27.5571
Aragonne Mesa | -436530 | Operating | 235 | Wind Turbine | 2006 | Leeward Renewable Energy, LLC |  | WECC | AZNMSN | Guadalupe | NM | Wind | 235 | NA | NA | NA | 38.6989 | 33.6002 | NA
Arroyo Battery Storage Project | -798117 | Operating | 150 | Battery | 2023 | D. E. Shaw Renewable Investments, L.L.C. |  | WECC | AZNMSN | McKinley | NM | Energy Storage | 150 | NA | NA | NA | NA | NA | NA
Arroyo Battery Storage Project | -798116 | Operating | 150 | Battery | 2023 | Macquarie Asset Management Pty Limited |  | WECC | AZNMSN | McKinley | NM | Energy Storage | 150 | NA | NA | NA | NA | NA | NA
Arroyo Solar Project | -798045 | Operating | 300 | Solar | 2023 | D. E. Shaw Renewable Investments, L.L.C. |  | WECC | AZNMSN | McKinley | NM | Solar | 300 | NA | NA | NA | NA | NA | NA
Arroyo Solar Project | -798044 | Operating | 300 | Solar | 2023 | Macquarie Asset Management Pty Limited |  | WECC | AZNMSN | McKinley | NM | Solar | 300 | NA | NA | NA | NA | NA | NA
Atrisco Battery Storage Project | -774111 | Operating | 300 | Battery | 2024 | Clenera, LLC |  | WECC | AZNMSN | Bernalillo | NM | Energy Storage | 300 | NA | NA | NA | NA | NA | NA
Atrisco Solar Project | -782229 | Operating | 364 | Solar | 2024 | Clenera, LLC |  | WECC | AZNMSN | Bernalillo | NM | Solar | 364 | NA | NA | NA | NA | NA | NA
Aztec City Solar Project (Guzman Energy) | -172961 | Operating | 1.2 | Solar | 2016 | Guzman Energy LLC |  | WECC | AZNMSN | San Juan | NM | Solar | 1.2 | NA | NA | NA | NA | NA | NA
Blue Sky One Solar Plant | -366038 | Operating | 1.3 | Solar | 2012 | Sun Financial, LLC |  | WECC | AZNMSN | Taos | NM | Solar | 1.3 | NA | NA | NA | 27.1777 | 24.236 | 25.7113
Bluewater CDEC 1 Solar Plant | -220350 | Operating | 2.4 | Solar | 2019 | Lightsource bp Renewable Energy Investments Limited |  | WECC | AZNMSN | Cibola | NM | Solar | 2.4 | NA | NA | NA | 32.1062 | 30.4081 | 32.011
Nevada Cogen Associates No. 1 | -154822 | Operating | 94.8 | Combined Cycle | 1992 | California Public Employees' Retirement System |  | WECC | AZNMSN | Clark | NV | Gas | 95.7 | 9107 | 9452 | 9372 | 54.7932 | 85.1671 | 85.4179
Borderlands Wind Project (Catron Wind) | -787429 | Operating | 100 | Wind Turbine | 2021 | XPLR Infrastructure, LP |  | WECC | AZNMSN | Catron | NM | Wind | 100 | NA | NA | NA | 31.7799 | 27.1196 | 1.2751
Borderlands Wind Project (Catron Wind) | -426624 | Operating | 100 | Wind Turbine | 2021 | NextEra Energy Resources, LLC |  | WECC | AZNMSN | Catron | NM | Wind | 100 | NA | NA | NA | 31.7799 | 27.1196 | 1.2751
Brahms Wind Farm (Broadview Energy) | -180748 | Operating | 9.9 | Wind Turbine | 2014 | DIF Management B.V. | SPP | MRO | MRO-US | Curry | NM | Wind | 9.9 | NA | NA | NA | 38.5407 | 41.1985 | 40.3418
Brahms Wind Farm 2 (Broadview) | -180749 | Operating | 9.9 | Wind Turbine | 2014 | DIF Management B.V. | SPP | MRO | MRO-US | Curry | NM | Wind | 9.9 | NA | NA | NA | 38.5407 | 40.1746 | 41.9838
Britton Solar Energy Center (NMRD II) (Facebook Data Center Solar 4) | -752327 | Operating | 50 | Solar | 2019 | Nm Renewable Development, LLC |  | WECC | AZNMSN | Torrance | NM | Solar | 50 | NA | NA | NA | NA | NA | NA
Broadview Energy JN Project | -430566 | Operating | 181.7 | Wind Turbine | 2017 | Pattern Energy Group Holdings 2 LP | CAISO | WECC | CAMX | Curry | NM | Wind | 181.7 | NA | NA | NA | 43.2243 | 43.7203 | 45.8466
Broadview Energy JN Project | -430565 | Operating | 181.7 | Wind Turbine | 2017 | Vertuous Energy LLC | CAISO | WECC | CAMX | Curry | NM | Wind | 181.7 | NA | NA | NA | 43.2243 | 43.7203 | 45.8466
Broadview Energy JN Project | -430564 | Operating | 181.7 | Wind Turbine | 2017 | Pattern Energy Group LLC | CAISO | WECC | CAMX | Curry | NM | Wind | 181.7 | NA | NA | NA | 43.2243 | 43.7203 | 45.8466
Broadview Energy KW Project | -430562 | Operating | 142.6 | Wind Turbine | 2017 | Pattern Energy Group Holdings 2 LP | CAISO | WECC | CAMX | Curry | NM | Wind | 142.6 | NA | NA | NA | 43.6085 | 44.2182 | 46.8073
Broadview Energy KW Project | -430561 | Operating | 142.6 | Wind Turbine | 2017 | Vertuous Energy LLC | CAISO | WECC | CAMX | Curry | NM | Wind | 142.6 | NA | NA | NA | 43.6085 | 44.2182 | 46.8073
Broadview Energy KW Project | -430560 | Operating | 142.6 | Wind Turbine | 2017 | Pattern Energy Group LLC | CAISO | WECC | CAMX | Curry | NM | Wind | 142.6 | NA | NA | NA | 43.6085 | 44.2182 | 46.8073
Bruce Levy Geothermal (Lightning Dock Geothermal HI-01)(Dale Burgett) | -766801 | Operating | 19.2 | Geothermal | 2013 | Zanskar Geothermal & Minerals, Inc. |  | WECC | AZNMSN | Hidalgo | NM | Geothermal | 13.8 | NA | NA | NA | NA | NA | NA
Buena Vista Battery Energy Storage System | -648382 | Operating | 50 | Battery | 2023 | NextEra Energy Resources, LLC |  | WECC | AZNMSN | Otero | NM | Energy Storage | 50 | NA | NA | NA | 5.7295 | NA | NA
Buena Vista Solar Project | -648345 | Operating | 120 | Solar | 2023 | NextEra Energy Resources, LLC |  | WECC | AZNMSN | Otero | NM | Solar | 120 | NA | NA | NA | 25.911 | NA | NA
Camino Real Landfill Gas Project | -172176 | Operating | 3.2 | Internal Combustion | 2008 | Four Peaks Energy, Inc. |  | WECC | AZNMSN | Dona Ana | NM | Biomass | 3.2 | 12660 | 17195 | 11951 | 56.2143 | 34.0611 | 63.0815
Camino Real Landfill Gas Project | -172175 | Operating | 3.2 | Internal Combustion | 2008 | STC Engineering |  | WECC | AZNMSN | Dona Ana | NM | Biomass | 3.2 | 12660 | 17195 | 11951 | 56.2143 | 34.0611 | 63.0815
Camino Real Landfill Gas Project | -172174 | Operating | 3.2 | Internal Combustion | 2008 | Camino Real Environmental Center, Inc. |  | WECC | AZNMSN | Dona Ana | NM | Biomass | 3.2 | 12660 | 17195 | 11951 | 56.2143 | 34.0611 | 63.0815
Caprock Solar Farm | -695705 | Operating | 25 | Solar | 2016 | Brookfield Renewable Partners L.P. | SPP | MRO | MRO-US | Quay | NM | Solar | 24.4 | NA | NA | NA | 29.1545 | NA | NA
Caprock Solar Farm | -193308 | Operating | 25 | Solar | 2016 | John Hancock Life Insurance Company (U.S.A) | SPP | MRO | MRO-US | Quay | NM | Solar | 24.4 | NA | NA | NA | 29.1545 | 31.832 | 24.2318
Caprock Wind Ranch | -792954 | Operating | 80 | Wind Turbine | 2004 | Leeward Renewable Energy, LLC | SPP | MRO | MRO-US | Quay | NM | Wind | 90 | NA | NA | NA | NA | NA | NA
Carrizozo Solar Project | -191697 | Operating | 3 | Solar | 2018 | ENGIE US Solar |  | WECC | AZNMSN | Lincoln | NM | Solar | 3 | NA | NA | NA | 5.7344 | 5.6925 | 26.2938
Casa Mesa Battery Storage Project | -591507 | Operating | 1 | Battery | 2018 | NextEra Energy Resources, LLC |  | WECC | AZNMSN | Quay | NM | Energy Storage | 1 | NA | NM | NM | 2.7397 | 3.0936 | 2.7169
Casa Mesa Wind Project | -173474 | Operating | 50.9 | Wind Turbine | 2018 | NextEra Energy Resources, LLC |  | WECC | AZNMSN | Quay | NM | Wind | 50.9 | NA | NA | NA | 40.0061 | 37.0159 | 44.1012
Chaves County Solar | -171967 | Operating | 70 | Solar | 2016 | NextEra Energy Resources, LLC | SPP | MRO | MRO-US | Chaves | NM | Solar | 70 | NA | NA | NA | 22.7259 | 26.5316 | 26.5982
Chaves County Solar II | -171966 | Operating | 30 | Solar | 2016 | NextEra Energy Resources, LLC | SPP | MRO | MRO-US | Chaves | NM | Solar | 30 | NA | NA | NA | 20.3565 | NA | NA
Nevada Cogen Associates No. 1 | -96634 | Operating | 94.8 | Combined Cycle | 1992 | Ubs Global Asset Management (brinson) |  | WECC | AZNMSN | Clark | NV | Gas | 95.7 | 9107 | 9452 | 9372 | 54.7932 | 85.1671 | 85.4179
City of Rio Rancho Solar Project | -778011 | Operating | 1.2 | Solar | 2019 | Nm Renewable Development, LLC |  | WECC | AZNMSN | Bernalillo | NM | Solar | 1.2 | NA | NA | NA | 25.1427 | 26.465 | 26.6553
Clines Corners Wind Farm (Western Spirit) | -396068 | Operating | 325 | Wind Turbine | 2021 | Pattern Energy Group LP |  | WECC | AZNMSN | Torrance | NM | Wind | 325 | NA | NA | NA | 37.373 | 35.5384 | 4.1082
CNMEC Solar Energy Center | -752329 | Operating | 2 | Solar | 2018 | Nm Renewable Development, LLC |  | WECC | AZNMSN | Torrance | NM | Solar | 2 | NA | NA | NA | NA | NA | NA
Columbus Solar Project | -173544 | Operating | 1.9 | Solar | 2017 | Affordable Solar Installation, Inc. |  | WECC | AZNMSN | Luna | NM | Solar | 1.9 | NA | NA | NA | 31.9635 | 30.143 | 31.4167
Cuba 2.5ac Solar Plant | -426307 | Operating | 2.5 | Solar | 2022 | Cuba 2.5ac, LLC |  | WECC | AZNMSN | Sandoval | NM | Solar | 2.5 | NA | NA | NA | 27.5114 | 22.4475 | NA
Cunningham | -2781 | Operating | 265.4 | Steam Turbine | 1957 | Southwestern Public Service Company | SPP | MRO | MRO-US | Lea | NM | Gas | 254 | 10477 | 10774 | 11047 | 27.8343 | 30.306 | 22.6018
Nevada Cogen Associates No. 1 | -74195 | Operating | 94.8 | Combined Cycle | 1992 | Harbert Power Fund V, LLC |  | WECC | AZNMSN | Clark | NV | Gas | 95.7 | 9107 | 9452 | 9372 | 54.7932 | 85.1671 | 85.4179
Duran Mesa Wind Farm (Corona Wind Project) (Western Spirit) | -410120 | Operating | 105 | Wind Turbine | 2021 | Pattern Energy Group LP |  | WECC | AZNMSN | Torrance | NM | Wind | 105 | NA | NA | NA | 39.4834 | 33.768 | 4.5379
El Cabo Wind Project | -798639 | Operating | 298 | Wind Turbine | 2017 | Avangrid Renewables, LLC | CAISO | WECC | CAMX | Torrance | NM | Wind | 298 | NA | NA | NA | NA | NA | NA
El Rito Solar Project (Syncarpha) | -215183 | Operating | 1.6 | Solar | 2019 | Kit Carson Electric Cooperative, Inc. |  | WECC | AZNMSN | Rio Arriba | NM | Solar | 1.6 | NA | NA | NA | 26.9763 | 26.8764 | 26.8408
El Vado Dam | -3139 | Operating | 8 | Hydraulic Turbine | 1988 | County of Los Alamos, New Mexico |  | WECC | AZNMSN | Rio Arriba | NM | Water | 8 | NA | NA | NA | 2.1761 | 4.4107 | 11.8222
Elephant Butte | -511488 | Operating | 27.9 | Hydraulic Turbine | 1940 | U.S. Bureau Of Reclamation |  | WECC | AZNMSN | Sierra | NM | Water | 27.9 | NA | NA | NA | -12.9298 | 7.4884 | 5.9672
Encino Solar Energy Center (Facebook Data Center Solar 5) | -752328 | Operating | 55 | Solar | 2020 | Nm Renewable Development, LLC |  | WECC | AZNMSN | Sandoval | NM | Solar | 55 | NA | NA | NA | NA | NA | NA
Escalante Solar Plant (OE_ESCL) | -762148 | Operating | 200 | Solar | 2024 | Origis Energy USA Inc. |  | WECC | AZNMSN | McKinley | NM | Solar | 200 | NA | NA | NA | NA | NA | NA
Eubank Landfill Solar Array | -172062 | Operating | 2 | Solar | 2013 | Emcore Corporation |  | WECC | AZNMSN | Bernalillo | NM | Solar | 2 | NA | NA | NA | NA | NA | NA
Facebook Data Center Solar Energy Generation 1 | -752325 | Operating | 10 | Solar | 2018 | Nm Renewable Development, LLC |  | WECC | AZNMSN | Valencia | NM | Solar | 10 | NA | NA | NA | NA | NA | NA
Facebook Data Center Solar Energy Generation 2 (PNM Solar Facility 2) | -752326 | Operating | 10 | Solar | 2018 | Nm Renewable Development, LLC |  | WECC | AZNMSN | Bernalillo | NM | Solar | 10 | NA | NA | NA | NA | NA | NA
Facebook Data Center Solar Energy Generation 3 (PNM Solar Facility 3) | -776601 | Operating | 10 | Solar | 2018 | OnSite Partners, LLC |  | WECC | AZNMSN | Bernalillo | NM | Solar | 10 | NA | NA | NA | NA | NA | NA
Facebook Data Center Solar Energy Generation 3 (PNM Solar Facility 3) | -776600 | Operating | 10 | Solar | 2018 | OnSite Partners, LLC |  | WECC | AZNMSN | Bernalillo | NM | Solar | 10 | NA | NA | NA | NA | NA | NA
Facebook Data Center Solar Energy Generation 3 (PNM Solar Facility 3) | -173190 | Operating | 10 | Solar | 2018 | PNMR Development and Management Corporation |  | WECC | AZNMSN | Bernalillo | NM | Solar | 10 | NA | NA | NA | 30.6815 | 31.6678 | 31.3345
Nevada Cogen Associates No. 1 | -10172 | Operating | 94.8 | Combined Cycle | 1992 | Chevron Corporation |  | WECC | AZNMSN | Clark | NV | Gas | 95.7 | 9107 | 9452 | 9372 | 54.7932 | 85.1671 | 85.4179
Ford Utilities Center ST | -170178 | Operating | 1.1 | Steam Turbine | 2011 | University of New Mexico |  | WECC | AZNMSN | Bernalillo | NM | Other | 0.7 | NA | NM | NA | 9.214 | 1.4514 | 25.8969
Four Corners | -787266 | Operating | 1636.2 | Steam Turbine | 1963 | Navajo Transitional Energy Company, LLC |  | WECC | AZNMSN | San Juan | NM | Coal | 1540 | 10006 | 9880 | 9998 | 55.1126 | 76.4267 | 58.5925
Four Corners | -161922 | Operating | 1636.2 | Steam Turbine | 1963 | Public Service Company of New Mexico |  | WECC | AZNMSN | San Juan | NM | Coal | 1540 | 10006 | 9880 | 9998 | 55.1126 | 76.4267 | 58.5925
Four Corners | -161921 | Operating | 1636.2 | Steam Turbine | 1963 | Salt River Project Agricultural Improvement and Power District, Arizona |  | WECC | AZNMSN | San Juan | NM | Coal | 1540 | 10006 | 9880 | 9998 | 55.1126 | 76.4267 | 58.5925
Four Corners | -139631 | Operating | 1636.2 | Steam Turbine | 1963 | Arizona Public Service Company |  | WECC | AZNMSN | San Juan | NM | Coal | 1540 | 10006 | 9880 | 9998 | 55.1126 | 76.4267 | 58.5925
Four Corners | -82615 | Operating | 1636.2 | Steam Turbine | 1963 | Tucson Electric Power Company |  | WECC | AZNMSN | San Juan | NM | Coal | 1540 | 10006 | 9880 | 9998 | 55.1126 | 76.4267 | 58.5925
Freeport McMoRan Project | -165364 | Operating | 30.4 | Internal Combustion | 1967 | Freeport-McMoRan Inc. |  | WECC | AZNMSN | Grant | NM | Oil | 29 | NA | NA | NA | 0 | 0 | 0
Gallup Solar Farm | -465368 | Operating | 8 | Solar | 2018 | Fonds de solidarité FTQ |  | WECC | AZNMSN | McKinley | NM | Solar | 8 | NA | NA | NA | 19.6076 | 20.2212 | 20.6264
Gallup Solar Farm | -465367 | Operating | 8 | Solar | 2018 | Caisse de dépôt et placement du Québec |  | WECC | AZNMSN | McKinley | NM | Solar | 8 | NA | NA | NA | 19.6076 | 20.2212 | 20.6264
Grady Wind Energy Center | -222646 | Operating | 220.5 | Wind Turbine | 2019 | Pattern US Finance Company LLC |  | WECC | CAMX | Curry | NM | Wind | 220.5 | NA | NA | NA | 43.9575 | 41.7676 | 47.262
Grady Wind Energy Center | -201922 | Operating | 220.5 | Wind Turbine | 2019 | Vertuous Energy LLC |  | WECC | CAMX | Curry | NM | Wind | 220.5 | NA | NA | NA | 43.9575 | 41.7676 | 47.262
Grants Solar Farm (CDEC 2) | -220797 | Operating | 4.5 | Solar | 2019 | Lightsource bp Renewable Energy Investments Limited |  | WECC | AZNMSN | Cibola | NM | Solar | 4.5 | NA | NA | NA | 30.8447 | 30.6494 | 31.0375
GSE NM-1 Solar Project | -55300 | Operating | 2.3 | Solar | 2011 | Green States Energy, Inc. | SPP | MRO | MRO-US | Chaves | NM | Solar | 1.7 | NA | NA | NA | 32.2119 | 32.4268 | 32.4738
Hatch Solar Project | -169526 | Operating | 5 | Solar | 2011 | NextEra Energy Resources, LLC |  | WECC | AZNMSN | Dona Ana | NM | Solar | 5 | NA | NA | NA | 24.2922 | 27.7489 | 29.258
Hayhurst New Mexico Solar Project | -788794 | Operating | 20 | Solar | 2023 | Clearlight Energy | SPP | MRO | MRO-US | Eddy | NM | Solar | 20 | NA | NA | NA | NA | NA | NA
Hayhurst New Mexico Solar Project | -674138 | Operating | 20 | Solar | 2023 | Chevron Corporation | SPP | MRO | MRO-US | Eddy | NM | Solar | 20 | NA | NA | NA | 3.4509 | NA | NA
High Lonesome Mesa Wind Farm | -106415 | Operating | 100 | Wind Turbine | 2009 | ESI Energy, LLC |  | WECC | AZNMSN | Torrance | NM | Wind | 100 | NA | NA | NA | 39.9702 | 36.309 | 43.2535
New Haven Harbor Peaking | -522355 | Operating | 181.5 | Gas Turbine | 2012 | Generation Bridge, LLC | New England | NPCC | NE | South Central Connecticut Planning Region | CT | Oil | 143.1 | 7784 | 9343 | NA | 0.27809 | 0.79103 | NA
New Mexico State University | -5384 | Operating | 4.7 | Gas Turbine | 1996 | New Mexico State University |  | WECC | AZNMSN | Dona Ana | NM | Gas | 4.5 | 13811 | 13270 | 13216 | 75.1903 | 87.1766 | 89.0791
Holloman AFB Solar Project | -548054 | Operating | 5 | Solar | 2018 | El Paso Electric Company |  | WECC | AZNMSN | Otero | NM | Solar | 5 | NA | NA | NA | 14.8995 | 18.5137 | 20.742
Japan-US Collaborative Battery Storage Project | -172393 | Operating | 1 | Battery | 2012 | New Energy and Industrial Technology Development Organization |  | WECC | AZNMSN | Los Alamos | NM | Energy Storage | 1 | NA | NA | NA | NA | NA | NA
Jicarilla I Battery Storage Plant | -670079 | Operating | 20 | Battery | 2023 | Repsol, S.A. |  | WECC | AZNMSN | Rio Arriba | NM | Energy Storage | 20 | NA | NA | NA | 5.7232 | NA | NA
Jicarilla I Battery Storage Plant | -670078 | Operating | 20 | Battery | 2023 | Hecate Energy LLC |  | WECC | AZNMSN | Rio Arriba | NM | Energy Storage | 20 | NA | NA | NA | 5.7232 | NA | NA
Jicarilla I Solar Project | -669979 | Operating | 62.5 | Solar | 2023 | Repsol, S.A. |  | WECC | AZNMSN | Rio Arriba | NM | Solar | 50 | NA | NA | NA | 3.8824 | NA | NA
Jicarilla I Solar Project | -669978 | Operating | 62.5 | Solar | 2023 | Hecate Energy LLC |  | WECC | AZNMSN | Rio Arriba | NM | Solar | 50 | NA | NA | NA | 3.8824 | NA | NA
Jicarilla Solar 2 Facility | -426627 | Operating | 62.5 | Solar | 2022 | Repsol, S.A. |  | WECC | AZNMSN | Rio Arriba | NM | Solar | 50 | NA | NA | NA | 30.2616 | 24.8021 | NA
Jicarilla Solar 2 Facility | -426626 | Operating | 62.5 | Solar | 2022 | Hecate Energy LLC |  | WECC | AZNMSN | Rio Arriba | NM | Solar | 50 | NA | NA | NA | 30.2616 | 24.8021 | NA
New Ulm CT | -5391 | Operating | 51.5 | Gas Turbine | 1975 | New Ulm Public Utilities Comm | MISO | MRO | MRO-US | Brown | MN | Oil | 50 | 17845 | 14381 | 19176 | 0.03379 | 0.26416 | 0.17237
La Joya Wind Plant | -785831 | Operating | 306.2 | Wind Turbine | 2021 | Avangrid Renewables, LLC |  | WECC | AZNMSN | Torrance | NM | Wind | 306.2 | NA | NA | NA | NA | NA | NA
New York University Central Plant CC | -169262 | Operating | 13.4 | Combined Cycle | 2011 | New York University | New York | NPCC | NY | New York | NY | Gas | 12.8 | 11172 | 11081 | 10829 | 66.1663 | 66.8896 | 66.0656
Las Cruces Centennial Solar Farm | -759863 | Operating | 12 | Solar | 2012 | Shell New Energies US LLC |  | WECC | AZNMSN | Dona Ana | NM | Solar | 13.6 | NA | NA | NA | 22.0555 | 28.0127 | 27.5599
Las Cruces Centennial Solar Farm | -759862 | Operating | 12 | Solar | 2012 | Silicon Ranch Corporation |  | WECC | AZNMSN | Dona Ana | NM | Solar | 13.6 | NA | NA | NA | 22.0555 | 28.0127 | 27.5599
Las Vegas Solar PV Plant | -169331 | Operating | 5 | Solar | 2011 | Public Service Company of New Mexico |  | WECC | AZNMSN | San Miguel | NM | Solar | 5 | NA | NA | NA | 22.7078 | 23.0525 | 22.8744
Newark Energy Center | -695665 | Operating | 735 | Combined Cycle | 2015 | EIF NEC LLC | PJM | RFC | R-PJM | Essex | NJ | Gas | 749.5 | 6973 | NA | NA | 56.0765 | NA | NA
Los Alamos Smart Grid (East Jemez Road) | -757783 | Operating | 1 | Solar | 2012 | New Energy and Industrial Technology Development Organization |  | WECC | AZNMSN | Los Alamos | NM | Solar | 1 | NA | NA | NA | 5.468 | 7.6027 | 0
Los Lunas Solar Energy Center | -169330 | Operating | 7 | Solar | 2011 | Public Service Company of New Mexico |  | WECC | AZNMSN | Valencia | NM | Solar | 7 | NA | NA | NA | 24.5727 | 25.0538 | 24.8304
Lovington Gas Fired Plant (LCEC) | -169013 | Operating | 46.5 | Internal Combustion | 2012 | Lea County Electric Cooperative, Inc. | SPP | MRO | MRO-US | Lea | NM | Gas | 46.5 | 9648 | 9270 | 9652 | 10.8251 | 19.3708 | 15.2715
Newark Energy Center | -695664 | Operating | 735 | Combined Cycle | 2015 | EIF NEC LLC | PJM | RFC | R-PJM | Essex | NJ | Gas | 749.5 | 6973 | NA | NA | 56.0765 | NA | NA
Newark Energy Center | -695663 | Operating | 735 | Combined Cycle | 2015 | EIF NEC LLC | PJM | RFC | R-PJM | Essex | NJ | Gas | 749.5 | 6973 | NA | NA | 56.0765 | NA | NA
Newgulf CT (Texas Gulf Sulphur) | -808681 | Operating & Planned | 101.9 | Gas Turbine | 1984 | Wharton County Generation, LLC | ERCOT | TRE | TRE | Wharton | TX | Gas | 84 | NA | NA | NA | NA | NA | NA
Macho Springs Solar Facility | -357403 | Operating | 55 | Solar | 2014 | Scarlet Renewables LLC |  | WECC | AZNMSN | Luna | NM | Solar | 52.2 | NA | NA | NA | 25.2548 | 29.1542 | 30.3891
Macho Springs Solar Facility | -138443 | Operating | 55 | Solar | 2014 | Southern Renewable Energy, Inc. |  | WECC | AZNMSN | Luna | NM | Solar | 52.2 | NA | NA | NA | 25.2548 | 29.1542 | 30.3891
Macho Springs Wind Farm | -98784 | Operating | 50.4 | Wind Turbine | 2011 | Capital Power Corporation |  | WECC | AZNMSN | Luna | NM | Wind | 50.4 | NA | NA | NA | 29.8477 | 29.3615 | 28.1594
Macho Springs Wind Farm | -84317 | Operating | 50.4 | Wind Turbine | 2011 | Capital Power GP Holdings Inc. |  | WECC | AZNMSN | Luna | NM | Wind | 50.4 | NA | NA | NA | 29.8477 | 29.3615 | 28.1594
Maddox | -4821 | Operating | 113.6 | Steam Turbine | 1967 | Southwestern Public Service Company | SPP | MRO | MRO-US | Lea | NM | Gas | 112 | 10712 | 10210 | 11128 | 48.9231 | 23.1026 | 32.5515
Newgulf CT (Texas Gulf Sulphur) | -136015 | Operating & Planned | 101.9 | Gas Turbine | 1984 | TNA Merchant Projects, Inc | ERCOT | TRE | TRE | Wharton | TX | Gas | 84 | NA | NA | NA | NA | NA | NA
Mesaland's Campus | -167789 | Operating | 1.5 | Wind Turbine | 2008 | Mesalands Community College | SPP | MRO | MRO-US | Quay | NM | Wind | 1.5 | NA | NA | NA | 11.3927 | 12.8463 | 14.589
Middle Daisy Solar Project | -763161 | Operating | 5 | Solar | 2017 | Onyx Renewable Partners L.P. | SPP | MRO | MRO-US | Lea | NM | Solar | 5 | NA | NA | NA | 16.5594 | 12.637 | 13.2489
Middle Daisy Solar Project | -323425 | Operating | 5 | Solar | 2017 | Onyx Renewable Partners L.P. | SPP | MRO | MRO-US | Lea | NM | Solar | 5 | NA | NA | NA | 16.5594 | 12.637 | 13.2489
Milo Wind Project | -517036 | Operating | 50 | Wind Turbine | 2016 | Boralex Inc. | SPP | MRO | MRO-US | Roosevelt | NM | Wind | 50 | NA | NA | NA | 45.8009 | 44.9295 | NA
Milo Wind Project | -104125 | Operating | 50 | Wind Turbine | 2016 | BlackRock, Inc. | SPP | MRO | MRO-US | Roosevelt | NM | Wind | 50 | NA | NA | NA | 45.8009 | 44.9295 | 44.1123
Navajo Dam | -5331 | Operating | 30 | Hydraulic Turbine | 1989 | City of Farmington, New Mexico |  | WECC | AZNMSN | San Juan | NM | Water | 30 | NA | NA | NA | 34.7766 | 29.4292 | 30.5544
Newhall Project (Berry Placerita Cogeneration) | -470184 | Operating | 42.8 | Gas Turbine | 1990 | Berry Corporation | CAISO | WECC | CAMX | Los Angeles | CA | Gas | 41.4 | 12271 | 14807 | 11538 | 4.087 | 2.641 | 53.9745
New Mexico Wind Energy Center | -89773 | Operating | 204 | Wind Turbine | 2003 | NextEra Energy Resources, LLC |  | WECC | AZNMSN | Quay | NM | Wind | 204 | NA | NA | NA | 32.7001 | 32.3004 | 34.2104
NM - Albuquerque Bernalillo - Southside WTP Solar Plant | -774839 | Operating | 1.16 | Solar | 2017 | Shell New Energies US LLC |  | WECC | AZNMSN | Bernalillo | NM | Solar | 1.16 | NA | NA | NA | NA | NA | NA
NM - Albuquerque Bernalillo - Southside WTP Solar Plant | -774838 | Operating | 1.16 | Solar | 2017 | Silicon Ranch Corporation |  | WECC | AZNMSN | Bernalillo | NM | Solar | 1.16 | NA | NA | NA | NA | NA | NA
NMRD Data Center III Plant | -693837 | Operating | 50 | Solar | 2023 | Texas-New Mexico Power Company |  | WECC | AZNMSN | Sandoval | NM | Solar | 50 | NA | NA | NA | 11.6146 | NA | NA
NMSU Battery Storage Project | -765392 | Operating | 1 | Battery | 2022 | El Paso Electric Company |  | WECC | AZNMSN | Dona Ana | NM | Energy Storage | 1 | NA | NA | NA | NA | NA | NA
NMSU Solar Project | -765376 | Operating | 3 | Solar | 2021 | El Paso Electric Company |  | WECC | AZNMSN | Dona Ana | NM | Solar | 3 | NA | NA | NA | 29.2123 | 22.8539 | NA
Oso Grande Wind Project | -389558 | Operating | 249.8 | Wind Turbine | 2021 | Tucson Electric Power Company |  | WECC | AZNMSN | Lea | NM | Wind | 249.8 | NA | NA | NA | 25.2184 | 32.7132 | 13.7198
PNM Cibola County Solar Energy Center | -171670 | Operating | 7.6 | Solar | 2015 | Public Service Company of New Mexico |  | WECC | AZNMSN | Cibola | NM | Solar | 7.6 | NA | NA | NA | 28.7671 | 30.2496 | 29.9868
PNM Manzano Solar Energy Center | -170354 | Operating | 8.4 | Solar | 2013 | Public Service Company of New Mexico |  | WECC | AZNMSN | Valencia | NM | Solar | 8.4 | NA | NA | NA | 23.8313 | 21.5033 | 21.9491
PNM Meadow Lake Solar Energy Center | -171653 | Operating | 9.1 | Solar | 2014 | Public Service Company of New Mexico |  | WECC | AZNMSN | Valencia | NM | Solar | 9 | NA | NA | NA | 30.6063 | 30.1941 | 31.0895
PNM Otero County Solar (Tularosa Solar Energy Center) | -170355 | Operating | 8 | Solar | 2013 | Public Service Company of New Mexico |  | WECC | AZNMSN | Otero | NM | Solar | 8 | NA | NA | NA | 25.7206 | 24.0126 | 25.3439
PNM Rio Communities Solar Energy Center | -172715 | Operating | 10 | Solar | 2015 | Public Service Company of New Mexico |  | WECC | AZNMSN | Valencia | NM | Solar | 9.9 | NA | NA | NA | 29.3783 | 26.5866 | 27.267
PNM Sandoval County Solar Energy Center | -171654 | Operating | 6.1 | Solar | 2014 | Public Service Company of New Mexico |  | WECC | AZNMSN | Sandoval | NM | Solar | 6.1 | NA | NA | NA | 29.1545 | 29.8357 | 26.6805
PNM Solar Project 1 (Juwi Solar) | -171748 | Operating | 10 | Solar | 2015 | Public Service Company of New Mexico |  | WECC | AZNMSN | Valencia | NM | Solar | 10 | NA | NA | NA | NA | NA | NA
PNM Solar Project 2 (Juwi Solar) | -171760 | Operating | 10 | Solar | 2015 | Public Service Company of New Mexico |  | WECC | AZNMSN | Bernalillo | NM | Solar | 10 | NA | NA | NA | NA | NA | NA
PNM Solar Project 3 (ASI/GGS) | -171761 | Operating | 10 | Solar | 2015 | Public Service Company of New Mexico |  | WECC | AZNMSN | Bernalillo | NM | Solar | 10 | NA | NA | NA | NA | NA | NA
PNM Solar Project 4 (ASI/GGS) | -171762 | Operating | 10 | Solar | 2015 | Public Service Company of New Mexico |  | WECC | AZNMSN | Bernalillo | NM | Solar | 10 | NA | NA | NA | NA | NA | NA
Prosperity Battery Storage Project | -599053 | Operating | 0.8 | Battery | 2011 | Public Service Company of New Mexico |  | WECC | AZNMSN | Bernalillo | NM | Energy Storage | 0.8 | NA | NA | NA | 0 | 0 | 0
Prosperity Energy Facility | -168552 | Operating | 0.5 | Solar | 2011 | Public Service Company of New Mexico |  | WECC | AZNMSN | Bernalillo | NM | Solar | 0.5 | NA | NA | NA | 8.7671 | 15.411 | 13.4018
New-Indy Ontario Mill (CHP) | -217517 | Operating | 33 | Gas Turbine | 2019 | Kraft Group LLC | CAISO | WECC | CAMX | San Bernardino | CA | Gas | 29.6 | 11596 | 11531 | 11524 | 95.0381 | 97.177 | 95.8044
New-Indy Ontario Mill (CHP) | -217516 | Operating | 33 | Gas Turbine | 2019 | Schwarz Partners LP | CAISO | WECC | CAMX | San Bernardino | CA | Gas | 29.6 | 11596 | 11531 | 11524 | 95.0381 | 97.177 | 95.8044
Questa Solar Facility | -168545 | Operating | 1 | Solar | 2011 | Chevron U.S.A. Inc. |  | WECC | AZNMSN | Taos | NM | Solar | 1 | NA | NA | NA | 8.2078 | 7.6256 | 8.1279
RC Energy AA LLC Solar Facility | -496080 | Operating | 1 | Solar | 2011 | Undisclosed buyer |  | WECC | AZNMSN | Bernalillo | NM | Solar | 1 | NA | NA | NA | 23.4932 | 22.7968 | 23.3676
RC Energy AA LLC Solar Facility | -291779 | Operating | 1 | Solar | 2011 | SCHOTT Solar, Inc. |  | WECC | AZNMSN | Bernalillo | NM | Solar | 1 | NA | NA | NA | 23.4932 | 22.7968 | 23.3676
RC Energy AA LLC Solar Facility | -247628 | Operating | 1 | Solar | 2011 | Unirac, Inc. |  | WECC | AZNMSN | Bernalillo | NM | Solar | 1 | NA | NA | NA | 23.4932 | 22.7968 | 23.3676
RC Energy AA LLC Solar Facility | -194590 | Operating | 1 | Solar | 2011 | Mosher Enterprises Inc |  | WECC | AZNMSN | Bernalillo | NM | Solar | 1 | NA | NA | NA | 23.4932 | 22.7968 | 23.3676
RCCLA Amalia Solar Array 1 (Kit Carson) | -139595 | Operating | 1.3 | Solar | 2012 | WGL Energy Services, Inc. |  | WECC | AZNMSN | Taos | NM | Solar | 1.3 | NA | NA | NA | 22.7608 | 22.4974 | 24.8771
Red Cloud Wind Project (Western Spirit) | -396080 | Operating | 350 | Wind Turbine | 2021 | Pattern Energy Group LP |  | WECC | AZNMSN | Torrance | NM | Wind | 350 | NA | NA | NA | 37.9412 | 32.8491 | 3.229
Red Mesa Wind Farm | -168725 | Operating | 102.4 | Wind Turbine | 2010 | NextEra Energy Resources, LLC |  | WECC | AZNMSN | Cibola | NM | Wind | 102.4 | NA | NA | NA | 22.4133 | 21.3263 | 21.8618
Reeves | -6188 | Operating | 154 | Steam Turbine | 1960 | Public Service Company of New Mexico |  | WECC | AZNMSN | Bernalillo | NM | Gas | 146 | 12882 | 13386 | 15259 | 32.8862 | 15.5646 | 8.2431
Newington Energy Center | -107855 | Operating | 605.5 | Combined Cycle | 2002 | Nautilus Power, LLC | New England | NPCC | NE | Rockingham | NH | Gas | 634.7 | 7526 | 7502 | 7372 | 15.0145 | 23.813 | 22.163
Rio Del Oro Solar Energy Center | -191977 | Operating | 10 | Solar | 2019 | TXNM Energy, Inc. |  | WECC | AZNMSN | Valencia | NM | Solar | 10 | NA | NA | NA | 31.742 | 31.2021 | 26.9258
Rio Grande | -548044 | Operating | 266.5 | Steam Turbine | 1957 | El Paso Electric Company |  | WECC | AZNMSN | Dona Ana | NM | Gas | 242 | 11277 | 12309 | 11970 | 38.7345 | 16.8993 | 30.5087
Newman CC | -548042 | Operating | 611 | Combined Cycle | 1975 | El Paso Electric Company |  | WECC | AZNMSN | El Paso | TX | Gas | 529.1 | 9268 | 9790 | 9154 | 55.1141 | 50.3375 | 48.0066
Rio Rancho High School Solar Project | -493788 | Operating | 1 | Solar | 2013 | Undisclosed buyer |  | WECC | AZNMSN | Sandoval | NM | Solar | 1 | NA | NA | NA | 26.0274 | 24.5662 | 43.3562
Rio Rancho Solar Energy Center | -220381 | Operating | 10 | Solar | 2019 | Public Service Company of New Mexico |  | WECC | AZNMSN | Bernalillo | NM | Solar | 10 | NA | NA | NA | 29.1998 | 31.4167 | 31.653
Roadrunner Solar Project | -663098 | Operating | 20.2 | Solar | 2011 | Clearway Energy, Inc. |  | WECC | AZNMSN | Dona Ana | NM | Solar | 20 | NA | NA | NA | 27.9041 | NA | NA
Roadrunner Solar Project | -663097 | Operating | 20.2 | Solar | 2011 | Clearway Energy, Inc. |  | WECC | AZNMSN | Dona Ana | NM | Solar | 20 | NA | NA | NA | 27.9041 | NA | NA
Roosevelt Wind Ranch | -517033 | Operating | 250 | Wind Turbine | 2015 | Boralex Inc. | SPP | MRO | MRO-US | Roosevelt | NM | Wind | 250 | NA | NA | NA | 47.4398 | 46.7745 | NA
Roosevelt Wind Ranch | -104129 | Operating | 250 | Wind Turbine | 2015 | BlackRock, Inc. | SPP | MRO | MRO-US | Roosevelt | NM | Wind | 250 | NA | NA | NA | 47.4398 | 46.7745 | 48.3646
Roswell Solar | -787401 | Operating | 70 | Solar | 2016 | XPLR Infrastructure, LP | SPP | MRO | MRO-US | Chaves | NM | Solar | 70 | NA | NA | NA | 25.9801 | 26.2852 | 26.211
Roswell Solar | -176978 | Operating | 70 | Solar | 2016 | NextEra Energy Resources, LLC | SPP | MRO | MRO-US | Chaves | NM | Solar | 70 | NA | NA | NA | 25.9801 | 26.2852 | 26.211
Route 66 Solar Energy Center | -465776 | Operating | 49.5 | Solar | 2022 | NextEra Energy, Inc. |  | WECC | AZNMSN | Cibola | NM | Solar | 49.5 | NA | NA | NA | 33.6707 | 23.5104 | NA
Sagamore Wind Project | -300913 | Operating | 522 | Wind Turbine | 2020 | Southwestern Public Service Company | SPP | MRO | MRO-US | Roosevelt | NM | Wind | 522 | NA | NA | NA | 46.7875 | 44.7576 | 44.5592
San Juan Battery Storage Project (Four Corners) | -798119 | Operating | 100 | Battery | 2024 | D. E. Shaw Renewable Investments, L.L.C. |  | WECC | AZNMSN | San Juan | NM | Energy Storage | 100 | NA | NA | NA | NA | NA | NA
San Juan Battery Storage Project (Four Corners) | -798118 | Operating | 100 | Battery | 2024 | Macquarie Asset Management Pty Limited |  | WECC | AZNMSN | San Juan | NM | Energy Storage | 100 | NA | NA | NA | NA | NA | NA
Newman East CT | -748275 | Operating & Planned | 227.8 | Gas Turbine | 2023 | El Paso Electric Company |  | WECC | AZNMSN | El Paso | TX | Gas | 227.8 | 10564 | NA | NA | 1.8161 | NA | NA
NewYork-Presbyterian Hospital | -168333 | Operating | 7.7 | Gas Turbine | 2009 | The New York and Presbyterian Hospital, Inc. | New York | NPCC | NY | New York | NY | Gas | 7.7 | 11287 | 11004 | 10732 | 71.2477 | 90.3131 | 89.2071
San Juan Mesa Wind | -662996 | Operating | 120 | Wind Turbine | 2005 | Clearway Energy, Inc. | SPP | MRO | MRO-US | Roosevelt | NM | Wind | 120 | NA | NA | NA | 18.3101 | NA | NA
San Juan Mesa Wind | -662995 | Operating | 120 | Wind Turbine | 2005 | Clearway Energy, Inc. | SPP | MRO | MRO-US | Roosevelt | NM | Wind | 120 | NA | NA | NA | 18.3101 | NA | NA
San Juan Mesa Wind | -106785 | Operating | 120 | Wind Turbine | 2005 | Fengate Capital Management Ltd. | SPP | MRO | MRO-US | Roosevelt | NM | Wind | 120 | NA | NA | NA | 18.3101 | 23.0494 | 24.5017
San Juan Solar Project (Four Corners Solar) | -798057 | Operating | 200 | Solar | 2024 | D. E. Shaw Renewable Investments, L.L.C. |  | WECC | AZNMSN | San Juan | NM | Solar | 200 | NA | NA | NA | NA | NA | NA
San Juan Solar Project (Four Corners Solar) | -798056 | Operating | 200 | Solar | 2024 | Macquarie Asset Management Pty Limited |  | WECC | AZNMSN | San Juan | NM | Solar | 200 | NA | NA | NA | NA | NA | NA
San Miguel I Solar Energy Center | -210764 | Operating | 10 | Solar | 2019 | TXNM Energy, Inc. |  | WECC | AZNMSN | San Miguel | NM | Solar | 10 | NA | NA | NA | 30.4304 | 30.0137 | 30.1769
San Miguel II Solar Energy Center | -210915 | Operating | 10 | Solar | 2019 | TXNM Energy, Inc. |  | WECC | AZNMSN | San Miguel | NM | Solar | 10 | NA | NA | NA | 30.0228 | 30.2717 | 31.218
Santa Fe Solar Energy Center | -171810 | Operating | 9.5 | Solar | 2015 | Public Service Company of New Mexico |  | WECC | AZNMSN | Santa Fe | NM | Solar | 9.3 | NA | NA | NA | 29.3784 | 27.5458 | 27.8244
Santolina Solar Energy Center | -173042 | Operating | 10.5 | Solar | 2015 | Public Service Company of New Mexico |  | WECC | AZNMSN | Bernalillo | NM | Solar | 10.5 | NA | NA | NA | 24.9293 | 25.7099 | 28.2224
SEV NM Phase 2 Solar Power Plant (Roswell) | -170489 | Operating | 2 | Solar | 2013 | Green States Energy, Inc. | SPP | MRO | MRO-US | Chaves | NM | Solar | 1.4 | NA | NA | NA | 35.2169 | 34.8907 | 34.9967
Silver City Wastewater Treatment Plant | -170546 | Operating | 1 | Solar | 2013 | Affordable Solar Group, LLC |  | WECC | AZNMSN | Grant | NM | Solar | 1 | NA | NA | NA | 22.5799 | 22.8082 | 19.2009
Sky Ranch Battery Storage | -761657 | Operating | 100 | Battery | 2024 | NextEra Energy, Inc. |  | WECC | AZNMSN | Valencia | NM | Energy Storage | 100 | NA | NA | NA | NA | NA | NA
Sky Ranch Solar Project | -761644 | Operating | 190 | Solar | 2024 | NextEra Energy, Inc. |  | WECC | AZNMSN | Valencia | NM | Solar | 190 | NA | NA | NA | NA | NA | NA
SoCore Clovis 1 Solar Project | -350331 | Operating | 2 | Solar | 2021 | ENGIE North America Inc. | SPP | MRO | MRO-US | Curry | NM | Solar | 2 | NA | NA | NA | 29.5719 | 32.7968 | 5.3995
South Valley Solar Project | -172778 | Operating | 10 | Solar | 2015 | Public Service Company of New Mexico |  | WECC | AZNMSN | Bernalillo | NM | Solar | 9.9 | NA | NA | NA | 28.8121 | 24.9931 | 26.5959
Southside Water Reclamation Plant | -6843 | Operating | 6.6 | Internal Combustion | 1987 | City of Albuquerque, New Mexico |  | WECC | AZNMSN | Bernalillo | NM | Gas | 6.6 | 10662 | 11171 | 11603 | 34.653 | 31.1471 | 35.0284
SP Cimarron I Solar (Southern Turner Cimarron I Solar) | -357367 | Operating | 30.6 | Solar | 2010 | Scarlet Renewables LLC |  | WECC | AZNMSN | Colfax | NM | Solar | 30.6 | NA | NA | NA | 21.2743 | 22.6363 | 23.6007
SP Cimarron I Solar (Southern Turner Cimarron I Solar) | -138463 | Operating | 30.6 | Solar | 2010 | Southern Renewable Energy, Inc. |  | WECC | AZNMSN | Colfax | NM | Solar | 30.6 | NA | NA | NA | 21.2743 | 22.6363 | 23.6007
Springer Solar 1 | -172220 | Operating | 1 | Solar | 2015 | Springer Electric Cooperative Inc. |  | WECC | AZNMSN | Colfax | NM | Solar | 0.9 | NA | NA | NA | 27.9554 | 29.1223 | 30.8727
SPS1 Dollarhide (SunEdison NM Solar 1) | -168412 | Operating | 10 | Solar | 2011 | Sun Edison LLC | SPP | MRO | MRO-US | Lea | NM | Solar | 10 | NA | NA | NA | 25.2489 | 25.75 | 24.3847
Sterling Wind Farm | -172744 | Operating | 29.9 | Wind Turbine | 2017 | Akuo Energy USA Inc | SPP | MRO | MRO-US | Lea | NM | Wind | 29.9 | NA | NA | NA | 46.9911 | 49.4437 | 47.9872
Storrie Lake Solar Project | -465347 | Operating | 1.9 | Solar | 2014 | Fonds de solidarité FTQ |  | WECC | AZNMSN | San Miguel | NM | Solar | 1.5 | NA | NA | NA | 18.8052 | 25.7154 | 24.863
Storrie Lake Solar Project | -465346 | Operating | 1.9 | Solar | 2014 | Caisse de dépôt et placement du Québec |  | WECC | AZNMSN | San Miguel | NM | Solar | 1.5 | NA | NA | NA | 18.8052 | 25.7154 | 24.863
Sue Cleveland High School Solar | -493787 | Operating | 1 | Solar | 2013 | Undisclosed buyer |  | WECC | AZNMSN | Sandoval | NM | Solar | 1 | NA | NA | NA | 23.8356 | 24.1781 | 0
SunE EPE1 (Chaparral) | -170087 | Operating | 10 | Solar | 2012 | Sun Edison LLC |  | WECC | AZNMSN | Otero | NM | Solar | 10 | NA | NA | NA | 29.2477 | 25.9395 | 24.207
SunEdison NM Solar 2 (SPS-Jal) | -168413 | Operating | 10 | Solar | 2011 | Sun Edison LLC | SPP | MRO | MRO-US | Lea | NM | Solar | 10 | NA | NA | NA | 21.6164 | 25.6541 | 24.9201
SunEdison NM Solar 3 (Lea) | -168414 | Operating | 10 | Solar | 2011 | Sun Edison LLC | SPP | MRO | MRO-US | Lea | NM | Solar | 10 | NA | NA | NA | 26.2991 | 23.097 | 23.8824
SunEdison NM Solar 4 (Monument) | -168415 | Operating | 10.1 | Solar | 2011 | Sun Edison LLC | SPP | MRO | MRO-US | Lea | NM | Solar | 10.1 | NA | NA | NA | 25.2261 | 25.1684 | 24.8542
SunEdison NM Solar 5 (Hope) | -168416 | Operating | 10.1 | Solar | 2011 | Sun Edison LLC | SPP | MRO | MRO-US | Eddy | NM | Solar | 10.1 | NA | NA | NA | 22.5304 | 23.8856 | 22.8322
Sunshine Solar Project (Syncarpha Questa) | -215182 | Operating | 1.6 | Solar | 2020 | Kit Carson Electric Cooperative, Inc. |  | WECC | AZNMSN | Taos | NM | Solar | 1.6 | NA | NA | NA | 28.6316 | 28.6744 | 27.7469
Taos Mesa Battery Storage Project | -583617 | Operating | 12.5 | Battery | 2022 | Kit Carson Electric Cooperative, Inc. |  | WECC | AZNMSN | Taos | NM | Energy Storage | 12.5 | NA | NM | NA | 6.9479 | 1.0474 | NA
Taos Mesa Solar Project | -463406 | Operating | 15 | Solar | 2022 | Kit Carson Electric Cooperative, Inc. |  | WECC | AZNMSN | Taos | NM | Solar | 15 | NA | NA | NA | 30.4893 | 3.6317 | NA
Taos Solar Farm | -231514 | Operating | 3.1 | Solar | 2020 | Kit Carson Electric Cooperative, Inc. |  | WECC | AZNMSN | Taos | NM | Solar | 3.1 | NA | NA | NA | 30.1628 | 29.8461 | 28.8592
Tecolote Wind Facility (Western Spirit) | -410138 | Operating | 272 | Wind Turbine | 2021 | Pattern Energy Group 2 LP |  | WECC | AZNMSN | Lincoln | NM | Wind | 272 | NA | NA | NA | 35.1358 | 32.3168 | 3.8285
Truth or Consequences Solar Farm | -172225 | Operating | 1.9 | Solar | 2015 | Affordable Solar Group, LLC |  | WECC | AZNMSN | Sierra | NM | Solar | 1.9 | NA | NA | NA | 8.1771 | 21.0286 | 21.347
TSGT Mobile Generator 15 | -169695 | Out of Service | 2 | Internal Combustion | 2009 | Tri-State Generation and Transmission Association, Inc. |  | WECC | AZNMSN | Rio Arriba | NM | Oil | NA | NA | NA | NA | NA | NA | NA
NIH Cogeneration Facility | -511275 | Operating | 28 | Gas Turbine | 2004 | National Institutes of Health | PJM | RFC | R-PJM | Montgomery | MD | Gas | 28.4 | 12242 | 11955 | 12193 | 70.5391 | 56.5981 | 48.0453
Vista Solar Energy Center | -176233 | Operating | 10 | Solar | 2019 | TXNM Energy, Inc. |  | WECC | AZNMSN | Valencia | NM | Solar | 10 | NA | NA | NA | 31.3002 | 28.8116 | 26.9258
Wal-Mart Truth Or Consequences PV | -173041 | Operating | 1 | Solar | 2015 | Ssa Solar Of Nm 3, Llc |  | WECC | AZNMSN | Sierra | NM | Solar | 1 | NA | NA | NA | 21.153 | 21.8607 | 10.3767
West Deming Solar Energy Center (Hondale) | -169333 | Operating | 9 | Solar | 2011 | Public Service Company of New Mexico |  | WECC | AZNMSN | Luna | NM | Solar | 9 | NA | NA | NA | 24.5941 | 23.7164 | 25.4046
White Sands Missile Range Solar Farm (WSMR I) | -240307 | Operating | 4.1 | Solar | 2012 | Bostonia Partners LLC |  | WECC | AZNMSN | Dona Ana | NM | Solar | 4.5 | NA | NA | NA | NA | NA | 15.3957
Wildcat Wind Project (Lovington) | -396509 | Operating | 27.3 | Wind Turbine | 2012 | Continental Wind, LLC | SPP | MRO | MRO-US | Lea | NM | Wind | 27.3 | NA | NA | NA | 23.6234 | 33.013 | NA
Niland Peaking | -166210 | Operating | 121 | Gas Turbine | 2008 | Imperial Irrigation District |  | WECC | AZNMSN | Imperial | CA | Gas | 90.9 | 9844 | 9925 | 10100 | 11.1046 | 12.5865 | 11.2092
Niles CT | -502722 | Operating | 27 | Gas Turbine | 1972 | GenOn Power Midwest, LP | PJM | RFC | R-PJM | Trumbull | OH | Oil | 30 | NA | NA | NA | -0.14422 | -0.14346 | -0.08105
Apex Nevada Solar (Apex Solar Power Project) | -357370 | Operating | 20 | Solar | 2012 | Scarlet Renewables LLC |  | WECC | AZNMSN | Clark | NV | Solar | 20 | NA | NA | NA | 28.3465 | 29.4669 | 28.9035
Apex Nevada Solar (Apex Solar Power Project) | -138415 | Operating | 20 | Solar | 2012 | Southern Renewable Energy, Inc. |  | WECC | AZNMSN | Clark | NV | Solar | 20 | NA | NA | NA | 28.3465 | 29.4669 | 28.9035
Arrow Canyon Solar Project (Moapa Solar Energy Center) | -807113 | Operating | 200 | Solar | 2022 | EDF power solutions North America |  | WECC | AZNMSN | Clark | NV | Solar | 200 | NA | NA | NA | NA | NA | NA
Arrow Canyon Storage Project (Moapa) | -807297 | Operating | 75 | Battery | 2023 | EDF power solutions North America |  | WECC | AZNMSN | Clark | NV | Energy Storage | 75 | NA | NA | NA | NA | NA | NA
Battle Mountain Battery Storage Project | -670734 | Operating | 25 | Battery | 2021 | Consolidated Edison Development, Inc. |  | WECC | NWPP | Humboldt | NV | Energy Storage | 25 | NA | NM | NA | 12.0297 | 12.9712 | NA
Battle Mountain Solar Project | -670696 | Operating | 101 | Solar | 2021 | Consolidated Edison Development, Inc. |  | WECC | NWPP | Humboldt | NV | Solar | 101 | NA | NA | NA | 29.1467 | 30.5294 | NA
Beowawe Power | -780771 | Operating | 46.6 | Geothermal | 1985 | Ormat Technologies, Inc. |  | WECC | NWPP | Lander | NV | Geothermal | 26 | NA | NA | NA | NA | NA | NA
Beowawe Solar Project | -797278 | Operating | NA | Solar | 2025 | Ormat Technologies, Inc. |  | WECC | NWPP | Lander | NV | Solar | 6 | NA | NA | NA | NA | NA | NA
Nine Springs | -5441 | Operating | 16.2 | Gas Turbine | 1964 | Madison Gas and Electric Company | MISO | MRO | MRO-US | Dane | WI | Gas | 18.5 | 16477 | 13500 | 29500 | 0.040109 | 0.034428 | 0.010457
Blue Mountain Geothermal - Faulkner 1 | -349415 | Operating | 63.9 | Geothermal | 2009 | Cyrq Energy, Inc. |  | WECC | AZNMSN | Humboldt | NV | Geothermal | 42.9 | NA | NA | NA | 51.5902 | 56.0646 | 59.3168
Boulder Solar II Project | -765896 | Operating | 50 | Solar | 2017 | Blackstone Inc. |  | WECC | NWPP | Clark | NV | Solar | 50 | NA | NA | NA | 28.7696 | NA | NA
Boulder Solar II Project | -765895 | Operating | 50 | Solar | 2017 | Invenergy LLC |  | WECC | NWPP | Clark | NV | Solar | 50 | NA | NA | NA | 28.7696 | NA | NA
Boulder Solar II Project | -765894 | Operating | 50 | Solar | 2017 | Caisse de dépôt et placement du Québec |  | WECC | NWPP | Clark | NV | Solar | 50 | NA | NA | NA | 28.7696 | NA | NA
Boulder Solar Power Project (Midland Solar) | -761219 | Operating | 100 | Solar | 2016 | MN8 Energy, Inc. |  | WECC | AZNMSN | Clark | NV | Solar | 100 | NA | NA | NA | 29.822 | 30.5561 | NA
Boulder Solar Power Project (Midland Solar) | -357394 | Operating | 100 | Solar | 2016 | Scarlet Renewables LLC |  | WECC | AZNMSN | Clark | NV | Solar | 100 | NA | NA | NA | 29.822 | 30.5561 | 29.737
Boulder Solar Power Project (Midland Solar) | -138416 | Operating | 100 | Solar | 2016 | Southern Renewable Partnerships, LLC |  | WECC | AZNMSN | Clark | NV | Solar | 100 | NA | NA | NA | 29.822 | 30.5561 | 29.737
Brady Power Project | -209329 | Operating | 21.5 | Geothermal | 1992 | Ormat Technologies, Inc. | CAISO | WECC | CAMX | Churchill | NV | Geothermal | 21.5 | NA | NA | NA | 50.4301 | 44.5057 | 46.7378
Brady Power Project | -192802 | Operating | 21.5 | Geothermal | 1992 | Ormat Nevada, Inc. | CAISO | WECC | CAMX | Churchill | NV | Geothermal | 21.5 | NA | NA | NA | 50.4301 | 44.5057 | 46.7378
Brady Solar Project | -793238 | Operating | 6 | Solar | 2023 | Ormat Technologies, Inc. | CAISO | WECC | CAMX | Churchill | NV | Solar | 6 | NA | NA | NA | NA | NA | NA
Brunswick Diesel | -140826 | Out of Service | 6 | Internal Combustion | 1960 | Sierra Pacific Power Company |  | WECC | NWPP | Carson City | NV | Oil | NA | NA | NA | NA | 0 | 0 | 0
Brunswick Diesel | -140825 | Out of Service | 6 | Internal Combustion | 1960 | Sierra Pacific Power Company |  | WECC | NWPP | Carson City | NV | Oil | NA | NA | NA | NA | 0 | 0 | 0
Ninemile 6 | -168130 | Operating | 649.5 | Combined Cycle | 2014 | Entergy Louisiana, LLC | MISO | SERC | DELTA | Jefferson | LA | Gas | 608.29 | 6903 | 6919 | 7842 | 80.9023 | 73.6214 | 68.6787
Nipigon | -347856 | Operating | 40 | Combined Cycle | 1992 | Atlantic Power Limited Partnership | Ontario | NPCC | ONT |  |  | Gas | 22 | NA | NA | NA | NA | NA | NA
Chukar Battery Storage System | -503483 | Operating | 10 | Battery | 2021 | Nevada Power Company |  | WECC | AZNMSN | Storey | NV | Energy Storage | 10 | NA | NA | NA | NA | NA | NA
Churchill Geothermal Facility | -22187 | Operating | NA | Geothermal | NA | Terra Gen Sierra Holdings, LLC |  | WECC | NWPP | Churchill | NV | Geothermal | 6.6 | NA | NA | NA | NA | NA | NA
Noblesville CC | -524379 | Operating | 283 | Combined Cycle | 2003 | Duke Energy Indiana, LLC | MISO | RFC | R-MISO | Hamilton | IN | Gas | 310 | 8502 | 8271 | NA | 46.8706 | 57.1421 | NA
Noblesville CC | -524378 | Operating | 283 | Combined Cycle | 2003 | Duke Energy Indiana, LLC | MISO | RFC | R-MISO | Hamilton | IN | Gas | 310 | 8502 | 8271 | NA | 46.8706 | 57.1421 | NA
Nodaway | -5449 | Operating | 315.6 | Gas Turbine | 1999 | Associated Electric Cooperative, Inc. |  | SERC | DELTA | Nodaway | MO | Gas | 228 | 12829 | 12724 | 11517 | 0.60673 | 1.0332 | 0.65694
North 1st and Grand (Kent) | -511555 | Operating | 47 | Gas Turbine | 2001 | Power Authority of the State of New York | New York | NPCC | NY | Kings | NY | Gas | 46 | 11339 | 10890 | 11078 | 7.8258 | 17.5543 | 8.3671
North Bay | -751444 | Mothballed | 40 | Combined Cycle | 1997 | Hut 8 Corp. | Ontario | NPCC | ONT |  |  | Gas | NA | NA | NA | NA | NA | NA | NA
Copper Mountain Solar I Project | -521394 | Operating | 48 | Solar | 2010 | Consolidated Edison Development, Inc. | CAISO | WECC | CAMX | Clark | NV | Solar | 48 | NA | NA | NA | 22.182 | NA | NA
Copper Mountain Solar II | -521395 | Operating | 154 | Solar | 2012 | Consolidated Edison Development, Inc. | CAISO | WECC | CAMX | Clark | NV | Solar | 154 | NA | NA | NA | 25.8498 | NA | NA
Copper Mountain Solar III | -521406 | Operating | 255 | Solar | 2014 | Consolidated Edison Development, Inc. |  | WECC | CAMX | Clark | NV | Solar | 255 | NA | NA | NA | 26.7498 | NA | NA
Copper Mountain Solar IV | -521431 | Operating | 93.6 | Solar | 2016 | Consolidated Edison Development, Inc. | CAISO | WECC | CAMX | Clark | NV | Solar | 93.6 | NA | NA | NA | 26.1248 | NA | NA
Copper Mountain Solar V | -521465 | Operating | 252 | Solar | 2021 | Consolidated Edison Development, Inc. |  | WECC | AZNMSN | Clark | NV | Solar | 250 | NA | NA | NA | 30.7223 | NA | NA
Copper Mountain V Battery Storage Project | -598227 | Operating | 87.5 | Battery | 2021 | Consolidated Edison Development, Inc. |  | WECC | AZNMSN | Clark | NV | Energy Storage | 87.5 | NA | NA | NA | NA | NA | NA
Crescent Dunes Battery Storage Project (Tonopah) | -599030 | Operating | 110 | Battery | 2015 | ACS, Actividades de Construcción y Servicios, S.A. |  | WECC | NWPP | Nye | NV | Energy Storage | 110 | NA | NA | NA | NA | NA | NA
Crescent Dunes Battery Storage Project (Tonopah) | -599029 | Operating | 110 | Battery | 2015 | SolarReserve, LLC |  | WECC | NWPP | Nye | NV | Energy Storage | 110 | NA | NA | NA | NA | NA | NA
Crescent Dunes Battery Storage Project (Tonopah) | -599028 | Operating | 110 | Battery | 2015 | Banco Santander, S.A. |  | WECC | NWPP | Nye | NV | Energy Storage | 110 | NA | NA | NA | NA | NA | NA
Crescent Dunes Solar (Tonopah Solar) | -163453 | Operating | 125 | Solar | 2015 | ACS, Actividades de Construcción y Servicios, S.A. |  | WECC | NWPP | Nye | NV | Solar | 110 | NA | NA | NA | 8.3267 | 10.4469 | 7.7544
Crescent Dunes Solar (Tonopah Solar) | -163452 | Operating | 125 | Solar | 2015 | SolarReserve, LLC |  | WECC | NWPP | Nye | NV | Solar | 110 | NA | NA | NA | 8.3267 | 10.4469 | 7.7544
Crescent Dunes Solar (Tonopah Solar) | -163451 | Operating | 125 | Solar | 2015 | Banco Santander, S.A. |  | WECC | NWPP | Nye | NV | Solar | 110 | NA | NA | NA | 8.3267 | 10.4469 | 7.7544
Desert Peak 2 | -86678 | Operating | 26 | Geothermal | 2006 | Ormat Nevada, Inc. |  | WECC | NWPP | Churchill | NV | Geothermal | 26 | NA | NA | NA | 40.3618 | 38.8031 | 40.5185
North Bay | -751443 | Mothballed | 40 | Combined Cycle | 1997 | Macquarie Group Limited | Ontario | NPCC | ONT |  |  | Gas | NA | NA | NA | NA | NA | NA | NA
Dignity - San Martin Solar Project | -163882 | Operating | 1.7 | Solar | 2018 | Clean Focus Yield Ltd. |  | WECC | AZNMSN | Clark | NV | Solar | 1.7 | NA | NA | NA | 24.5232 | 25.1142 | 24.3822
Dignity - Siena Campus Solar Project | -173900 | Operating | 1.4 | Solar | 2018 | Clean Focus Renewables, Inc. |  | WECC | AZNMSN | Clark | NV | Solar | 1.4 | NA | NA | NA | 23.4671 | 23.4018 | 23.4018
Dixie Valley Geothermal | -357352 | Operating | 64.7 | Geothermal | 1988 | Ormat Technologies, Inc. | CAISO | WECC | CAMX | Churchill | NV | Geothermal | 63 | NA | NA | NA | 79.7137 | 80.4815 | 93.5596
Dixie Valley Geothermal BT | -547249 | Operating | 6.2 | Geothermal | 2012 | Terra-Gen, LLC | CAISO | WECC | CAMX | Churchill | NV | Geothermal | 5.1 | NA | NA | NA | 70.9553 | 55.1146 | 51.4236
Dixie Valley Geothermal BT | -356885 | Operating | 6.2 | Geothermal | 2012 | Terra-Gen, LLC | CAISO | WECC | CAMX | Churchill | NV | Geothermal | 5.1 | NA | NA | NA | 70.9553 | 55.1146 | 51.4236
Dodge Flat Battery Storage Project | -787525 | Operating | 50 | Battery | 2022 | XPLR Infrastructure, LP |  | WECC | NWPP | Washoe | NV | Energy Storage | 50 | NA | NM | NA | 13.5053 | 10.3333 | NA
Dodge Flat Battery Storage Project | -591530 | Operating | 50 | Battery | 2022 | NextEra Energy Resources, LLC |  | WECC | NWPP | Washoe | NV | Energy Storage | 50 | NA | NM | NA | 13.5053 | 10.3333 | NA
Dodge Flat Solar Energy Center | -787422 | Operating | 200 | Solar | 2022 | XPLR Infrastructure, LP |  | WECC | NWPP | Washoe | NV | Solar | 200 | NA | NA | NA | 30.0999 | 25.7916 | NA
Dodge Flat Solar Energy Center | -436537 | Operating | 200 | Solar | 2022 | NextEra Energy Resources, LLC |  | WECC | NWPP | Washoe | NV | Solar | 200 | NA | NA | NA | 30.0999 | 25.7916 | NA
Don A Campbell 2 Geothermal | -759360 | Operating | 25 | Geothermal | 2015 | Great-West Lifeco Inc. | CAISO | WECC | CAMX | Mineral | NV | Geothermal | 22.5 | NA | NA | NA | 50.4764 | 52.7433 | 57.5982
Don A Campbell 2 Geothermal | -759359 | Operating | 25 | Geothermal | 2015 | Great-West Lifeco Inc. | CAISO | WECC | CAMX | Mineral | NV | Geothermal | 22.5 | NA | NA | NA | 50.4764 | 52.7433 | 57.5982
Don A Campbell 2 Geothermal | -759358 | Operating | 25 | Geothermal | 2015 | Mackenzie Financial Corporation | CAISO | WECC | CAMX | Mineral | NV | Geothermal | 22.5 | NA | NA | NA | 50.4764 | 52.7433 | 57.5982
Don A Campbell 2 Geothermal | -759357 | Operating | 25 | Geothermal | 2015 | Mackenzie Financial Corporation | CAISO | WECC | CAMX | Mineral | NV | Geothermal | 22.5 | NA | NA | NA | 50.4764 | 52.7433 | 57.5982
Don A Campbell 2 Geothermal | -123415 | Operating | 25 | Geothermal | 2015 | Northleaf Capital Partners Ltd. | CAISO | WECC | CAMX | Mineral | NV | Geothermal | 22.5 | NA | NA | NA | 50.4764 | 52.7433 | 57.5982
Don A Campbell 2 Geothermal | -115635 | Operating | 25 | Geothermal | 2015 | Ormat Nevada, Inc. | CAISO | WECC | CAMX | Mineral | NV | Geothermal | 22.5 | NA | NA | NA | 50.4764 | 52.7433 | 57.5982
Don A. Campbell (Wild Rose) | -759318 | Operating | 22.5 | Geothermal | 2014 | Great-West Lifeco Inc. | CAISO | WECC | AZNMSN | Mineral | NV | Geothermal | 22.5 | NA | NA | NA | 60.2598 | 61.7215 | 65.1416
Don A. Campbell (Wild Rose) | -759317 | Operating | 22.5 | Geothermal | 2014 | Great-West Lifeco Inc. | CAISO | WECC | AZNMSN | Mineral | NV | Geothermal | 22.5 | NA | NA | NA | 60.2598 | 61.7215 | 65.1416
Don A. Campbell (Wild Rose) | -759316 | Operating | 22.5 | Geothermal | 2014 | Mackenzie Financial Corporation | CAISO | WECC | AZNMSN | Mineral | NV | Geothermal | 22.5 | NA | NA | NA | 60.2598 | 61.7215 | 65.1416
Don A. Campbell (Wild Rose) | -759315 | Operating | 22.5 | Geothermal | 2014 | Mackenzie Financial Corporation | CAISO | WECC | AZNMSN | Mineral | NV | Geothermal | 22.5 | NA | NA | NA | 60.2598 | 61.7215 | 65.1416
Don A. Campbell (Wild Rose) | -123411 | Operating | 22.5 | Geothermal | 2014 | Northleaf Capital Partners Ltd. | CAISO | WECC | AZNMSN | Mineral | NV | Geothermal | 22.5 | NA | NA | NA | 60.2598 | 61.7215 | 65.1416
Don A. Campbell (Wild Rose) | -89905 | Operating | 22.5 | Geothermal | 2014 | Ormat Nevada, Inc. | CAISO | WECC | AZNMSN | Mineral | NV | Geothermal | 22.5 | NA | NA | NA | 60.2598 | 61.7215 | 65.1416
Dry Lake Battery Storage Project | -763900 | Operating | 100 | Battery | 2024 | NV Energy, Inc. |  | WECC | AZNMSN | Clark | NV | Energy Storage | 100 | NA | NA | NA | NA | NA | NA
Dry Lake Battery Storage Project | -763899 | Operating | 100 | Battery | 2024 | NV Energy, Inc. |  | WECC | AZNMSN | Clark | NV | Energy Storage | 100 | NA | NA | NA | NA | NA | NA
Dry Lake Solar Energy (Playa Solar 1) (Switch Station Solar II) | -807127 | Operating | 79 | Solar | 2017 | EDF power solutions North America |  | WECC | AZNMSN | Clark | NV | Solar | 79 | NA | NA | NA | NA | NA | NA
Dry Lake Solar Energy (Playa Solar 1) (Switch Station Solar II) | -151999 | Operating | 79 | Solar | 2017 | PGGM Infrastructure Fund |  | WECC | AZNMSN | Clark | NV | Solar | 79 | NA | NA | NA | 27.9669 | 30.2367 | 29.8252
Dry Lake Solar Project | -763866 | Operating | 150 | Solar | 2024 | NV Energy, Inc. |  | WECC | AZNMSN | Clark | NV | Solar | 150 | NA | NA | NA | NA | NA | NA
Dry Lake Solar Project | -763865 | Operating | 150 | Solar | 2024 | NV Energy, Inc. |  | WECC | AZNMSN | Clark | NV | Solar | 150 | NA | NA | NA | NA | NA | NA
Eagle Shadow Mountain Solar Farm | -639777 | Operating | 300 | Solar | 2023 | Capital Dynamics, Inc. |  | WECC | AZNMSN | Clark | NV | Solar | 300 | NA | NA | NA | 32.5951 | NA | NA
El Dorado Solar Project | -521376 | Operating | 10 | Solar | 2008 | Consolidated Edison Development, Inc. | CAISO | WECC | CAMX | Clark | NV | Solar | 10 | NA | NA | NA | 21.9189 | NA | NA
ENEL Salt Wells | -750356 | Operating | 23.6 | Geothermal | 2009 | Ormat Technologies, Inc. |  | WECC | NWPP | Churchill | NV | Geothermal | 28.6 | NA | NA | NA | NA | NA | NA
Fish Springs Ranch Battery Storage Project | -787520 | Operating | 25 | Battery | 2022 | XPLR Infrastructure, LP |  | WECC | NWPP | Washoe | NV | Energy Storage | 25 | NA | NM | NA | 11.9676 | 10.6557 | NA
Fish Springs Ranch Battery Storage Project | -599049 | Operating | 25 | Battery | 2022 | NextEra Energy Resources, LLC |  | WECC | NWPP | Washoe | NV | Energy Storage | 25 | NA | NM | NA | 11.9676 | 10.6557 | NA
Fish Springs Ranch Solar Farm | -787369 | Operating | 100 | Solar | 2022 | XPLR Infrastructure, LP |  | WECC | NWPP | Washoe | NV | Solar | 100 | NA | NA | NA | 29.0338 | 25.522 | NA
Fish Springs Ranch Solar Farm | -436532 | Operating | 100 | Solar | 2022 | NextEra Energy Resources, LLC |  | WECC | NWPP | Washoe | NV | Solar | 100 | NA | NA | NA | 29.0338 | 25.522 | NA
Fleish | -39561 | Operating | 2.5 | Hydraulic Turbine | 1914 | Truckee Meadows Water Authority |  | WECC | NWPP | Washoe | NV | Water | 2.5 | NA | NA | NA | 88.9178 | 80.6849 | 65.1781
Fort Churchill | -140720 | Operating | 230 | Steam Turbine | 1968 | Sierra Pacific Power Company |  | WECC | NWPP | Lyon | NV | Gas | 226 | 12161 | 12137 | 11935 | 21.1246 | 27.7708 | 25.7762
Fort Churchill | -140719 | Operating | 230 | Steam Turbine | 1968 | Sierra Pacific Power Company |  | WECC | NWPP | Lyon | NV | Gas | 226 | 12161 | 12137 | 11935 | 21.1246 | 27.7708 | 25.7762
Ft. Churchill Solar Array (Apple Data Center) | -391001 | Operating | 19.9 | Solar | 2015 | Sierra Pacific Power Company |  | WECC | NWPP | Lyon | NV | Solar | 19.5 | NA | NA | NA | 13.8754 | 15.1721 | 17.8615
Galena 2 | -86682 | Operating | 13.5 | Geothermal | 2007 | Ormat Nevada, Inc. |  | WECC | AZNMSN | Washoe | NV | Geothermal | 13.5 | NA | NA | NA | 32.2146 | 30.5099 | 30.0059
Galena 2 Solar Project (Galena 2 Geothermal Power Plant) | -489100 | Operating | 3 | Solar | 2022 | Ormat Nevada, Inc. |  | WECC | AZNMSN | Washoe | NV | Solar | 3 | NA | NA | NA | NA | NA | NA
Galena 3 Geothermal | -86683 | Operating | 30 | Geothermal | 2008 | Ormat Nevada, Inc. |  | WECC | NWPP | Washoe | NV | Geothermal | 30 | NA | NA | NA | 35.0445 | 37.6377 | 38.126
Gemini Battery Storage Project | -775104 | Operating | 380 | Battery | 2024 | Quinbrook Valley of Fire Fund |  | WECC | AZNMSN | Clark | NV | Energy Storage | 380 | NA | NA | NA | NA | NA | NA
Gemini Battery Storage Project | -775103 | Operating | 380 | Battery | 2024 | APG Asset Management NV |  | WECC | AZNMSN | Clark | NV | Energy Storage | 380 | NA | NA | NA | NA | NA | NA
Gemini Battery Storage Project | -775102 | Operating | 380 | Battery | 2024 | APG Asset Management NV |  | WECC | AZNMSN | Clark | NV | Energy Storage | 380 | NA | NA | NA | NA | NA | NA
Gemini Solar Project | -767040 | Operating | 690 | Solar | 2024 | Quinbrook Valley of Fire Fund |  | WECC | AZNMSN | Clark | NV | Solar | 690 | NA | NA | NA | NA | NA | NA
Gemini Solar Project | -767039 | Operating | 690 | Solar | 2024 | APG Asset Management NV |  | WECC | AZNMSN | Clark | NV | Solar | 690 | NA | NA | NA | NA | NA | NA
Gemini Solar Project | -767038 | Operating | 690 | Solar | 2024 | APG Asset Management NV |  | WECC | AZNMSN | Clark | NV | Solar | 690 | NA | NA | NA | NA | NA | NA
Goodsprings Waste Heat Recovery Plant | -141328 | Operating | 7.5 | Steam Turbine | 2010 | Nevada Power Company |  | WECC | AZNMSN | Clark | NV | Other | 6.5 | 3412 | 3412 | 8843 | 49.64 | 52.2234 | 49.3836
Goodsprings Waste Heat Recovery Plant | -141327 | Operating | 7.5 | Steam Turbine | 2010 | Nevada Power Company |  | WECC | AZNMSN | Clark | NV | Other | 6.5 | 3412 | 3412 | 8843 | 49.64 | 52.2234 | 49.3836
Harrah Cogen Plant | -168359 | Operating | 5 | Steam Turbine | 2004 | Caesars Holdings, Inc. |  | WECC | AZNMSN | Clark | NV | Gas | 5 | NA | NA | NA | NA | NA | NA
North Chicago Energy Center | -806378 | Operating | 12.4 | Gas Turbine | 2003 | Energy Systems Group, LLC | PJM | RFC | R-PJM | Lake | IL | Gas | 12.3 | 13251 | NA | NA | 33.3723 | NA | NA
North Loop | -78055 | Operating | 107.8 | Gas Turbine | 1972 | Tucson Electric Power Company |  | WECC | AZNMSN | Pima | AZ | Gas | 101.8 | 21775 | 15043 | 13893 | 0.40896 | 2.4493 | 0.18929
North Midway Cogeneration Plant | -5480 | Out of Service | 10.5 | Gas Turbine | 1986 | Texaco Inc. | CAISO | WECC | CAMX | Kern | CA | Gas | NA | NA | NA | NA | NA | NA | NA
North Pole | -5486 | Operating | 121 | Gas Turbine | 1976 | Golden Valley Electric Association Inc. |  | ASCC | ALASKA | Fairbanks North Star | AK | Oil | 124 | 12861 | 11652 | 12389 | 8.1366 | 6.5341 | 8.2112
Harry Allen Solar Energy Center (Dry Lake Solar) (Mega) | -765893 | Operating | 100 | Solar | 2021 | Blackstone Inc. |  | WECC | AZNMSN | Clark | NV | Solar | 100 | NA | NA | NA | 33.1357 | NA | NA
Harry Allen Solar Energy Center (Dry Lake Solar) (Mega) | -765892 | Operating | 100 | Solar | 2021 | Invenergy LLC |  | WECC | AZNMSN | Clark | NV | Solar | 100 | NA | NA | NA | 33.1357 | NA | NA
Harry Allen Solar Energy Center (Dry Lake Solar) (Mega) | -765891 | Operating | 100 | Solar | 2021 | Caisse de dépôt et placement du Québec |  | WECC | AZNMSN | Clark | NV | Solar | 100 | NA | NA | NA | 33.1357 | NA | NA
Harry Allen Solar Energy Center (Dry Lake Solar) (Mega) | -361653 | Operating | 100 | Solar | 2021 | Invenergy Solar Development LLC |  | WECC | AZNMSN | Clark | NV | Solar | 100 | NA | NA | NA | 33.1357 | 33.7901 | 20.0192
Hoover Dam AZ | -511565 | Operating | 1039.4 | Hydraulic Turbine | 1936 | U.S. Bureau Of Reclamation |  | WECC | AZNMSN | Clark | NV | Water | 1039.7 | NA | NA | NA | 16.0255 | 16.8839 | 17.621
Hoover Dam NV | -511505 | Operating | 1039.4 | Hydraulic Turbine | 1936 | U.S. Bureau Of Reclamation |  | WECC | AZNMSN | Clark | NV | Water | 1039.4 | NA | NA | NA | 13.6814 | 17.889 | 20.9238
Hot Sulphur Springs (Tuscarora Project) | -86694 | Operating | 32 | Geothermal | 2012 | Ormat Nevada, Inc. |  | WECC | AZNMSN | Elko | NV | Geothermal | 32 | NA | NA | NA | 44.8623 | 46.692 | 47.77
IGS VGT Solar Project | -743413 | Operating | 1 | Solar | 2023 | Greenbacker Renewable Energy Corporation |  | WECC | NWPP | Clark | NV | Solar | 1 | NA | NA | NA | 0.98174 | NA | NA
IKEA Las Vegas 462 | -173634 | Operating | 1 | Solar | 2016 | IKEA Energy US LLC |  | WECC | AZNMSN | Clark | NV | Solar | 1 | NA | NA | NA | 16.016 | 16.1644 | 17.5114
Jersey Valley Geothermal | -86697 | Operating | 23.5 | Geothermal | 2010 | Ormat Technologies, Inc. |  | WECC | AZNMSN | Pershing | NV | Geothermal | 23.5 | NA | NA | NA | 32.3778 | 30.6441 | 31.3495
Lahontan | -42036 | Operating | 1.8 | Hydraulic Turbine | 1911 | Truckee-Carson Irrigation District |  | WECC | NWPP | Churchill | NV | Water | 1.8 | NA | NA | NA | 51.4269 | 25.9893 | 9.1007
North Pole Expansion | -162012 | Operating | 60 | Combined Cycle | 2007 | Golden Valley Electric Association Inc. |  | ASCC | ALASKA | Fairbanks North Star | AK | Oil | 65 | 7581 | 7645 | 7353 | 62.5782 | 62.1333 | 65.9965
North Tonawanda Power Plant (Fortistar) | -547867 | Operating | 65.7 | Combined Cycle | 1993 | Digi Power X Inc. | New York | NPCC | NY | Niagara | NY | Gas | 64.7 | 12778 | NA | NA | 8.6957 | NA | NA
Las Vegas WPCF Solar Plant | -171014 | Operating | 3.3 | Solar | 2013 | Las Vegas City of |  | WECC | AZNMSN | Clark | NV | Solar | 3.3 | NA | NA | NA | 19.9668 | 22.8553 | 21.8867
LAS1 Solar Plant | -670087 | Operating | 1 | Solar | 2023 | Greenbacker Renewable Energy Corporation |  | WECC | AZNMSN | Clark | NV | Solar | 1 | NA | NA | NA | 11.5183 | NA | NA
Lockwood Landfill Project | -168559 | Operating | 3.2 | Internal Combustion | 2012 | Waste Management, Inc. |  | WECC | AZNMSN | Storey | NV | Biomass | 3.2 | 11081 | 11343 | 10678 | 84.5141 | 69.0532 | 77.6541
Luning Solar Energy Project | -788546 | Operating | 50 | Solar | 2017 | Clearlight Energy |  | WECC | NWPP | Mineral | NV | Solar | 50 | NA | NA | NA | NA | NA | NA
McGinness Hills | -780779 | Operating | 104 | Geothermal | 2012 | Ormat Technologies, Inc. |  | WECC | AZNMSN | Lander | NV | Geothermal | 104 | NA | NA | NA | 63.2237 | NA | NA
McGinness Hills 3 Project | -349169 | Operating | 98.8 | Geothermal | 2018 | Ormat Technologies, Inc. |  | WECC | CAMX | Lander | NV | Geothermal | 98.8 | NA | NA | NA | 64.5167 | 62.6552 | 57.9676
Northeast (MI) | -5492 | Operating | 129.8 | Gas Turbine | 1966 | DTE Electric Company | MISO | RFC | R-MISO | Macomb | MI | Gas | 150 | 21483 | 16437 | 15504 | 0.13668 | 0.63478 | 0.77816
Moapa Southern Paiute Solar Project (K Road Moapa) | -797968 | Operating | 250 | Solar | 2016 | Arevon Energy, Inc. |  | WECC | CAMX | Clark | NV | Solar | 250 | NA | NA | NA | 26.9391 | 29.0472 | 27.6776
Mountain View Solar Plant | -787371 | Operating | 20 | Solar | 2014 | XPLR Infrastructure, LP |  | WECC | AZNMSN | Clark | NV | Solar | 20 | NA | NA | NA | 29.613 | 31.1798 | 30.4817
Nellis Solar Project - I | -493725 | Operating | 13.2 | Solar | 2007 | Undisclosed buyer |  | WECC | AZNMSN | Clark | NV | Solar | 13.2 | NA | NA | NA | 18.7863 | 17.2755 | 16.5854
Nellis Solar Project - II | -764612 | Operating | 15 | Solar | 2015 | Nevada Power Company |  | WECC | AZNMSN | Clark | NV | Solar | 15 | NA | NA | NA | 28.4932 | 29.7572 | 27.6689
Nellis Solar Project - II | -764611 | Operating | 15 | Solar | 2015 | Nevada Power Company |  | WECC | AZNMSN | Clark | NV | Solar | 15 | NA | NA | NA | 28.4932 | 29.7572 | 27.6689
Nevada 300 Solar Project (Techren Solar I) (El Dorado Valley Solar) | -760903 | Operating | 100 | Solar | 2019 | Techren Solar LLC |  | WECC | AZNMSN | Clark | NV | Solar | 100 | NA | NA | NA | 22.0924 | 24.6002 | 26.9612
Nevada 300 Solar Project (Techren Solar II) | -760916 | Operating | 200 | Solar | 2019 | Techren Solar LLC |  | WECC | NWPP | Clark | NV | Solar | 200 | NA | NA | NA | 30.5897 | 31.92 | 31.6817
Nevada 300 Solar Project (Techren Solar III) | -760918 | Operating | 25 | Solar | 2020 | Techren Solar LLC |  | WECC | AZNMSN | Clark | NV | Solar | 25 | NA | NA | NA | 25.3046 | 30.6447 | 30.9566
Nevada 300 Solar Project (Techren Solar IV) | -760914 | Operating | 25 | Solar | 2020 | Techren Solar LLC |  | WECC | NWPP | Clark | NV | Solar | 25 | NA | NA | NA | 26.9489 | 29.4174 | 30.6854
Northeast Station | -138758 | Operating | 538 | Gas Turbine | 1972 | Evergy Metro, Inc. | SPP | MRO | MRO-US | Jackson | MO | Oil | 394.4 | 23966 | 33034 | 18971 | 0.73914 | 0.3866 | 0.66486
Northeastern CC | -5495 | Operating | 527 | Combined Cycle | 1961 | Public Service Company of Oklahoma | SPP | MRO | MRO-US | Rogers | OK | Gas | 491 | 7935 | 8317 | 8019 | 23.2112 | 37.6905 | 51.4199
Northern Neck | -5499 | Operating | 82.8 | Gas Turbine | 1971 | Virginia Electric and Power Company | PJM | SERC | VACAR | Richmond | VA | Oil | 65.4 | 16506 | 16785 | 17518 | 0.26444 | 3.2332 | 1.0016
Northern Prairie Power Project (Grande Prairie) | -396493 | Operating | 105 | Gas Turbine | 2008 | Constellation Energy Resources, LLC | Alberta | WECC | WECCCN |  |  | Gas | 105 | NA | NA | NA | NA | NA | NA
Northport CT | -10497 | Operating | 16 | Gas Turbine | 1967 | National Grid Generation LLC | New York | NPCC | NY | Suffolk | NY | Oil | 15.8 | NA | NA | 24780 | 0.00578 | -0.02312 | 0.35403
Nevada Solar One | -781786 | Operating | 75.7 | Solar | 2007 | BESTINVER S.A. |  | WECC | AZNMSN | Clark | NV | Solar | 68.5 | NA | NA | NA | 15.5486 | 15.6254 | 16.2872
Nevada Solar One | -430727 | Operating | 75.7 | Solar | 2007 | ACCIONA Energia Internacional, S.A. |  | WECC | AZNMSN | Clark | NV | Solar | 68.5 | NA | NA | NA | 15.5486 | 15.6254 | 16.2872
Nevada Solar One | -422754 | Operating | 75.7 | Solar | 2007 | ACCIONA Energia Internacional, S.A. |  | WECC | AZNMSN | Clark | NV | Solar | 68.5 | NA | NA | NA | 15.5486 | 15.6254 | 16.2872
Nevada Solar One | -364053 | Operating | 75.7 | Solar | 2007 | BESTINVER S.A. |  | WECC | AZNMSN | Clark | NV | Solar | 68.5 | NA | NA | NA | 15.5486 | 15.6254 | 16.2872
Nevada Solar One | -364052 | Operating | 75.7 | Solar | 2007 | Atlanta Renewables SARL |  | WECC | AZNMSN | Clark | NV | Solar | 68.5 | NA | NA | NA | 15.5486 | 15.6254 | 16.2872
New Lahontan | -42041 | Operating | 4 | Hydraulic Turbine | 1989 | Truckee-Carson Irrigation District |  | WECC | NWPP | Churchill | NV | Water | 3.8 | NA | NA | NA | 49.7026 | 30.8189 | 24.1829
NGM Solar Project (TS Solar) | -780451 | Operating | 200 | Solar | 2023 | Barrick Mining Corporation |  | WECC | NWPP | Eureka | NV | Solar | 200 | NA | NA | NA | NA | NA | NA
NGM Solar Project (TS Solar) | -780450 | Operating | 200 | Solar | 2023 | Newmont Corporation |  | WECC | NWPP | Eureka | NV | Solar | 200 | NA | NA | NA | NA | NA | NA
North Valley Geothermal Project (Black Warrior) | -669576 | Operating | 37 | Geothermal | 2023 | Ormat Nevada, Inc. |  | WECC | AZNMSN | Washoe | NV | Geothermal | 37 | NA | NA | NA | 48.4919 | NA | NA
North Valley Solar Project | -773463 | Operating | 5.5 | Solar | 2024 | Ormat Nevada, Inc. |  | WECC | AZNMSN | Washoe | NV | Solar | 5.5 | NA | NA | NA | NA | NA | NA
North Valmy Station | -141316 | Operating | 567 | Steam Turbine | 1981 | Sierra Pacific Power Company |  | WECC | NWPP | Humboldt | NV | Coal | 522 | 14171 | 12711 | 11748 | 21.4703 | 30.6579 | 34.2935
North Valmy Station | -141315 | Operating | 567 | Steam Turbine | 1981 | Sierra Pacific Power Company |  | WECC | NWPP | Humboldt | NV | Coal | 522 | 14171 | 12711 | 11748 | 21.4703 | 30.6579 | 34.2935
North Valmy Station | -7430 | Operating | 567 | Steam Turbine | 1981 | Idaho Power Company |  | WECC | NWPP | Humboldt | NV | Coal | 522 | 14171 | 12711 | 11748 | 21.4703 | 30.6579 | 34.2935
NRG Solar Las Vegas MB-1 (Mandalay Bay) | -663186 | Operating | 4.9 | Solar | 2014 | Clearway Energy, Inc. |  | WECC | AZNMSN | Clark | NV | Solar | 4.9 | NA | NA | NA | 20.3173 | NA | NA
NRG Solar Las Vegas MB-1 (Mandalay Bay) | -663185 | Operating | 4.9 | Solar | 2014 | Clearway Energy, Inc. |  | WECC | AZNMSN | Clark | NV | Solar | 4.9 | NA | NA | NA | 20.3173 | NA | NA
NRG Solar Las Vegas MB-2 (Mandalay Bay) | -663188 | Operating | 1.5 | Solar | 2016 | Clearway Energy, Inc. |  | WECC | AZNMSN | Clark | NV | Solar | 1.5 | NA | NA | NA | 28.3333 | NA | NA
NRG Solar Las Vegas MB-2 (Mandalay Bay) | -663187 | Operating | 1.5 | Solar | 2016 | Clearway Energy, Inc. |  | WECC | AZNMSN | Clark | NV | Solar | 1.5 | NA | NA | NA | 28.3333 | NA | NA
Patua Geothermal Plant | -349454 | Operating | 48 | Geothermal | 2013 | Cyrq Energy, Inc. |  | WECC | CAMX | Churchill | NV | Geothermal | 30 | NA | NA | NA | 42.2896 | 37.6899 | 41.5502
Patua Solar Project | -349460 | Operating | 10.6 | Solar | 2017 | Cyrq Energy, Inc. |  | WECC | CAMX | Churchill | NV | Solar | 10.6 | NA | NA | NA | 27.9443 | 29.3368 | 28.948
Playa Solar 2 (Switch Station 1) | -807136 | Operating | 100 | Solar | 2017 | EDF power solutions North America |  | WECC | AZNMSN | Clark | NV | Solar | 100 | NA | NA | NA | NA | NA | NA
Playa Solar 2 (Switch Station 1) | -152003 | Operating | 100 | Solar | 2017 | PGGM Infrastructure Fund |  | WECC | AZNMSN | Clark | NV | Solar | 100 | NA | NA | NA | 28.9009 | 32.3153 | 32.5071
Reid Gardner Battery Storage Project | -747977 | Operating | 220 | Battery | 2023 | Nevada Power Company |  | WECC | AZNMSN | Clark | NV | Energy Storage | 220 | NA | NA | NA | NA | NA | NA
Reid Gardner Battery Storage Project | -747976 | Operating | 220 | Battery | 2023 | Nevada Power Company |  | WECC | AZNMSN | Clark | NV | Energy Storage | 220 | NA | NA | NA | NA | NA | NA
Reno-Stead Water Treatment Plant (Solar) | -89602 | Operating | 1 | Solar | 2012 | EverStream Energy Capital Advisers, LLC |  | WECC | NWPP | Washoe | NV | Solar | 1 | NA | NA | NA | NA | NA | NA
Richard Burdette Geothermal Project (Galena 1) | -236077 | Operating | 30 | Geothermal | 2005 | Ormat Nevada, Inc. |  | WECC | NWPP | Washoe | NV | Geothermal | 30 | NA | NA | NA | 41.9068 | 43.9075 | 44.261
River Mountains Solar | -493800 | Operating | 14.4 | Solar | 2016 | Undisclosed buyer |  | WECC | AZNMSN | Clark | NV | Solar | 14.4 | NA | NA | NA | 22.9079 | 18.4543 | 22.8802
Northside Generating CT | -5504 | Operating | 248.4 | Gas Turbine | 1974 | JEA |  | SERC | FP | Duval | FL | Oil | 246.4 | 17498 | 18159 | 17991 | 0.094002 | 0.15743 | 0.13375
San Emidio South Project Phase I-II | -136460 | Operating & Planned | 11.8 | Geothermal | 2012 | U.S. Geothermal Inc. |  | WECC | NWPP | Washoe | NV | Geothermal | 11.8 | NA | NA | NA | 80.256 | 82.8806 | 86.0053
Searchlight Solar I | -797955 | Operating | 17.5 | Solar | 2014 | D. E. Shaw Renewable Investments, L.L.C. |  | WECC | AZNMSN | Clark | NV | Solar | 17.5 | NA | NA | NA | NA | NA | NA
Searchlight Solar I | -797954 | Operating | 17.5 | Solar | 2014 | Macquarie Asset Management Pty Limited |  | WECC | AZNMSN | Clark | NV | Solar | 17.5 | NA | NA | NA | NA | NA | NA
Searchlight Solar I | -168077 | Operating | 17.5 | Solar | 2014 | Bright Plain Renewable Energy, LLC |  | WECC | AZNMSN | Clark | NV | Solar | 17.5 | NA | NA | NA | 27.8174 | 31.4795 | 30.998
Silver State North | -781895 | Operating | 52 | Solar | 2012 | Cordelio Power LP |  | WECC | AZNMSN | Clark | NV | Solar | 50 | NA | NA | NA | 25.7217 | 26.7564 | 26.308
Silver State North | -140734 | Operating | 52 | Solar | 2012 | Enbridge (U.S.) Inc. |  | WECC | AZNMSN | Clark | NV | Solar | 50 | NA | NA | NA | 25.7217 | 26.7564 | 26.308
Silver State South Solar Project | -787361 | Operating | 260.1 | Solar | 2015 | XPLR Infrastructure, LP | CAISO | WECC | CAMX | Clark | NV | Solar | 260.1 | NA | NA | NA | 28.2472 | 27.9558 | 29.4912
Silver State South Solar Project | -176973 | Operating | 260.1 | Solar | 2015 | NextEra Energy Resources, LLC | CAISO | WECC | CAMX | Clark | NV | Solar | 260.1 | NA | NA | NA | 28.2472 | 27.9558 | 29.4912
Silver State South Storage Project | -798596 | Operating | NA | Battery | 2025 | ESI Energy, LLC | CAISO | WECC | CAMX | Clark | NV | Energy Storage | 200 | NA | NA | NA | NA | NA | NA
Norton Powerhouse 2 | -612546 | Operating | 3.3 | Gas Turbine | 2022 | Norton Powerhouse 2 | New England | NPCC | NE | Worcester | MA | Gas | 4.6 | 14058 | 15080 | NA | 71.8334 | 17.5377 | NA
NRG Energy Center Princeton GT | -663119 | Operating | 4.6 | Gas Turbine | 2012 | Clearway Energy, Inc. | PJM | RFC | R-PJM | Middlesex | NJ | Gas | 4.4 | 9684 | NA | NA | 61.7035 | NA | NA
NRG Energy Center Princeton GT | -663118 | Operating | 4.6 | Gas Turbine | 2012 | Clearway Energy, Inc. | PJM | RFC | R-PJM | Middlesex | NJ | Gas | 4.4 | 9684 | NA | NA | 61.7035 | NA | NA
Soda Lake Geothermal 3 | -349477 | Operating | 26 | Geothermal | 2019 | Cyrq Energy, Inc. |  | WECC | NWPP | Churchill | NV | Geothermal | 20 | NA | NA | NA | 59.7078 | 69.2591 | 71.0753
Spectrum Nevada Solar Plant | -357385 | Operating | 30.2 | Solar | 2013 | Scarlet Renewables LLC |  | WECC | AZNMSN | Clark | NV | Solar | 30 | NA | NA | NA | 31.5906 | 31.9566 | 31.1183
Spectrum Nevada Solar Plant | -138453 | Operating | 30.2 | Solar | 2013 | Southern Renewable Energy, Inc. |  | WECC | AZNMSN | Clark | NV | Solar | 30 | NA | NA | NA | 31.5906 | 31.9566 | 31.1183
Spring Valley Wind Project | -222888 | Operating | 150 | Wind Turbine | 2012 | Pattern Energy Group LLC |  | WECC | AZNMSN | White Pine | NV | Wind | 150 | NA | NA | NA | 22.1649 | 24.0145 | 25.8709
Star Peak Geothermal Plant (Rye Patch) | -478902 | Operating | 21.9 | Geothermal | 2022 | Open Mountain Energy, LLC |  | WECC | CAMX | Pershing | NV | Geothermal | 21.9 | NA | NA | NA | 27.0157 | 13.2967 | NA
Steamboat Hills | -236505 | Operating | 31.6 | Geothermal | 1988 | Ormat Nevada, Inc. | CAISO | WECC | CAMX | Washoe | NV | Geothermal | 31.6 | NA | NA | NA | 85.1136 | 83.5642 | 76.0693
Steamboat Hills Solar Project | -772783 | Operating | 5.6 | Solar | 2022 | Ormat Nevada, Inc. |  | WECC | CAMX | Washoe | NV | Solar | 5.6 | NA | NA | NA | NA | NA | NA
Steamboat II | -236075 | Operating | 18.2 | Geothermal | 1992 | Ormat Nevada, Inc. | CAISO | WECC | CAMX | Washoe | NV | Geothermal | 16.2 | NA | NA | NA | 29.6642 | 31.0693 | 35.565
Steamboat III | -236076 | Operating | 18.2 | Geothermal | 1992 | Ormat Nevada, Inc. | CAISO | WECC | AZNMSN | Washoe | NV | Geothermal | 16.2 | NA | NA | NA | 32.1347 | 31.0777 | 38.1582
Steamboat III Solar Project | -780830 | Operating | 5.5 | Solar | 2023 | Ormat Nevada, Inc. | CAISO | WECC | AZNMSN | Washoe | NV | Solar | 5.5 | NA | NA | NA | NA | NA | NA
Steamboat Solar Plant | -780792 | Operating | 10.5 | Solar | 2022 | Ormat Technologies, Inc. | CAISO | WECC | CAMX | Washoe | NV | Solar | 10.5 | NA | NA | NA | NA | NA | NA
Stillwater CSP | -746357 | Operating | 2 | Solar | 2014 | Enel Stillwater, LLC |  | WECC | AZNMSN | Churchill | NV | Solar | 2 | NA | NA | NA | NA | NA | NA
Stillwater Facility | -743675 | Operating | 47.2 | Geothermal | 1989 | Ormat Technologies, Inc. |  | WECC | AZNMSN | Churchill | NV | Geothermal | 57.2 | NA | NA | NA | NA | NA | NA
Stillwater Solar Plant | -751021 | Operating | 22 | Solar | 2011 | Ormat Technologies, Inc. |  | WECC | AZNMSN | Churchill | NV | Solar | 21.8 | NA | NA | NA | NA | NA | NA
Stillwater Solar PV II Project | -743693 | Operating | 20 | Solar | 2018 | Ormat Technologies, Inc. |  | WECC | NWPP | Churchill | NV | Solar | 20 | NA | NA | NA | NA | NA | NA
Nueces Bay Repower | -758891 | Operating | 730.2 | Combined Cycle | 2010 | CPS Energy, Inc. | ERCOT | TRE | TRE | Nueces | TX | Gas | 655 | NA | NA | NA | NA | NA | NA
NYU Langone Medical Combined Heat and Power Plant | -173968 | Operating | 7.5 | Gas Turbine | 2016 | NYU Langone Health System | New York | NPCC | NY | New York | NY | Gas | 7.5 | 20895 | 16885 | 16885 | 65.07 | 77.9543 | 87.2603
Sunshine Valley Project | -758400 | Operating | 103.5 | Solar | 2019 | Repsol, S.A. | CAISO | WECC | CAMX | Nye | NV | Solar | 103.5 | NA | NA | NA | 23.8783 | NA | NA
Sunshine Valley Project | -213583 | Operating | 103.5 | Solar | 2019 | EDP Renewables North America LLC | CAISO | WECC | CAMX | Nye | NV | Solar | 103.5 | NA | NA | NA | 23.8783 | 25.7695 | 23.7468
Sunshine Valley Project | -213582 | Operating | 103.5 | Solar | 2019 | EDP Renewables North America LLC | CAISO | WECC | CAMX | Nye | NV | Solar | 103.5 | NA | NA | NA | 23.8783 | 25.7695 | 23.7468
Super Solar I (Fairview Complex) | -177263 | Operating | 1.4 | Solar | 2010 | Idemitsu Renewables America, Inc. |  | WECC | NWPP | Carson City | NV | Solar | 1.4 | NA | NA | NA | NA | NA | NA
Super Solar I (Fairview Complex) | -168312 | Operating | 1.4 | Solar | 2010 | Sierra Nevada Corporation |  | WECC | NWPP | Carson City | NV | Solar | 1.4 | NA | NA | NA | NA | NA | NA
Super Solar I (Floyd Edsall Center) | -177265 | Operating | 1 | Solar | 2010 | Idemitsu Renewables America, Inc. |  | WECC | AZNMSN | Clark | NV | Solar | 1 | NA | NA | NA | NA | NA | NA
Super Solar I (Floyd Edsall Center) | -168316 | Operating | 1 | Solar | 2010 | Sierra Nevada Corporation |  | WECC | AZNMSN | Clark | NV | Solar | 1 | NA | NA | NA | NA | NA | NA
Super Solar I (Readiness Center) | -177264 | Operating | 1 | Solar | 2010 | Idemitsu Renewables America, Inc. |  | WECC | AZNMSN | Clark | NV | Solar | 1 | NA | NA | NA | NA | NA | NA
Super Solar I (Readiness Center) | -168314 | Operating | 1 | Solar | 2010 | Sierra Nevada Corporation |  | WECC | AZNMSN | Clark | NV | Solar | 1 | NA | NA | NA | NA | NA | NA
Techren Solar V | -760908 | Operating | 50 | Solar | 2020 | Techren Solar LLC |  | WECC | AZNMSN | Clark | NV | Solar | 50 | NA | NA | NA | 27.6767 | 30.6961 | 31.2126
Tesla Reno GigaFactory Solar Farm | -488800 | Operating & Planned | 6.9 | Solar | 2019 | Tesla, Inc. |  | WECC | NWPP | Storey | NV | Solar | 6.7 | NA | NA | NA | 18.9327 | 16.0925 | NA
TJX Las Vegas Solar Project | -778230 | Operating | 1 | Solar | 2019 | SoCore AssetCo LLC |  | WECC | NWPP | Clark | NV | Solar | 1 | NA | NA | NA | NA | NA | NA
Townsite Battery Storage Project | -591382 | Operating | 90 | Battery | 2021 | Skylar Townsite, LLC |  | WECC | AZNMSN | Clark | NV | Energy Storage | 90 | NA | NM | NA | 13.3385 | 13.5217 | 0
Townsite Solar Project | -391000 | Operating | 180 | Solar | 2021 | Skylar Townsite, LLC |  | WECC | AZNMSN | Clark | NV | Solar | 160 | NA | NA | NA | 31.8241 | 34.2977 | 1.3408
O.H. Hutchings CT | -135364 | Operating | 32.6 | Gas Turbine | 1968 | Kimura Power, LLC | PJM | RFC | R-PJM | Montgomery | OH | Gas | 29.9 | 27874 | NM | 24217 | 0.079031 | 0.11377 | 0.3669
Oak Point Cogen | -13971 | Operating | 23.5 | Gas Turbine | 1999 | Chevron U.S.A. Inc. | MISO | SERC | DELTA | Plaquemines | LA | Gas | 23.5 | 22409 | 20535 | 24290 | 45.0651 | 47.3526 | 45.94
Oakland | -747043 | Operating | 149 | Gas Turbine | 1978 | Dynegy Power, LLC | CAISO | WECC | CAMX | Alameda | CA | Oil | 110 | 13041 | 13689 | 15449 | 0.62588 | 3.4208 | 0.56102
Ocean Peaking Power | -107859 | Operating | 383 | Gas Turbine | 2003 | Nautilus Power, LLC | PJM | RFC | R-PJM | Ocean | NJ | Gas | 375.4 | 10712 | 10728 | 10482 | 7.0741 | 5.7877 | 6.322
Tracy ST | -141296 | Operating | 119.8 | Steam Turbine | 1963 | Sierra Pacific Power Company |  | WECC | NWPP | Storey | NV | Gas | 108 | 12938 | 13791 | 12583 | 4.0552 | 5.336 | 9.6692
Tracy ST | -141295 | Operating | 119.8 | Steam Turbine | 1963 | Sierra Pacific Power Company |  | WECC | NWPP | Storey | NV | Gas | 108 | 12938 | 13791 | 12583 | 4.0552 | 5.336 | 9.6692
TS Power Plant | -223893 | Operating | 242 | Steam Turbine | 2008 | Barrick Mining Corporation |  | WECC | NWPP | Eureka | NV | Coal | 219.2 | 10230 | 9872 | 10011 | 56.544 | 69.9133 | 62.0949
TS Power Plant | -223892 | Operating | 242 | Steam Turbine | 2008 | Newmont Corporation |  | WECC | NWPP | Eureka | NV | Coal | 219.2 | 10230 | 9872 | 10011 | 56.544 | 69.9133 | 62.0949
TS Solar Project | -777035 | Operating | 200 | Solar | 2023 | Nevada Gold Energy LLC |  | WECC | NWPP | Eureka | NV | Solar | 200 | NA | NA | NA | NA | NA | NA
TS Solar Project | -777034 | Operating | 200 | Solar | 2023 | Barrick Mining Corporation |  | WECC | NWPP | Eureka | NV | Solar | 200 | NA | NA | NA | NA | NA | NA
TS Solar Project | -777033 | Operating | 200 | Solar | 2023 | Newmont Corporation |  | WECC | NWPP | Eureka | NV | Solar | 200 | NA | NA | NA | NA | NA | NA
Tungsten Geothermal Phase 2 | -463434 | Operating | 25.5 | Geothermal | 2022 | Ormat Technologies, Inc. |  | WECC | CAMX | Churchill | NV | Geothermal | 25.5 | NA | NA | NA | NA | NA | NA
Tungsten Mountain Geothermal II | -407364 | Operating | 26 | Geothermal | 2017 | Undisclosed buyer |  | WECC | CAMX | Churchill | NV | Geothermal | 26 | NA | NA | NA | NA | NA | NA
Tungsten Mountain Geothermal Development Project | -172807 | Operating | 37 | Geothermal | 2017 | Ormat Technologies, Inc. |  | WECC | CAMX | Churchill | NV | Geothermal | 37 | NA | NA | NA | 104.9867 | 89.9309 | 73.8409
Tungsten Mountain Solar Project | -767037 | Operating | 12.3 | Solar | 2019 | Ormat Technologies, Inc. |  | WECC | CAMX | Churchill | NV | Solar | 12.3 | NA | NA | NA | 25.4984 | NA | NA
Turquoise Solar Energy Project (Turquoise Liberty ProjectCo) (Liberty 1 Solar) | -788552 | Operating | 10 | Solar | 2019 | Clearlight Energy |  | WECC | NWPP | Washoe | NV | Solar | 10 | NA | NA | NA | NA | NA | NA
Turquoise Solar Energy Project (Turquoise Liberty ProjectCo) (Liberty 1 Solar) | -787845 | Operating | 10 | Solar | 2019 | Liberty Utilities (CalPeco Electric) LLC |  | WECC | NWPP | Washoe | NV | Solar | 10 | NA | NA | NA | NA | NA | NA
Turquoise Solar Energy Project (Turquoise Nevada) (Sierra) | -316830 | Operating | 60 | Solar | 2020 | Greenbacker Renewable Energy Company LLC |  | WECC | NWPP | Washoe | NV | Solar | 60 | NA | NA | NA | 20.2782 | 21.3604 | 19.7572
Valley Electric Association Community Solar (Pahrump Community Solar) | -124885 | Operating | 15 | Solar | 2016 | ORIX Corporation USA | CAISO | WECC | CAMX | Nye | NV | Solar | 15 | NA | NA | NA | NA | 24.9049 | 24.9551
Valley Electric Association Community Solar Project | -763260 | Operating | 15 | Solar | 2017 | Greenbacker Renewable Energy Company LLC | CAISO | WECC | CAMX | Nye | NV | Solar | 15 | NA | NA | NA | 14.2078 | NA | NA
Verdi | -39562 | Operating | 2.4 | Hydraulic Turbine | 1911 | Truckee Meadows Water Authority |  | WECC | NWPP | Washoe | NV | Water | 2.4 | NA | NA | NA | 84.8697 | 71.8465 | 57.6912
Ocean State Power | -122190 | Operating | 254.2 | Combined Cycle | 1990 | Helix Generation, LLC | New England | NPCC | NE | Providence | RI | Gas | 238.9 | 8742 | 8858 | 8338 | 63.1857 | 36.5559 | 50.0035
Ocean State Power II | -122192 | Operating | 254.2 | Combined Cycle | 1991 | Helix Generation, LLC | New England | NPCC | NE | Providence | RI | Gas | 238.9 | 8961 | 8621 | 8439 | 51.7066 | 33.8331 | 42.0489
Washoe | -39563 | Operating | 2.6 | Hydraulic Turbine | 1904 | Truckee Meadows Water Authority |  | WECC | NWPP | Washoe | NV | Water | 1.8 | NA | NA | NA | 70.605 | 62.3351 | 20.6367
Western 102 Generating Station | -165903 | Operating | 117.6 | Internal Combustion | 2005 | Barrick Goldstrike Mines Inc. |  | WECC | NWPP | Storey | NV | Gas | 120.3 | 8705 | 8656 | 8759 | 46.4294 | 34.1564 | 32.5264
Western102 Solar | -167925 | Operating | 1 | Solar | 2007 | Barrick Goldstrike Mines Inc. |  | WECC | NWPP | Storey | NV | Solar | 1 | NA | NA | NA | 15.6735 | 16.5753 | 25.2169
Whitegrass No. 1 Geothermal Plant | -220883 | Operating | 6.4 | Geothermal | 2018 | Open Mountain Energy, LLC | CAISO | WECC | AZNMSN | Lyon | NV | Geothermal | 6.4 | NA | NA | NA | 31.5889 | 49.3721 | 49.6627
Wynn Solar Facility | -242141 | Operating | 20 | Solar | 2018 | Enel Green Power North America, Inc. |  | WECC | NWPP | Churchill | NV | Solar | 20 | NA | NA | NA | NA | NA | NA
Yellow Pine Battery Storage Project | -745954 | Operating | 65 | Battery | 2023 | NextEra Energy Resources, LLC |  | WECC | AZNMSN | Clark | NV | Energy Storage | 48.8 | NA | NA | NA | 9.9338 | NA | NA
Yellow Pine II Battery Storage | -766307 | Operating | 85 | Battery | 2024 | XPLR Infrastructure, LP | CAISO | WECC | CAMX | Clark | NV | Energy Storage | 85 | NA | NA | NA | NA | NA | NA
Yellow Pine II Battery Storage | -766306 | Operating | 85 | Battery | 2024 | NextEra Energy Resources, LLC | CAISO | WECC | CAMX | Clark | NV | Energy Storage | 85 | NA | NA | NA | NA | NA | NA
Yellow Pine Solar | -787413 | Operating | 125 | Solar | 2023 | XPLR Infrastructure, LP |  | WECC | AZNMSN | Clark | NV | Solar | 93.8 | NA | NA | NA | 22.4965 | NA | NA
Yellow Pine Solar | -745860 | Operating | 125 | Solar | 2023 | NextEra Energy Resources, LLC |  | WECC | AZNMSN | Clark | NV | Solar | 93.8 | NA | NA | NA | 22.4965 | NA | NA
Yellow Pine Solar II Project | -773533 | Operating | 125 | Solar | 2024 | XPLR Infrastructure, LP | CAISO | WECC | CAMX | Clark | NV | Solar | 125 | NA | NA | NA | NA | NA | NA
Yellow Pine Solar II Project | -773532 | Operating | 125 | Solar | 2024 | NextEra Energy Resources, LLC | CAISO | WECC | CAMX | Clark | NV | Solar | 125 | NA | NA | NA | NA | NA | NA
(3K) 59 Hetcheltown Road Solar Project | -747320 | Operating | 1.4 | Solar | 2020 | Distributed Solar Development, LLC | New York | NPCC | NY | Schenectady | NY | Solar | 1.4 | NA | NA | NA | 14.1226 | 13.2991 | NA
100 Brook Hill Drive Solar Plant | -249333 | Operating | 2 | Solar | 2015 | Diamond Properties L.L.C. | New York, PJM | RFC | R-PJM | Rockland | NY | Solar | 1.9 | NA | NA | NA | 12.8034 | 16.7732 | 15.8295
14A Solar Farm | -673605 | Operating | 5 | Solar | 2021 | Delaware River Solar, LLC | New York | NPCC | NY | Yates | NY | Solar | 5 | NA | NA | NA | 18.5091 | 15.2694 | NA
1639 RT 29 Solar 2 Project | -508508 | Operating | 2.5 | Solar | 2020 | Nexamp Capital, LLC | New England | NPCC | NE | Fulton | NY | Solar | 2.5 | NA | NA | NA | 20.7717 | 19.8311 | NA
1639 RT 29 System B Solar Project | -508513 | Operating | 4 | Solar | 2020 | Nexamp, Inc. | New England | NPCC | NE | Fulton | NY | Solar | 4 | NA | NA | NA | 20.5508 | 21.6324 | NA
19th Hole Solar Project | -366305 | Operating | 7.7 | Solar | 2018 | NextEra Energy Resources, LLC | New York | NPCC | NY | Fulton | NY | Solar | 7.7 | NA | NA | NA | 15.6571 | 15.8794 | 15.1411
3104 West Main Street Solar (3104 Batavia Solar) | -673552 | Operating | 3 | Solar | 2021 | Nexamp Capital, LLC | New England | NPCC | NE | Genesee | NY | Solar | 3 | NA | NA | NA | 19.3988 | 19.8858 | NA
3232 Batavia Solar Project | -673864 | Operating | 4 | Solar | 2021 | Nexamp, Inc. | New England | NPCC | NE | Genesee | NY | Solar | 4 | NA | NA | NA | 19.5548 | 19.8944 | NA
3232 Batavia Solar Project | -673863 | Operating | 4 | Solar | 2021 | Nexamp, Inc. | New England | NPCC | NE | Genesee | NY | Solar | 4 | NA | NA | NA | 19.5548 | 19.8944 | NA
Ocotillo CT | -213993 | Operating | 626.2 | Gas Turbine | 1972 | Arizona Public Service Company |  | WECC | AZNMSN | Maricopa | AZ | Gas | 639 | 9763 | 9679 | 9904 | 11.4489 | 13.5054 | 11.6847
Odessa-Ector Power Project | -124032 | Operating | 1152.8 | Combined Cycle | 2001 | Vistra Corp. | ERCOT | TRE | TRE | Ector | TX | Gas | 1202.6 | 6932 | 6994 | 7058 | 66.2458 | 55.4385 | 40.5632
871 Whitehaven Road Solar Project | -758845 | Operating | 5 | Solar | 2024 | Grand Island Sunrise LLC | New York | NPCC | NY | Erie | NY | Solar | 5 | NA | NA | NA | NA | NA | NA
98th Street Battery Storage Station | -365001 | Operating | 2 | Battery | 2021 | Consolidated Edison Company of New York, Inc. | New York | NPCC | NY | Queens | NY | Energy Storage | 1.8 | NA | NM | NA | 0.83714 | 0.15221 | 0.57712
Adirondack Solar Project | -405457 | Operating | 1.1 | Solar | 2018 | Cypress Creek Renewables, LLC | New York | NPCC | NY | Clinton | NY | Solar | 1.1 | NA | NA | NA | 16.3138 | 18.0677 | 17.0714
Aegis CSG Solar Project | -249475 | Operating | 2 | Solar | 2018 | Forefront Power, LLC | New York | NPCC | NY | Ontario | NY | Solar | 2 | NA | NA | NA | 18.7957 | 19.8174 | 19.1153
AES Tonawanda Solar Plant | -225516 | Operating | 2 | Solar | 2020 | AES Distributed Energy, Inc. | New York | NPCC | NY | Erie | NY | Solar | 2 | NA | NA | NA | 16.6667 | 18.0023 | 18.0023
AETS Independence East Solar Plant | -786811 | Operating | 5 | Solar | 2024 | Aggreko Energy Transition Solutions Inc. | New York | NPCC | NY | Allegany | NY | Solar | 5 | NA | NA | NA | NA | NA | NA
AETS Independence Road Solar Project | -793562 | Operating | NA | Solar | 2024 | Aggreko Energy Transition Solutions Inc. | New York | NPCC | NY | Allegany | NY | Solar | 5 | NA | NA | NA | NA | NA | NA
AETS State Route 5 Solar Project | -777768 | Operating | 4.4 | Solar | 2023 | Aggreko Energy Transition Solutions Inc. | New York | NPCC | NY | Oneida | NY | Solar | 4.4 | NA | NA | NA | NA | NA | NA
Airport Road Solar Project | -503743 | Operating | 3.4 | Solar | 2022 | New Jersey Resources Corporation | New York | NPCC | NY | Orange | NY | Solar | 3.4 | NA | NA | NA | 20.2122 | 3.062 | NA
Albany Landfill | -164263 | Operating | 5.9 | Internal Combustion | 1998 | Minnesota Methane LLC | New York | NPCC | NY | Albany | NY | Biomass | 5.9 | 11707 | 10405 | NA | 18.8492 | 3.7478 | 0
Okeechobee Clean Energy Center Unit 1 | -176149 | Operating | 1723.1 | Combined Cycle | 2019 | Florida Power & Light Company |  | SERC | FP | Okeechobee | FL | Gas | 1723.1 | 6322 | 6408 | 6365 | 75.3283 | 65.6179 | 60.7898
Albert Einstein College of Medicine | -742427 | Operating | 8.4 | Internal Combustion | 2001 | Albert Einstein College of Medicine | New York | NPCC | NY | Bronx | NY | Oil | 8.4 | 9875 | 21364 | NA | 0.043488 | 0.029898 | NA
Alden Solar Project | -173893 | Operating | 2.46 | Solar | 2018 | Greenskies Clean Energy, LLC | New York | NPCC | NY | Erie | NY | Solar | 2.46 | NA | NA | NA | NA | NA | NA
Aldrich Solar Project (Source Power Co.) | -763092 | Operating | 5 | Solar | 2022 | Morristown Solar II, LLC | New York | NPCC | NY | Saint Lawrence | NY | Solar | 5 | NA | NA | NA | 19.8562 | NA | NA
Alexander Road Solar Project | -773539 | Operating | 1.6 | Solar | 2024 | Renewable Properties, LLC | New York | NPCC | NY | Genesee | NY | Solar | 1.6 | NA | NA | NA | NA | NA | NA
Alice Falls Hydroelectric Project | -192955 | Operating | 2.1 | Hydraulic Turbine | 1991 | Eagle Creek Renewable Energy, LLC | New York | NPCC | NY | Clinton | NY | Water | 2.2 | NA | NA | NA | 26.0585 | 33.1517 | 21.9593
Oleander Power Project | -149583 | Operating | 994.4 | Gas Turbine | 2002 | NextEra Energy, Inc. |  | SERC | FP | Brevard | FL | Gas | 900 | 10785 | 10820 | 10803 | 4.8653 | 5.1815 | 2.7638
Allegany County Solar - Twin Tier | -171833 | Operating | 2.6 | Solar | 2015 | Twin Tier Solar and Wind, LLC | New York | NPCC | NY | Allegany | NY | Solar | 2 | NA | NA | NA | 15.8961 | 17.0148 | 0
Allens Falls (West Branch St. Regis River Hydroelectric Project) | -695435 | Operating | 4 | Hydraulic Turbine | 1927 | Brookfield Renewable Partners L.P. | New York | NPCC | NY | Saint Lawrence | NY | Water | 5 | NA | NA | NA | 73.1027 | 57.8607 | 49.2603
Allis Medina Solar | -250260 | Operating | 5 | Solar | 2020 | The AES Corporation | New York | NPCC | NY | Orleans | NY | Solar | 5 | NA | NA | NA | 17.8584 | 18.7671 | 18.7192
Altamont Solar Project | -774017 | Operating | 2.8 | Solar | 2024 | Nautilus Solar Energy, LLC | New York | NPCC | NY | Albany | NY | Solar | 2.8 | NA | NA | NA | NA | NA | NA
Altamont Solar Project | -774016 | Operating | 2.8 | Solar | 2024 | Nautilus Solar Energy, LLC | New York | NPCC | NY | Albany | NY | Solar | 2.8 | NA | NA | NA | NA | NA | NA
Altamont Solar Project | -774015 | Operating | 2.8 | Solar | 2024 | Pansolo Holding Inc. | New York | NPCC | NY | Albany | NY | Solar | 2.8 | NA | NA | NA | NA | NA | NA
Altice - Hicksville Fuel Cell Project | -393932 | Operating | 2 | Fuel Cell | 2021 | Bloom Energy Corporation | New York | NPCC | NY | Nassau | NY | Gas | 2 | 6706 | 6628 | 6402 | 96.5753 | 99.6689 | 27.871
Altona Wind Park | -663004 | Operating | 97.5 | Wind Turbine | 2009 | Alberta Investment Management Corporation | New York | NPCC | NY | Clinton | NY | Wind | 97.5 | NA | NA | NA | 14.0719 | 16.1838 | 19.0251
Altona Wind Park | -663003 | Operating | 97.5 | Wind Turbine | 2009 | The AES Corporation | New York | NPCC | NY | Clinton | NY | Wind | 97.5 | NA | NA | NA | 14.0719 | 16.1838 | 19.0251
Amazon JFK8 (Solar Star Prime 2) | -348292 | Operating | 4.9 | Solar | 2021 | SunPower Corporation, Systems | New York | NPCC | NY | Richmond | NY | Solar | 4.9 | NA | NA | NA | 1.0717 | 0 | 6.5068
Amazon JFK8 (Solar Star Prime 2) | -348291 | Operating | 4.9 | Solar | 2021 | SunPower Corporation, Systems | New York | NPCC | NY | Richmond | NY | Solar | 4.9 | NA | NA | NA | 1.0717 | 0 | 6.5068
Amherst Community Solar Project | -647650 | Operating | 5 | Solar | 2023 | Catalyze, Inc. | New York | NPCC | NY | Erie | NY | Solar | 5 | NA | NA | NA | 13.8082 | NA | NA
Amsterdam North Solar Project | -763176 | Operating | 2 | Solar | 2018 | Onyx Renewable Partners L.P. | New York | NPCC | NY | Montgomery | NY | Solar | 2 | NA | NA | NA | 16.8037 | 19.1324 | 17.9509
Amsterdam North Solar Project | -323435 | Operating | 2 | Solar | 2018 | Onyx Renewable Partners L.P. | New York | NPCC | NY | Montgomery | NY | Solar | 2 | NA | NA | NA | 16.8037 | 19.1324 | 17.9509
Amsterdam South Solar Project | -763167 | Operating | 2 | Solar | 2018 | Onyx Renewable Partners L.P. | New York | NPCC | NY | Montgomery | NY | Solar | 2 | NA | NA | NA | 17.6199 | 17.3516 | 19.0354
Amsterdam South Solar Project | -323429 | Operating | 2 | Solar | 2018 | Onyx Renewable Partners L.P. | New York | NPCC | NY | Montgomery | NY | Solar | 2 | NA | NA | NA | 17.6199 | 17.3516 | 19.0354
Angelica Solar Site 1 | -516742 | Operating | 5 | Solar | 2022 | NextEra Energy Resources, LLC | New York | NPCC | NY | Allegany | NY | Solar | 5 | NA | NA | NA | 18.0068 | 6.5388 | NA
Angelica Solar Site 2 | -516740 | Operating | 5 | Solar | 2022 | NextEra Energy Resources, LLC | New York | NPCC | NY | Allegany | NY | Solar | 5 | NA | NA | NA | 18.0068 | 6.5388 | NA
Angelica Solar Site 3 | -516744 | Operating | 5 | Solar | 2022 | NextEra Energy Resources, LLC | New York | NPCC | NY | Allegany | NY | Solar | 5 | NA | NA | NA | 18.0068 | 6.5388 | NA
Angelica Solar Site 4 | -611187 | Operating | 5 | Solar | 2022 | NextEra Energy Resources, LLC | New York | NPCC | NY | Allegany | NY | Solar | 5 | NA | NA | NA | 18.0068 | 6.5388 | NA
Apple Staten Island - Industrial Loop Plant | -676258 | Operating | 5 | Fuel Cell | 2022 | Bloom Energy Corporation | New York | NPCC | NY | Richmond | NY | Gas | 5 | 6659 | 9082 | NA | 91.4977 | 34.6872 | NA
Apple Staten Island-Winant Place Project | -674092 | Operating | 5 | Fuel Cell | 2022 | Bloom Energy Corporation | New York | NPCC | NY | Richmond | NY | Gas | 5 | 6587 | 6382 | NA | 90.2466 | 34.6849 | NA
Arkwright Summit Wind Farm | -171832 | Operating | 78.4 | Wind Turbine | 2018 | EDP Renewables North America LLC | New York | NPCC | NY | Chautauqua | NY | Wind | 78.4 | NA | NA | NA | 32.6357 | 37.9405 | 34.0018
Arkwright Summit Wind Farm | -171831 | Operating | 78.4 | Wind Turbine | 2018 | EDP Renewables North America LLC | New York | NPCC | NY | Chautauqua | NY | Wind | 78.4 | NA | NA | NA | 32.6357 | 37.9405 | 34.0018
Arlington ESS | -647625 | Operating | 3.85 | Battery | 2023 | Summit Ridge Energy, LLC | New York | NPCC | NY | Kings | NY | Energy Storage | 3.85 | NA | NA | NA | NA | NA | NA
Arthur Kill | -522348 | Operating | 877.5 | Steam Turbine | 1959 | Generation Bridge, LLC | New York | NPCC | NY | Richmond | NY | Gas | 892.2 | 11247 | 11411 | 11190 | 13.3721 | 12.3726 | 11.5099
Olinda Alpha Landfill | -423844 | Operating | 35.7 | Combined Cycle | 2012 | Energy Developments Pty Limited | CAISO | WECC | CAMX | Orange | CA | Biomass | 37.2 | 9378 | 9394 | 9480 | 75.8006 | 78.0079 | 75.8737
ASA Canandaigua NY Solar Project | -797394 | Operating | NA | Solar | 2025 | Palisade Americas Investment, LLC | New York | NPCC | NY | Ontario | NY | Solar | 4 | NA | NA | NA | NA | NA | NA
ASA Canandaigua NY Solar Project | -797393 | Operating | NA | Solar | 2025 | Palisade Impact AS Holding Pty Ltd | New York | NPCC | NY | Ontario | NY | Solar | 4 | NA | NA | NA | NA | NA | NA
ASA Canandaigua NY Solar Project | -797392 | Operating | NA | Solar | 2025 | EagleCrest Solar HoldCo LP | New York | NPCC | NY | Ontario | NY | Solar | 4 | NA | NA | NA | NA | NA | NA
ASA Clayton NY Solar I | -772608 | Operating | 1.25 | Solar | 2024 | PureSky Energy Inc. | New York | NPCC | NY | Jefferson | NY | Solar | 1.25 | NA | NA | NA | NA | NA | NA
ASA DeKalb NY Solar I | -747690 | Operating | 5 | Solar | 2023 | PureSky Energy Inc. | New York | NPCC | NY | Saint Lawrence | NY | Solar | 5 | NA | NA | NA | 0.28082 | NA | NA
ASA DeKalb NY Solar II Project | -747712 | Operating | 3 | Solar | 2023 | PureSky Energy Inc. | New York | NPCC | NY | Saint Lawrence | NY | Solar | 3 | NA | NA | NA | 0.0038052 | NA | NA
ASA DeKalb NY Solar III | -761567 | Operating | 3.3 | Solar | 2024 | Palisade Americas Management LLC | New York | NPCC | NY | Saint Lawrence | NY | Solar | 3.3 | NA | NA | NA | NA | NA | NA
ASA DeKalb NY Solar III | -761566 | Operating | 3.3 | Solar | 2024 | Fiera Infrastructure, Inc. | New York | NPCC | NY | Saint Lawrence | NY | Solar | 3.3 | NA | NA | NA | NA | NA | NA
ASA Gouverneur NY Solar I Project | -768979 | Operating | 1.48 | Solar | 2024 | PureSky Energy Inc. | New York | NPCC | NY | Saint Lawrence | NY | Solar | 1.48 | NA | NA | NA | NA | NA | NA
ASA Gouverneur NY Solar II Project | -766040 | Operating | 4 | Solar | 2024 | PureSky Energy Inc. | New York | NPCC | NY | Saint Lawrence | NY | Solar | 4 | NA | NA | NA | NA | NA | NA
ASA Volney NY Solar I Project | -676271 | Operating | 5 | Solar | 2023 | PureSky Energy Inc. | New York | NPCC | NY | Oswego | NY | Solar | 5 | NA | NA | NA | 5.4224 | NA | NA
Ashdown Road Solar Project | -219942 | Operating | 4 | Solar | 2019 | The AES Corporation | New York | NPCC | NY | Saratoga | NY | Solar | 4 | NA | NA | NA | 15.5508 | 18.0879 | 16.9321
Ashokan | -511466 | Operating | 4.6 | Hydraulic Turbine | 1982 | Power Authority of the State of New York | New York | NPCC | NY | Ulster | NY | Water | 4.6 | NA | NA | NA | 27.303 | 26.9059 | 17.6295
Olive View Medical Center | -5610 | Out of Service | 5.6 | Combined Cycle | 1987 | County of Los Angeles, California |  | WECC | CAMX | Los Angeles | CA | Gas | NA | 18861 | 18636 | 18840 | 30.6084 | 22.3575 | 19.417
Omega Hills Gas Recovery | -165309 | Operating | 12.8 | Gas Turbine | 1985 | WM Renewable Energy, LLC | MISO | RFC | R-MISO | Washington | WI | Biomass | 12.9 | 17501 | 18009 | 17956 | 75.0097 | 64.5827 | 69.6188
One Bryant Park CHP Project | -168923 | Operating | 4.6 | Gas Turbine | 2010 | The Durst Organization Inc. | New York | NPCC | NY | New York | NY | Gas | 4.6 | 12553 | 12170 | 11750 | 62.9442 | 70.1633 | 74.8337
One Bryant Park CHP Project | -168922 | Operating | 4.6 | Gas Turbine | 2010 | Bank of America Corporation | New York | NPCC | NY | New York | NY | Gas | 4.6 | 12553 | 12170 | 11750 | 62.9442 | 70.1633 | 74.8337
Oneta Energy Center | -209759 | Operating | 1214 | Combined Cycle | 2002 | Argo Infrastructure Partners LP | SPP | MRO | MRO-US | Wagoner | OK | Gas | 1129.6 | 7274 | 7405 | 7339 | 56.8808 | 40.935 | 39.3957
Ontelaunee Energy Center | -747038 | Operating | 728 | Combined Cycle | 2002 | Dynegy Power, LLC | PJM | RFC | R-PJM | Berks | PA | Gas | 624.5 | 7007 | 7109 | 6951 | 76.1537 | 76.4675 | 80.8587
Opryland USA | -5629 | Operating | 4.5 | Gas Turbine | 1995 | Ryman Hospitality Properties, Inc. |  | SERC | CENTRL | Davidson | TN | Gas | 4.5 | 11762 | 14453 | 14113 | 78.0264 | 54.3201 | 81.1416
Orange Cogeneration | -758566 | Operating | 148.6 | Combined Cycle | 1995 | Florida Municipal Power Agency |  | SERC | FP | Polk | FL | Gas | 110.6 | 8194 | NA | NA | 40.352 | NA | NA
Orange Grove | -43409 | Operating | 118 | Gas Turbine | 2010 | John Hancock Life Insurance Company (U.S.A) | CAISO | WECC | CAMX | San Diego | CA | Gas | 98.2 | 10997 | 11376 | 11332 | 2.1082 | 2.2566 | 1.7271
Orange Grove | -43407 | Operating | 118 | Gas Turbine | 2010 | J-POWER USA Investment Co, Ltd. | CAISO | WECC | CAMX | San Diego | CA | Gas | 98.2 | 10997 | 11376 | 11332 | 2.1082 | 2.2566 | 1.7271
Oregon Clean Energy Project | -170013 | Operating | 1060 | Combined Cycle | 2017 | ISQ Global Infrastructure Fund, L.P. | PJM | RFC | R-PJM | Lucas | OH | Gas | 963.4 | 6852 | 6953 | 6909 | 77.0803 | 67.0749 | 71.0137
Oregon Clean Energy Project | -170012 | Operating | 1060 | Combined Cycle | 2017 | United States Power Fund IV, L.P. | PJM | RFC | R-PJM | Lucas | OH | Gas | 963.4 | 6852 | 6953 | 6909 | 77.0803 | 67.0749 | 71.0137
Oregon State University Energy Center | -168696 | Operating | 6.5 | Combined Cycle | 2010 | Oregon State University |  | WECC | NWPP | Benton | OR | Gas | 5.5 | 11817 | 13934 | 14200 | 62.2497 | 70.6463 | 75.5093
Astoria Generating Station | -101374 | Operating | 1330 | Steam Turbine | 1954 | Astoria Generating Company LP | New York | NPCC | NY | Queens | NY | Gas | 923.2 | 11982 | 12776 | NA | 6.4039 | 7.2717 | NA
Orlando Cogeneration | -758567 | Operating | 122.4 | Combined Cycle | 1993 | Florida Municipal Power Agency |  | SERC | FP | Orange | FL | Gas | 130 | 8181 | NA | NA | 89.1576 | NA | NA
AT&T Jericho | -193851 | Operating | 1 | Fuel Cell | 2017 | Flagstar Bank, National Association | New York | NPCC | NY | Suffolk | NY | Gas | 1 | 7145 | 7481 | 7334 | 88.7671 | 87.2945 | 89.0068
Orrtanna | -619540 | Operating | 27 | Gas Turbine | 1971 | Heritage Power, LLC | PJM | RFC | R-PJM | Adams | PA | Oil | 26 | NA | 18880 | NA | -0.04654 | 0.3631 | 0.015806
Osawatomie CT | -138864 | Operating | 102 | Gas Turbine | 2003 | Evergy Metro, Inc. | SPP | MRO | MRO-US | Miami | KS | Gas | 76.6 | 12853 | 13373 | 13420 | 6.5574 | 7.0627 | 5.6958
Osceola (GenOn) | -366093 | Operating | 580 | Gas Turbine | 2001 | Orlando Utilities Commission |  | SERC | FP | Osceola | FL | Gas | 471 | NA | NM | NA | 0.016384 | 0.029569 | NA
Auburn Landfill Community Solar Project (Solarize CNY) | -798550 | Operating | 4.95 | Solar | 2023 | Altus Power, Inc. | New York | NPCC | NY | Cayuga | NY | Solar | 4.95 | NA | NA | NA | NA | NA | NA
Avon CSG Solar Project | -775258 | Operating | 3.6 | Solar | 2024 | Dimension Energy LLC | New York | NPCC | NY | Livingston | NY | Solar | 3.6 | NA | NA | NA | NA | NA | NA
Avon CSG Solar Project | -775257 | Operating | 3.6 | Solar | 2024 | Dimension Energy LLC | New York | NPCC | NY | Livingston | NY | Solar | 3.6 | NA | NA | NA | NA | NA | NA
Avon Solar Farm | -763407 | Operating | 4 | Solar | 2021 | NextEra Energy Resources, LLC | New York | NPCC | NY | Livingston | NY | Solar | 4 | NA | NA | NA | 16.1929 | NA | NA
Babylon Resource Recovery Facility | -383248 | Operating | 17 | Steam Turbine | 1989 | Covanta Energy, LLC | New York | NPCC | NY | Suffolk | NY | Biomass | 14.4 | 21217 | 21839 | 21591 | 93.6604 | 90.1993 | 91.1442
Baer Road Solar Project | -216821 | Operating | 2 | Solar | 2018 | Delaware River Solar, LLC | New York | NPCC | NY | Sullivan | NY | Solar | 2 | NA | NA | NA | 15.2397 | 14.9829 | 15.8333
Baldwinsville | -695440 | Operating | 0.64 | Hydraulic Turbine | 1927 | Brookfield Renewable Partners L.P. | New York | NPCC | NY | Onondaga | NY | Water | 0.64 | NA | NA | NA | NA | NA | NA
Baldwinsville Hydro Plant | -168456 | Operating | 1.03 | Hydraulic Turbine | 2009 | Wave Hydro, Llc | New York | NPCC | NY | Onondaga | NY | Water | 1.03 | NA | NA | NA | NA | NA | NA
Baldwinsville Solar (Anheuser-Busch) | -174015 | Operating | 2 | Solar | 2018 | AES Distributed Energy, Inc. | New York | NPCC | NY | Onondaga | NY | Solar | 2 | NA | NA | NA | 11.4384 | 10.5194 | 16.2272
Ball Hill Windpark Project | -742572 | Operating | 108 | Wind Turbine | 2023 | Northland Power Inc. | New York | NPCC | NY | Chautauqua | NY | Wind | 108 | NA | NA | NA | 5.2519 | NA | NA
Bantam Solar Project | -611162 | Operating | 5 | Solar | 2022 | Generate Capital, PBC | New York | NPCC | NY | Fulton | NY | Solar | 5 | NA | NA | NA | 20.5457 | 15.0548 | NA
Barneveld Solar Project | -763618 | Operating | 1 | Solar | 2019 | Citizens Enterprises Corp | New York | NPCC | NY | Oneida | NY | Solar | 1 | NA | NA | NA | 14.1667 | 16.8037 | 15.3196
Baron Winds Project | -629523 | Operating | 121.8 | Wind Turbine | 2023 | RWE Clean Energy, LLC | New York | NPCC | NY | Steuben | NY | Wind | 121.8 | NA | NA | NA | 24.8976 | NA | NA
Barone Solar Plant | -770051 | Operating | 3 | Solar | 2024 | Generate Capital, PBC | New York | NPCC | NY | Sullivan | NY | Solar | 3 | NA | NA | NA | NA | NA | NA
Barton-Garnet Solar Project | -776678 | Operating | 1.9 | Solar | 2018 | OnSite Partners, LLC | New York | NPCC | NY | Warren | NY | Solar | 1.9 | NA | NA | NA | NA | NA | NA
Barton-Garnet Solar Project | -776677 | Operating | 1.9 | Solar | 2018 | OnSite Partners, LLC | New York | NPCC | NY | Warren | NY | Solar | 1.9 | NA | NA | NA | NA | NA | NA
Bassett Healthcare | -346421 | Operating | 5.6 | Internal Combustion | 1992 | The Mary Imogene Bassett Hospital | New York | NPCC | NY | Otsego | NY | Oil | 5.6 | NA | 9200 | 10545 | 0 | 0.04077 | 0.06727
Osprey Energy Center | -117012 | Operating | 644.2 | Combined Cycle | 2004 | Duke Energy Florida, LLC |  | SERC | FP | Polk | FL | Gas | 612 | 7477 | 7310 | 7282 | 39.4975 | 35.2985 | 45.2214
Batavia Power Plant | -13197 | Operating | 1.1 | Internal Combustion | 1992 | Seneca Power Partners LP | New York | NPCC | NY | Genesee | NY | Oil | 1 | 11000 | NA | NA | 0.011416 | 0 | 0
Otay Mesa Generating Project | -745030 | Operating | 688.5 | Combined Cycle | 2009 | Otay Mesa Energy Center, LLC | CAISO | WECC | CAMX | San Diego | CA | Gas | 593 | 7116 | 7186 | 7223 | 41.9496 | 48.787 | 39.9951
Beals Medina Solar Project | -242523 | Operating | 3.5 | Solar | 2020 | AES Distributed Energy, Inc. | New York | NPCC | NY | Orleans | NY | Solar | 3.5 | NA | NA | NA | 18.2257 | 18.1572 | 18.6367
Beardslee | -695445 | Operating | 20 | Hydraulic Turbine | 1924 | Brookfield Renewable Partners L.P. | New York | NPCC | NY | Herkimer | NY | Water | 17 | NA | NA | NA | 36.3909 | 36.1524 | 35.0176
Beaver Falls Lower (Beaver Falls II) | -192959 | Operating | 1 | Hydraulic Turbine | 1980 | Eagle Creek Renewable Energy, LLC | New York | NPCC | NY | Lewis | NY | Water | 1 | NA | NA | NA | 58.9498 | 51.9977 | 59.1096
Beaver Falls Upper (Beaver Falls I) | -192958 | Operating | 1.5 | Hydraulic Turbine | 1985 | Eagle Creek Renewable Energy, LLC | New York | NPCC | NY | Lewis | NY | Water | 1.5 | NA | NA | NA | 70.9132 | 62.5647 | 59.1096
Beebee Island Hydroelectric | -695446 | Operating | 9 | Hydraulic Turbine | 1931 | Brookfield Renewable Partners L.P. | New York | NPCC | NY | Jefferson | NY | Water | 8.8 | NA | NA | NA | 71.6843 | 60.9317 | 61.0744
Belfort | -695447 | Operating | 2 | Hydraulic Turbine | 1903 | Brookfield Renewable Partners L.P. | New York | NPCC | NY | Lewis | NY | Water | 1.8 | NA | NA | NA | 82.7943 | 75.4756 | 66.1403
Bellisario Solar 1 Project | -357277 | Operating | 5 | Solar | 2021 | NextEra Energy Resources, LLC | New York | NPCC | NY | Cortland | NY | Solar | 5 | NA | NA | NA | 15.4589 | 18.1096 | 10.1461
Bellisario Solar 2 Project | -388248 | Operating | 5 | Solar | 2021 | NextEra Energy Resources, LLC | New York | NPCC | NY | Cortland | NY | Solar | 5 | NA | NA | NA | 16.0913 | 15.153 | 0.95434
Bellisario Solar 3 Farm | -388247 | Operating | 5 | Solar | 2021 | NextEra Energy Resources, LLC | New York | NPCC | NY | Cortland | NY | Solar | 5 | NA | NA | NA | 16.29 | 17.5342 | 7.6461
Bennett Solar Farm | -220054 | Operating | 1.4 | Solar | 2019 | Abundant Solar Power, Inc. | New York | NPCC | NY | Ontario | NY | Solar | 1.4 | NA | NA | NA | 15.2316 | 14.2368 | 13.6334
Bennetts Bridge | -695448 | Operating | 36 | Hydraulic Turbine | 1932 | Brookfield Renewable Partners L.P. | New York | NPCC | NY | Oswego | NY | Water | 31.4 | NA | NA | NA | 36.1631 | 32.5 | 31.9488
Bethlehem East Solar Project | -173070 | Operating | 1.7 | Solar | 2016 | NextEra Energy Resources, LLC | New England, New York | NPCC | NY | Albany | NY | Solar | 1.7 | NA | NA | NA | 14.397 | 15.3774 | 14.0948
Otay Mesa Generating Project | -745029 | Operating | 688.5 | Combined Cycle | 2009 | Otay Mesa Energy Center, LLC | CAISO | WECC | CAMX | San Diego | CA | Gas | 593 | 7116 | 7186 | 7223 | 41.9496 | 48.787 | 39.9951
Bethlehem Solar Project | -220050 | Operating | 1.7 | Solar | 2019 | Forefront Power, LLC | New York | NPCC | NY | Albany | NY | Solar | 1.7 | NA | NA | NA | 16.7943 | 18.3521 | 17.4456
Bethlehem Steel Sun Farm | -744932 | Operating | 4 | Solar | 2016 | BQ Energy LLC | New York | NPCC | NY | Erie | NY | Solar | 2 | NA | NA | NA | 25.2055 | 27.774 | 13.2934
Bethlehem West Solar Project | -173089 | Operating | 1 | Solar | 2016 | NextEra Energy Resources, LLC | New England, New York | NPCC | NY | Albany | NY | Solar | 1 | NA | NA | NA | 24.4749 | 26.1187 | 23.9612
Otsego Mill | -10011 | Operating | 21.2 | Gas Turbine | 1995 | Caterpillar Financial Services Corporation | MISO | RFC | R-MISO | Allegan | MI | Gas | 21 | 11967 | 12316 | 12342 | 87.6234 | 82.388 | 85.3055
Ottawa Health Sciences Centre Cogen | -100158 | Operating | 74 | Combined Cycle | 1992 | Transalta Generation Partnership | Ontario | NPCC | ONT |  |  | Gas | 74 | NA | NA | NA | NA | NA | NA
Ottawa Health Sciences Centre Cogen | -70131 | Operating | 74 | Combined Cycle | 1992 | Power Assets Holdings Limited | Ontario | NPCC | ONT |  |  | Gas | 74 | NA | NA | NA | NA | NA | NA
Otter Creek Ethanol Poet | -170826 | Operating | 7.5 | Gas Turbine | 2004 | POET, LLC | SPP | MRO | MRO-US | Osceola | IA | Gas | 9 | 12629 | 12216 | 12515 | 53.2585 | 55.7445 | 54.0259
Big Tree Community Solar Farm | -344719 | Operating | 2 | Solar | 2021 | Delaware River Solar, LLC | New York | NPCC | NY | Erie | NY | Solar | 2 | NA | NA | NA | 17.9966 | 17.6769 | 15.7877
Bizer Creek Solar Project | -638756 | Operating | 1.5 | Solar | 2023 | Greenbacker Renewable Energy Corporation | New York | NPCC | NY | Erie | NY | Solar | 1.5 | NA | NA | NA | 12.6104 | NA | NA
Black River | -695450 | Operating | 6 | Hydraulic Turbine | 1920 | Brookfield Renewable Partners L.P. | New York | NPCC | NY | Jefferson | NY | Water | 6.9 | NA | NA | NA | 48.1024 | 56.841 | 55.0162
Black River Hydro (Port Leyden) | -382415 | Operating | 5.7 | Hydraulic Turbine | 1984 | Central Rivers Power, LLC | New York | NPCC | NY | Lewis | NY | Water | 5.4 | NA | NA | NA | 35.794 | 21.3386 | 32.7985
Black Water Solar Project | -796675 | Operating | 2 | Solar | 2022 | PureSky Energy Inc. | New York | NPCC | NY | Saint Lawrence | NY | Solar | 2 | NA | NA | NA | NA | NA | NA
Blake | -695451 | Operating | 15 | Hydraulic Turbine | 1957 | Brookfield Renewable Partners L.P. | New York | NPCC | NY | Saint Lawrence | NY | Water | 14.5 | NA | NA | NA | 54.9339 | 46.4817 | 44.6875
Blanchard CDG (Orleans and Clayton Solar) | -379669 | Operating | 5 | Solar | 2020 | NextEra Energy Resources, LLC | New York | NPCC | NY | Jefferson | NY | Solar | 5 | NA | NA | NA | 16.4749 | 17.6667 | 16.1461
Blanchard II CDG (Orleans and Clayton Solar) | -366651 | Operating | 5 | Solar | 2021 | NextEra Energy Resources, LLC | New York | NPCC | NY | Jefferson | NY | Solar | 5 | NA | NA | NA | 16.9201 | 19.0023 | 17.032
Blanchard II CDG BESS (Orleans and Clayton Solar) | -739523 | Operating | 5 | Battery | 2019 | NextEra Energy Resources, LLC | New York | NPCC | NY | Jefferson | NY | Energy Storage | 5 | NA | NA | NA | NA | NA | NA
Blanchard Road 1 CDG Battery Storage Project | -739525 | Operating | 5 | Battery | 2019 | NextEra Energy Resources, LLC | New York | NPCC | NY | Jefferson | NY | Energy Storage | 5 | NA | NA | NA | NA | NA | NA
Blenheim-Gilboa | -511472 | Operating | 1000 | Pumped Storage | 1973 | Power Authority of the State of New York | New York | NPCC | NY | Schoharie | NY | Water | 1165.1 | NA | NA | NA | 2.9342 | 4.3347 | 2.7812
Bliss Wind Park | -663010 | Operating | 100.5 | Wind Turbine | 2008 | Alberta Investment Management Corporation | New York | NPCC | NY | Wyoming | NY | Wind | 100.5 | NA | NA | NA | 18.2625 | 14.7698 | 19.9343
Bliss Wind Park | -663009 | Operating | 100.5 | Wind Turbine | 2008 | The AES Corporation | New York | NPCC | NY | Wyoming | NY | Wind | 100.5 | NA | NA | NA | 18.2625 | 14.7698 | 19.9343
Bloom Altice Fuel Cell | -776702 | Operating | 2 | Fuel Cell | 2020 | OnSite Partners, LLC | New York | NPCC | NY | Nassau | NY | Gas | 2 | NA | NA | NA | NA | NA | NA
Bloom Altice Fuel Cell | -776701 | Operating | 2 | Fuel Cell | 2020 | OnSite Partners, LLC | New York | NPCC | NY | Nassau | NY | Gas | 2 | NA | NA | NA | NA | NA | NA
Bluestone Solar Farm | -663318 | Operating | 2 | Solar | 2019 | Clearway Energy, Inc. | New York | NPCC | NY | Ulster | NY | Solar | 2 | NA | NA | NA | 20.7192 | NA | NA
Bluestone Solar Farm | -663317 | Operating | 2 | Solar | 2019 | Clearway Energy, Inc. | New York | NPCC | NY | Ulster | NY | Solar | 2 | NA | NA | NA | 20.7192 | NA | NA
Bluestone Wind Farm | -742579 | Operating | 111.8 | Wind Turbine | 2023 | Northland Power Inc. | New York | NPCC | NY | Broome | NY | Wind | 111.8 | NA | NA | NA | 5.2142 | NA | NA
Blydenburgh Solar Project | -173790 | Operating | 1.5 | Solar | 2018 | Agilitas Energy, LLC | New York | NPCC | NY | Suffolk | NY | Solar | 1.5 | NA | NA | NA | 20.9665 | 22.7321 | 18.516
BOAS #4 Solar Project | -216359 | Operating | 2 | Solar | 2019 | Delaware River Solar, LLC | New York | NPCC | NY | Clinton | NY | Solar | 2 | NA | NA | NA | 14.9543 | 17.8025 | 16.3927
Boas Road #1 Community Solar | -798555 | Operating | 2 | Solar | 2019 | Altus Power, Inc. | New York | NPCC | NY | Clinton | NY | Solar | 2 | NA | NA | NA | NA | NA | NA
Boas Road #2 Community Solar Farm | -209811 | Operating | 2 | Solar | 2019 | Delaware River Solar, LLC | New York | NPCC | NY | Clinton | NY | Solar | 2 | NA | NA | NA | 17.0091 | 18.8984 | 18.0936
Boas Road #3 Community Solar Farm | -209902 | Operating | 2 | Solar | 2019 | Delaware River Solar, LLC | New York | NPCC | NY | Clinton | NY | Solar | 2 | NA | NA | NA | 15.6906 | 18.6815 | 17.8824
Bodhi Solar Project | -780572 | Operating | 5 | Solar | 2024 | NextEra Energy, Inc. | New York | NPCC | NY | Monroe | NY | Solar | 5 | NA | NA | NA | NA | NA | NA
Bogart Solar Project | -674106 | Operating | 2 | Solar | 2019 | Generate NY Community Solar Lessor II, LLC | New York | NPCC | NY | Greene | NY | Solar | 2 | NA | NA | NA | 18.9783 | 20.4452 | NA
Bogart Solar Project | -674105 | Operating | 2 | Solar | 2019 | Generate NY Community Solar Lessor II, LLC | New York | NPCC | NY | Greene | NY | Solar | 2 | NA | NA | NA | 18.9783 | 20.4452 | NA
Bowline Point | -693448 | Operating | 1242 | Steam Turbine | 1972 | Rockland Power Partners IV, LP | New York | NPCC | NY | Rockland | NY | Gas | 1166.8 | 10097 | NA | NA | 9.1936 | NA | NA
BQ - Psychedelic Site Solar Plant | -691952 | Operating | 2.6 | Solar | 2022 | Distributed Solar Development, LLC | New York | NPCC | NY | Sullivan | NY | Solar | 2.6 | NA | NA | NA | 17.9838 | NA | NA
Branscomb Solar Project | -761241 | Operating | 20 | Solar | 2021 | MN8 Energy, Inc. | New York | NPCC | NY | Washington | NY | Solar | 20 | NA | NA | NA | 18.9532 | 18.7871 | 0.1113
Breakthrough Storage Project | -758284 | Operating | 3 | Battery | 2023 | NineDot Holdings, Inc. | New York | NPCC | NY | Bronx | NY | Energy Storage | 3 | NA | NA | NA | NA | NA | NA
Breesport Road Community Solar Farm | -798551 | Operating | 2 | Solar | 2019 | Altus Power, Inc. | New York | NPCC | NY | Chemung | NY | Solar | 2 | NA | NA | NA | NA | NA | NA
Ouachita Power | -100451 | Operating | 903.9 | Combined Cycle | 2002 | Entergy Louisiana, LLC | MISO | SERC | DELTA | Ouachita | LA | Gas | 835.29 | 7228 | 7227 | 7316 | 51.0584 | 62.2326 | 40.2209
Brentwood LIRR Station | -493744 | Operating | 1 | Solar | 2011 | Undisclosed buyer | New York | NPCC | NY | Suffolk | NY | Solar | 1 | NA | NA | NA | 7.6598 | 10.4224 | 10.3881
Brick Church Solar Project | -366376 | Operating | 4 | Solar | 2019 | Nexamp, Inc. | New York | NPCC | NY | Rensselaer | NY | Solar | 4 | NA | NA | NA | 17.6798 | 18.7471 | 17.246
Brickchurch Solar Project | -673810 | Operating | 2 | Solar | 2020 | Generate Capital, PBC | New York | NPCC | NY | Wayne | NY | Solar | 2 | NA | NA | NA | 16.6495 | 20.8048 | NA
Brier Hill Solar Project | -680518 | Operating | 6.95 | Solar | 2022 | Distributed Solar Development, LLC | New York | NPCC | NY | Saint Lawrence | NY | Solar | 6.95 | NA | NA | NA | NA | NA | NA
Bright Field Solar Project | -613129 | Operating | 4 | Solar | 2021 | Nautilus Solar Energy, LLC | New York | NPCC | NY | Allegany | NY | Solar | 4 | NA | NA | NA | 16.3613 | 16.0245 | 0.24258
Bright Field Solar Project | -613128 | Operating | 4 | Solar | 2021 | Pansolo Holding Inc. | New York | NPCC | NY | Allegany | NY | Solar | 4 | NA | NA | NA | 16.3613 | 16.0245 | 0.24258
Bright Field Solar Project | -408554 | Operating | 4 | Solar | 2021 | Nautilus Solar Energy, LLC | New York | NPCC | NY | Allegany | NY | Solar | 4 | NA | NA | NA | 16.3613 | 16.0245 | 0.24258
Bright Hill Solar Project | -765459 | Operating | 5 | Solar | 2021 | NSE Croaker Renewables Inc. | New York | NPCC | NY | Steuben | NY | Solar | 5 | NA | NA | NA | 17.9178 | 17.9178 | 0.11416
Bright Oak Solar Project | -765457 | Operating | 4 | Solar | 2021 | NSE Croaker Renewables Inc. | New York | NPCC | NY | Genesee | NY | Solar | 4 | NA | NA | NA | 18.7186 | 17.5713 | 0.3339
Broadalbin-Perth CSD Project | -174033 | Operating | 1.5 | Solar | 2018 | AES Distributed Energy, Inc. | New York | NPCC | NY | Fulton | NY | Solar | 1.5 | NA | NA | NA | 16.21 | 17.2222 | 16.4764
Broadway CDG Solar Project | -763450 | Operating | 5 | Solar | 2023 | Broadway CDG Solar LLC | New York | NPCC | NY | Erie | NY | Solar | 5 | NA | NA | NA | NA | NA | NA
Bronx Zoo | -346140 | Operating | 3.6 | Internal Combustion | 1991 | Wildlife Conservation Society | New York | NPCC | NY | Bronx | NY | Gas | 3.6 | 13313 | 13621 | 12971 | 64.726 | 55.9741 | 65.2207
Brookfield Power Glen Falls Hydro | -695479 | Operating | 11.8 | Hydraulic Turbine | 1944 | Brookfield Renewable Partners L.P. | New York | NPCC | NY | Washington | NY | Water | 11.8 | NA | NA | NA | 49.0742 | 32.4627 | 55.0751
Brookhaven Fuel Cell Project | -436965 | Operating | 7.4 | Fuel Cell | 2022 | FuelCell Energy, Inc. | New York | NPCC | NY | Suffolk | NY | Other | 7.4 | NA | NA | NA | NA | NA | NA
Brookhaven Technology Center Project B | -172280 | Operating | 2 | Solar | 2016 | Sybac Solar LLC | New York | NPCC | NY | Suffolk | NY | Solar | 2 | NA | NA | NA | NA | NA | NA
Brookhaven Town Hall Solar Project | -193396 | Operating | 1.32 | Solar | 2019 | Agilitas Energy, LLC | New York | NPCC | NY | Suffolk | NY | Solar | 1.32 | NA | NA | NA | NA | NA | NA
Brookhaven Town Landfill Fuel Cell (Yaphank) (SWM) | -408500 | Operating | 8.4 | Fuel Cell | 2021 | FuelCell Energy, Inc. | New York | NPCC | NY | Suffolk | NY | Gas | 8.4 | 7724 | 6555 | NA | 78.0713 | 80.3884 | 0.51642
Brooklyn Hospital Center | -742584 | Operating | 1.5 | Internal Combustion | 1975 | The Brooklyn Hospital Center | New York | NPCC | NY | Kings | NY | Oil | 1.5 | 20461 | 9826 | NA | 0.19787 | 0.13128 | NA
Ouachita Power | -62990 | Operating | 903.9 | Combined Cycle | 2002 | Entergy Arkansas, LLC | MISO | SERC | DELTA | Ouachita | LA | Gas | 835.29 | 7228 | 7227 | 7316 | 51.0584 | 62.2326 | 40.2209
Broome Corporate Park Solar Project | -172723 | Operating | 4 | Solar | 2018 | Tesla Energy Operations, Inc. | New York | NPCC | NY | Broome | NY | Solar | 4 | NA | NA | NA | 16.1672 | 17.1661 | 16.4726
Browns Falls | -695454 | Operating | 16 | Hydraulic Turbine | 1923 | Brookfield Renewable Partners L.P. | New York | NPCC | NY | Saint Lawrence | NY | Water | 15.8 | NA | NA | NA | 42.9744 | 41.7613 | 30.5922
Buck Run Solar Project | -789344 | Operating | 5 | Solar | 2024 | Cypress Creek Renewables, LLC | New York | NPCC | NY | Monroe | NY | Solar | 5 | NA | NA | NA | NA | NA | NA
Buffalo GigaFactory Solar Plant | -436560 | Operating | 2 | Solar | 2022 | Tesla, Inc. | New York | NPCC | NY | Erie | NY | Solar | 2 | NA | NA | NA | 14.9886 | 14.8801 | NA
Bullis Road Solar Project | -480213 | Operating | 4.5 | Solar | 2022 | Renewable Properties, LLC | New York | NPCC | NY | Erie | NY | Solar | 4.5 | NA | NA | NA | 17.1106 | 9.9848 | NA
Bullitt Farm Solar Project | -749541 | Operating | 5 | Solar | 2023 | Generate Capital, PBC | New York | NPCC | NY | Oneida | NY | Solar | 5 | NA | NA | NA | 1.6187 | NA | NA
Burritt Rd Community Solar Farm | -216363 | Operating | 2 | Solar | 2019 | Delaware River Solar, LLC | New York | NPCC | NY | Monroe | NY | Solar | 2 | NA | NA | NA | 17.9395 | 18.7957 | 18.242
Burrstone Energy Center Cogen | -194454 | Operating | 3.6 | Internal Combustion | 2009 | Cogen Power Technologies | New York | NPCC | NY | Oneida | NY | Gas | 3.6 | 11951 | 11849 | 11580 | 54.1096 | 58.9105 | 63.445
Cadyville | -785723 | Operating | 5.5 | Hydraulic Turbine | 1921 | New York State Electric & Gas Corporation | New York | NPCC | NY | Clinton | NY | Water | 4.3 | NA | NA | NA | NA | NA | NA
Cafferty Hill Community Solar Farm | -498591 | Operating | 5 | Solar | 2022 | Generate Capital, PBC | New York | NPCC | NY | Tioga | NY | Solar | 5 | NA | NA | NA | 18.7306 | 15.5791 | NA
Owatonna CT | -5681 | Operating | 19 | Gas Turbine | 1982 | City of Owatonna | MISO | MRO | MRO-US | Steele | MN | Gas | 16.6 | NA | NM | 15674 | 0.98889 | 0.25307 | 0.18567
Calabro Airport North Solar Project | -249509 | Operating | 1.3 | Solar | 2019 | Agilitas Energy, LLC | New York | NPCC | NY | Suffolk | NY | Solar | 1.3 | NA | NA | NA | 19.6962 | 20.2055 | 19.6347
Calabro Airport South Solar Project | -249518 | Operating | 1.2 | Solar | 2019 | Agilitas Energy, LLC | New York | NPCC | NY | Suffolk | NY | Solar | 1.2 | NA | NA | NA | 20.9475 | 22.1842 | 19.6632
Call Farms One Solar Project | -173931 | Operating | 2 | Solar | 2018 | AES Distributed Energy, Inc. | New York | NPCC | NY | Genesee | NY | Solar | 2 | NA | NA | NA | 12.9795 | 15.5422 | 18.0023
Call Farms Three Solar Project | -173932 | Operating | 2 | Solar | 2018 | AES Distributed Energy, Inc. | New York | NPCC | NY | Genesee | NY | Solar | 2 | NA | NA | NA | 16.661 | 17.089 | 17.8311
Calverton Solar Energy Center | -498618 | Operating | 22.9 | Solar | 2022 | NextEra Energy Resources, LLC | New York | NPCC | NY | Suffolk | NY | Solar | 22.9 | NA | NA | NA | 21.6058 | 11.4215 | NA
Calverton Solar Energy Center | -498617 | Operating | 22.9 | Solar | 2022 | National Grid USA | New York | NPCC | NY | Suffolk | NY | Solar | 22.9 | NA | NA | NA | 21.6058 | 11.4215 | NA
Calverton Solar Project | -139586 | Operating | 3.9 | Solar | 2015 | WGL Energy Services, Inc. | New York | NPCC | NY | Suffolk | NY | Solar | 3 | NA | NA | NA | 15.6012 | 17.0814 | 0
Camden CSD Solar Array Solar Project | -776629 | Operating | 1.8 | Solar | 2017 | OnSite Partners, LLC | New York | NPCC | NY | Oneida | NY | Solar | 1.8 | NA | NA | NA | NA | NA | NA
Camden CSD Solar Array Solar Project | -776628 | Operating | 1.8 | Solar | 2017 | OnSite Partners, LLC | New York | NPCC | NY | Oneida | NY | Solar | 1.8 | NA | NA | NA | NA | NA | NA
Camillus A Solar Project | -782103 | Operating | 6.6 | Solar | 2024 | OYA Solar Inc. | New York | NPCC | NY | Onondaga | NY | Solar | 6.6 | NA | NA | NA | NA | NA | NA
Canandaigua Solar Facility | -172963 | Operating | 2 | Solar | 2017 | RER Energy Group, Inc. | New York | NPCC | NY | Ontario | NY | Solar | 2 | NA | NA | NA | 13.7557 | 14.6119 | 15.371
Canandaigua Westbrook Solar Array Project | -776605 | Operating | 1.2 | Solar | 2017 | OnSite Partners, LLC | New York | NPCC | NY | Ontario | NY | Solar | 1.2 | NA | NA | NA | NA | NA | NA
Canandaigua Westbrook Solar Array Project | -776604 | Operating | 1.2 | Solar | 2017 | OnSite Partners, LLC | New York | NPCC | NY | Ontario | NY | Solar | 1.2 | NA | NA | NA | NA | NA | NA
Canoga Solar Farm | -365171 | Operating | 5 | Solar | 2021 | Delaware River Solar, LLC | New York | NPCC | NY | Seneca | NY | Solar | 5 | NA | NA | NA | 18.6256 | 19.4817 | NA
Capital Hill Solar Facility | -426295 | Operating | 1.5 | Solar | 2022 | Greenbacker Renewable Energy Corporation | New York | NPCC | NY | Albany | NY | Solar | 1.5 | NA | NA | NA | 14.9848 | 15.3272 | NA
Capital Region Community Solar Garden | -767649 | Operating | 5.49 | Solar | 2019 | Dynamic Energy Solutions, LLC | New York | NPCC | NY | Albany | NY | Solar | 5.49 | NA | NA | NA | NA | NA | NA
Oxnard | -125324 | Operating | 68.7 | Gas Turbine | 1982 | The Procter & Gamble Company | CAISO | WECC | CAMX | Ventura | CA | Gas | 70.9 | 9861 | 9928 | 9873 | 77.9635 | 81.9625 | 84.2741
Carthage A Solar Project | -693164 | Operating | 5 | Solar | 2022 | NextPower III LP | New York | NPCC | NY | Jefferson | NY | Solar | 5 | NA | NA | NA | 18.7511 | NA | NA
Carthage B Solar Project | -691958 | Operating | 3.3 | Solar | 2022 | NextPower III LP | New York | NPCC | NY | Jefferson | NY | Solar | 3.3 | NA | NA | NA | 19.1746 | NA | NA
Oxnard Energy Facility | -740918 | Operating | 48.5 | Gas Turbine | 1990 | Hull Street Energy, LLC | CAISO | WECC | CAMX | Ventura | CA | Gas | 48.5 | 10082 | NA | NA | 1.3386 | NA | NA
Carver Falls | -465238 | Operating | 1.9 | Hydraulic Turbine | 1922 | Fonds de solidarité FTQ | New England | NPCC | NE | Rutland | NY | Water | 1.9 | NA | NA | NA | 66.919 | 29.2117 | 35.0817
Carver Falls | -465237 | Operating | 1.9 | Hydraulic Turbine | 1922 | Caisse de dépôt et placement du Québec | New England | NPCC | NE | Rutland | NY | Water | 1.9 | NA | NA | NA | 66.919 | 29.2117 | 35.0817
Cassadaga Wind Farm | -766008 | Operating | 124 | Wind Turbine | 2021 | EverPower Wind Holdings, Inc. | New England, New York | NPCC | NY | Chautauqua | NY | Wind | 124 | NA | NA | NA | 21.6093 | 24.6434 | 10.4407
P Cogen Plant | -752473 | Operating | 4.6 | Gas Turbine | 2007 | QUALCOMM Incorporated | CAISO | WECC | CAMX | San Diego | CA | Gas | 4 | 11390 | NA | NA | 46.6866 | NA | NA
Castleton Solar Project | -508225 | Operating | 5 | Solar | 2021 | Conductive Power Operations LLC | New York | NPCC | NY | Rensselaer | NY | Solar | 5 | NA | NA | NA | 18.984 | 19.4269 | 6.5251
Catalyze Newark Solar Farm 1 Microgrid Project (NY Newark St Rt 31 - Environomics S1) | -793582 | Operating | NA | Solar | 2024 | Canyon Renewables LP | New York | NPCC | NY | Ontario | NY | Solar | 4.97 | NA | NA | NA | NA | NA | NA
Catalyze Newark Solar Farm 1 Microgrid Project (NY Newark St Rt 31 - Environomics S1) | -793581 | Operating | NA | Solar | 2024 | Yorktown XII Renewable Blocker LLC | New York | NPCC | NY | Ontario | NY | Solar | 4.97 | NA | NA | NA | NA | NA | NA
Catalyze Newark Solar Farm 1 Microgrid Project (NY Newark St Rt 31 - Environomics S1) | -793580 | Operating | NA | Solar | 2024 | Catalyze Parentco LLC | New York | NPCC | NY | Ontario | NY | Solar | 4.97 | NA | NA | NA | NA | NA | NA
Catalyze Newark Solar Farm 1 Microgrid Project (NY Newark St Rt 31 - Environomics S1) | -793579 | Operating | NA | Solar | 2024 | EETF Sidecar I-B, L.P.. | New York | NPCC | NY | Ontario | NY | Solar | 4.97 | NA | NA | NA | NA | NA | NA
Catalyze Newark Solar Farm 1 Microgrid Project (NY Newark St Rt 31 - Environomics S1) | -793578 | Operating | NA | Solar | 2024 | EETF Sidecar I-B, L.P.. | New York | NPCC | NY | Ontario | NY | Solar | 4.97 | NA | NA | NA | NA | NA | NA
Catalyze Newark Solar Farm 1 Microgrid Project (NY Newark St Rt 31 - Environomics S1) | -793577 | Operating | NA | Solar | 2024 | Actis Energy 5 A LP | New York | NPCC | NY | Ontario | NY | Solar | 4.97 | NA | NA | NA | NA | NA | NA
Catalyze Newark Solar Farm 1 Microgrid Project (NY Newark St Rt 31 - Environomics S1) | -793576 | Operating | NA | Solar | 2024 | Actis Energy 5 LP | New York | NPCC | NY | Ontario | NY | Solar | 4.97 | NA | NA | NA | NA | NA | NA
Catalyze Newark Solar Farm 1 Microgrid Project (NY Newark St Rt 31 - Environomics S1) | -793575 | Operating | NA | Solar | 2024 | Encap Energy Transition Fund I-E, L.P. | New York | NPCC | NY | Ontario | NY | Solar | 4.97 | NA | NA | NA | NA | NA | NA
Catalyze Newark Solar Farm 1 Microgrid Project (NY Newark St Rt 31 - Environomics S1) | -793574 | Operating | NA | Solar | 2024 | Encap Energy Transition Fund I-E, L.P. | New York | NPCC | NY | Ontario | NY | Solar | 4.97 | NA | NA | NA | NA | NA | NA
Catalyze Newark Solar Farm 1 Microgrid Project (NY Newark St Rt 31 - Environomics S1) | -793573 | Operating | NA | Solar | 2024 | Encap Energy Transition Fund I-B, L.P. | New York | NPCC | NY | Ontario | NY | Solar | 4.97 | NA | NA | NA | NA | NA | NA
Catalyze Newark Solar Farm 1 Microgrid Project (NY Newark St Rt 31 - Environomics S1) | -793572 | Operating | NA | Solar | 2024 | Encap Energy Transition Fund I-B, L.P. | New York | NPCC | NY | Ontario | NY | Solar | 4.97 | NA | NA | NA | NA | NA | NA
Catalyze Newark Solar Farm 1 Microgrid Project (NY Newark St Rt 31 - Environomics S1) | -793571 | Operating | NA | Solar | 2024 | Encap Energy Transition Fund I-A, L.P. | New York | NPCC | NY | Ontario | NY | Solar | 4.97 | NA | NA | NA | NA | NA | NA
Catalyze Newark Solar Farm 1 Microgrid Project (NY Newark St Rt 31 - Environomics S1) | -793570 | Operating | NA | Solar | 2024 | Encap Energy Transition Fund I-A, L.P. | New York | NPCC | NY | Ontario | NY | Solar | 4.97 | NA | NA | NA | NA | NA | NA
Catalyze Newark Solar Farm 1 Microgrid Project (NY Newark St Rt 31 - Environomics S1) | -793569 | Operating | NA | Solar | 2024 | Yorktown Energy Partners XII, L.P. | New York | NPCC | NY | Ontario | NY | Solar | 4.97 | NA | NA | NA | NA | NA | NA
Catalyze Newark Solar Farm 1 Microgrid Project (NY Newark St Rt 31 - Environomics S1) | -793568 | Operating | NA | Solar | 2024 | Prisma Capital | New York | NPCC | NY | Ontario | NY | Solar | 4.97 | NA | NA | NA | NA | NA | NA
Catlin Community Solar | -648691 | Operating | 4 | Solar | 2019 | Green Street Power Partners, LLC | New York | NPCC | NY | Chemung | NY | Solar | 4 | NA | NA | NA | 19.1752 | NA | NA
Catlin Community Solar | -639274 | Operating | 4 | Solar | 2019 | Green Street Power Partners, LLC | New York | NPCC | NY | Chemung | NY | Solar | 4 | NA | NA | NA | 19.1752 | NA | NA
Catskill View Solar Project | -791936 | Operating | 5 | Solar | 2023 | NextEra Energy Resources, LLC | New York | NPCC | NY | Columbia | NY | Solar | 5 | NA | NA | NA | NA | NA | NA
CBP Solar | -772759 | Operating | 1.8 | Solar | 2018 | Continental Building Products, Inc. | New York | NPCC | NY | Westchester | NY | Solar | 1.8 | NA | NA | NA | 14.707 | 15.9373 | 14.8148
CEC Westtown B Solar Project | -807278 | Operating | 2 | Solar | 2018 | EDF power solutions North America | New York | NPCC | NY | Orange | NY | Solar | 2 | NA | NA | NA | NA | NA | NA
Cedar Hill Community Solar Farm | -791942 | Operating | 5 | Solar | 2023 | PureSky Energy Inc. | New York | NPCC | NY | Rensselaer | NY | Solar | 5 | NA | NA | NA | NA | NA | NA
Center Falls | -2340 | Operating | 1.1 | Hydraulic Turbine | 1984 | Hollingworth & Vose Company | New York | NPCC | NY | Washington | NY | Water | 0.8 | NA | NA | NA | 48.0178 | 10.2325 | 11.758
Certain Solar Staten Island Project | -503824 | Operating | 7.5 | Fuel Cell | 2020 | Bloom Energy Corporation | New York | NPCC | NY | Richmond | NY | Gas | 7.5 | 6840 | 6869 | 6455 | 83.6712 | 92.9132 | 100.4658
CES Marbletown Solar Project | -521500 | Operating | 3 | Solar | 2021 | RWE Clean Energy Solutions, Inc. | New York | NPCC | NY | Ulster | NY | Solar | 3 | NA | NA | NA | 18.6682 | NA | NA
CH Auburn (Auburn LFG Energy) | -758358 | Out of Service | 2.2 | Internal Combustion | 2010 | Auburn Energy Ltd. | New York | NPCC | NY | Cayuga | NY | Biomass | NA | NA | NA | NA | NA | NA | NA
Chaffee Gas Recovery | -166946 | Operating | 6.4 | Internal Combustion | 2007 | WM Renewable Energy, LLC | New York | NPCC | NY | Erie | NY | Biomass | 6.4 | 12019 | 11955 | 12042 | 73.7603 | 79.9194 | 66.1708
Chamberlain Street Solar Farm | -423107 | Operating | 1.2 | Solar | 2015 | New Energy Equity, LLC | New York | NPCC | NY | Saint Lawrence | NY | Solar | 1.2 | NA | NA | NA | NA | NA | NA
Chamberlain Street Solar Farm | -171637 | Operating | 1.2 | Solar | 2015 | RER Energy Group, Inc. | New York | NPCC | NY | Saint Lawrence | NY | Solar | 1.2 | NA | NA | NA | NA | NA | NA
Chambers 3 Erie County Alden Project | -503526 | Operating | 2 | Solar | 2018 | Goldman Sachs Renewable Power Operating Company LLC | New York | NPCC | NY | Erie | NY | Solar | 2 | NA | NA | NA | 14.7774 | 13.7842 | 16.524
Chambers Road Solar Project (NY Big Flats I and II) | -316864 | Operating | 4 | Solar | 2020 | Delaware River Solar, LLC | New York | NPCC | NY | Chemung | NY | Solar | 4 | NA | NA | NA | 17.3716 | 18.4132 | 17.2631
Charles P Keller | -224958 | Operating | 29.4 | Internal Combustion | 1942 | Rockville Centre Village of | New York | NPCC | NY | Nassau | NY | Gas | 28.8 | NA | NA | NA | 0.0099093 | -0.0218 | 0.012684
Charleston Solar Farm (South Shore Solar) | -807143 | Operating | 1.7 | Solar | 2018 | EDF power solutions North America | New York | NPCC | NY | Richmond | NY | Solar | 1.7 | NA | NA | NA | NA | NA | NA
Chasm | -695460 | Operating | 3 | Hydraulic Turbine | 1913 | Brookfield Renewable Partners L.P. | New York | NPCC | NY | Franklin | NY | Water | 3 | NA | NA | NA | 102.2755 | 81.8341 | 65.9551
Chasm Hydro Partnership | -99784 | Operating | 1.6 | Hydraulic Turbine | 1982 | Ampersand Hydro LLC | New York | NPCC | NY | Franklin | NY | Water | 1.4 | NA | NA | NA | 38.2665 | 7.0369 | 0
Chateaugay High Falls Hydro | -241812 | Operating | 1.7 | Hydraulic Turbine | 1988 | Enel Green Power North America, Inc. | New York | NPCC | NY | Franklin | NY | Water | 1.6 | NA | NA | NA | 19.6704 | 18.2149 | 19.2566
Chateaugay Wind | -663057 | Operating | 106.5 | Wind Turbine | 2009 | Alberta Investment Management Corporation | New York | NPCC | NY | Franklin | NY | Wind | 106.5 | NA | NA | NA | 15.0688 | 15.7953 | 18.7892
Chateaugay Wind | -663056 | Operating | 106.5 | Wind Turbine | 2009 | The AES Corporation | New York | NPCC | NY | Franklin | NY | Wind | 106.5 | NA | NA | NA | 15.0688 | 15.7953 | 18.7892
Chautauqua LFGTE Facility | -641044 | Operating | 9.6 | Internal Combustion | 2010 | Chautauqua Town New York | New York | NPCC | NY | Chautauqua | NY | Biomass | 9.6 | 6059 | 13518 | 10961 | 2.5744 | 18.7952 | 46.196
Chemung Solar Farm Project | -216822 | Operating | 2 | Solar | 2018 | Delaware River Solar, LLC | New York | NPCC | NY | Chemung | NY | Solar | 2 | NA | NA | NA | NA | NA | NA
Chester NY 1 Solar Project | -613004 | Operating | 2 | Solar | 2019 | Pansolo Holding Inc. | New York, PJM | NPCC | NY | Orange | NY | Solar | 2 | NA | NA | NA | 13.1678 | 18.0708 | 18.9555
Chester NY 1 Solar Project | -236156 | Operating | 2 | Solar | 2019 | Nautilus Solar Energy, LLC | New York, PJM | NPCC | NY | Orange | NY | Solar | 2 | NA | NA | NA | 13.1678 | 18.0708 | 18.9555
Chester NY 1 Solar Project | -236155 | Operating | 2 | Solar | 2019 | Nautilus Solar Energy, LLC | New York, PJM | NPCC | NY | Orange | NY | Solar | 2 | NA | NA | NA | 13.1678 | 18.0708 | 18.9555
Chickadee Clean Energy (Arthur Kill) | -795733 | Operating | NA | Battery | 2025 | NineDot Holdings, Inc. | New York | NPCC | NY | Richmond | NY | Energy Storage | 5 | NA | NA | NA | NA | NA | NA
Cicero Energy Storage 1 Project | -674126 | Operating | 5 | Battery | 2022 | CEP II Holdco, LP | New York | NPCC | NY | Onondaga | NY | Energy Storage | 5 | NA | NM | NA | 16.9658 | 9.258 | NA
Cicero Solar Project | -739556 | Operating | 5 | Solar | 2022 | CEP II Holdco, LP | New York | NPCC | NY | Onondaga | NY | Solar | 5 | NA | NA | NA | NA | NA | NA
Citizens Chenango Solar Project | -763620 | Operating | 4.9 | Solar | 2020 | Citizens Solar Holdings IX LLC | New York | NPCC | NY | Broome | NY | Solar | 4.9 | NA | NA | NA | 15.2432 | 15.4156 | 15.3248
City of Rochester Solar Project | -173988 | Operating | 1.8 | Solar | 2017 | AES Distributed Energy, Inc. | New York | NPCC | NY | Monroe | NY | Solar | 1.8 | NA | NA | NA | 18.0682 | 17.9541 | 17.1423
City of Troy Landfill Solar Project (MSAP 13) | -316894 | Operating | 2 | Solar | 2020 | MSAP 13, LLC | New England, New York | NPCC | NY | Rensselaer | NY | Solar | 2 | NA | NA | NA | 17.0491 | 19.2694 | 16.2671
City of Watertown | -2471 | Operating | 8.1 | Hydraulic Turbine | 1924 | Watertown City of NY | New York | NPCC | NY | Jefferson | NY | Water | 6.3 | NA | NA | NA | 41.317 | 41.1412 | 46.6025
Clarks Mill Lower | -2483 | Operating | 1.07 | Hydraulic Turbine | 1985 | Hollingworth & Vose Company | New York | NPCC | NY | Washington | NY | Water | 1.07 | NA | NA | NA | NA | NA | NA
Clarks Mill Upper | -2484 | Operating | 0.99 | Hydraulic Turbine | 1985 | Hollingworth & Vose Company | New York | NPCC | NY | Washington | NY | Water | 0.99 | NA | NA | NA | NA | NA | NA
Clarkson Solar Farm | -674206 | Operating | 2 | Solar | 2014 | PIP5 LUMOS LLC | New York | NPCC | NY | Saint Lawrence | NY | Solar | 2 | NA | NA | NA | 9.9429 | 9.6861 | 11.5753
Clarkson Solar Farm | -674205 | Operating | 2 | Solar | 2014 | Aes Clean Energy Development Holdings, Llc | New York | NPCC | NY | Saint Lawrence | NY | Solar | 2 | NA | NA | NA | 9.9429 | 9.6861 | 11.5753
Claverack Creek Solar Project | -789514 | Operating | 5 | Solar | 2024 | NextEra Energy Resources, LLC | New York | NPCC | NY | Columbia | NY | Solar | 5 | NA | NA | NA | NA | NA | NA
Clay Solar CSG | -365033 | Operating | 5 | Solar | 2021 | NextEra Energy Resources, LLC | New York | NPCC | NY | Onondaga | NY | Solar | 5 | NA | NA | NA | 10.1256 | 6.6393 | 0.66895
Clemons Road Solar Plant | -773537 | Operating | 2.75 | Solar | 2024 | Renewable Properties, LLC | New England, New York | NPCC | NY | Onondaga | NY | Solar | 2.75 | NA | NA | NA | NA | NA | NA
Clifton Park 1 Solar Electric Plant | -613153 | Operating | 5 | Solar | 2020 | Nautilus Solar Energy, LLC | New York | NPCC | NY | Saratoga | NY | Solar | 5 | NA | NA | NA | 18.6096 | 19.9292 | 18.8699
Clifton Park 1 Solar Electric Plant | -613152 | Operating | 5 | Solar | 2020 | Pansolo Holding Inc. | New York | NPCC | NY | Saratoga | NY | Solar | 5 | NA | NA | NA | 18.6096 | 19.9292 | 18.8699
Clifton Park 1 Solar Electric Plant | -379031 | Operating | 5 | Solar | 2020 | Nautilus Solar Energy, LLC | New York | NPCC | NY | Saratoga | NY | Solar | 5 | NA | NA | NA | 18.6096 | 19.9292 | 18.8699
Clifton Park 2 Solar Electric Plant | -613143 | Operating | 2 | Solar | 2020 | Nautilus Solar Energy, LLC | New York | NPCC | NY | Saratoga | NY | Solar | 2 | NA | NA | NA | 17.9509 | 19.8174 | 18.6301
Clifton Park 2 Solar Electric Plant | -613142 | Operating | 2 | Solar | 2020 | Pansolo Holding Inc. | New York | NPCC | NY | Saratoga | NY | Solar | 2 | NA | NA | NA | 17.9509 | 19.8174 | 18.6301
Clifton Park 2 Solar Electric Plant | -378310 | Operating | 2 | Solar | 2020 | Nautilus Solar Energy, LLC | New York | NPCC | NY | Saratoga | NY | Solar | 2 | NA | NA | NA | 17.9509 | 19.8174 | 18.6301
Clifton Park Landfill Solar Project | -807128 | Operating | 1 | Solar | 2016 | EDF power solutions North America | New England, New York | NPCC | NY | Saratoga | NY | Solar | 1 | NA | NA | NA | NA | NA | NA
Clinton Landfill | -167718 | Operating | 6.4 | Internal Combustion | 2008 | Casella Waste Systems, Inc. | New York | NPCC | NY | Clinton | NY | Biomass | 6.4 | 11045 | 11590 | 11198 | 84.416 | 76.9496 | 68.5181
Clinton Wind Park | -663006 | Operating | 100.5 | Wind Turbine | 2008 | Alberta Investment Management Corporation | New York | NPCC | NY | Clinton | NY | Wind | 100.5 | NA | NA | NA | 13.9774 | 12.253 | 17.1948
Clinton Wind Park | -663005 | Operating | 100.5 | Wind Turbine | 2008 | The AES Corporation | New York | NPCC | NY | Clinton | NY | Wind | 100.5 | NA | NA | NA | 13.9774 | 12.253 | 17.1948
CMR Solar Project | -663326 | Operating | 2 | Solar | 2019 | Clearway Energy, Inc. | New York, PJM | NPCC | NY | Orange | NY | Solar | 2 | NA | NA | NA | 19.7203 | NA | NA
CMR Solar Project | -663325 | Operating | 2 | Solar | 2019 | Clearway Energy, Inc. | New York, PJM | NPCC | NY | Orange | NY | Solar | 2 | NA | NA | NA | 19.7203 | NA | NA
Coeymans Solar Farm (Albany County 2 Solar) | -747304 | Operating | 20 | Solar | 2024 | Greenbacker Renewable Energy Company LLC | New England | NPCC | NE | Albany | NY | Solar | 20 | NA | NA | NA | NA | NA | NA
Coeymans Solar Farm (Albany County) | -747201 | Operating | 20 | Solar | 2024 | Greenbacker Renewable Energy Company LLC | New York | NPCC | NY | Albany | NY | Solar | 20 | NA | NA | NA | NA | NA | NA
Cohalan Court Complex (East & West) | -493743 | Operating | 4 | Solar | 2012 | Undisclosed buyer | New York | NPCC | NY | Suffolk | NY | Solar | 4 | NA | NA | NA | 13.907 | 16.0759 | 14.4635
Cohocton Wind Farm I | -695616 | Operating | 123.3 | Wind Turbine | 2009 | TerraForm Power, Inc. | New York | NPCC | NY | Steuben | NY | Wind | 123.3 | NA | NA | NA | 17.1638 | 19.832 | 10.8737
Cohocton Wind Farm II (Dutch Hill) | -695614 | Operating | 37.5 | Wind Turbine | 2009 | TerraForm Power, Inc. | New York | NPCC | NY | Steuben | NY | Wind | 37.5 | NA | NA | NA | 24.1863 | 27.9464 | 15.3224
Collins (NY) Solar Project | -793533 | Operating | NA | Solar | 2024 | Azimuth 180 Solar Electric, LLC | New York | NPCC | NY | Oneida | NY | Solar | 4.9 | NA | NA | NA | NA | NA | NA
Colonie LFGTE Facility | -764043 | Operating | 6.4 | Internal Combustion | 2006 | Aria Energy Corp. | New York | NPCC | NY | Albany | NY | Biomass | 6.4 | 14691 | 14165 | 13086 | 61.7812 | 66.0138 | 61.5172
Colonie LFGTE Facility | -504045 | Operating | 6.4 | Internal Combustion | 2006 | Ares EIF Management, LLC | New York | NPCC | NY | Albany | NY | Biomass | 6.4 | 14691 | 14165 | 13086 | 61.7812 | 66.0138 | 61.5172
Colton | -695463 | Operating | 30 | Hydraulic Turbine | 1918 | Brookfield Renewable Partners L.P. | New York | NPCC | NY | Saint Lawrence | NY | Water | 31.3 | NA | NA | NA | 63.8671 | 50.2644 | 69.5053
Columbia University - Minisink Cosh Farm | -173844 | Operating | 2 | Solar | 2018 | The AES Corporation | New York, PJM | NPCC | NY | Orange | NY | Solar | 2 | NA | NA | NA | 19.9772 | 21.2671 | 19.6975
Columbia University-Johnson Solar Farm | -173843 | Operating | 2 | Solar | 2018 | The AES Corporation | New York, PJM | NPCC | NY | Orange | NY | Solar | 2 | NA | NA | NA | 19.1039 | 20.9646 | 19.6404
Comfort Solar Project | -781379 | Operating | 5.5 | Solar | 2024 | Nautilus Solar Solutions, LLC | New York | NPCC | NY | Erie | NY | Solar | 5.5 | NA | NA | NA | NA | NA | NA
Comfort Solar Project | -781378 | Operating | 5.5 | Solar | 2024 | Nautilus Solar Solutions, LLC | New York | NPCC | NY | Erie | NY | Solar | 5.5 | NA | NA | NA | NA | NA | NA
Comfort Solar Project | -781377 | Operating | 5.5 | Solar | 2024 | Pansolo Holding Inc. | New York | NPCC | NY | Erie | NY | Solar | 5.5 | NA | NA | NA | NA | NA | NA
Constable Solar Project (State Route 122) | -389756 | Operating | 5 | Solar | 2021 | OYA Solar Inc. | New York | NPCC | NY | Franklin | NY | Solar | 4.5 | NA | NA | NA | 19.7768 | 19.5637 | 0.050736
Copenhagen | -382418 | Operating | 3.3 | Hydraulic Turbine | 1984 | Central Rivers Power, LLC | New York | NPCC | NY | Lewis | NY | Water | 3.1 | NA | NA | NA | 32.9614 | 25.7475 | 31.3006
Copenhagen Wind Farm | -807114 | Operating | 79.9 | Wind Turbine | 2019 | EDF power solutions North America | New England | NPCC | NE | Lewis | NY | Wind | 79.9 | NA | NA | NA | NA | NA | NA
Cornell Geneva Solar Farm (Argos Solar) | -794579 | Operating | 2 | Solar | 2015 | Nadara Limited | New York | NPCC | NY | Ontario | NY | Solar | 2 | NA | NA | NA | NA | NA | NA
Cornell Geneva Solar Farm (Argos Solar) | -755105 | Operating | 2 | Solar | 2015 | Energy Infrastructure Partners LLC | New York | NPCC | NY | Ontario | NY | Solar | 2 | NA | NA | NA | NA | NA | NA
Cornell Geneva Solar Farm (Argos Solar) | -755104 | Operating | 2 | Solar | 2015 | Eni S.p.A. | New York | NPCC | NY | Ontario | NY | Solar | 2 | NA | NA | NA | NA | NA | NA
Cornell Hydro | -761706 | Operating | 1.9 | Hydraulic Turbine | 1981 | Cornell Pump Company | New York | NPCC | NY | Tompkins | NY | Water | 1.8 | NA | NA | NA | 34.6525 | 30.5746 | 50.4186
Cornell University Central Heat IC | -173095 | Operating | 2 | Internal Combustion | 2009 | Cornell University | New York | NPCC | NY | Tompkins | NY | Oil | 2 | 11243 | 10909 | 10816 | 0.21119 | 0.18836 | 0.21689
Paddy's Run | -742711 | Operating | 210.6 | Gas Turbine | 1968 | Louisville Gas and Electric Company |  | SERC | CENTRL | Jefferson | KY | Gas | 203 | 11199 | 11464 | 16575 | 1.524 | 5.2059 | 1.4312
Corning Riverview Project (Project 1 - Corning PPA) | -318046 | Operating | 5 | Solar | 2020 | SSA Solar of NY 3 LLC | New York | NPCC | NY | Erie | NY | Solar | 5 | NA | NA | NA | 17.0297 | 18.3539 | 13.9292
Cortlandville 1 Solar Plant | -388245 | Operating | 5 | Solar | 2021 | NextEra Energy Resources, LLC | New York | NPCC | NY | Cortland | NY | Solar | 5 | NA | NA | NA | 10.79 | 13.0228 | 1.3402
Cortlandville III Solar Plant | -638430 | Operating | 5 | Solar | 2023 | NextEra Energy Resources, LLC | New York | NPCC | NY | Cortland | NY | Solar | 5 | NA | NA | NA | 15.3128 | NA | NA
Costanza Solar Project | -405456 | Operating | 2 | Solar | 2020 | Cypress Creek Renewables, LLC | New York | NPCC | NY | Albany | NY | Solar | 2 | NA | NA | NA | 17.2146 | 21.0217 | NA
County Highway Solar 1 Project | -774026 | Operating | 5 | Solar | 2024 | PIP5 LUMOS LLC | New York | NPCC | NY | Fulton | NY | Solar | 5 | NA | NA | NA | NA | NA | NA
County Highway Solar 1 Project | -774025 | Operating | 5 | Solar | 2024 | Aes Clean Energy Development Holdings, Llc | New York | NPCC | NY | Fulton | NY | Solar | 5 | NA | NA | NA | NA | NA | NA
County Road 16 Solar Project | -318000 | Operating | 2 | Solar | 2020 | Kendall Sustainable Infrastructure, LLC | New York | NPCC | NY | Schuyler | NY | Solar | 2 | NA | NA | NA | 18.1906 | 19.2979 | 15.9932
County Road 17 Solar Project | -465454 | Operating | 3.3 | Solar | 2022 | Kendall Sustainable Infrastructure, LLC | New York | NPCC | NY | Chenango | NY | Solar | 3.3 | NA | NA | NA | 17.2374 | 12.7992 | NA
County Route 11 Community Solar Farm | -313959 | Operating | 4.1 | Solar | 2020 | Kendall Sustainable Infrastructure, LLC | New York | NPCC | NY | Clinton | NY | Solar | 4.1 | NA | NA | NA | 16.5525 | 17.8249 | 16.0653
County Route 11B Solar Project | -778644 | Operating | 4.9 | Solar | 2024 | Generate Capital, PBC | New York | NPCC | NY | Clinton | NY | Solar | 4.9 | NA | NA | NA | NA | NA | NA
Covanta Hempstead | -383244 | Operating | 78.6 | Steam Turbine | 1989 | American Ref Fuel Company of Essex | New York | NPCC | NY | Nassau | NY | Biomass | 71.8 | 18465 | 17168 | 17449 | 79.3587 | 92.2704 | 92.9294
Covanta Niagara | -383245 | Operating | 50 | Steam Turbine | 1980 | American Ref Fuel Company of Essex | New York | NPCC | NY | Niagara | NY | Biomass | 36 | 42927 | 42354 | 45767 | 61.9073 | 63.2423 | 59.9727
Coventry Solar Site 2 Project | -789552 | Operating | 5 | Solar | 2024 | NSF Coventry Site 2, LLC | New York | NPCC | NY | Chenango | NY | Solar | 5 | NA | NA | NA | NA | NA | NA
Paddy's Run | -742710 | Operating | 210.6 | Gas Turbine | 1968 | Kentucky Utilities Company |  | SERC | CENTRL | Jefferson | KY | Gas | 203 | 11199 | 11464 | 16575 | 1.524 | 5.2059 | 1.4312
Palaau Power CT | -13111 | Operating | 2.5 | Gas Turbine | 1982 | Maui Electric Company, Ltd. |  | HI | HI | Maui | HI | Oil | 2 | 24000 | NA | 20250 | 0.13699 | 0 | 0.20548
Palo Seco Gas Plant | -765686 | Operating | 216 | Gas Turbine | 1972 | Puerto Rico Electric Power Authority |  |  |  | Toa Baja | PR | Oil | 216 | 12135 | 12404 | NA | 14.3018 | 6.1289 | NA
Palomar Energy | -9174 | Operating | 559 | Combined Cycle | 2005 | San Diego Gas & Electric Company | CAISO | WECC | CAMX | San Diego | CA | Gas | 590 | 7013 | 6982 | 7049 | 24.7545 | 46.0787 | 35.5143
Panda Brandywine | -487233 | Operating | 288.8 | Combined Cycle | 1996 | IIF US Holding 2 GP LLC | PJM | RFC | R-PJM | Prince George's | MD | Gas | 253.98 | 8288 | 8620 | NA | 29.2517 | 21.7732 | NA
CR 84 Solar Farm | -516878 | Operating | 5 | Solar | 2021 | Delaware River Solar, LLC | New York | NPCC | NY | Steuben | NY | Solar | 5 | NA | NA | NA | 19.7671 | 20.4361 | NA
Crans Mill Solar Project | -663303 | Operating | 2.8 | Solar | 2019 | Clearway Energy, Inc. | New York, PJM | NPCC | NY | Orange | NY | Solar | 2.8 | NA | NA | NA | NA | NA | NA
Crans Mill Solar Project | -663302 | Operating | 2.8 | Solar | 2019 | Clearway Energy, Inc. | New York, PJM | NPCC | NY | Orange | NY | Solar | 2.8 | NA | NA | NA | NA | NA | NA
Cream Street Solar Project | -508489 | Operating | 2 | Solar | 2020 | Nexamp, Inc. | New York | NPCC | NY | Dutchess | NY | Solar | 2 | NA | NA | NA | 20.6963 | 21.7123 | NA
Crescent | -511483 | Operating | 11.6 | Hydraulic Turbine | 1924 | Power Authority of the State of New York | New York | NPCC | NY | Albany | NY | Water | 11.6 | NA | NA | NA | 63.6268 | 53.3558 | 68.5778
Panda Hummel Station (Sunbury Repower CC) | -427693 | Operating | 1194.4 | Combined Cycle | 2018 | LS Power Development, LLC | PJM | RFC | R-PJM | Snyder | PA | Gas | 1109.5 | 6762 | 6807 | 6788 | 80.5093 | 79.7456 | 77.7449
Panda Liberty Generating Station (Moxie Liberty) | -668410 | Operating | 936 | Combined Cycle | 2016 | BCPG Public Company Limited | PJM | RFC | R-PJM | Bradford | PA | Gas | 850 | 6679 | NA | NA | 83.4157 | NA | NA
Panda Liberty Generating Station (Moxie Liberty) | -668409 | Operating | 936 | Combined Cycle | 2016 | The Carlyle Group Inc. | PJM | RFC | R-PJM | Bradford | PA | Gas | 850 | 6679 | NA | NA | 83.4157 | NA | NA
Panoche CT | -182121 | Operating | 60.5 | Gas Turbine | 2001 | Avenue Capital Group, LLC | CAISO | WECC | CAMX | Fresno | CA | Gas | 52 | 10791 | 11118 | 10982 | 5.7991 | 1.5769 | 3.6216
Panoche Energy Center | -252649 | Operating | 432 | Gas Turbine | 2009 | United States Power Fund II LP | CAISO | WECC | CAMX | Fresno | CA | Gas | 416.8 | 9309 | 9286 | 9271 | 17.9196 | 20.0348 | 18.406
Panoche Peaker | -26013 | Operating | 56.7 | Gas Turbine | 1973 | Wellhead Electric Company, Inc. | CAISO | WECC | CAMX | Fresno | CA | Gas | 56.7 | 15828 | 15230 | 15245 | 0.3175 | 0.43286 | 0.6501
Paradise CC | -171194 | Operating | 1160 | Combined Cycle | 2017 | Tennessee Valley Authority |  | SERC | CENTRL | Muhlenberg | KY | Gas | 1160 | 6730 | 6769 | 6774 | 67.4519 | 67.7297 | 64.6321
Paradise CT | -743264 | Operating | 693.6 | Gas Turbine | 2023 | Tennessee Valley Authority |  | SERC | CENTRL | Muhlenberg | KY | Gas | 693 | NA | NA | NA | 0 | NA | NA
Paragould Turbine | -5741 | Operating | 13.6 | Gas Turbine | 1990 | Paragould Light and Water Commission | SPP | MRO | MRO-US | Greene | AR | Gas | 13.6 | 13791 | 13946 | 13961 | 0.13682 | 0.12507 | 0.063793
Croton Solar Facility | -788753 | Operating | 3 | Solar | 2021 | Clearlight Energy | New York | NPCC | NY | Westchester | NY | Solar | 3 | NA | NA | NA | NA | NA | NA
Cummins Inc. Solar Project (Lakewood) | -139600 | Operating | 2 | Solar | 2015 | WGL Energy Services, Inc. | New England, New York | NPCC | NY | Chautauqua | NY | Solar | 1.8 | NA | NA | NA | 10.033 | 11.6629 | 0
Curtis Palmer Hydroelectric | -765332 | Operating | 59 | Hydraulic Turbine | 1985 | Hydro-Québec | New York | NPCC | NY | Saratoga | NY | Water | 60 | NA | NA | NA | 74.8044 | 56.0864 | 65.747
Curtis Palmer Hydroelectric | -378439 | Operating | 59 | Hydraulic Turbine | 1985 | Innergex Renewable Energy Inc. | New York | NPCC | NY | Saratoga | NY | Water | 60 | NA | NA | NA | 74.8044 | 56.0864 | 65.747
CVE US EI3 Wheatfield Solar Project | -808688 | Operating | NA | Solar | 2024 | CVE North America, Inc. | New York | NPCC | NY | Niagara | NY | Solar | 4 | NA | NA | NA | NA | NA | NA
CVE US EI7 Belair Solar Project | -753401 | Operating | 4 | Solar | 2023 | CVE North America, Inc. | New York | NPCC | NY | Rensselaer | NY | Solar | 4 | NA | NA | NA | NA | NA | NA
Czub Community Solar Project | -249638 | Operating | 2 | Solar | 2018 | Forefront Power, LLC | New York | NPCC | NY | Rensselaer | NY | Solar | 2 | NA | NA | NA | 19.5148 | 20.9646 | 20.0457
Dahowa Hydro | -783498 | Operating | 10.5 | Hydraulic Turbine | 1987 | Gravity Renewables, Inc. | New York | NPCC | NY | Washington | NY | Water | 10.5 | NA | NA | NA | NA | NA | NA
Danskammer 1-2 | -390999 | Operating | 145.5 | Steam Turbine | 1951 | Tiger Infrastructure Partners LP | New York | NPCC | NY | Orange | NY | Gas | 133.7 | 14069 | 13761 | 11988 | 0.23958 | 0.20201 | 0.24462
Danskammer 3-4 | -390992 | Operating | 386.5 | Steam Turbine | 1959 | Tiger Infrastructure Partners LP | New York | NPCC | NY | Orange | NY | Gas | 367.2 | 12498 | 12979 | 11889 | 0.51071 | 0.40695 | 0.31351
Danskammer IC | -390993 | Operating | 5.4 | Internal Combustion | 1967 | Tiger Infrastructure Partners LP | New York | NPCC | NY | Orange | NY | Oil | 5 | 11333 | 10822 | 14179 | 0.047945 | 0.16667 | 0.063927
Darby Solar | -648170 | Operating | 20 | Solar | 2023 | The Conti Group | New York | NPCC | NY | Washington | NY | Solar | 20 | NA | NA | NA | 8.3847 | NA | NA
Darby Solar | -648169 | Operating | 20 | Solar | 2023 | Ares EIF Management, LLC | New York | NPCC | NY | Washington | NY | Solar | 20 | NA | NA | NA | 8.3847 | NA | NA
Dashville | -60079 | Operating | 4.8 | Hydraulic Turbine | 1920 | Central Hudson Gas & Electric Corp. | New York | NPCC | NY | Ulster | NY | Water | 4.8 | NA | NA | NA | 30.1251 | 35.3025 | 44.7988
Daum Solar (SUN 8 Community Solar) | -798523 | Operating | 4 | Solar | 2020 | Altus Power, Inc. | New York | NPCC | NY | Ontario | NY | Solar | 4 | NA | NA | NA | NA | NA | NA
Davis Battery Plant | -739567 | Operating | 2 | Battery | 2023 | Generate Capital, PBC | New York, PJM | NPCC | NY | Orange | NY | Energy Storage | 2 | NA | NA | NA | 0.52511 | NA | NA
Davis Community Solar Farm | -524143 | Operating | 2 | Solar | 2022 | Generate Capital, PBC | New York, PJM | NPCC | NY | Orange | NY | Solar | 2 | NA | NA | NA | 7.129 | NA | NA
Day Hollow Road Solar Project | -752635 | Operating | 5 | Solar | 2024 | NY Owego III LLC | New York | NPCC | NY | Tioga | NY | Solar | 5 | NA | NA | NA | NA | NA | NA
Deer Park LIRR Lot (Eastern Long Island Solar Project) | -493745 | Operating | 2.5 | Solar | 2012 | Undisclosed buyer | New York | NPCC | NY | Suffolk | NY | Solar | 2.5 | NA | NA | NA | 13.21 | 17.0822 | 16.6895
Deferiet | -695467 | Operating | 12 | Hydraulic Turbine | 1925 | Brookfield Renewable Partners L.P. | New York | NPCC | NY | Jefferson | NY | Water | 10.8 | NA | NA | NA | 72.4759 | 57.9845 | 55.1951
Denmark Community Solar Project | -465428 | Operating | 7.2 | Solar | 2020 | Fonds de solidarité FTQ | New York | NPCC | NY | Lewis | NY | Solar | 7.2 | NA | NA | NA | NA | NA | NA
Denmark Community Solar Project | -465427 | Operating | 7.2 | Solar | 2020 | Caisse de dépôt et placement du Québec | New York | NPCC | NY | Lewis | NY | Solar | 7.2 | NA | NA | NA | NA | NA | NA
DER Oakwood Battery Storage Project | -766426 | Operating | 1 | Battery | 2023 | Nexamp, Inc. | New York | NPCC | NY | Westchester | NY | Energy Storage | 1 | NA | NA | NA | NA | NA | NA
DER Oakwood Solar Project | -785495 | Operating | 1.3 | Solar | 2023 | Nexamp, Inc. | New York | NPCC | NY | Westchester | NY | Solar | 1.3 | NA | NA | NA | NA | NA | NA
Dexter Plant | -382419 | Operating | 4.2 | Hydraulic Turbine | 1931 | Central Rivers Power, LLC | New York | NPCC | NY | Jefferson | NY | Water | 4 | NA | NA | NA | 23.0337 | 10.5565 | 42.8368
Diamond Island | -382420 | Operating | 1.2 | Hydraulic Turbine | 1914 | Central Rivers Power, LLC | New York | NPCC | NY | Jefferson | NY | Water | 1.2 | NA | NA | NA | 36.4916 | 39.1743 | 37.3478
Diana Hydroelectric | -786977 | Operating | 1.8 | Hydraulic Turbine | 1985 | Energy Ottawa Inc. | New York | NPCC | NY | Lewis | NY | Water | 1.8 | NA | NA | NA | 52.8095 | 41.7607 | 40.7803
DOCCS Eastern Solar Project | -409029 | Operating | 5 | Solar | 2021 | DOCCS Eastern | New York | NPCC | NY | Ulster | NY | Solar | 5 | NA | NA | NA | 19.3242 | 18.347 | 1.1758
DOCCS Greene Solar Project | -678347 | Operating | 5 | Solar | 2022 | Green Correctional Coxsackie NY Solar LLC | New York | NPCC | NY | Greene | NY | Solar | 5 | NA | NA | NA | 19.2603 | 3.2991 | NA
DOCCS Midstate Project | -409021 | Operating | 3.8 | Solar | 2021 | DOCCS Midstate | New York | NPCC | NY | Oneida | NY | Solar | 3.8 | NA | NA | NA | 14.1583 | 16.6907 | 0.23131
Dolgeville Hydroelectric | -786978 | Operating | 5 | Hydraulic Turbine | 1985 | Energy Ottawa Inc. | New York | NPCC | NY | Herkimer | NY | Water | 5.2 | NA | NA | NA | 30.8658 | 23.4041 | 27.5114
Donati Solar Farm | -673602 | Operating | 2 | Solar | 2021 | Delaware River Solar, LLC | New York | NPCC | NY | Seneca | NY | Solar | 2 | NA | NA | NA | 18.9783 | 11.2158 | NA
Dover Community Solar Garden | -209935 | Operating | 2 | Solar | 2019 | Forefront Power, LLC | New York | NPCC | NY | Dutchess | NY | Solar | 2 | NA | NA | NA | 21.113 | 21.7352 | 20.1084
Drinkwater Solar Plant | -673584 | Operating | 2 | Solar | 2021 | Generate Capital, PBC | New York | NPCC | NY | Montgomery | NY | Solar | 2 | NA | NA | NA | 18.9098 | 17.4372 | NA
Dryden Road #2 Community Solar Farm | -216365 | Operating | 1.3 | Solar | 2019 | Delaware River Solar, LLC | New York | NPCC | NY | Tompkins | NY | Solar | 1.3 | NA | NA | NA | 18.0892 | 10.9326 | 17.1145
Duanesburg Solar Farm | -173487 | Operating | 2 | Solar | 2018 | RER Energy Group, Inc. | New York | NPCC | NY | Schenectady | NY | Solar | 2 | NA | NA | NA | 18.1336 | 19.5833 | 17.7911
Dubois Battery Project | -673821 | Operating | 2 | Battery | 2020 | Generate Capital, PBC | New York | NPCC | NY | Orange | NY | Energy Storage | 2 | NA | NM | NA | 3.1678 | 3.8642 | NA
Dubois Solar Farm | -747081 | Operating | 3 | Solar | 2020 | Delaware River Solar, LLC | New York | NPCC | NY | Orange | NY | Solar | 2 | NA | NA | NA | 12.3231 | 18.4018 | NA
Dunkleman Solar (Otto CSG I) | -638624 | Operating | 5 | Solar | 2023 | Generate Capital, PBC | New York | NPCC | NY | Cattaraugus | NY | Solar | 5 | NA | NA | NA | 18.395 | NA | NA
Dusenberry Solar Project | -408974 | Operating | 5 | Solar | 2021 | AES Distributed Energy, Inc. | New York | NPCC | NY | Rensselaer | NY | Solar | 5 | NA | NA | NA | 17.911 | 20.5251 | 0.038813
Dutchess County Department of Public Works - Airport Solar Project | -378114 | Operating | 1.8 | Solar | 2020 | Tesla Energy Operations, Inc. | New York | NPCC | NY | Dutchess | NY | Solar | 1.8 | NA | NA | NA | 18.4044 | 18.4932 | 19.2225
Dutchess County Resource Recovery (Hudson Valley) | -3037 | Operating | 9.2 | Steam Turbine | 1987 | Dutchess County New York Resource Recovery Agency | New York | NPCC | NY | Dutchess | NY | Biomass | 7.4 | NA | 41085 | 34246 | 15.4835 | 43.2849 | 62.1807
E.F. Barrett | -10487 | Operating | 376 | Steam Turbine | 1956 | National Grid Generation LLC | New York | NPCC | NY | Nassau | NY | Gas | 390 | 11057 | 11027 | 10978 | 38.0104 | 35.1349 | 40.1243
Paramount Refinery | -116931 | Out of Service | 6.7 | Gas Turbine | 2002 | Paramount Petroleum Corporation | CAISO | WECC | CAMX | Los Angeles | CA | Gas | NA | NA | NA | NA | NA | NA | NA
E.J. West | -695468 | Operating | 22 | Hydraulic Turbine | 1930 | Brookfield Renewable Partners L.P. | New York | NPCC | NY | Saratoga | NY | Water | 22.1 | NA | NA | NA | 35.8344 | 29.3849 | 33.6355
Eagle | -695469 | Operating | 6 | Hydraulic Turbine | 1914 | Brookfield Renewable Partners L.P. | New York | NPCC | NY | Lewis | NY | Water | 5.8 | NA | NA | NA | 65.9266 | 65.2122 | 59.2249
Paris | -5744 | Operating | 381.6 | Gas Turbine | 1995 | Wisconsin Electric Power Company | MISO | RFC | R-MISO | Kenosha | WI | Gas | 400 | 14149 | 12740 | 13842 | 4.5719 | 7.231 | 4.1851
East Hampton Battery Storage Center | -194358 | Operating | 5 | Battery | 2018 | National Grid Generation LLC | New York | NPCC | NY | Suffolk | NY | Energy Storage | 5 | NA | NM | NM | 2.4224 | 13.4977 | 13.7169
East Hampton Battery Storage Center | -194357 | Operating | 5 | Battery | 2018 | NextEra Energy Resources, LLC | New York | NPCC | NY | Suffolk | NY | Energy Storage | 5 | NA | NM | NM | 2.4224 | 13.4977 | 13.7169
East Hampton Diesel | -10490 | Operating | 6 | Internal Combustion | 1962 | National Grid Generation LLC | New York | NPCC | NY | Suffolk | NY | Oil | 6.2 | 10814 | 10729 | 10689 | 3.7045 | 3.977 | 4.6785
East Norfolk | -695470 | Operating | 4 | Hydraulic Turbine | 1928 | Brookfield Renewable Partners L.P. | New York | NPCC | NY | Saint Lawrence | NY | Water | 4.1 | NA | NA | NA | 74.3346 | 71.8566 | 66.4913
East Point Energy Center | -760906 | Operating | 50 | Solar | 2024 | NextEra Energy Resources, LLC | New York | NPCC | NY | Schoharie | NY | Solar | 50 | NA | NA | NA | NA | NA | NA
East Pulaski Battery Storage System | -249180 | Operating | 2 | Battery | 2018 | National Grid Generation LLC | New England, New York | NPCC | NY | Oswego | NY | Energy Storage | 2 | NA | NM | NM | 1.2614 | 0.022831 | 0.074201
East River | -3072 | Operating | 356.2 | Steam Turbine | 1951 | Consolidated Edison Company of New York, Inc. | New York | NPCC | NY | New York | NY | Gas | 328.1 | 11714 | 12413 | 12315 | 36.8639 | 27.0532 | 25.5748
Paris Energy Center | -640617 | Operating | 265.6 | Combined Cycle | 1989 | Hull Street Energy, LLC | ERCOT | TRE | TRE | Lamar | TX | Gas | 263 | 9171 | NA | NA | 35.1369 | NA | NA
Parkland | -167508 | Operating | 10 | Gas Turbine | 2008 | AltaGas Limited Partnership | Alberta | WECC | WECCCN |  |  | Gas | 10 | NA | NA | NA | NA | NA | NA
Eel Weir | -695471 | Operating | 2.5 | Hydraulic Turbine | 1928 | Brookfield Renewable Partners L.P. | New York | NPCC | NY | Saint Lawrence | NY | Water | 2 | NA | NA | NA | 51.9406 | 48.7785 | 44.7774
Effley | -695472 | Operating | 3 | Hydraulic Turbine | 1902 | Brookfield Renewable Partners L.P. | New York | NPCC | NY | Lewis | NY | Water | 2.9 | NA | NA | NA | 65.2692 | 62.6358 | 54.0978
Eight Point Wind Project | -787410 | Operating | 111.8 | Wind Turbine | 2023 | XPLR Infrastructure, LP | New York | NPCC | NY | Steuben | NY | Wind | 111.8 | NA | NA | NA | 23.7342 | NA | NA
Eight Point Wind Project | -607270 | Operating | 111.8 | Wind Turbine | 2023 | NextEra Energy Resources, LLC | New York | NPCC | NY | Steuben | NY | Wind | 111.8 | NA | NA | NA | 23.7342 | NA | NA
Ellenburg Wind Park | -663008 | Operating | 81 | Wind Turbine | 2008 | Alberta Investment Management Corporation | New York | NPCC | NY | Clinton | NY | Wind | 81 | NA | NA | NA | 15.6792 | 17.0652 | 20.0003
Ellenburg Wind Park | -663007 | Operating | 81 | Wind Turbine | 2008 | The AES Corporation | New York | NPCC | NY | Clinton | NY | Wind | 81 | NA | NA | NA | 15.6792 | 17.0652 | 20.0003
Ellis Tract Solar Farm (Cascadilla Solar) (Solomon Solar) | -798525 | Operating | 18 | Solar | 2019 | Altus Power, Inc. | New York | NPCC | NY | Tompkins | NY | Solar | 18 | NA | NA | NA | NA | NA | NA
Ellisburg CDG Solar Farm | -807515 | Operating | NA | Solar | 2024 | OYA Solar Inc. | New York | NPCC | NY | Jefferson | NY | Solar | 5 | NA | NA | NA | NA | NA | NA
Ellsworth I Community Solar Garden | -209928 | Operating | 2 | Solar | 2019 | FFP NY Community Solar II LLC | New York | NPCC | NY | Saratoga | NY | Solar | 2 | NA | NA | NA | 11.4726 | 22.0719 | 19.7945
Ellsworth II Solar Project | -250031 | Operating | 2 | Solar | 2019 | FFP NY Community Solar II LLC | New York | NPCC | NY | Saratoga | NY | Solar | 2 | NA | NA | NA | 20.0457 | 19.7603 | 19.7489
Elmbrook Solar Project | -791945 | Operating | 5 | Solar | 2023 | PureSky Energy Inc. | New York | NPCC | NY | Rensselaer | NY | Solar | 5 | NA | NA | NA | NA | NA | NA
Elmer | -695474 | Operating | 2 | Hydraulic Turbine | 1916 | Brookfield Renewable Partners L.P. | New York | NPCC | NY | Lewis | NY | Water | 2 | NA | NA | NA | 64.4977 | 59.024 | 54.8002
ELP - Claverack Solar Project | -703720 | Operating | 5 | Solar | 2023 | Brookfield Renewable Partners L.P. | New York | NPCC | NY | Columbia | NY | Solar | 5 | NA | NA | NA | 18.4269 | NA | NA
ELP - Livingston Solar Project | -703718 | Operating | 5 | Solar | 2023 | Brookfield Renewable Partners L.P. | New York | NPCC | NY | Columbia | NY | Solar | 5 | NA | NA | NA | 7.21 | NA | NA
ELP East Fishkill Solar Project | -508265 | Operating | 2 | Solar | 2019 | East Light Partners, PBC | New York | NPCC | NY | Dutchess | NY | Solar | 2 | NA | NA | NA | 19.7317 | 19.5148 | NA
ELP Greenport Solar Project | -647692 | Operating | 5 | Solar | 2020 | East Light Partners, PBC | New York | NPCC | NY | Columbia | NY | Solar | 5 | NA | NA | NA | 18.0776 | 18.0205 | NA
ELP Kinderhook CSG Solar Project | -508478 | Operating | 5 | Solar | 2020 | Conductive Power Operations LLC | New York | NPCC | NY | Columbia | NY | Solar | 5 | NA | NA | NA | 18.5913 | 19.3174 | NA
ELP Kipp Solar Project | -703794 | Operating | 3.5 | Solar | 2023 | Luminace Aggregator, LLC | New York | NPCC | NY | Columbia | NY | Solar | 3.5 | NA | NA | NA | 6.9015 | NA | NA
ELP Myer Solar Project | -509418 | Operating | 1.9 | Solar | 2021 | Vitol US Holding Co. | New York | NPCC | NY | Ulster | NY | Solar | 1.9 | NA | NA | NA | 21.299 | 21.8577 | NA
ELP Saugerties Solar Project | -647691 | Operating | 1.9 | Solar | 2020 | East Light Partners, PBC | New York | NPCC | NY | Ulster | NY | Solar | 1.9 | NA | NA | NA | 20.2355 | 21.5273 | NA
ELP Stanford Solar Project | -674115 | Operating | 5 | Solar | 2021 | Vitol Green Holdings LLC | New York | NPCC | NY | Dutchess | NY | Solar | 5 | NA | NA | NA | 21.3493 | 21.5411 | NA
ELP Union Vale Solar Project | -674110 | Operating | 1.7 | Solar | 2021 | Vitol Green Holdings LLC | New York | NPCC | NY | Dutchess | NY | Solar | 1.7 | NA | NA | NA | 14.0344 | 18.7147 | NA
Emeryville Hydroelectric Project | -122272 | Operating | 3.4 | Hydraulic Turbine | 1987 | Kruger Energy L.P. | New York | NPCC | NY | Saint Lawrence | NY | Water | 2.7 | NA | NA | NA | 37.4598 | 59.7751 | 37.9587
Empire Clean Energy | -798681 | Operating | NA | Battery | 2025 | NineDot Holdings, Inc. | New York | NPCC | NY | Richmond | NY | Energy Storage | 5 | NA | NA | NA | NA | NA | NA
Parlin | -12845 | Operating | 135 | Combined Cycle | 1991 | GE Energy Financial Services | PJM | RFC | R-PJM | Middlesex | NJ | Gas | 127.1 | 10238 | 10118 | 10206 | 0.75427 | 2.1339 | 0.81373
Parnassus Central Utility Plant | -65622 | Operating | 13.4 | Combined Cycle | 1996 | University of San Francisco | CAISO | WECC | CAMX | San Francisco | CA | Gas | 12.5 | 13787 | 13668 | 13737 | 62.5571 | 63.7881 | 63.8822
Pasadena Cogeneration Power Plant | -745142 | Operating | 815 | Combined Cycle | 1998 | Calpine Corporation | ERCOT | TRE | TRE | Harris | TX | Gas | 776 | 7627 | 7472 | 7580 | 68.6521 | 53.2513 | 48.1907
Enfield I Solar | -220108 | Operating | 2.2 | Solar | 2019 | Delaware River Solar, LLC | New York | NPCC | NY | Tompkins | NY | Solar | 2.2 | NA | NA | NA | 16.2412 | 16.4954 | 16.0492
Enfield Site 3 Solar Project | -789550 | Operating | 5 | Solar | 2024 | NSF ENFIELD SITE 3 LLC | New York | NPCC | NY | Tompkins | NY | Solar | 5 | NA | NA | NA | NA | NA | NA
Ephratah | -695475 | Operating | 4 | Hydraulic Turbine | 1911 | Brookfield Renewable Partners L.P. | New York | NPCC | NY | Fulton | NY | Water | 3.9 | NA | NA | NA | 26.6977 | 34.9022 | 37.9669
Equinix - Elmsford Fuel Cell Plant | -673814 | Operating | 1.7 | Fuel Cell | 2020 | Bloom Energy Corporation | New York | NPCC | NY | Westchester | NY | Gas | 1.7 | 7512 | 6860 | NA | 78.6463 | 87.8458 | NA
Pasadena Cogeneration Power Plant | -745141 | Operating | 815 | Combined Cycle | 1998 | Calpine Corporation | ERCOT | TRE | TRE | Harris | TX | Gas | 776 | 7627 | 7472 | 7580 | 68.6521 | 53.2513 | 48.1907
Farmingdale Rooftop Photovoltaic Project | -20269 | Operating | 1.01 | Solar | 2002 | Fala Direct Mail Group | New York | NPCC | NY | Suffolk | NY | Solar | 1.01 | NA | NA | NA | NA | NA | NA
Feeder Dam | -695477 | Operating | 5 | Hydraulic Turbine | 1924 | Brookfield Renewable Partners L.P. | New York | NPCC | NY | Saratoga | NY | Water | 5 | NA | NA | NA | 63.9315 | 52.3881 | 52.2237
Fenner Windpower | -241780 | Operating | 30 | Wind Turbine | 2001 | Enel Green Power North America, Inc. | New York | NPCC | NY | Madison | NY | Wind | 30 | NA | NA | NA | 26.7964 | 33.1366 | 27.9189
FFP - NY Burch Solar Project | -773458 | Operating | 2.5 | Solar | 2024 | Distributed Solar Development, LLC | New York | NPCC | NY | Washington | NY | Solar | 2.5 | NA | NA | NA | NA | NA | NA
FFP - NY Urbanski Battery Storage Facility | -764678 | Operating | 4 | Battery | 2024 | Forefront Power, LLC | New York | NPCC | NY | Orange | NY | Energy Storage | 4 | NA | NA | NA | NA | NA | NA
FFP - NY Urbanski Solar Farm | -764673 | Operating | 4.4 | Solar | 2024 | Forefront Power, LLC | New York | NPCC | NY | Orange | NY | Solar | 4.4 | NA | NA | NA | NA | NA | NA
FFP - NY Werner Solar Project | -756508 | Operating | 5 | Solar | 2024 | Distributed Solar Development, LLC | New York | NPCC | NY | Monroe | NY | Solar | 5 | NA | NA | NA | NA | NA | NA
Finch Pruyn & Co Steam | -3294 | Operating | 29 | Steam Turbine | 1987 | Finch Paper Holdings LLC | New York | NPCC | NY | Warren | NY | Biomass | 27 | 49676 | 48553 | 48506 | 52.8019 | 51.9043 | 49.7235
Finchville Battery Storage Project | -583466 | Operating | 3 | Battery | 2020 | AES Distributed Energy, Inc. | New York, PJM | NPCC | NY | Orange | NY | Energy Storage | 3 | NA | NM | NM | 2.363 | 1.0845 | 0.098935
Finchville Solar Project | -296501 | Operating | 5 | Solar | 2020 | AES Distributed Energy, Inc. | New York, PJM | NPCC | NY | Orange | NY | Solar | 5 | NA | NA | NA | 17.1941 | 16.2557 | 9.6781
Finchville Tpke Community Distributed Generation Solar Project | -793499 | Operating | NA | Solar | 2024 | NextEra Energy, Inc. | New York | NPCC | NY | Orange | NY | Solar | 1.8 | NA | NA | NA | NA | NA | NA
Finger Lakes Solar I Project | -173625 | Operating | 1.9 | Solar | 2016 | Greenwood Energy I, LLC | New York | NPCC | NY | Ontario | NY | Solar | 2 | NA | NA | NA | 16.8493 | 18.3904 | 19.6347
Finney Solar Farm | -495750 | Operating | 6.51 | Solar | 2021 | Delaware River Solar, LLC | New York | NPCC | NY | Monroe | NY | Solar | 6.51 | NA | NA | NA | NA | NA | NA
Finney Solar Plant (Fort Johnson) | -673854 | Operating | 5 | Solar | 2021 | Generate Capital, PBC | New York | NPCC | NY | Montgomery | NY | Solar | 5 | NA | NA | NA | 17.0594 | 18.2169 | NA
Fishers Island 1 | -757798 | Operating | 2.6 | Internal Combustion | 2010 | Fishers Island Utility Company, Inc. | New York | NPCC | NY | Suffolk | NY | Oil | 2.5 | 12669 | 11402 | 10590 | 0.53881 | 0.53425 | 0.65753
Five Falls | -695480 | Operating | 24 | Hydraulic Turbine | 1955 | Brookfield Renewable Partners L.P. | New York | NPCC | NY | Saint Lawrence | NY | Water | 23.5 | NA | NA | NA | 55.6791 | 47.3705 | 44.1091
Flat Rock Hydro | -695481 | Operating | 5 | Hydraulic Turbine | 1924 | Brookfield Renewable Partners L.P. | New York | NPCC | NY | Saint Lawrence | NY | Water | 5.2 | NA | NA | NA | 47.1856 | 42.4306 | 31.7308
Fogarty Solar Project | -405459 | Operating | 2 | Solar | 2021 | Cypress Creek Renewables, LLC | New York, PJM | NPCC | NY | Orange | NY | Solar | 2 | NA | NA | NA | 20.1712 | 20.9646 | 7.8139
Fordham University IC Project | -522632 | Operating | 2.9 | Internal Combustion | 1999 | Fordham University | New York | NPCC | NY | Bronx | NY | Oil | 2.9 | 9340 | 14313 | NA | 0.18501 | 0.062982 | NA
Forestport | -95729 | Operating | 3.4 | Hydraulic Turbine | 1987 | Ampersand Hydro LLC | New York | NPCC | NY | Oneida | NY | Water | 3.4 | NA | NA | NA | NA | 24.9228 | 36.0731
Fort Edward Solar Farm | -786800 | Operating | 6.9 | Solar | 2024 | Kendall Sustainable Infrastructure, LLC | New York | NPCC | NY | Washington | NY | Solar | 6.9 | NA | NA | NA | NA | NA | NA
Fourth Branch Hydroelectric Facility | -630754 | Operating | 3.3 | Hydraulic Turbine | 1987 | Albany Engineering Corp. | New York | NPCC | NY | Saratoga | NY | Water | 3.3 | NA | NA | NA | 39.1483 | NA | NA
Fox Hills Battery Storage Project | -670033 | Operating | 7.5 | Battery | 2023 | Consolidated Edison Company of New York, Inc. | New York | NPCC | NY | Richmond | NY | Energy Storage | 7.5 | NA | NA | NA | NA | NA | NA
Frankfort Solar Farm (Ny Frankfort Bleecker St - Frankfort -NG) | -770480 | Operating | 4 | Solar | 2024 | Canyon Renewables LLC | New York | NPCC | NY | Herkimer | NY | Solar | 4 | NA | NA | NA | NA | NA | NA
Frankfort Solar Farm (Ny Frankfort Bleecker St - Frankfort -NG) | -770479 | Operating | 4 | Solar | 2024 | Catalyze Parentco LLC | New York | NPCC | NY | Herkimer | NY | Solar | 4 | NA | NA | NA | NA | NA | NA
Frankfort Solar Farm (Ny Frankfort Bleecker St - Frankfort -NG) | -770478 | Operating | 4 | Solar | 2024 | EETF Sidecar I-B, L.P.. | New York | NPCC | NY | Herkimer | NY | Solar | 4 | NA | NA | NA | NA | NA | NA
Frankfort Solar Farm (Ny Frankfort Bleecker St - Frankfort -NG) | -770477 | Operating | 4 | Solar | 2024 | Actis Energy 5 A LP | New York | NPCC | NY | Herkimer | NY | Solar | 4 | NA | NA | NA | NA | NA | NA
Frankfort Solar Farm (Ny Frankfort Bleecker St - Frankfort -NG) | -770476 | Operating | 4 | Solar | 2024 | Actis Energy 5 LP | New York | NPCC | NY | Herkimer | NY | Solar | 4 | NA | NA | NA | NA | NA | NA
Frankfort Solar Farm (Ny Frankfort Bleecker St - Frankfort -NG) | -770475 | Operating | 4 | Solar | 2024 | Encap Energy Transition Fund I-E, L.P. | New York | NPCC | NY | Herkimer | NY | Solar | 4 | NA | NA | NA | NA | NA | NA
Frankfort Solar Farm (Ny Frankfort Bleecker St - Frankfort -NG) | -770474 | Operating | 4 | Solar | 2024 | Encap Energy Transition Fund I-B, L.P. | New York | NPCC | NY | Herkimer | NY | Solar | 4 | NA | NA | NA | NA | NA | NA
Frankfort Solar Farm (Ny Frankfort Bleecker St - Frankfort -NG) | -770473 | Operating | 4 | Solar | 2024 | Encap Energy Transition Fund I-A, L.P. | New York | NPCC | NY | Herkimer | NY | Solar | 4 | NA | NA | NA | NA | NA | NA
Frankfort Solar Farm (Ny Frankfort Bleecker St - Frankfort -NG) | -770472 | Operating | 4 | Solar | 2024 | Prisma Energy Capital | New York | NPCC | NY | Herkimer | NY | Solar | 4 | NA | NA | NA | NA | NA | NA
Franklin Hydro (NY) | -695483 | Operating | 2 | Hydraulic Turbine | 1911 | Brookfield Renewable Partners L.P. | New York | NPCC | NY | Franklin | NY | Water | 2 | NA | NA | NA | 71.4269 | 59.9772 | 44.1039
Franklin Solar Site | -199916 | Operating | 1.6 | Solar | 2018 | ESI Energy, LLC | New York | NPCC | NY | Franklin | NY | Solar | 1.6 | NA | NA | NA | 14.4335 | 15.4823 | 14.9757
Fredonia Solar Project | -382158 | Operating | 1.1 | Solar | 2021 | Greenbacker Renewable Energy Corporation | New York | NPCC | NY | Chautauqua | NY | Solar | 1.1 | NA | NA | NA | 16.0648 | 15.6289 | 1.0585
Freehold Solar Project | -663417 | Operating | 2 | Solar | 2021 | Clearway Energy, Inc. | New York | NPCC | NY | Greene | NY | Solar | 2 | NA | NA | NA | 22.3801 | NA | NA
Freehold Solar Project | -663416 | Operating | 2 | Solar | 2021 | Clearway Energy, Inc. | New York | NPCC | NY | Greene | NY | Solar | 2 | NA | NA | NA | 22.3801 | NA | NA
Freeport 1 | -361645 | Operating | 6 | Internal Combustion | 1941 | Freeport Village of Inc | New York | NPCC | NY | Nassau | NY | Oil | 4.2 | 15200 | 12966 | 11231 | 0.05436 | 0.078821 | 0.034115
Pastoria Energy Center | -745034 | Operating | 779 | Combined Cycle | 2005 | Calpine Generating Company, LLC | CAISO | WECC | CAMX | Kern | CA | Gas | 807 | 7036 | 7036 | 7079 | 61.3541 | 45.7497 | 59.149
Pastoria Energy Center | -745033 | Operating | 779 | Combined Cycle | 2005 | Calpine Generating Company, LLC | CAISO | WECC | CAMX | Kern | CA | Gas | 807 | 7036 | 7036 | 7079 | 61.3541 | 45.7497 | 59.149
Frey Road 1 Community Solar Farm | -316710 | Operating | 2 | Solar | 2020 | Delaware River Solar, LLC | New York | NPCC | NY | Wayne | NY | Solar | 2 | NA | NA | NA | 13.7215 | 14.3265 | 13.3333
Frey Road 2 Community Solar Farm | -316855 | Operating | 1.4 | Solar | 2020 | Kendall Sustainable Infrastructure, LLC | New York | NPCC | NY | Wayne | NY | Solar | 1.4 | NA | NA | NA | 19.6021 | 20.3849 | 15.786
Frog Hollow Solar (Ellenville) | -218436 | Operating | 2 | Solar | 2019 | Forefront Power, LLC | New York | NPCC | NY | Ulster | NY | Solar | 2 | NA | NA | NA | 19.395 | 20.9075 | 19.5947
Ft Miller Hydroelectric Facility | -3445 | Operating | 5 | Hydraulic Turbine | 1984 | Fort Miller Associates | New York | NPCC | NY | Saratoga | NY | Water | 5 | NA | NA | NA | 44.5799 | 42.71 | 46.1826
Fuel Cell 18A Sneden Avenue Project | -378308 | Operating | 3.6 | Fuel Cell | 2020 | Annadale Community Clean Energy Projects LLC | New York | NPCC | NY | Richmond | NY | Gas | 3.5 | 7096 | 6634 | 6256 | 86.9667 | 95.7404 | 101.0992
Fuel Cell 18B Sneden Avenue Project | -378312 | Operating | 4.2 | Fuel Cell | 2020 | Annadale Community Clean Energy Projects LLC | New York | NPCC | NY | Richmond | NY | Gas | 4 | 7093 | 6702 | 6276 | 80.7534 | 90.4395 | 99.9087
Fuel Cell 3245 Yates Avenue | -499924 | Operating | 5 | Fuel Cell | 2022 | Bronx Community Clean Energy Project LLC | New York | NPCC | NY | Bronx | NY | Gas | 5 | 6613 | 6222 | NA | 98.9589 | 33.274 | NA
Fulton | -695484 | Operating | 1.3 | Hydraulic Turbine | 1924 | Brookfield Renewable Partners L.P. | New York | NPCC | NY | Oswego | NY | Water | 1 | NA | NA | NA | 68.105 | 59.9772 | 66.9406
Furnace Road Community Solar Farm | -316871 | Operating | 3 | Solar | 2020 | Delaware River Solar, LLC | New York | NPCC | NY | Wayne | NY | Solar | 3 | NA | NA | NA | 17.1804 | 17.9604 | 17.2298
Gaskill Road Project | -216362 | Operating | 5 | Solar | 2019 | Delaware River Solar, LLC | New York | NPCC | NY | Tioga | NY | Solar | 5 | NA | NA | NA | 14.5525 | 12.3402 | 14.4612
Gateway Battery Energy Storage System | -763104 | Operating | 4.8 | Battery | 2019 | Enel X North America, Inc. | New York | NPCC | NY | Kings | NY | Energy Storage | 4.8 | NA | NA | NA | NA | NA | NA
Gedney Hill Solar Project | -350412 | Operating | NA | Solar | NA | Repsol, S.A. | New York | NPCC | NY | Albany | NY | Solar | 40 | NA | NA | NA | NA | NA | NA
Gedney Hill Solar Project | -350411 | Operating | NA | Solar | NA | Hecate Energy LLC | New York | NPCC | NY | Albany | NY | Solar | 40 | NA | NA | NA | NA | NA | NA
Genesee 4 Solar Project | -793868 | Operating | NA | Solar | 2025 | BW Solar | New York | NPCC | NY | Genesee | NY | Solar | 4.28 | NA | NA | NA | NA | NA | NA
Genesee Solar Plant | -674527 | Operating | 3.7 | Solar | 2022 | Generate Capital, PBC | New York | NPCC | NY | Monroe | NY | Solar | 3.7 | NA | NA | NA | 13.1402 | NA | NA
Geneseo Solar Project (Helios Energy New York 15) | -679212 | Operating | 5 | Solar | 2021 | ESI Energy, LLC | New York | NPCC | NY | Livingston | NY | Solar | 5 | NA | NA | NA | 9.2078 | NA | NA
Ghent (NY) Solar Plant | -674112 | Operating | 3.3 | Solar | 2021 | Vc Renewables Ab | New York | NPCC | NY | Columbia | NY | Solar | 3.3 | NA | NA | NA | 18.4136 | 15.6739 | NA
Gifford CSG Solar Project | -249287 | Operating | 2 | Solar | 2018 | Forefront Power, LLC | New York | NPCC | NY | Schenectady | NY | Solar | 2 | NA | NA | NA | 15 | 20.6507 | 19.1324
Glen Mary 1 Solar Project | -777782 | Operating | 4.9 | Solar | 2021 | Generate Capital, PBC | New York | NPCC | NY | Tioga | NY | Solar | 4.9 | NA | NA | NA | NA | NA | NA
Glen Mary II Solar Project | -777786 | Operating | 2.2 | Solar | 2021 | Generate Capital, PBC | New York | NPCC | NY | Tioga | NY | Solar | 2.2 | NA | NA | NA | NA | NA | NA
Glen Park Hydroelectric Project | -201817 | Operating | 32.6 | Hydraulic Turbine | 1999 | Ontario Power Generation Inc. | New York | NPCC | NY | Jefferson | NY | Water | 32.6 | NA | NA | NA | 48.0394 | 46.0844 | 42.6997
Glenmere Lake Battery Storage Plant | -628167 | Operating | 2 | Battery | 2021 | AES Distributed Energy, Inc. | New York | NPCC | NY | Orange | NY | Energy Storage | 2 | NA | NM | NM | 1.524 | 1.2728 | 0.18836
Glenmere Lake Solar Project | -366967 | Operating | 2 | Solar | 2021 | AES Distributed Energy, Inc. | New York | NPCC | NY | Orange | NY | Solar | 2 | NA | NA | NA | 22.46 | 20.9932 | 6.3699
Glenville Solar Project | -752656 | Operating | 4.3 | Solar | 2023 | NY USLE Glenville Freemans Bridge LLC | New York | NPCC | NY | Schenectady | NY | Solar | 4.3 | NA | NA | NA | 0.045131 | NA | NA
Patriot Power Generation Plant (Moxie Patriot) | -668412 | Operating | 829 | Combined Cycle | 2016 | BCPG Public Company Limited | PJM | RFC | R-PJM | Lycoming | PA | Gas | 880 | 6654 | NA | NA | 83.0144 | NA | NA
Glenwood Hydro | -695487 | Operating | 1.5 | Hydraulic Turbine | 1950 | Brookfield Renewable Partners L.P. | New York | NPCC | NY | Orleans | NY | Water | 1.5 | NA | NA | NA | 59.9315 | 44.3151 | 47.7626
Patriot Power Generation Plant (Moxie Patriot) | -668411 | Operating | 829 | Combined Cycle | 2016 | The Carlyle Group Inc. | PJM | RFC | R-PJM | Lycoming | PA | Gas | 880 | 6654 | NA | NA | 83.0144 | NA | NA
Gloversville Landfill Solar Project | -361665 | Operating | 5 | Solar | 2021 | Ameresco, Inc. | New York | NPCC | NY | Fulton | NY | Solar | 5 | NA | NA | NA | 16.7489 | 17.9452 | 10.0114
Goldman Sachs Carports Solar Project | -378306 | Operating | 1 | Solar | 2020 | NextEra Energy, Inc. | New York | NPCC | NY | Albany | NY | Solar | 1 | NA | NA | NA | 13.3676 | 9.3379 | 7.8881
Good Samaritan Hospital Project | -173972 | Operating | 1.9 | Internal Combustion | 1980 | Good Samaritan Hospital | New York | NPCC | NY | Rockland | NY | Oil | 1.9 | 8261 | 7789 | 48241 | 0.27638 | 0.11416 | 0.17424
Goodyear Lake | -241839 | Operating | 1.4 | Hydraulic Turbine | 1980 | Enel Green Power North America, Inc. | New York | NPCC | NY | Otsego | NY | Water | 1.4 | NA | NA | NA | 18.7867 | 9.4423 | 0
Gore Mountain Ski Resort Solar Farm | -173729 | Operating | 2 | Solar | 2016 | Syncarpha Capital LLC | New York | NPCC | NY | Washington | NY | Solar | 2 | NA | NA | NA | 15.5936 | 16.3756 | 16.2557
Gouverneur | -3628 | Operating | 0.1 | Hydraulic Turbine | 1986 | City of Gouverneur, New York | New York | NPCC | NY | Saint Lawrence | NY | Water | 0.1 | NA | NA | NA | NA | NA | NA
Paulsboro Refinery | -202600 | Operating | 57 | Combined Cycle | 1982 | PBF Energy Company LLC | PJM | RFC | R-PJM | Gloucester | NJ | Gas | 57 | 28828 | 30317 | 30848 | 67.332 | 56.9509 | 42.7391
Grabinski Solar Plant | -663350 | Operating | 2 | Solar | 2019 | Clearway Energy, Inc. | New York | NPCC | NY | Orange | NY | Solar | 2 | NA | NA | NA | 19.8345 | NA | NA
Grabinski Solar Plant | -663349 | Operating | 2 | Solar | 2019 | Clearway Energy, Inc. | New York | NPCC | NY | Orange | NY | Solar | 2 | NA | NA | NA | 19.8345 | NA | NA
Grahamsville | -17747 | Operating | 18 | Hydraulic Turbine | 1956 | City of New York, New York | New York | NPCC | NY | Sullivan | NY | Water | 16.3 | NA | NA | NA | 53.134 | 47.6268 | 54.0544
Granby | -695488 | Operating | 10 | Hydraulic Turbine | 1983 | Brookfield Renewable Partners L.P. | New York | NPCC | NY | Oswego | NY | Water | 10.4 | NA | NA | NA | 40.5767 | 32.5134 | 36.005
Grand Island Solar | -465773 | Operating | 4.4 | Solar | 2020 | Active Solar Development LLC | New York | NPCC | NY | Erie | NY | Solar | 4.4 | NA | NA | NA | NA | NA | NA
Grand Island Solar | -465772 | Operating | 4.4 | Solar | 2020 | BlueRock Energy, Inc. | New York | NPCC | NY | Erie | NY | Solar | 4.4 | NA | NA | NA | NA | NA | NA
Grand Prix Solar Project | -249331 | Operating | 1.6 | Solar | 2014 | Diamond Properties L.L.C. | New York | NPCC | NY | Westchester | NY | Solar | 1.6 | NA | NA | NA | 4.3379 | 3.8152 | 3.3646
Grass River Solar Project | -789341 | Operating | 4.1 | Solar | 2024 | Cypress Creek Renewables, LLC | New York | NPCC | NY | Saint Lawrence | NY | Solar | 4.1 | NA | NA | NA | NA | NA | NA
Great Lakes Seaway CDG (Orleans and Clayton Solar) | -376596 | Operating | 5 | Solar | 2021 | NextEra Energy Resources, LLC | New York | NPCC | NY | Jefferson | NY | Solar | 5 | NA | NA | NA | 17.7534 | 17.879 | 17.9018
Great Lakes Seaway CDG BESS (Orleans and Clayton Solar) | -739528 | Operating | 5 | Battery | 2019 | NextEra Energy Resources, LLC | New York | NPCC | NY | Jefferson | NY | Energy Storage | 5 | NA | NA | NA | NA | NA | NA
Green Island Hydroelectric Project | -640994 | Operating & Planned | 6 | Hydraulic Turbine | 1922 | Green Island Power Authority, New York | New York | NPCC | NY | Albany | NY | Water | 6 | NA | NA | NA | 84.4977 | 73.8775 | 85.3272
Green Lakes Solar Project | -794754 | Operating | 5 | Solar | 2022 | Nadara Limited | New York | NPCC | NY | Onondaga | NY | Solar | 5 | NA | NA | NA | NA | NA | NA
Green Lakes Solar Project | -755282 | Operating | 5 | Solar | 2022 | Energy Infrastructure Partners LLC | New York | NPCC | NY | Onondaga | NY | Solar | 5 | NA | NA | NA | 17.2489 | 16.258 | NA
Green Lakes Solar Project | -755281 | Operating | 5 | Solar | 2022 | Eni S.p.A. | New York | NPCC | NY | Onondaga | NY | Solar | 5 | NA | NA | NA | 17.2489 | 16.258 | NA
Greene Community Solar Plant | -793486 | Operating | NA | Solar | 2024 | Greene Community Solar LLC | New York | NPCC | NY | Chenango | NY | Solar | 5 | NA | NA | NA | NA | NA | NA
Greene Correctional Solar Facility | -516640 | Operating | 5 | Solar | 2022 | Ameresco, Inc. | New York | NPCC | NY | Greene | NY | Solar | 5 | NA | NA | NA | 18.4954 | 1.484 | NA
Greene County Solar Array | -173114 | Operating | 1.6 | Solar | 2018 | Tesla Energy Operations, Inc. | New York | NPCC | NY | Greene | NY | Solar | 1.6 | NA | NA | NA | 10.5237 | 14.512 | 14.0839
Greenhaven Correctional Solar Facility (DOCCS Greenhaven) | -409476 | Operating | 3.7 | Solar | 2021 | Greenhaven Correctional Stormville NY Solar LLC | New York | NPCC | NY | Dutchess | NY | Solar | 3.7 | NA | NA | NA | 18.1723 | 20.0636 | 1.3945
Greenidge | -74622 | Operating | 112 | Steam Turbine | 1950 | Atlas FRM LLC | New York | NPCC | NY | Yates | NY | Gas | 106.3 | 10836 | 10999 | 11350 | 67.0236 | 58.3133 | 48.0732
Greenport | -3710 | Operating | 10.1 | Internal Combustion | 1957 | Greenport Village of | New York | NPCC | NY | Suffolk | NY | Oil | 5.4 | 8615 | 15357 | 9462 | 0.017256 | 0.018583 | 0.017256
Greenville NY 1 Solar Project | -613006 | Operating | 2 | Solar | 2019 | Pansolo Holding Inc. | New York, PJM | NPCC | NY | Orange | NY | Solar | 2 | NA | NA | NA | 16.0731 | 17.1404 | 16.0902
Greenville NY 1 Solar Project | -236158 | Operating | 2 | Solar | 2019 | Nautilus Solar Energy, LLC | New York, PJM | NPCC | NY | Orange | NY | Solar | 2 | NA | NA | NA | 16.0731 | 17.1404 | 16.0902
Greenville NY 1 Solar Project | -236157 | Operating | 2 | Solar | 2019 | Nautilus Solar Energy, LLC | New York, PJM | NPCC | NY | Orange | NY | Solar | 2 | NA | NA | NA | 16.0731 | 17.1404 | 16.0902
Greenwich Solar 1 Project | -316909 | Operating | 5 | Solar | 2020 | AES Distributed Energy, Inc. | New York | NPCC | NY | Washington | NY | Solar | 5 | NA | NA | NA | 16.7557 | 19.1895 | 18.7374
Gregory B. Jarvis Plant | -511507 | Operating | 9 | Hydraulic Turbine | 1986 | Power Authority of the State of New York | New York | NPCC | NY | Oneida | NY | Water | 9 | NA | NA | NA | 40.1205 | 39.239 | 35.8118
Grissom Solar | -761245 | Operating | 20 | Solar | 2023 | MN8 Energy, Inc. | New York | NPCC | NY | Fulton | NY | Solar | 20 | NA | NA | NA | 13.6924 | NA | NA
GSPP 126 Little Bow Rd N Solar Project | -777602 | Operating | 4.8 | Solar | 2023 | GSPP 126 Little Bow Rd N, LLC | New York | NPCC | NY | Saint Lawrence | NY | Solar | 4.8 | NA | NA | NA | NA | NA | NA
GSPP 126 Little Bow Rd S Solar Project | -777609 | Operating | 5 | Solar | 2023 | GSPP 126 Little Bow Rd S, LLC | New York | NPCC | NY | Saint Lawrence | NY | Solar | 5 | NA | NA | NA | NA | NA | NA
GSPP 4643 Twelve Corners Road Solar Project | -777591 | Operating | 4.7 | Solar | 2023 | Green Street Power Partners, LLC | New York | NPCC | NY | Cayuga | NY | Solar | 4.7 | NA | NA | NA | NA | NA | NA
GSPP 4643 Twelve Corners Road Solar Project | -777590 | Operating | 4.7 | Solar | 2023 | Green Street Power Partners, LLC | New York | NPCC | NY | Cayuga | NY | Solar | 4.7 | NA | NA | NA | NA | NA | NA
GSPP 7024 Fox Road Solar Project | -777580 | Operating | 5 | Solar | 2023 | GSPP 7024 Fox Rd, LLC | New York | NPCC | NY | Oneida | NY | Solar | 5 | NA | NA | NA | NA | NA | NA
Guilderland Community Solar Project | -249636 | Operating | 2 | Solar | 2018 | Forefront Power, LLC | New York | NPCC | NY | Albany | NY | Solar | 2 | NA | NA | NA | 18.1107 | 20.9646 | 19.2352
Gunther Battery Plant | -779019 | Operating | 3 | Battery | 2022 | NineDot Holdings, Inc. | New York | NPCC | NY | Bronx | NY | Energy Storage | 3 | NA | NA | NA | NA | NA | NA
H. Lee Dennison Complex | -493742 | Operating | 2 | Solar | 2011 | Undisclosed buyer | New York | NPCC | NY | Suffolk | NY | Solar | 2 | NA | NA | NA | 9.0068 | 12.6769 | 13.5559
Hailesboro 4 Plant | -382428 | Operating | 1.4 | Hydraulic Turbine | 1922 | Central Rivers Power, LLC | New York | NPCC | NY | Saint Lawrence | NY | Water | 1.4 | NA | NA | NA | 65.8839 | 94.6755 | 81.9879
Hales Mills Battery Storage Plant | -782240 | Operating | 3 | Battery | 2024 | Nexamp, Inc. | New York | NPCC | NY | Fulton | NY | Energy Storage | 3 | NA | NA | NA | NA | NA | NA
Hales Mills Battery Storage Plant | -782239 | Operating | 3 | Battery | 2024 | Nexamp, Inc. | New York | NPCC | NY | Fulton | NY | Energy Storage | 3 | NA | NA | NA | NA | NA | NA
Hales Mills Solar Project | -296295 | Operating | 5 | Solar | 2020 | Nexamp, Inc. | New York | NPCC | NY | Fulton | NY | Solar | 3.6 | NA | NA | NA | 19.0956 | 16.2893 | 18.6232
Hales Mills Solar Project | -296294 | Operating | 5 | Solar | 2020 | Nexamp, Inc. | New York | NPCC | NY | Fulton | NY | Solar | 3.6 | NA | NA | NA | 19.0956 | 16.2893 | 18.6232
Halfmoon Solar Project | -115566 | Operating | 1.3 | Solar | 2015 | Tesla Energy Operations, Inc. | New York | NPCC | NY | Saratoga | NY | Solar | 1.3 | NA | NA | NA | NA | NA | NA
Halsey Valley Solar Farm Project | -763096 | Operating | 5 | Solar | 2020 | Lodestar Energy, Inc. | New York | NPCC | NY | Tioga | NY | Solar | 5 | NA | NA | NA | 18.5776 | NA | NA
Hamlin Solar Electric Plant | -613139 | Operating | 5 | Solar | 2020 | Nautilus Solar Energy, LLC | New York | NPCC | NY | Monroe | NY | Solar | 5 | NA | NA | NA | 21.7831 | 22.5616 | 21.6644
Hamlin Solar Electric Plant | -613138 | Operating | 5 | Solar | 2020 | Pansolo Holding Inc. | New York | NPCC | NY | Monroe | NY | Solar | 5 | NA | NA | NA | 21.7831 | 22.5616 | 21.6644
Hamlin Solar Electric Plant | -378304 | Operating | 5 | Solar | 2020 | Nautilus Solar Energy, LLC | New York | NPCC | NY | Monroe | NY | Solar | 5 | NA | NA | NA | 21.7831 | 22.5616 | 21.6644
Hannawa | -695491 | Operating | 8 | Hydraulic Turbine | 1914 | Brookfield Renewable Partners L.P. | New York | NPCC | NY | Saint Lawrence | NY | Water | 7.2 | NA | NA | NA | 85.5308 | 82.7499 | 71.4295
Hanover Solar Project (RIC - Hanover) | -761350 | Operating | 5 | Solar | 2023 | MN8 Energy, Inc. | New York | NPCC | NY | Chautauqua | NY | Solar | 5 | NA | NA | NA | 4.3676 | NA | NA
Pea Ridge | -420849 | Operating | 14.1 | Gas Turbine | 1998 | Florida Power & Light Company |  | SERC | FP | Santa Rosa | FL | Gas | 13.8 | 19732 | 25685 | NA | 73.1255 | 65.8461 | NA
Harbec Wind Project | -209234 | Operating | 1.2 | Wind Turbine | 2001 | HARBEC, Inc. | New York | NPCC | NY | Wayne | NY | Wind | 0.9 | NA | NA | NA | 5.175 | 3.2534 | 5.0609
Hardscrabble (Top Notch) Wind Farm | -785769 | Operating | 74 | Wind Turbine | 2011 | PPM Atlantic Renewable Co. | New York | NPCC | NY | Herkimer | NY | Wind | 74 | NA | NA | NA | NA | NA | NA
Harford Solar Farm | -794582 | Operating | 2 | Solar | 2016 | Nadara Limited | New York | NPCC | NY | Cortland | NY | Solar | 2 | NA | NA | NA | NA | NA | NA
Harford Solar Farm | -755113 | Operating | 2 | Solar | 2016 | Energy Infrastructure Partners LLC | New York | NPCC | NY | Cortland | NY | Solar | 2 | NA | NA | NA | NA | NA | NA
Harford Solar Farm | -755112 | Operating | 2 | Solar | 2016 | Eni S.p.A. | New York | NPCC | NY | Cortland | NY | Solar | 2 | NA | NA | NA | NA | NA | NA
Harford Solar Farm | -173603 | Operating | 2 | Solar | 2016 | Nationwide Debt Management Solutions, LLC | New York | NPCC | NY | Cortland | NY | Solar | 2 | NA | NA | NA | 16.9863 | 16.6039 | 13.7386
Harford Solar Farm | -173601 | Operating | 2 | Solar | 2016 | Distributed Sun, LLC | New York | NPCC | NY | Cortland | NY | Solar | 2 | NA | NA | NA | 16.9863 | 16.6039 | 13.7386
Harlem Hospital Center IC Plant | -250023 | Operating | 4.4 | Internal Combustion | 2008 | New York City Health and Hospitals Corporation | New York | NPCC | NY | New York | NY | Oil | 4.4 | NA | NA | NA | NA | NA | NA
Pearl Station CT | -5791 | Operating | 24 | Gas Turbine | 1973 | Prairie Power, Inc. | MISO | SERC | GATEWY | Pike | IL | Oil | 22 | 22308 | 17063 | 16218 | 0.033728 | 0.21274 | 0.63149
Harris Lake | -785726 | Operating | 4.2 | Internal Combustion | 1967 | New York State Electric & Gas Corporation | New York | NPCC | NY | Essex | NY | Oil | 4 | NA | NA | NA | NA | NA | NA
Pebbly Beach CT | -170174 | Operating | 2.5 | Gas Turbine | 2011 | Southern California Edison Company | CAISO | WECC | CAMX | Los Angeles | CA | Other | 1.9 | 18791 | 18333 | 17946 | 7.3105 | 6.5205 | 3.2009
Helios Energy New York 2 (Hamlin A) Solar Plant | -763458 | Operating | 4.5 | Solar | 2021 | NextEra Energy Resources, LLC | New England, New York | NPCC | NY | Monroe | NY | Solar | 4.5 | NA | NA | NA | 3.9016 | NA | NA
Peno Creek | -5812 | Operating | 240 | Gas Turbine | 2002 | Union Electric Company | MISO | SERC | GATEWY | Pike | MO | Gas | 212 | 11140 | 10981 | 11935 | 7.568 | 7.2814 | 1.5545
Henrietta Solar Farm | -741231 | Operating | 5 | Solar | 2021 | Delaware River Solar, LLC | New York | NPCC | NY | Monroe | NY | Solar | 5 | NA | NA | NA | 17.2603 | 17.3493 | NA
Herkimer | -116962 | Out of Service | 1.6 | Hydraulic Turbine | 1987 | Ecosponsible, Inc. | New York | NPCC | NY | Herkimer | NY | Water | NA | NA | NA | NA | NA | NA | NA
Herrings | -695494 | Operating | 5.4 | Hydraulic Turbine | 1924 | Brookfield Renewable Partners L.P. | New York | NPCC | NY | Jefferson | NY | Water | 4.5 | NA | NA | NA | 67.4328 | 60.5378 | 63.1101
Herrington Solar Plant | -680052 | Operating | 5 | Solar | 2021 | NextEra Energy Resources, LLC | New York | NPCC | NY | Rensselaer | NY | Solar | 5 | NA | NA | NA | 5.6005 | NA | NA
Heuvelton | -695495 | Operating | 1 | Hydraulic Turbine | 1924 | Brookfield Renewable Partners L.P. | New York | NPCC | NY | Saint Lawrence | NY | Water | 0.8 | NA | NA | NA | 69.7774 | 67.5656 | 64.0696
Hewittville Hydroelectric | -695496 | Operating | 3 | Hydraulic Turbine | 1984 | Brookfield Renewable Partners L.P. | New York | NPCC | NY | Saint Lawrence | NY | Water | 2.2 | NA | NA | NA | 68.5658 | 75.6797 | 74.3566
HGS Solar I Project | -173957 | Operating | 2 | Solar | 2016 | Syncarpha Capital LLC | New York | NPCC | NY | Washington | NY | Solar | 2 | NA | NA | NA | 17.1005 | 18.5731 | 17.7854
Hickory Grove #2 (Horseheads 2 Solar) | -798553 | Operating | 1.7 | Solar | 2020 | Altus Power, Inc. | New York | NPCC | NY | Chemung | NY | Solar | 1.7 | NA | NA | NA | NA | NA | NA
High Acres Gas Recovery | -164850 | Operating | 9.6 | Internal Combustion | 1991 | WM Renewable Energy, LLC | New York | NPCC | NY | Monroe | NY | Biomass | 9.6 | 11142 | 10776 | 10993 | 85.7449 | 87.2836 | 84.2882
High Dam | -768818 | Operating | 11.9 | Hydraulic Turbine | 1928 | Oswego City of | New York | NPCC | NY | Oswego | NY | Water | 8.8 | NA | NA | NA | 4.9826 | 0 | 27.7618
High Falls (Clinton, NY) | -785727 | Operating | 15 | Hydraulic Turbine | 1948 | New York State Electric & Gas Corporation | New York | NPCC | NY | Clinton | NY | Water | 11 | NA | NA | NA | NA | NA | NA
High Falls (Lewis, NY) | -695497 | Operating | 6 | Hydraulic Turbine | 1925 | Brookfield Renewable Partners L.P. | New York | NPCC | NY | Lewis | NY | Water | 5.4 | NA | NA | NA | 74.7632 | 65.7365 | 57.2975
High Falls (Ulster, NY) | -60081 | Operating | 3.2 | Hydraulic Turbine | 1986 | Central Hudson Gas & Electric Corp. | New York | NPCC | NY | Ulster | NY | Water | 3.2 | NA | NA | NA | 27.0477 | 27.0798 | 21.6538
High River Energy Center | -773760 | Operating | 90 | Solar | 2024 | NextEra Energy Resources, LLC | New York | NPCC | NY | Montgomery | NY | Solar | 90 | NA | NA | NA | NA | NA | NA
High Sheldon Wind | -383277 | Operating | 112.5 | Wind Turbine | 2009 | Onward Energy | New York | NPCC | NY | Wyoming | NY | Wind | 112 | NA | NA | NA | 18.7555 | 23.4524 | 22.6454
Higley | -695498 | Operating | 6 | Hydraulic Turbine | 1913 | Brookfield Renewable Partners L.P. | New York | NPCC | NY | Saint Lawrence | NY | Water | 6.4 | NA | NA | NA | 69.6543 | 66.3831 | 63.7486
Peoria CT | -165348 | Operating | 36 | Gas Turbine | 1988 | Archer-Daniels-Midland Company | MISO | SERC | GATEWY | Peoria | IL | Gas | 36 | 14859 | 25274 | 20190 | 7.408 | 13.6447 | 16.0303
Hobart & William Smith College Gates Road Solar Project | -249337 | Operating | 1.9 | Solar | 2017 | Hobart & William Smith Colleges | New York | NPCC | NY | Ontario | NY | Solar | 1.8 | NA | NA | NA | 17.8843 | 18.8229 | 18.0619
Hogansburg | -695500 | Operating | 0.7 | Hydraulic Turbine | 1930 | Brookfield Renewable Partners L.P. | New York | NPCC | NY | Franklin | NY | Water | 0.7 | NA | NA | NA | NA | NA | NA
Hollow Dam Power Company | -79872 | Operating | 1 | Hydraulic Turbine | 1987 | Ampersand Hydro LLC | New York | NPCC | NY | Saint Lawrence | NY | Water | 0.3 | NA | NA | NA | 56.2215 | 54.5091 | 48.7062
Hollygrove Community Solar Gardens | -292712 | Operating | 2 | Solar | 2018 | Forefront Power, LLC | New York | NPCC | NY | Wayne | NY | Solar | 2 | NA | NA | NA | 17.1975 | 18.2363 | 16.5868
Permian Basin CT | -116347 | Operating | 447 | Gas Turbine | 1988 | Luminant Generation Company LLC | ERCOT | TRE | TRE | Ward | TX | Gas | 387 | 13821 | 9214 | 14155 | 10.167 | 3.8235 | 1.9791
Holtsville Ecology Solar Project | -173563 | Operating | 1.2 | Solar | 2017 | Agilitas Energy, LLC | New York | NPCC | NY | Suffolk | NY | Solar | 1.2 | NA | NA | NA | 20.196 | 15.3634 | 19.473
Homeridae Solar Project (Homer Street East) | -744644 | Operating | 1.6 | Solar | 2019 | BQ Energy LLC | New York | NPCC | NY | Cattaraugus | NY | Solar | 1.6 | NA | NA | NA | 15.6179 | 11.0873 | 11.1016
Homeridae Solar Project (Homer Street- West) | -744654 | Operating | 1.6 | Solar | 2019 | BQ Energy LLC | New York | NPCC | NY | Cattaraugus | NY | Solar | 1.6 | NA | NA | NA | 15.411 | 11.2372 | 10.9446
Hope Solar Farm (Brunswick) | -648692 | Operating | 2 | Solar | 2019 | Green Street Power Partners, LLC | New York | NPCC | NY | Rensselaer | NY | Solar | 2 | NA | NA | NA | 17.968 | NA | NA
Hope Solar Farm (Brunswick) | -639276 | Operating | 2 | Solar | 2019 | Green Street Power Partners, LLC | New York | NPCC | NY | Rensselaer | NY | Solar | 2 | NA | NA | NA | 17.968 | NA | NA
Horseheads 1 Solar Farm | -798552 | Operating | 2 | Solar | 2020 | Altus Power, Inc. | New York | NPCC | NY | Chemung | NY | Solar | 2 | NA | NA | NA | NA | NA | NA
Hospital Road Solar Project | -216361 | Operating | 1.4 | Solar | 2019 | Delaware River Solar, LLC | New York | NPCC | NY | Sullivan | NY | Solar | 1.4 | NA | NA | NA | 16.422 | 17.319 | 15.6963
Howard Wind Project | -427682 | Operating | 55.4 | Wind Turbine | 2011 | Greenbacker Renewable Energy Company LLC | New York | NPCC | NY | Steuben | NY | Wind | 55.4 | NA | NA | NA | 22.177 | 25.0525 | NA
Howell CSG Solar Project | -231241 | Operating | 2 | Solar | 2020 | Forefront Power, LLC | New York, PJM | NPCC | NY | Orange | NY | Solar | 2 | NA | NA | NA | 12.2888 | 12.5514 | 15.8961
Howland CSG Solar Project | -249283 | Operating | 2 | Solar | 2018 | Forefront Power, LLC | New York | NPCC | NY | Oswego | NY | Solar | 2 | NA | NA | NA | 15.1769 | 18.1906 | 17.3687
Hudson Falls Hydroelectric Project | -63221 | Operating | 46 | Hydraulic Turbine | 1995 | Boralex Power Income Fund | New York | NPCC | NY | Saratoga | NY | Water | 44 | NA | NA | NA | 62.8554 | 48.3844 | 56.5315
Hume-Wiscoy Solar I Project | -796738 | Operating | NA | Solar | 2023 | PureSky Energy Inc. | New York | NPCC | NY | Allegany | NY | Solar | 5 | NA | NA | NA | NA | NA | NA
Hume-Wiscoy Solar II Project | -796802 | Operating | NA | Solar | 2023 | PureSky Energy Inc. | New York | NPCC | NY | Allegany | NY | Solar | 5 | NA | NA | NA | NA | NA | NA
Hunt Creek Solar Project | -763387 | Operating | 4 | Solar | 2021 | Lodestar Energy, Inc. | New York | NPCC | NY | Tioga | NY | Solar | 4 | NA | NA | NA | 16.4954 | NA | NA
Huntington Resource Recovery Facility | -383259 | Operating | 28 | Steam Turbine | 1991 | Covanta Energy, LLC | New York | NPCC | NY | Suffolk | NY | Biomass | 24.5 | 17556 | 17656 | 17790 | 90.8075 | 90.6043 | 89.3766
HVCC Cogen Plant | -170886 | Operating | 8.1 | Internal Combustion | 2004 | Hudson Valley Community College | New York | NPCC | NY | Rensselaer | NY | Gas | 8.1 | NA | 12832 | 14871 | NA | 18.658 | 17.6095
Hydraulic Race | -695505 | Operating | 3 | Hydraulic Turbine | 1942 | Brookfield Renewable Partners L.P. | New York | NPCC | NY | Niagara | NY | Water | 2.8 | NA | NA | NA | 30.4061 | 28.9302 | 25.9989
Hyland LFGTE Facility | -167462 | Operating | 4.8 | Internal Combustion | 2008 | Casella Waste Systems, Inc. | New York | NPCC | NY | Allegany | NY | Biomass | 4.8 | 11071 | 12057 | 14009 | 81.0716 | 87.0244 | 87.7069
Perryman | -396418 | Operating | 492.3 | Gas Turbine | 1972 | Constellation Power Source Generation LLC | PJM | RFC | R-PJM | Harford | MD | Gas | 494.8 | 11219 | 10857 | NA | 5.6954 | 8.8792 | NA
Perryville CC | -9111 | Operating | 637.9 | Combined Cycle | 2002 | Entergy Louisiana, LLC | MISO | SERC | DELTA | Ouachita | LA | Gas | 632 | 6798 | 6826 | 6925 | 74.4894 | 46.5674 | 44.7697
Perryville SC | -89391 | Operating | 186.2 | Gas Turbine | 2001 | Entergy Louisiana, LLC | MISO | SERC | DELTA | Ouachita | LA | Gas | 183.4 | 10483 | 10988 | 10958 | 5.8019 | 8.9447 | 3.4205
Peru, IL CT | -5835 | Operating | 10 | Gas Turbine | 1968 | City of Peru, Illinois | MISO | RFC | R-MISO | LaSalle | IL | Oil | 8.6 | 16600 | 18966 | 26011 | 0.059732 | 0.038494 | 0.23495
Pfizer Groton Plant - Repower | -168034 | Operating | 10 | Gas Turbine | 2009 | Pfizer Inc. | New England | NPCC | NE | Southeastern Connecticut Planning Region | CT | Gas | 10.5 | 13667 | 13575 | 13973 | 61.2492 | 61.4644 | 61.7091
Phelps Dodge Refining Corporation | -72278 | Operating | 19.6 | Gas Turbine | 1986 | Freeport-McMoRan Inc. |  | WECC | AZNMSN | El Paso | TX | Gas | 11.4 | 14615 | 15628 | 15675 | 40.9791 | 30.923 | 34.0603
Inghams | -695506 | Operating | 6 | Hydraulic Turbine | 1912 | Brookfield Renewable Partners L.P. | New York | NPCC | NY | Herkimer | NY | Water | 6.3 | NA | NA | NA | 55.1823 | 52.7089 | 51.6199
Innovative-DANC LFGTE Facility | -764047 | Operating | 6.4 | Internal Combustion | 2008 | Aria Energy Corp. | New York | NPCC | NY | Jefferson | NY | Biomass | 6.4 | 12213 | 10486 | 11240 | 40.1559 | 46.4986 | 57.1294
Innovative-DANC LFGTE Facility | -85495 | Operating | 6.4 | Internal Combustion | 2008 | Ares EIF Management, LLC | New York | NPCC | NY | Jefferson | NY | Biomass | 6.4 | 12213 | 10486 | 11240 | 40.1559 | 46.4986 | 57.1294
Innovative-Fulton LFGTE Facility | -764048 | Operating | 3.2 | Internal Combustion | 2010 | Aria Energy Corp. | New York | NPCC | NY | Fulton | NY | Biomass | 3.2 | 11588 | 11693 | 11519 | 51.9121 | 56.1358 | 47.6919
Innovative-Fulton LFGTE Facility | -85474 | Operating | 3.2 | Internal Combustion | 2010 | Ares EIF Management, LLC | New York | NPCC | NY | Fulton | NY | Biomass | 3.2 | 11588 | 11693 | 11519 | 51.9121 | 56.1358 | 47.6919
Interfaith Medical Center | -366287 | Operating | 1.2 | Internal Combustion | 2012 | Interfaith Medical Center, Inc. | New York | NPCC | NY | Kings | NY | Oil | 1.2 | NA | NA | NA | NA | NA | NA
Interlake Solar Project | -192810 | Operating | 2.9 | Solar | 2016 | Greenwood Energy I, LLC | New York | NPCC | NY | Ontario | NY | Solar | 2.9 | NA | NA | NA | NA | NA | NA
IRN 700 Binnewater Solar Project | -777444 | Operating | 1.1 | Solar | 2022 | IRN 700 Binnewater, LLC. | New York | NPCC | NY | Ulster | NY | Solar | 1.1 | NA | NA | NA | NA | NA | NA
Jacobi Medical Center | -249885 | Operating | 9.1 | Internal Combustion | 1995 | Jacobi Medical Center | New York | NPCC | NY | Bronx | NY | Oil | 9.1 | NA | NA | NA | NA | NA | NA
Philadelphia Road | -396419 | Operating | 82.8 | Gas Turbine | 1970 | Constellation Power Source Generation LLC | PJM | RFC | R-PJM | Baltimore | MD | Oil | 64.4 | 16367 | 17416 | NA | 0.32013 | 0.94446 | NA
James A. FitzPatrick | -396401 | Operating | 883.3 | Nuclear | 1975 | Constellation Energy Corporation | New York | NPCC | NY | Oswego | NY | Nuclear | 853.4 | NA | NA | NA | 98.626 | 88.4555 | NA
Janiak Solar Project | -777795 | Operating | 2 | Solar | 2023 | Generate Capital, PBC | New York, PJM | NPCC | NY | Orange | NY | Solar | 2 | NA | NA | NA | NA | NA | NA
Janis Solar | -629525 | Operating | 20 | Solar | 2023 | Granada Solar LLC | New York | NPCC | NY | Cortland | NY | Solar | 20 | NA | NA | NA | 16.3522 | NA | NA
JB-Tobin 2 Solar Project | -508214 | Operating | 1.6 | Solar | 2021 | AES Clean Energy Services, LLC | New York | NPCC | NY | Dutchess | NY | Solar | 1.6 | NA | NA | NA | 13.4846 | 11.3727 | NA
Jefferson-Lewis BOCES Solar Project | -173301 | Operating | 2 | Solar | 2017 | Tesla Energy Operations, Inc. | New England, New York | NPCC | NY | Jefferson | NY | Solar | 2 | NA | NA | NA | 15.5822 | 15.6336 | 16.0788
Jericho Rise Wind Farm | -166942 | Operating | 77.7 | Wind Turbine | 2016 | EDP Renewables North America LLC | New York | NPCC | NY | Franklin | NY | Wind | 77.7 | NA | NA | NA | 26.9484 | 31.5643 | 29.4078
Jericho Rise Wind Farm | -166941 | Operating | 77.7 | Wind Turbine | 2016 | EDP Renewables North America LLC | New York | NPCC | NY | Franklin | NY | Wind | 77.7 | NA | NA | NA | 26.9484 | 31.5643 | 29.4078
JFK Airport Park Solar Project (Bloomberg) | -172647 | Operating | 1.5 | Solar | 2015 | Bloomberg L.P. | New York | NPCC | NY | Queens | NY | Solar | 1.5 | NA | NA | NA | NA | NA | NA
JLL-One Rockwood Road Project | -194269 | Operating | 3 | Internal Combustion | 2003 | JLL-One Rockwood Road | New York | NPCC | NY | Westchester | NY | Oil | 3 | 13429 | 9429 | 12923 | 0.026636 | 0.053272 | 0.049467
Jogee CDG Solar Project | -366823 | Operating | 2 | Solar | 2021 | OYA Solar Inc. | New York | NPCC | NY | Orange | NY | Solar | 2 | NA | NA | NA | 15.8105 | NA | NA
Johnsonville (Erie Blvd) | -695507 | Operating | 4 | Hydraulic Turbine | 1909 | Brookfield Renewable Partners L.P. | New York | NPCC | NY | Rensselaer | NY | Water | 2.5 | NA | NA | NA | 62.3014 | 31.7443 | 53.6941
Johnstown 2 Solar Project | -250269 | Operating | 2 | Solar | 2020 | C2 Taiyo Fund I, LP | New York | NPCC | NY | Fulton | NY | Solar | 2 | NA | NA | NA | 27.9053 | 17.1689 | 13.3162
Johnstown A Community Solar Project | -221113 | Operating | 1.5 | Solar | 2018 | Kearsarge Energy LP | New York | NPCC | NY | Fulton | NY | Solar | 1.5 | NA | NA | NA | 17.0472 | 19.2922 | 17.2527
Johnstown B Community Solar Project | -221114 | Operating | 2 | Solar | 2018 | Kearsarge Energy LP | New York | NPCC | NY | Fulton | NY | Solar | 2 | NA | NA | NA | 17.6884 | 20.1484 | 17.9224
Johnstown Solar 1 (State) Project | -220088 | Operating | 4 | Solar | 2019 | AES Distributed Energy, Inc. | New York | NPCC | NY | Fulton | NY | Solar | 4 | NA | NA | NA | 13.9926 | 19.3636 | 12.6199
Phoenix Contact - CCHP Plant | -194369 | Operating | 1 | Gas Turbine | 2014 | Phoenix Contact USA, Inc. | PJM | RFC | R-PJM | Dauphin | PA | Gas | 1 | 13331 | 16502 | 13827 | 48.3904 | 58.0594 | 73.1279
Judd Road Solar Project | -794752 | Operating | 5 | Solar | 2022 | Nadara Limited | New York | NPCC | NY | Oneida | NY | Solar | 5 | NA | NA | NA | NA | NA | NA
Judd Road Solar Project | -755270 | Operating | 5 | Solar | 2022 | Energy Infrastructure Partners LLC | New York | NPCC | NY | Oneida | NY | Solar | 5 | NA | NA | NA | 14.3425 | 17.5525 | NA
Judd Road Solar Project | -755269 | Operating | 5 | Solar | 2022 | Eni S.p.A. | New York | NPCC | NY | Oneida | NY | Solar | 5 | NA | NA | NA | 14.3425 | 17.5525 | NA
Kamargo | -695508 | Operating | 6 | Hydraulic Turbine | 1921 | Brookfield Renewable Partners L.P. | New York | NPCC | NY | Jefferson | NY | Water | 5.1 | NA | NA | NA | 64.6074 | 58.5437 | 61.6707
KCE NY 1 Battery Storage Project | -383953 | Operating | 20 | Battery | 2019 | Key Capture Energy, LLC | New York | NPCC | NY | Saratoga | NY | Energy Storage | 20 | NA | NM | NM | 10.7631 | 9.2631 | 7.9058
KCE NY 1 Battery Storage Project | -383952 | Operating | 20 | Battery | 2019 | Key Capture Energy, LLC | New York | NPCC | NY | Saratoga | NY | Energy Storage | 20 | NA | NM | NM | 10.7631 | 9.2631 | 7.9058
KCE NY 1 Battery Storage Project | -383951 | Operating | 20 | Battery | 2019 | Key Capture Energy, LLC | New York | NPCC | NY | Saratoga | NY | Energy Storage | 20 | NA | NM | NM | 10.7631 | 9.2631 | 7.9058
KCE NY 3 Battery Storage Plant | -316873 | Operating | 3 | Battery | 2020 | Orange and Rockland Utilities, Inc. | New York, PJM | NPCC | NY | Rockland | NY | Energy Storage | 3 | NA | NM | NA | 0.91705 | 0.083714 | NA
KCE NY 6 Battery Storage Project | -663353 | Operating | 20 | Battery | 2023 | Key Capture Energy, LLC | New York | NPCC | NY | Erie | NY | Energy Storage | 20 | NA | NA | NA | NA | NA | NA
KCE NY 6 Battery Storage Project | -663352 | Operating | 20 | Battery | 2023 | Key Capture Energy, LLC | New York | NPCC | NY | Erie | NY | Energy Storage | 20 | NA | NA | NA | NA | NA | NA
KCE NY 6 Battery Storage Project | -663351 | Operating | 20 | Battery | 2023 | Key Capture Energy, LLC | New York | NPCC | NY | Erie | NY | Energy Storage | 20 | NA | NA | NA | NA | NA | NA
Kearsarge Oppenheim | -174035 | Operating | 1.4 | Solar | 2018 | Kearsarge Energy LP | New York | NPCC | NY | Fulton | NY | Solar | 1.4 | NA | NA | NA | 17.5228 | 19.6836 | 17.7348
Kelly Bridge Road Community Solar Farm | -216358 | Operating | 2 | Solar | 2019 | Delaware River Solar, LLC | New York | NPCC | NY | Sullivan | NY | Solar | 2 | NA | NA | NA | 16.1016 | 19.6347 | 18.1164
Kendall DG Solar | -808193 | Operating | NA | Solar | 2025 | NextEra Energy Resources, LLC | New England, New York | NPCC | NY | Orleans | NY | Solar | 5 | NA | NA | NA | NA | NA | NA
Kenmare Sullivan Community College Solar Project | -366301 | Operating | 2 | Solar | 2015 | Renewable Power Group of Goldman Sachs Asset Management, L.P | New York | NPCC | NY | Sullivan | NY | Solar | 2 | NA | NA | NA | 14.7146 | 15.4623 | 14.2066
Pinckneyville | -9823 | Operating | 380 | Gas Turbine | 2000 | Union Electric Company | MISO | SERC | GATEWY | Perry | IL | Gas | 356 | 11319 | 11472 | 11059 | 1.3597 | 0.98535 | 3.5051
Pine Bluff Energy Center | -745036 | Operating | 230.4 | Combined Cycle | 2001 | Calpine Corporation | MISO | SERC | DELTA | Jefferson | AR | Gas | 202 | 9948 | 10003 | 10104 | 68.5696 | 64.1927 | 49.1716
Kent Falls | -785728 | Out of Service | 12.4 | Hydraulic Turbine | 1928 | New York State Electric & Gas Corporation | New York | NPCC | NY | Clinton | NY | Water | NA | NA | NA | NA | NA | NA | NA
Kilmer Solar Project | -774711 | Operating | NA | Solar | NA | CVE North America, Inc. | New York | NPCC | NY | Niagara | NY | Solar | 5 | NA | NA | NA | NA | NA | NA
Kings Falls Hydroelectric | -115126 | Operating | 1.6 | Hydraulic Turbine | 1988 | SilverStreet Hydro, LLC | New York | NPCC | NY | Lewis | NY | Water | 1.6 | NA | NA | NA | 15.1755 | 23.2948 | 12.9067
Kings Park Solar I (Indian Solar I) | -348353 | Operating | 2 | Solar | 2019 | NextEra Energy Resources, LLC | New York | NPCC | NY | Suffolk | NY | Solar | 2 | NA | NA | NA | 19.4121 | 19.0411 | 21.3299
Kings Park Solar II (Indian Solar II) | -348355 | Operating | 2 | Solar | 2019 | NextEra Energy Resources, LLC | New York | NPCC | NY | Suffolk | NY | Solar | 2 | NA | NA | NA | 19.4178 | 19.024 | 21.3299
Kings Plaza Power Plant | -250077 | Operating | 12.8 | Internal Combustion | 2007 | Veolia North America, LLC | New York | NPCC | NY | Kings | NY | Gas | 12.8 | 12179 | 21420 | 19002 | 15.8569 | 7.5574 | 17.7601
Kingsbrook Jewish Medical Center | -785627 | Operating | 2.6 | Internal Combustion | 1999 | Kingsbrook Jewish Medical Center Inc | New York | NPCC | NY | Kings | NY | Oil | 2.6 | 3032 | 5000 | 13923 | 0.13611 | 0.070249 | 0.11416
Knaggs Brothers Farm | -767737 | Operating | 3.9 | Solar | 2018 | Dynamic Energy Solutions, LLC | New England | NPCC | NE | Albany | NY | Solar | 3.9 | NA | NA | NA | 19.6025 | 21.347 | 18.7741
Knapp East Solar Facility | -408977 | Operating | 5 | Solar | 2021 | AES Distributed Energy, Inc. | New York | NPCC | NY | Genesee | NY | Solar | 5 | NA | NA | NA | 16.379 | 14.6644 | NA
Knapp West Solar Facility | -408975 | Operating | 5 | Solar | 2021 | The AES Corporation | New York | NPCC | NY | Genesee | NY | Solar | 5 | NA | NA | NA | 13.5479 | 16.6598 | NA
Kodak Park (Eastman Business Park Facility) | -398036 | Operating | 120.4 | Steam Turbine | 1937 | Ironclad Energy Ventures, LLC | New York | NPCC | NY | Monroe | NY | Gas | 119.6 | 23735 | 24098 | 26377 | 27.8351 | 27.7863 | 25.7559
Kodak Park (Eastman Business Park Facility) | -398035 | Operating | 120.4 | Steam Turbine | 1937 | Stonepeak Partners LP | New York | NPCC | NY | Monroe | NY | Gas | 119.6 | 23735 | 24098 | 26377 | 27.8351 | 27.7863 | 25.7559
Kodak Park Hydro | -64555 | Operating | 0.4 | Hydraulic Turbine | 1957 | Recycled Energy Development, LLC | New York | NPCC | NY | Monroe | NY | Water | 0.4 | NA | NA | NA | 0 | 0 | 0
Krumkill Road Solar North Project | -775262 | Operating | 5 | Solar | 2024 | Generate Capital, PBC | New England, New York | NPCC | NY | Albany | NY | Solar | 5 | NA | NA | NA | NA | NA | NA
Krumkill Road Solar South Project | -778442 | Operating | 3.84 | Solar | 2024 | Generate Capital, PBC | New York | NPCC | NY | Albany | NY | Solar | 3.84 | NA | NA | NA | NA | NA | NA
LaChute Hydro - Lower | -382433 | Operating | 3.8 | Hydraulic Turbine | 1987 | Central Rivers Power, LLC | New York | NPCC | NY | Essex | NY | Water | 3.6 | NA | NA | NA | 58.7804 | 35.2454 | 56.2595
LaChute Hydro - Upper | -382434 | Operating | 5.2 | Hydraulic Turbine | 1987 | Central Rivers Power, LLC | New York | NPCC | NY | Essex | NY | Water | 4.9 | NA | NA | NA | 43.1856 | 25.8946 | 41.3335
Lamphear Road Project | -807135 | Operating | 2 | Solar | 2016 | EDF power solutions North America | New York | NPCC | NY | Oneida | NY | Solar | 2 | NA | NA | NA | NA | NA | NA
Landau II Solar Battery Storage Project | -694978 | Operating | 4 | Battery | 2021 | Cypress Creek Renewables, LLC | New York | NPCC | NY | Ulster | NY | Energy Storage | 4 | NA | NM | NA | 1.4155 | 0.87329 | NA
Landau II Solar Project | -694976 | Operating | 4 | Solar | 2021 | Cypress Creek Renewables, LLC | New York | NPCC | NY | Ulster | NY | Solar | 4 | NA | NA | NA | 14.5405 | 11.1416 | NA
Landau Solar Project | -740394 | Operating | 2 | Solar | 2021 | Cypress Creek Renewables, LLC | New York | NPCC | NY | Ulster | NY | Solar | 2 | NA | NA | NA | 19.7146 | 20.2511 | NA
Lansing Renewables (Straw) Plant | -316874 | Operating | 5 | Solar | 2020 | Nexamp Capital, LLC | New York | NPCC | NY | Tompkins | NY | Solar | 5 | NA | NA | NA | 17.5639 | 10.5639 | 16.1918
Lansing Renewables Battery Storage Project (Straw | -583495 | Operating | 3 | Battery | 2021 | Nexamp Capital, LLC | New York | NPCC | NY | Tompkins | NY | Energy Storage | 3 | NA | NA | NA | 3.0746 | 0 | 0
Laubacher Solar Project | -807739 | Operating | NA | Solar | 2025 | PIP5 LUMOS LLC | New York | NPCC | NY | Orleans | NY | Solar | 2.5 | NA | NA | NA | NA | NA | NA
Laubacher Solar Project | -807738 | Operating | NA | Solar | 2025 | The AES Corporation | New York | NPCC | NY | Orleans | NY | Solar | 2.5 | NA | NA | NA | NA | NA | NA
Laurens Solar Project | -171759 | Operating | 1.09 | Solar | 2017 | Tesla Energy Operations, Inc. | New York | NPCC | NY | Otsego | NY | Solar | 1.09 | NA | NA | NA | NA | NA | NA
Leavenworth Greenworks Solar Project | -792516 | Operating | 9.5 | Solar | 2016 | Alberta Investment Management Corporation | New York | NPCC | NY | Suffolk | NY | Solar | 9.5 | NA | NA | NA | 18.9149 | 20.0817 | 20.6224
Leavenworth Greenworks Solar Project | -792515 | Operating | 9.5 | Solar | 2016 | The AES Corporation | New York | NPCC | NY | Suffolk | NY | Solar | 9.5 | NA | NA | NA | 18.9149 | 20.0817 | 20.6224
Leavenworth Greenworks Solar Project | -792514 | Operating | 9.5 | Solar | 2016 | Spower Opco A, LLC | New York | NPCC | NY | Suffolk | NY | Solar | 9.5 | NA | NA | NA | 18.9149 | 20.0817 | 20.6224
Leavenworth Greenworks Solar Project | -792513 | Operating | 9.5 | Solar | 2016 | Spower Opco A, LLC | New York | NPCC | NY | Suffolk | NY | Solar | 9.5 | NA | NA | NA | 18.9149 | 20.0817 | 20.6224
Pine Bluff Energy Center | -745035 | Operating | 230.4 | Combined Cycle | 2001 | Calpine Corporation | MISO | SERC | DELTA | Jefferson | AR | Gas | 202 | 9948 | 10003 | 10104 | 68.5696 | 64.1927 | 49.1716
Lenox Community Battery Storage Project | -763952 | Operating | 6.9 | Battery | 2022 | Standard Solar, Inc. | New England | NPCC | NE | Madison | NY | Energy Storage | 6.9 | NA | NA | NA | NA | NA | NA
Lenox Community Solar Project | -700661 | Operating | 6.9 | Solar | 2022 | Standard Solar, Inc. | New England | NPCC | NE | Madison | NY | Solar | 6.9 | NA | NA | NA | 8.9041 | 9.7727 | NA
Lenox Renewables Solar Project | -765515 | Operating | 3.3 | Solar | 2021 | Nexamp, Inc. | New York | NPCC | NY | Madison | NY | Solar | 3.3 | NA | NA | NA | NA | NA | NA
Letchworth Solar Project | -776619 | Operating | 1.2 | Solar | 2017 | OnSite Partners, LLC | New York | NPCC | NY | Wyoming | NY | Solar | 1.2 | NA | NA | NA | NA | NA | NA
Letchworth Solar Project | -776618 | Operating | 1.2 | Solar | 2017 | OnSite Partners, LLC | New York | NPCC | NY | Wyoming | NY | Solar | 1.2 | NA | NA | NA | NA | NA | NA
Lewis County Solar Project | -172688 | Operating | 2 | Solar | 2018 | Greenskies Clean Energy, LLC | New York | NPCC | NY | Lewis | NY | Solar | 2 | NA | NA | NA | 13.3219 | 12.0833 | 14.726
Lewis Solar Project | -807282 | Operating | 7 | Solar | 2022 | EDF power solutions North America | New York | NPCC | NY | Livingston | NY | Solar | 7 | NA | NA | NA | NA | NA | NA
Lewiston Niagara | -511554 | Operating | 240 | Pumped Storage | 1961 | Power Authority of the State of New York | New York | NPCC | NY | Niagara | NY | Water | 240 | NA | NA | NA | 20.2108 | 20.8671 | 20.3872
Liberty NY - Real Term CSG Solar | -763668 | Operating | 2.1 | Solar | 2023 | ESNY-RT-ELMSFORD, LLC | New York | NPCC | NY | Westchester | NY | Solar | 2.1 | NA | NA | NA | 2.8593 | NA | NA
Lichtenthal Solar Project | -174017 | Operating | 2 | Solar | 2018 | AES Distributed Energy, Inc. | New York | NPCC | NY | Genesee | NY | Solar | 2 | NA | NA | NA | 15.0742 | 12.2546 | 14.6233
Lighthouse Hill | -695510 | Operating | 8 | Hydraulic Turbine | 1930 | Brookfield Renewable Partners L.P. | New York | NPCC | NY | Oswego | NY | Water | 8 | NA | NA | NA | 34.4792 | 30.5251 | 30.986
Lightstar Renewables - Project 1001 Solar | -678933 | Operating | 3.9 | Solar | 2021 | Distributed Solar Development, LLC | New York | NPCC | NY | Dutchess | NY | Solar | 3.9 | NA | NA | NA | 16.9038 | NA | NA
Lightstar Renewables - Project 1004 Solar | -679210 | Operating | 3.5 | Solar | 2022 | Distributed Solar Development, LLC | New York | NPCC | NY | Ulster | NY | Solar | 3.5 | NA | NA | NA | 18.1963 | NA | NA
Lightstar Renewables-Project 1002 | -679414 | Operating | 2.1 | Solar | 2021 | Distributed Solar Development, LLC | New York | NPCC | NY | Dutchess | NY | Solar | 2.1 | NA | NA | NA | 12.606 | NA | NA
Lincoln Avenue Solar Project | -163826 | Operating | 2 | Solar | 2018 | Agilitas Energy, LLC | New York | NPCC | NY | Suffolk | NY | Solar | 2 | NA | NA | NA | 20.1541 | 20.04 | 17.9053
Lincoln Medical and Mental Health Center Battery Storage Project | -628165 | Operating | 3 | Battery | 1970 | Lincoln Medical And Mental Health Center | New York | NPCC | NY | Bronx | NY | Energy Storage | 3 | NA | NA | NA | NA | NA | NA
Lincoln Medical and Mental Health Center Project | -377336 | Operating | 4 | Internal Combustion | 1970 | Lincoln Medical And Mental Health Center | New York | NPCC | NY | Bronx | NY | Oil | 4 | NA | NA | NA | NA | NA | NA
Lisbon East Solar Project (COU Solar 1) | -173879 | Operating | 1.5 | Solar | 2018 | Greenwood Energy I, LLC | New York | NPCC | NY | Saint Lawrence | NY | Solar | 1.5 | NA | NA | NA | 16.1416 | 21.4612 | 18.5921
Lisbon West Solar Project (CJ Solar 1) | -173881 | Operating | 2 | Solar | 2018 | Greenwood Energy I, LLC | New York | NPCC | NY | Saint Lawrence | NY | Solar | 2 | NA | NA | NA | 16.8037 | 16.0959 | 19.6689
Little Falls Hydro | -201820 | Operating | 13 | Hydraulic Turbine | 1987 | Ontario Power Generation Inc. | New York | NPCC | NY | Herkimer | NY | Water | 13 | NA | NA | NA | 43.5414 | 18.5177 | 39.4837
Little Falls Hydro | -96851 | Operating | 13 | Hydraulic Turbine | 1987 | Burrows Paper Corporation | New York | NPCC | NY | Herkimer | NY | Water | 13 | NA | NA | NA | 43.5414 | 18.5177 | 39.4837
Little Falls Hydro | -96850 | Operating | 13 | Hydraulic Turbine | 1987 | Little Falls Private Investor Group | New York | NPCC | NY | Herkimer | NY | Water | 13 | NA | NA | NA | 43.5414 | 18.5177 | 39.4837
Little Falls Solar 1 Project | -508500 | Operating | 2 | Solar | 2020 | Nexamp Capital, LLC | New England | NPCC | NE | Herkimer | NY | Solar | 2 | NA | NA | NA | 18.8527 | 20.6507 | NA
Little Falls Solar Project | -508495 | Operating | 2 | Solar | 2020 | Nexamp, Inc. | New York | NPCC | NY | Herkimer | NY | Solar | 2 | NA | NA | NA | 19.9943 | 17.1975 | NA
Little Falls Solar Project | -508494 | Operating | 2 | Solar | 2020 | Nexamp, Inc. | New York | NPCC | NY | Herkimer | NY | Solar | 2 | NA | NA | NA | 19.9943 | 17.1975 | NA
Littlefield ESS | -647631 | Operating | 3.85 | Battery | 2023 | Summit Ridge Energy, LLC | New York | NPCC | NY | New York | NY | Energy Storage | 3.85 | NA | NA | NA | NA | NA | NA
Livingston 4 Solar Project | -250268 | Operating | 2 | Solar | 2020 | Livingston 4 Solar, LLC | New York | NPCC | NY | Livingston | NY | Solar | 2 | NA | NA | NA | 16.5582 | 15.8961 | 13.9098
Lockenhurst Pond Solar Project | -611212 | Operating | 2 | Solar | 2022 | Generate Capital, PBC | New York | NPCC | NY | Orange | NY | Solar | 2 | NA | NA | NA | 20.9189 | NA | NA
Lockheed Martin RMS Syracuse Battery Storage | -173970 | Operating | 1 | Battery | 2017 | Lockheed Martin Corporation | New York | NPCC | NY | Onondaga | NY | Energy Storage | 1 | NA | NM | NA | 0 | 0.011416 | 0
Pinelawn Power | -790228 | Operating | 82 | Combined Cycle | 2005 | Hull Street Energy, LLC | New York | NPCC | NY | Suffolk | NY | Gas | 77.1 | NA | NA | NA | NA | NA | NA
Pio Pico Energy Center-San Diego | -383283 | Operating | 395.4 | Gas Turbine | 2016 | Onward Energy | CAISO | WECC | CAMX | San Diego | CA | Gas | 336 | 9843 | 9850 | 10855 | 3.3999 | 2.8177 | 2.4039
Lockport Road Solar Project (LR Wheatfield Solar 1) | -508466 | Operating | 5 | Solar | 2020 | Nexamp Capital, LLC | New England | NPCC | NE | Niagara | NY | Solar | 5 | NA | NA | NA | 19.0297 | 20.1918 | 19.1826
Long Island Solar (PSEG-LI) | -421352 | Operating | 3.9 | Solar | 2015 | Greenbacker Renewable Energy Company LLC | New York | NPCC | NY | Suffolk | NY | Solar | 3.9 | NA | NA | NA | NA | NA | NA
Long Island Solar Farm (LISF) | -465334 | Operating | 31.5 | Solar | 2011 | MetLife, Inc. | New York | NPCC | NY | Suffolk | NY | Solar | 31.5 | NA | NA | NA | 16.5384 | 18.1934 | 18.1413
Long Island Solar Farm (LISF) | -167907 | Operating | 31.5 | Solar | 2011 | BP Solar International Inc. | New York | NPCC | NY | Suffolk | NY | Solar | 31.5 | NA | NA | NA | 16.5384 | 18.1934 | 18.1413
Longfalls Facility | -89715 | Operating | 3.3 | Hydraulic Turbine | 1991 | Ampersand Hydro LLC | New York | NPCC | NY | Jefferson | NY | Water | 3 | NA | NA | NA | 3.3524 | 0 | 0
Lower II CDG Solar Plant | -366659 | Operating | 2 | Solar | 2021 | OYA Solar Inc. | New York | NPCC | NY | Orange | NY | Solar | 2 | NA | NA | NA | NA | NA | NA
Lower III CDG Solar Plant (NY Lower Road III CSG) | -777478 | Operating | 2 | Solar | 2023 | DG New York CS, LLC | New York, PJM | NPCC | NY | Orange | NY | Solar | 2 | NA | NA | NA | NA | NA | NA
Lower Saranac | -382437 | Operating | 6.7 | Hydraulic Turbine | 1990 | Central Rivers Power, LLC | New York | NPCC | NY | Clinton | NY | Water | 6.3 | NA | NA | NA | 59.2901 | 47.1733 | 39.9652
LSE Musca Solar Plant | -674072 | Operating | 5 | Solar | 2022 | SPO NY Holdings 1 LLC | New York | NPCC | NY | Schuyler | NY | Solar | 5 | NA | NA | NA | 17.7877 | 13.3516 | NA
LSE Pavo Solar Project | -674117 | Operating | 2.3 | Solar | 2022 | SPO NY Holdings 1 LLC | New York | NPCC | NY | Delaware | NY | Solar | 2.3 | NA | NA | NA | 13.0633 | 7.3357 | NA
Lutheran Medical Center | -165071 | Operating | 4.6 | Internal Combustion | 1994 | NYU Langone Hospital-Brooklyn | New York | NPCC | NY | Kings | NY | Oil | 3 | 9048 | 9149 | 9389 | 0.26057 | 0.23327 | 0.26802
Lyons Falls (Mill) Hydro | -153663 | Operating & Planned | 5.6 | Hydraulic Turbine | 1923 | Northbrook Lyons Falls, LLC | New York | NPCC | NY | Lewis | NY | Water | 5.5 | NA | NA | NA | 58.6945 | 45.5812 | 50.33
Lyonsdale Hydro | -201822 | Operating | 3 | Hydraulic Turbine | 1984 | Ontario Power Generation Inc. | New York | NPCC | NY | Lewis | NY | Water | 3 | NA | NA | NA | 46.9863 | 43.8965 | 44.3836
Lyonsdale Kosterville | -153313 | Operating | 1 | Hydraulic Turbine | 1955 | Northbrook Lyons Falls, LLC | New York | NPCC | NY | Lewis | NY | Water | 1 | NA | NA | NA | 28.9726 | 8.7215 | 32.4315
Lyonsdale Shibley (Gouldtown) | -153362 | Operating | 2 | Hydraulic Turbine | 1953 | Northbrook Lyons Falls, LLC | New York | NPCC | NY | Lewis | NY | Water | 2 | NA | NA | NA | 52.9053 | 25.7021 | 39.4007
MacArthur Waste-to-Energy Facility | -757762 | Operating | 12.5 | Steam Turbine | 1990 | Islip New York Resource Recovery Agency | New York | NPCC | NY | Suffolk | NY | Biomass | 11 | 31719 | 31369 | 38225 | 56.2671 | 53.7059 | 44.2175
Macedon Solar Plant | -220042 | Operating | 2 | Solar | 2019 | Abundant Solar Power, Inc. | New York | NPCC | NY | Wayne | NY | Solar | 2 | NA | NA | NA | 13.8242 | 14.355 | 15.2968
Macomb | -695513 | Operating | 1 | Hydraulic Turbine | 1940 | Brookfield Renewable Partners L.P. | New York | NPCC | NY | Franklin | NY | Water | 0.8 | NA | NA | NA | 103.5674 | 82.2203 | 79.6804
Madison County Solar Farm | -776470 | Operating | 1.8 | Solar | 2017 | OnSite Partners, LLC | New York | NPCC | NY | Madison | NY | Solar | 1.8 | NA | NA | NA | NA | NA | NA
Madison County Solar Farm | -776469 | Operating | 1.8 | Solar | 2017 | OnSite Partners, LLC | New York | NPCC | NY | Madison | NY | Solar | 1.8 | NA | NA | NA | NA | NA | NA
Madison Windpower | -102797 | Operating | 11.5 | Wind Turbine | 2000 | EDP Renewables North America LLC | New York | NPCC | NY | Madison | NY | Wind | 11.5 | NA | NA | NA | 13.4118 | 10.1181 | 9.9643
Madison Windpower | -46097 | Operating | 11.5 | Wind Turbine | 2000 | EDP Renewables North America LLC | New York | NPCC | NY | Madison | NY | Wind | 11.5 | NA | NA | NA | 13.4118 | 10.1181 | 9.9643
Madrid Solar Project (Acer Solar) | -789343 | Operating | 4.3 | Solar | 2024 | Cypress Creek Renewables, LLC | New York | NPCC | NY | Saint Lawrence | NY | Solar | 4.3 | NA | NA | NA | NA | NA | NA
Mahany Solar Project | -795173 | Operating | NA | Solar | 2025 | Greenbacker Capital Management LLC | New York | NPCC | NY | Steuben | NY | Solar | 3 | NA | NA | NA | NA | NA | NA
Maimonides Medical Center | -194429 | Operating | 3.9 | Internal Combustion | 1990 | Maimonides Medical Center Inc. | New York | NPCC | NY | Kings | NY | Oil | 3.9 | NA | 16567 | 12074 | NA | 0.087812 | 0.079031
Main Road Solar Project | -474180 | Operating | 5 | Solar | 2022 | AES Distributed Energy, Inc. | New York | NPCC | NY | Genesee | NY | Solar | 5 | NA | NA | NA | 18.7648 | 11.6895 | NA
Main Street Community Solar Farm | -611288 | Operating | 5 | Solar | 2022 | OYA Solar Inc. | New York | NPCC | NY | Livingston | NY | Solar | 5 | NA | NA | NA | 19.0068 | NA | NA
Malone Solar Site | -194580 | Operating | 1.1 | Solar | 2018 | NextEra Energy Resources, LLC | New York | NPCC | NY | Franklin | NY | Solar | 1.1 | NA | NA | NA | 14.5704 | 15.4006 | 14.2902
Manlius Solar Project | -780520 | Operating | 11.5 | Solar | 2024 | CVE USFIN4 VDER, LLC | New York | NPCC | NY | Onondaga | NY | Solar | 11.5 | NA | NA | NA | NA | NA | NA
Mannys Corners Solar 1 (Amsterdam Solar) | -792802 | Operating | 4.9 | Solar | 2024 | The AES Corporation | New England, New York | NPCC | NY | Montgomery | NY | Solar | 4.9 | NA | NA | NA | NA | NA | NA
Mannys Corners Solar 1 (Amsterdam Solar) | -789326 | Operating | 4.9 | Solar | 2024 | PIP5 LUMOS LLC | New England, New York | NPCC | NY | Montgomery | NY | Solar | 4.9 | NA | NA | NA | NA | NA | NA
Manorville Compost Solar Facility | -172576 | Operating | 1.2 | Solar | 2017 | Agilitas Energy, LLC | New York | NPCC | NY | Suffolk | NY | Solar | 1.2 | NA | NA | NA | NA | NA | NA
Mantisi Solar Project | -763466 | Operating | 5 | Solar | 2024 | CVE North America, Inc. | New York | NPCC | NY | Monroe | NY | Solar | 5 | NA | NA | NA | NA | NA | NA
Maple Ridge | -785720 | Operating | 321.2 | Wind Turbine | 2005 | Avangrid Renewables, LLC | New York | NPCC | NY | Lewis | NY | Wind | 322.1 | NA | NA | NA | NA | NA | NA
Maple Ridge | -102803 | Operating | 321.2 | Wind Turbine | 2005 | EDP Renewables North America LLC | New York | NPCC | NY | Lewis | NY | Wind | 322.1 | NA | NA | NA | 19.5217 | 24.1652 | 21.912
Maple Ridge | -45959 | Operating | 321.2 | Wind Turbine | 2005 | EDP Renewables North America LLC | New York | NPCC | NY | Lewis | NY | Wind | 322.1 | NA | NA | NA | 19.5217 | 24.1652 | 21.912
Marathon Solar Farm II North | -679422 | Operating | 2.9 | Solar | 2020 | Distributed Solar Development, LLC | New York | NPCC | NY | Madison | NY | Solar | 2.9 | NA | NA | NA | 16.3399 | NA | NA
Marathon Solar Farm South | -678678 | Operating | 4.4 | Solar | 2020 | Distributed Solar Development, LLC | New York | NPCC | NY | Madison | NY | Solar | 4.4 | NA | NA | NA | 17.1103 | NA | NA
Marble River Wind Farm | -102821 | Operating | 215.3 | Wind Turbine | 2012 | EDP Renewables North America LLC | New York | NPCC | NY | Clinton | NY | Wind | 215.3 | NA | NA | NA | 20.3663 | 23.4031 | 23.4025
Marble River Wind Farm | -73974 | Operating | 215.3 | Wind Turbine | 2012 | EDP Renewables North America LLC | New York | NPCC | NY | Clinton | NY | Wind | 215.3 | NA | NA | NA | 20.3663 | 23.4031 | 23.4025
Marsh Hill Wind Farm | -171041 | Operating | 16.2 | Wind Turbine | 2014 | Invenergy Wind Development North America LLC | New York | NPCC | NY | Steuben | NY | Wind | 16.2 | NA | NA | NA | 26.8674 | 35.243 | 34.3854
Pioneer Generating Station | -169668 | Operating & Planned | 181.5 | Gas Turbine | 2013 | Basin Electric Power Cooperative | SPP | MRO | MRO-US | Williams | ND | Gas | 135 | 10865 | 11095 | 11257 | 41.0193 | 26.1825 | 24.869
Massena Energy Facility IC | -55220 | Operating | 2 | Internal Combustion | 1992 | Alliance Energy Group, LLC | New York | NPCC | NY | Saint Lawrence | NY | Oil | 2 | NA | NA | NA | 0 | 0 | 0
Mattas Farm | -163944 | Operating | 2 | Solar | 2018 | AES Distributed Energy, Inc. | New York | NPCC | NY | Montgomery | NY | Solar | 2 | NA | NA | NA | 16.8436 | 20.6507 | 18.2534
Maybrook Road Solar Project | -629216 | Operating | 5 | Solar | 2023 | NJR Clean Energy Ventures Corporation | New York | NPCC | NY | Orange | NY | Solar | 5 | NA | NA | NA | 13.6256 | NA | NA
McCarthy Solar Project | -673819 | Operating | 2 | Solar | 2021 | Generate Capital, PBC | New York | NPCC | NY | Orange | NY | Solar | 2 | NA | NA | NA | 17.9224 | 21.1872 | NA
McMullen CDG Solar Farm | -366665 | Operating | 3 | Solar | 2021 | OYA Solar Inc. | New York | RFC | R-PJM | Orange | NY | Solar | 3 | NA | NA | NA | NA | NA | NA
Mechanicville Hydroelectric Station | -198919 | Operating | 4 | Hydraulic Turbine | 2011 | Albany Engineering Corp. | New York | NPCC | NY | Saratoga | NY | Water | 4 | NA | NA | NA | 72.4372 | 57.4229 | 67.0491
Mecklenburg Solar (Enfield) | -173385 | Operating | 1.8 | Solar | 2018 | BlueRock Energy, Inc. | New York | NPCC | NY | Tompkins | NY | Solar | 1.8 | NA | NA | NA | 5.378 | 13.705 | 14.9163
Medina II Solar Project (Source Power NY III - Medina II) | -758735 | Operating | 5 | Solar | 2024 | Distributed Solar Development, LLC | New England, New York | NPCC | NY | Orleans | NY | Solar | 5 | NA | NA | NA | NA | NA | NA
Medusa A Solar Facility | -245259 | Operating | 2 | Solar | 2020 | Ameresco, Inc. | New York | NPCC | NY | Albany | NY | Solar | 2 | NA | NA | NA | 17.8196 | 18.6701 | 16.7523
Meltwater Solar Project | -789349 | Operating | 4.99 | Solar | 2024 | Cypress Creek Renewables, LLC | New York | NPCC | NY | Onondaga | NY | Solar | 4.99 | NA | NA | NA | NA | NA | NA
MER Queens Fuel Cell | -194255 | Operating | 1.2 | Fuel Cell | 2017 | Bloom Energy Corporation | New York | NPCC | NY | Queens | NY | Gas | 1.2 | 7164 | 7237 | 7134 | 74.4292 | 78.32 | 84.0944
Mercy Medical Center - IC | -398047 | Operating | 3.6 | Internal Combustion | 1959 | Mercy Medical Center | New York | NPCC | NY | Nassau | NY | Oil | 3 | NA | NA | NA | NA | NA | NA
Mereand Community Solar Project | -249640 | Operating | 2 | Solar | 2018 | Forefront Power, LLC | New York | NPCC | NY | Jefferson | NY | Solar | 2 | NA | NA | NA | 18.4361 | 19.1838 | 18.9669
Middle Falls Hydroelectric | -9039 | Operating | 2.2 | Hydraulic Turbine | 1989 | Boralex Inc. | New York | NPCC | NY | Washington | NY | Water | 2.2 | NA | NA | NA | 70.5272 | 56.7715 | 76.1883
Middle Island Solar Farm | -319667 | Operating | 19.2 | Solar | 2019 | MISF, LLC | New York | NPCC | NY | Suffolk | NY | Solar | 19.2 | NA | NA | NA | NA | NA | NA
Middletown Battery Storage Project | -583654 | Operating | 1.6 | Battery | 2020 | AES Distributed Energy, Inc. | New York | RFC | R-PJM | Orange | NY | Energy Storage | 1.6 | NA | NM | NA | 1.6624 | 2.5828 | 0
Middletown C Solar Facility | -250371 | Operating | 2 | Solar | 2020 | Ameresco, Inc. | New York, PJM | NPCC | NY | Orange | NY | Solar | 2 | NA | NA | NA | 19.8116 | 19.4349 | 26.2043
Middletown Solar 1 Hybrid Plant | -316901 | Operating | 1.6 | Solar | 2020 | AES Distributed Energy, Inc. | New York | RFC | R-PJM | Orange | NY | Solar | 1.6 | NA | NA | NA | 20.6407 | 22.3602 | 4.7232
Milan (Fork in the Road) Solar Project | -807698 | Operating | NA | Solar | 2025 | BQ Energy LLC | New York | NPCC | NY | Dutchess | NY | Solar | 1.4 | NA | NA | NA | NA | NA | NA
Mill C | -785731 | Operating | 6 | Hydraulic Turbine | 1943 | New York State Electric & Gas Corporation | New York | NPCC | NY | Clinton | NY | Water | 6 | NA | NA | NA | NA | NA | NA
Mill Pond Hydro Project | -784389 | Operating | 1 | Hydraulic Turbine | 1994 | Gravity Renewables, Inc. | New York | NPCC | NY | Greene | NY | Water | 1 | NA | NA | NA | NA | NA | NA
Millbrook School | -115525 | Operating | 1.4 | Solar | 2015 | Tesla Energy Operations, Inc. | New York | NPCC | NY | Dutchess | NY | Solar | 1.4 | NA | NA | NA | 14.4733 | 16.4384 | 15.9573
Millersport GM 1 | -638444 | Operating | 5 | Solar | 2023 | Greenbacker Renewable Energy Corporation | New York | NPCC | NY | Erie | NY | Solar | 5 | NA | NA | NA | 14.6895 | NA | NA
Milton NY Youngs Motors Solar Project (Marlborough Solar) | -673556 | Operating | 2 | Solar | 2021 | Nexamp Capital, LLC | New York | NPCC | NY | Ulster | NY | Solar | 2 | NA | NA | NA | 18.3447 | 17.8253 | NA
Minaville Road Solar Facility | -423389 | Operating | 2.8 | Solar | 2018 | Greenbacker Renewable Energy Company LLC | New York | NPCC | NY | Montgomery | NY | Solar | 2.8 | NA | NA | NA | NA | NA | NA
Minetto | -695518 | Operating | 10 | Hydraulic Turbine | 1915 | Brookfield Renewable Partners L.P. | New York | NPCC | NY | Oswego | NY | Water | 7 | NA | NA | NA | 53.2159 | 40.6654 | 41.6194
Minisink Solar 1 Project | -663295 | Operating | 1.8 | Solar | 2018 | Clearway Energy, Inc. | New York, PJM | NPCC | NY | Orange | NY | Solar | 1.8 | NA | NA | NA | 20.2182 | NA | NA
Minisink Solar 1 Project | -663294 | Operating | 1.8 | Solar | 2018 | Clearway Energy, Inc. | New York, PJM | NPCC | NY | Orange | NY | Solar | 1.8 | NA | NA | NA | 20.2182 | NA | NA
Minisink Solar 2 Project | -663293 | Operating | 2 | Solar | 2018 | Clearway Energy, Inc. | New York, PJM | NPCC | NY | Orange | NY | Solar | 2 | NA | NA | NA | 18.4589 | NA | NA
Minisink Solar 2 Project | -663292 | Operating | 2 | Solar | 2018 | Clearway Energy, Inc. | New York, PJM | NPCC | NY | Orange | NY | Solar | 2 | NA | NA | NA | 18.4589 | NA | NA
Minisink Solar Project | -663415 | Operating | 1 | Solar | 2021 | Clearway Energy, Inc. | New York | NPCC | NY | Orange | NY | Solar | 1 | NA | NA | NA | 20.9361 | NA | NA
Minisink Solar Project | -663414 | Operating | 1 | Solar | 2021 | Clearway Energy, Inc. | New York | NPCC | NY | Orange | NY | Solar | 1 | NA | NA | NA | 20.9361 | NA | NA
Model City Energy Landfill | -764045 | Operating | 5.6 | Internal Combustion | 2001 | Aria Energy Corp. | New York | NPCC | NY | Niagara | NY | Biomass | 5.6 | 13995 | 13357 | 13505 | 58.3741 | 58.9673 | 78.282
Model City Energy Landfill | -85711 | Operating | 5.6 | Internal Combustion | 2001 | Ares EIF Management, LLC | New York | NPCC | NY | Niagara | NY | Biomass | 5.6 | 13995 | 13357 | 13505 | 58.3741 | 58.9673 | 78.282
Modern Innovative Energy LLC | -764046 | Operating | 6.4 | Internal Combustion | 2006 | Aria Energy Corp. | New York | NPCC | NY | Niagara | NY | Biomass | 6.4 | 11468 | 11260 | 11320 | 60.0564 | 59.2573 | 58.13
Modern Innovative Energy LLC | -85508 | Operating | 6.4 | Internal Combustion | 2006 | Ares EIF Management, LLC | New York | NPCC | NY | Niagara | NY | Biomass | 6.4 | 11468 | 11260 | 11320 | 60.0564 | 59.2573 | 58.13
Mohawk Valley Community College Solar Project | -807132 | Operating | 2 | Solar | 2017 | EDF power solutions North America | New York | NPCC | NY | Oneida | NY | Solar | 2 | NA | NA | NA | NA | NA | NA
Mohawk View Solar Project | -673804 | Operating | 5 | Solar | 2021 | NextEra Energy, Inc. | New York | NPCC | NY | Montgomery | NY | Solar | 5 | NA | NA | NA | 20.1027 | 2.7945 | NA
Mohonasen Central School District Solar Project | -249642 | Operating | 1.1 | Solar | 2019 | Tesla, Inc. | New York | NPCC | NY | Schenectady | NY | Solar | 1.1 | NA | NA | NA | 19.3234 | 19.4271 | 20.1328
Mongaup | -192984 | Operating | 4.3 | Hydraulic Turbine | 1923 | Eagle Creek Renewable Energy, LLC | New York | NPCC | NY | Sullivan | NY | Water | 4.3 | NA | NA | NA | 23.1788 | 0 | 39.1871
Monroe Community College Cogen Plant | -170918 | Operating | 5.6 | Internal Combustion | 2004 | Monroe New Power Inc | New York | NPCC | NY | Monroe | NY | Gas | 5.6 | NA | NA | NA | 0 | 0 | 0
Monroe County Sites C, D, & E | -173768 | Operating | 6 | Solar | 2017 | AES Distributed Energy, Inc. | New York | NPCC | NY | Monroe | NY | Solar | 6 | NA | NA | NA | 17.4144 | 17.8291 | 17.167
Monroe County Solar Project | -173766 | Operating | 3.4 | Solar | 2017 | AES Distributed Energy, Inc. | New York | NPCC | NY | Monroe | NY | Solar | 3.4 | NA | NA | NA | 16.0019 | 16.5156 | 15.5486
Monroe Solar Farm | -776874 | Operating | 2 | Solar | 2021 | OnForce Solar, Inc | New York | NPCC | NY | Orange | NY | Solar | 2 | NA | NA | NA | NA | NA | NA
Montauk Battery Storage System | -191037 | Operating | 5 | Battery | 2018 | National Grid Generation LLC | New York | NPCC | NY | Suffolk | NY | Energy Storage | 5 | NA | NM | NM | 7.9589 | 12.7557 | 9.7489
Montauk Battery Storage System | -191036 | Operating | 5 | Battery | 2018 | NextEra Energy Resources, LLC | New York | NPCC | NY | Suffolk | NY | Energy Storage | 5 | NA | NM | NM | 7.9589 | 12.7557 | 9.7489
Montefieor Medical Center Moses Division Cogen | -176345 | Operating | 12.7 | Internal Combustion | 1994 | Montefiore Health System, Inc. | New York | NPCC | NY | Bronx | NY | Oil | 11.5 | 9079 | NM | NA | 1.5674 | 0.32261 | 0.20052
Piqua CT | -5911 | Operating | 36.3 | Gas Turbine | 1972 | City of Piqua | PJM | RFC | R-PJM | Miami | OH | Oil | 36.5 | NA | NA | 29448 | -0.075686 | 0 | 0.13761
Montefiore Mount Vernon Hospital | -194502 | Operating | 1.1 | Internal Combustion | 1976 | Montefiore Mount Vernon Hospital, Inc. | New York | NPCC | NY | Westchester | NY | Oil | 1.1 | 4145 | 11000 | 30000 | 0.57078 | 0.12453 | 0.072644
Montefiore Nyack Hospital | -249976 | Operating | 1.1 | Internal Combustion | 2001 | Montefiore Nyack Hospital | New York | NPCC | NY | Rockland | NY | Oil | 1.1 | NA | NA | NA | NA | NA | NA
Montefiore Weiler (Einstein) Hospital Power Plant | -249652 | Operating | 1.5 | Internal Combustion | 1986 | Montefiore Health System, Inc. | New York | NPCC | NY | Bronx | NY | Oil | 1.5 | NA | NA | NA | NA | NA | NA
Montefiore-New Rochelle Power Plant | -747648 | Operating | 1.2 | Internal Combustion | 1971 | Montefiore New Rochelle | New York | NPCC | NY | Westchester | NY | Oil | 0.8 | NA | NA | NA | NA | NA | NA
Montefiore-Westchester Square | -129330 | Operating | 1 | Internal Combustion | 1983 | Montefiore-Westchester Square | New York | NPCC | NY | Bronx | NY | Oil | 1 | 27500 | 25500 | NA | 0.022831 | 0.022831 | 0
Moore Road Community Distributed Generation Solar Plant | -366208 | Operating | 5 | Solar | 2019 | NextEra Energy Resources, LLC | New York | NPCC | NY | Niagara | NY | Solar | 5 | NA | NA | NA | 12.6941 | 15.9247 | 13.4795
Moorman Creek Solar Plant | -789493 | Operating | 4.4 | Solar | 2024 | DG New York CS, LLC | New York | NPCC | NY | Monroe | NY | Solar | 4.4 | NA | NA | NA | NA | NA | NA
Moose River | -786986 | Operating | 12.6 | Hydraulic Turbine | 1987 | Energy Ottawa Inc. | New York | NPCC | NY | Lewis | NY | Water | 12.1 | NA | NA | NA | 30.104 | 43.069 | 51.5466
Morris Ridge Solar Project | -807142 | Operating | 177 | Solar | 2024 | EDF power solutions North America | New York | NPCC | NY | Livingston | NY | Solar | 177 | NA | NA | NA | NA | NA | NA
Moshier | -695519 | Operating | 8 | Hydraulic Turbine | 1929 | Brookfield Renewable Partners L.P. | New York | NPCC | NY | Herkimer | NY | Water | 8 | NA | NA | NA | 62.1147 | 58.4632 | 47.1904
Mount Hope East Solar Project | -663359 | Operating | 1.9 | Solar | 2019 | Clearway Energy, Inc. | New York, PJM | NPCC | NY | Orange | NY | Solar | 1.9 | NA | NA | NA | 20.8664 | NA | NA
Mount Hope East Solar Project | -663358 | Operating | 1.9 | Solar | 2019 | Clearway Energy, Inc. | New York, PJM | NPCC | NY | Orange | NY | Solar | 1.9 | NA | NA | NA | 20.8664 | NA | NA
Mount Hope Solar 2 Project | -663357 | Operating | 1.9 | Solar | 2020 | Clearway Energy, Inc. | New York, PJM | NPCC | NY | Orange | NY | Solar | 1.9 | NA | NA | NA | 20.0373 | NA | NA
Mount Hope Solar 2 Project | -663356 | Operating | 1.9 | Solar | 2020 | Clearway Energy, Inc. | New York, PJM | NPCC | NY | Orange | NY | Solar | 1.9 | NA | NA | NA | 20.0373 | NA | NA
Mount Ida Hydroelectric | -54591 | Operating | 3 | Hydraulic Turbine | 1992 | Ampersand Hydro LLC | New York | NPCC | NY | Rensselaer | NY | Water | 3 | NA | NA | NA | NA | 19.7565 | 34.7146
Mount Kisco Landfill Battery Storage Project | -745507 | Operating | 0.5 | Battery | 2020 | BQ Energy LLC | New York | NPCC | NY | Westchester | NY | Energy Storage | 0.5 | NA | NA | NA | 0 | 0 | NA
Mount Kisco Landfill Solar Project | -744814 | Operating | 1 | Solar | 2020 | BQ Energy LLC | New York | NPCC | NY | Westchester | NY | Solar | 1 | NA | NA | NA | 8.7671 | 12.0548 | NA
Mount Morris Creek & Hendershot Solar Plant | -796812 | Operating | NA | Solar | 2022 | PureSky Energy Inc. | New York | NPCC | NY | Livingston | NY | Solar | 6.38 | NA | NA | NA | NA | NA | NA
Mount Morris Nunda Solar Plant | -796735 | Operating | NA | Solar | 2022 | PureSky Energy Inc. | New York | NPCC | NY | Livingston | NY | Solar | 5 | NA | NA | NA | NA | NA | NA
Mount Sinai Beth Israel Project | -745863 | Operating | 4.8 | Internal Combustion | 1988 | Mount Sinai Beth Israel | New York | NPCC | NY | New York | NY | Oil | 5 | 25273 | 24224 | 9388 | 0.075342 | 0.13242 | 0.1243
Mount Sinai Beth Israel Project | -745862 | Operating | 4.8 | Internal Combustion | 1988 | Mount Sinai Beth Israel | New York | NPCC | NY | New York | NY | Oil | 5 | 25273 | 24224 | 9388 | 0.075342 | 0.13242 | 0.1243
Mount Sinai Hospital Project | -739674 | Operating | 18.2 | Internal Combustion | 1970 | The Mount Sinai Hospital | New York | NPCC | NY | New York | NY | Oil | 18.2 | 6174 | 7181 | NA | 0.16559 | 0.16308 | NA
Mount Sinai Project (Brooklyn) | -249980 | Operating | 1.5 | Internal Combustion | 2010 | Mount Sinai Brooklyn | New York | NPCC | NY | Kings | NY | Oil | 1.5 | NA | NA | NA | NA | NA | NA
Mt Pleasant Community Center | -598167 | Operating | 0.5 | Solar | 2022 | RWE Clean Energy Solutions, Inc. | New York | NPCC | NY | Westchester | NY | Solar | 0.5 | NA | NA | NA | 16.21 | NA | NA
Mt Pleasant Community Center Battery Storage Project | -598225 | Operating | 0.7 | Battery | 2022 | RWE Clean Energy Solutions, Inc. | New York | NPCC | NY | Westchester | NY | Energy Storage | 0.7 | NA | NA | NA | NA | NA | NA
Mt. Morris Creek Solar Project | -796798 | Operating | NA | Solar | 2023 | PureSky Energy Inc. | New York | NPCC | NY | Livingston | NY | Solar | 5 | NA | NA | NA | NA | NA | NA
Mt.Sinai-St.Lukes Roosevelt Hosp. Center | -193891 | Operating | 6.6 | Internal Combustion | 1960 | Mt.Sinai-St.Lukes Roosevelt Hosp. Center | New York | NPCC | NY | New York | NY | Oil | 6.7 | 4557 | 10244 | 5286 | 0.10393 | 0.069856 | 0.1789
Munnsville Wind Farm | -202006 | Operating | 34.5 | Wind Turbine | 2007 | E.ON Climate & Renewables North America Inc. | New York | NPCC | NY | Madison | NY | Wind | 34.5 | NA | NA | NA | 25.0549 | 30.1522 | 26.1789
Musgrave East Solar Project | -794580 | Operating | 2 | Solar | 2016 | Nadara Limited | New York | NPCC | NY | Cayuga | NY | Solar | 2 | NA | NA | NA | NA | NA | NA
Musgrave East Solar Project | -755107 | Operating | 2 | Solar | 2016 | Energy Infrastructure Partners LLC | New York | NPCC | NY | Cayuga | NY | Solar | 2 | NA | NA | NA | 17.5 | 18.1792 | NA
Musgrave East Solar Project | -755106 | Operating | 2 | Solar | 2016 | Eni S.p.A. | New York | NPCC | NY | Cayuga | NY | Solar | 2 | NA | NA | NA | 17.5 | 18.1792 | NA
Musgrave West Solar Project | -794581 | Operating | 2 | Solar | 2016 | Nadara Limited | New York | NPCC | NY | Cayuga | NY | Solar | 2 | NA | NA | NA | NA | NA | NA
Musgrave West Solar Project | -755110 | Operating | 2 | Solar | 2016 | Energy Infrastructure Partners LLC | New York | NPCC | NY | Cayuga | NY | Solar | 2 | NA | NA | NA | 17.968 | 17.0491 | NA
Musgrave West Solar Project | -755109 | Operating | 2 | Solar | 2016 | Eni S.p.A. | New York | NPCC | NY | Cayuga | NY | Solar | 2 | NA | NA | NA | 17.968 | 17.0491 | NA
Nanticoke LFG Plant | -172609 | Operating | 4 | Internal Combustion | 2006 | Broome Energy Resources, Llc | New York | NPCC | NY | Broome | NY | Biomass | 4 | 10467 | 9902 | 9798 | 74.5519 | 57.9766 | 70.0114
Piti Power Combined Cycle Plant | -429498 | Operating | 2.1 | Combined Cycle | 1999 | Marianas Energy Company, LLC |  |  |  | Guam | GU | Gas | 2.1 | NA | NA | NA | NA | NA | NA
Nassau County Cedar Creek WPC Project B | -493816 | Operating | 1.8 | Solar | 2017 | Undisclosed buyer | New York | NPCC | NY | Nassau | NY | Solar | 1.8 | NA | NA | NA | 16.2037 | 19.4952 | 18.8039
Natural Dam Mill | -146308 | Operating | 1 | Hydraulic Turbine | 1959 | Cellu Tissue Corporation-Natural Dam | New York | NPCC | NY | Saint Lawrence | NY | Water | 1 | NA | NA | NA | 66.3813 | 67.2717 | 62.7626
Neversink | -12836 | Operating | 25 | Hydraulic Turbine | 1953 | City of New York, New York | New York | NPCC | NY | Sullivan | NY | Water | 22 | NA | NA | NA | 11.0565 | 10.2553 | 13.5274
New Beginnings Solar | -673850 | Operating | 2 | Solar | 2019 | Generate Capital, PBC | New York | NPCC | NY | Ulster | NY | Solar | 2 | NA | NA | NA | 20.0913 | 19.9543 | NA
New Scotland Solar Plant (Generate Capital) | -793939 | Operating | NA | Solar | 2025 | Generate Capital, PBC | New York | NPCC | NY | Albany | NY | Solar | 5.7 | NA | NA | NA | NA | NA | NA
New Windsor Community Solar Project | -648690 | Operating | 5.54 | Solar | 2019 | Green Street Power Partners, LLC | New York | NPCC | NY | Orange | NY | Solar | 5.54 | NA | NA | NA | NA | NA | NA
New Windsor Community Solar Project | -639272 | Operating | 5.54 | Solar | 2019 | Green Street Power Partners, LLC | New York | NPCC | NY | Orange | NY | Solar | 5.54 | NA | NA | NA | NA | NA | NA
New York Presbyterian Brooklyn Methodist Hospital (New York Methodist Hospital) | -397518 | Operating | 5.9 | Internal Combustion | 1991 | NewYork-Presbyterian Brooklyn Methodist Hospital | New York | NPCC | NY | Kings | NY | Oil | 5.9 | 21108 | 11739 | 5735 | 0.12576 | 0.044501 | 0.094807
New York Presbyterian Hospital-168th St | -173654 | Operating | 11.9 | Internal Combustion | 2000 | The New York and Presbyterian Hospital, Inc. | New York | NPCC | NY | New York | NY | Oil | 11.9 | 27742 | 28604 | 6159 | 0.12279 | 0.050842 | 0.25997
New York State Dam Hydro | -9040 | Operating | 11.4 | Hydraulic Turbine | 1990 | Boralex Inc. | New York | NPCC | NY | Saratoga | NY | Water | 11.4 | NA | NA | NA | 49.4132 | 45.8103 | 52.6746
Pittsfield Generating Station | -120639 | Operating | 175.5 | Combined Cycle | 1990 | Pittsfield Generating Co LP | New England | NPCC | NE | Berkshire | MA | Gas | 185.8 | 9783 | 9735 | 9328 | 1.2278 | 3.4895 | 3.9169
New York-Presbyterian/Queens | -193878 | Operating | 4.5 | Internal Combustion | 2000 | The New York Hospital Medical Center of Queens | New York | NPCC | NY | Queens | NY | Oil | 4.5 | 6238 | 8235 | 4481 | 0.15982 | 0.12938 | 0.13191
Newfield Community Solar Project | -163887 | Operating | 6 | Solar | 2018 | Nexamp, Inc. | New York | NPCC | NY | Tompkins | NY | Solar | 6 | NA | NA | NA | 16.4764 | 17.0129 | 16.1206
Newfield Community Solar Project | -163886 | Operating | 6 | Solar | 2018 | Nexamp, Inc. | New York | NPCC | NY | Tompkins | NY | Solar | 6 | NA | NA | NA | 16.4764 | 17.0129 | 16.1206
Newport Hydro | -192986 | Operating | 1.7 | Hydraulic Turbine | 1987 | Eagle Creek Renewable Energy, LLC | New York | NPCC | NY | Herkimer | NY | Water | 1.7 | NA | NA | NA | 35.9119 | 37.3153 | 45.4539
Newton Falls Upper | -695609 | Operating | 1.5 | Hydraulic Turbine | 2002 | Brookfield Renewable Partners L.P. | New York | NPCC | NY | Saint Lawrence | NY | Water | 1.4 | NA | NA | NA | 61.4318 | 52.4788 | 38.2257
Pixley Cogeneration Facility | -170229 | Operating | 11.85 | Gas Turbine | 2009 | Bomo, Llc | CAISO | WECC | CAMX | Tulare | CA | Gas | 11.85 | NA | NA | NA | NA | NA | NA
NewYork-Presbyterian Hospital IC | -256194 | Operating | 15.2 | Internal Combustion | 1997 | The New York and Presbyterian Hospital, Inc. | New York | NPCC | NY | New York | NY | Oil | 15.2 | 24192 | 9253 | 25788 | 0.039053 | 0.10965 | 0.039053
Nexamp Rochester Solar Project | -209588 | Operating | 5.6 | Solar | 2019 | Nexamp, Inc. | New York | NPCC | NY | Ulster | NY | Solar | 4 | NA | NA | NA | 17.8653 | 20.0685 | 17.3687
Nexamp Rochester Solar Project | -209587 | Operating | 5.6 | Solar | 2019 | Nexamp, Inc. | New York | NPCC | NY | Ulster | NY | Solar | 4 | NA | NA | NA | 17.8653 | 20.0685 | 17.3687
Nexamp Seneca Solar Project | -221112 | Operating | 4 | Solar | 2018 | Nexamp, Inc. | New York | NPCC | NY | Ontario | NY | Solar | 4 | NA | NA | NA | 17.9994 | 18.8984 | 18.1735
Nexamp Seneca Solar Project | -221111 | Operating | 4 | Solar | 2018 | Nexamp, Inc. | New York | NPCC | NY | Ontario | NY | Solar | 4 | NA | NA | NA | 17.9994 | 18.8984 | 18.1735
NHH003 Clarkson Fuel Cell Project | -249973 | Operating | 1.1 | Fuel Cell | 2018 | 2016 Esa Project Company, LLC | New York | NPCC | NY | Kings | NY | Gas | 1.1 | 7247 | 7548 | 7431 | 80.1993 | 67.0403 | 87.6401
NHH004 Winthrop Fuel Cell Project | -250973 | Operating | 1 | Fuel Cell | 2018 | 2016 Esa Project Company, LLC | New York | NPCC | NY | Kings | NY | Gas | 1 | 7227 | 7288 | 7293 | 83.4247 | 76.2329 | 91.3927
Niagara (NY) Solar Project | -782289 | Operating | 4 | Solar | 2024 | Cypress Creek Renewables, LLC | New York | NPCC | NY | Niagara | NY | Solar | 4 | NA | NA | NA | NA | NA | NA
Niagara Depot Solar Project | -670073 | Operating | 3.5 | Solar | 2023 | Nexamp, Inc. | New York | NPCC | NY | Niagara | NY | Solar | 3.5 | NA | NA | NA | 7.7397 | NA | NA
Niagara Solar Farm (Pine Avenue Landfill Solar) | -805750 | Operating | 10 | Solar | 2024 | MSS Energy Holdings, LLC | New York | NPCC | NY | Niagara | NY | Solar | 10 | NA | NA | NA | NA | NA | NA
Niagara Solar Plant | -786815 | Operating | 5 | Solar | 2024 | DG Niagara, LLC | New York | NPCC | NY | Niagara | NY | Solar | 5 | NA | NA | NA | NA | NA | NA
Nine Mile Point Clean Energy Center | -396413 | Operating & Planned | 1901.1 | Nuclear | 1969 | Constellation Energy Corporation | New York | NPCC | NY | Oswego | NY | Nuclear | 1920.4 | NA | NA | NA | 92.1784 | 90.1212 | NA
Nine Mile Point Clean Energy Center | -395070 | Operating & Planned | 1901.1 | Nuclear | 1969 | Long Island Power Authority | New York | NPCC | NY | Oswego | NY | Nuclear | 1920.4 | NA | NA | NA | 92.1784 | 90.1212 | 96.2813
Nine Mile Point Diesel | -551540 | Operating | 12.2 | Internal Combustion | 1967 | Electricité de France S.A. | New York | NPCC | NY | Oswego | NY | Oil | 12.2 | NA | NA | NA | NA | NA | NA
Nine Mile Point Diesel | -482011 | Operating | 12.2 | Internal Combustion | 1967 | Constellation Energy Corporation | New York | NPCC | NY | Oswego | NY | Oil | 12.2 | NA | NA | NA | NA | NA | NA
Norfolk | -695521 | Operating | 5 | Hydraulic Turbine | 1928 | Brookfield Renewable Partners L.P. | New York | NPCC | NY | Saint Lawrence | NY | Water | 5.1 | NA | NA | NA | 70.7337 | 66.2727 | 60.5023
Normans Kill Hydro Project | -757202 | Operating | 1.2 | Hydraulic Turbine | 1983 | Watervliet (City Of) New York, Industrial Development Authority | New York | NPCC | NY | Albany | NY | Water | 1.2 | NA | NA | NA | 25.8847 | 12.9852 | 8.0765
Pixley Cogeneration Facility | -170228 | Operating | 11.85 | Gas Turbine | 2009 | Caminol Management, Llc | CAISO | WECC | CAMX | Tulare | CA | Gas | 11.85 | NA | NA | NA | NA | NA | NA
North Central Bronx Hospital | -249983 | Operating | 1.6 | Internal Combustion | 2000 | North Central Bronx Hospital | New York | NPCC | NY | Bronx | NY | Oil | 1.6 | NA | NA | NA | NA | NA | NA
North County Battery Storage (Franklin Battery Storage) (Willis Battery) | -669301 | Operating | 20 | Battery | 2023 | Power Authority of the State of New York | New York | NPCC | NY | Franklin | NY | Energy Storage | 20 | NA | NA | NA | NA | NA | NA
North County PV | -493811 | Operating | 1 | Solar | 2011 | Undisclosed buyer | New York | NPCC | NY | Suffolk | NY | Solar | 1 | NA | NA | NA | 10.9361 | 11.2443 | 12.7397
North Division Street Hydro Electric Plant | -641156 | Operating | 1.17 | Hydraulic Turbine | 1992 | Auburn New York | New York | NPCC | NY | Cayuga | NY | Water | 1.17 | NA | NA | NA | NA | NA | NA
North Eagle Village Solar Park | -794753 | Operating | 5 | Solar | 2022 | Nadara Limited | New York | NPCC | NY | Onondaga | NY | Solar | 5 | NA | NA | NA | NA | NA | NA
North Eagle Village Solar Park | -755276 | Operating | 5 | Solar | 2022 | Energy Infrastructure Partners LLC | New York | NPCC | NY | Onondaga | NY | Solar | 5 | NA | NA | NA | 16.8425 | 16.4087 | NA
North Eagle Village Solar Park | -755275 | Operating | 5 | Solar | 2022 | Eni S.p.A. | New York | NPCC | NY | Onondaga | NY | Solar | 5 | NA | NA | NA | 16.8425 | 16.4087 | NA
Pixley Cogeneration Facility | -170227 | Operating | 11.85 | Gas Turbine | 2009 | US Renewables Group, LLC | CAISO | WECC | CAMX | Tulare | CA | Gas | 11.85 | NA | NA | NA | NA | NA | NA
Northeast Bronx Fuel Cell Project | -680211 | Operating | 5 | Fuel Cell | 2022 | Captona LLC | New York | NPCC | NY | Bronx | NY | Gas | 5 | NA | NA | NA | NA | NA | NA
Northeast Bronx Fuel Cell Project | -680210 | Operating | 5 | Fuel Cell | 2022 | Marina Energy LLC | New York | NPCC | NY | Bronx | NY | Gas | 5 | NA | NA | NA | NA | NA | NA
Northern Westchester Hospital | -630908 | Operating | 4 | Internal Combustion | 1971 | Northern Westchester Hospital Association (Inc) | New York | NPCC | NY | Westchester | NY | Oil | 4 | NA | NA | NA | 0 | NA | NA
Northline Solar Project | -780965 | Operating | 4 | Solar | 2024 | PIP5 LUMOS LLC | New York | NPCC | NY | Rensselaer | NY | Solar | 4 | NA | NA | NA | NA | NA | NA
Northline Solar Project | -780964 | Operating | 4 | Solar | 2024 | Aes Clean Energy Development Holdings, Llc | New York | NPCC | NY | Rensselaer | NY | Solar | 4 | NA | NA | NA | NA | NA | NA
Northport | -10496 | Operating | 1548 | Steam Turbine | 1967 | National Grid Generation LLC | New York | NPCC | NY | Suffolk | NY | Gas | 1593.2 | 10988 | 10769 | 10618 | 17.1367 | 20.7921 | 28.3105
Placerita Cogen | -23302 | Out of Service | 90 | Combined Cycle | 1988 | Clean Energy Systems, Inc. | CAISO | WECC | CAMX | Los Angeles | CA | Gas | NA | NA | NA | NA | NA | NA | NA
Norwich Battery Storage Project | -628027 | Operating | 5 | Battery | 2021 | NextEra Energy, Inc. | New York | NPCC | NY | Chenango | NY | Energy Storage | 5 | NA | NM | NA | 0.76712 | 4.5479 | 0
Norwich Solar Project | -382014 | Operating | 5 | Solar | 2021 | NextEra Energy, Inc. | New York | NPCC | NY | Chenango | NY | Solar | 5 | NA | NA | NA | 15.8151 | 18.879 | 2.6256
Norwood | -695523 | Operating | 2 | Hydraulic Turbine | 1928 | Brookfield Renewable Partners L.P. | New York | NPCC | NY | Saint Lawrence | NY | Water | 2.2 | NA | NA | NA | 70.7347 | 70.5843 | 68.6125
NSF Aurelius Site 1 Solar Project | -769808 | Operating | 5 | Solar | 2024 | NSF Energy One, LLC | New York | NPCC | NY | Cayuga | NY | Solar | 5 | NA | NA | NA | NA | NA | NA
NSF Aurelius Site 2 Solar Project | -768886 | Operating | 5 | Solar | 2024 | NSF Aurelius Site 2, LLC | New York | NPCC | NY | Cayuga | NY | Solar | 5 | NA | NA | NA | NA | NA | NA
NSF Aurelius Site 3 Solar Project | -769009 | Operating | 5 | Solar | 2024 | NSF Energy One, LLC | New York | NPCC | NY | Cayuga | NY | Solar | 5 | NA | NA | NA | NA | NA | NA
NSF Aurelius Site 4 Solar Project | -768802 | Operating | 4.88 | Solar | 2024 | NSF Energy One, LLC | New York | NPCC | NY | Cayuga | NY | Solar | 4.88 | NA | NA | NA | NA | NA | NA
NSF Torrey Site 1 Solar Project | -777780 | Operating | 4.6 | Solar | 2023 | NSF Torrey Site 1, LLC | New York | NPCC | NY | Yates | NY | Solar | 4.6 | NA | NA | NA | NA | NA | NA
NSF Torrey Site 2 Solar Project | -777784 | Operating | 5 | Solar | 2023 | ESI Energy, LLC | New York | NPCC | NY | Yates | NY | Solar | 5 | NA | NA | NA | NA | NA | NA
NSF Torrey Site 3 Solar Project | -777774 | Operating | 5 | Solar | 2023 | ESI Energy, LLC | New York | NPCC | NY | Yates | NY | Solar | 5 | NA | NA | NA | NA | NA | NA
Number Three Wind Farm | -647466 | Operating | 103.9 | Wind Turbine | 2023 | Invenergy Wind Development North America LLC | New York | NPCC | NY | Lewis | NY | Wind | 103.9 | NA | NA | NA | 15.1306 | NA | NA
NWA Pine Grove Battery Storage Project (Cicero Energy Storage 2) | -610472 | Operating | 5 | Battery | 2022 | Convergent Energy and Power LP | New York | NPCC | NY | Onondaga | NY | Energy Storage | 5 | NA | NA | NA | NA | NA | NA
NWA Pine Grove Solar (Cicero Energy Storage 2) | -610344 | Operating | 5 | Solar | 2022 | Convergent Energy and Power LP | New York | NPCC | NY | Onondaga | NY | Solar | 5 | NA | NA | NA | 15.3151 | 10.089 | NA
NY - Mines Press Battery Energy Storage System | -739554 | Operating | 1 | Battery | 2022 | NY - Mines Press LLC | New York | NPCC | NY | Westchester | NY | Energy Storage | 1 | NA | NA | NA | NA | NA | NA
NY - Mines Press Solar Project | -508505 | Operating | 1 | Solar | 2021 | NY - Mines Press LLC | New York | NPCC | NY | Westchester | NY | Solar | 1 | NA | NA | NA | 14.6347 | 14.5548 | NA
NY 26 - Carthage CSG Project | -465424 | Operating | 5 | Solar | 2020 | Fonds de solidarité FTQ | New York | NPCC | NY | Lewis | NY | Solar | 5 | NA | NA | NA | 10.6941 | 9.6621 | 16.6918
NY 26 - Carthage CSG Project | -465423 | Operating | 5 | Solar | 2020 | Caisse de dépôt et placement du Québec | New York | NPCC | NY | Lewis | NY | Solar | 5 | NA | NA | NA | 10.6941 | 9.6621 | 16.6918
NY 70 Solar Farm | -741232 | Operating | 5 | Solar | 2021 | Delaware River Solar, LLC | New York | NPCC | NY | Livingston | NY | Solar | 5 | NA | NA | NA | 19.7945 | 19.5571 | NA
NY ALTONA MAYOTT - Environomics P1 Project (Catalyze Pombrio I Solar Farm Microgrid) | -793541 | Operating | NA | Solar | 2024 | Catalyze Holdings, LLC | New York | NPCC | NY | Clinton | NY | Solar | 7.5 | NA | NA | NA | NA | NA | NA
NY ALTONA MAYOTT - Environomics P2 (Catalyze Pombrio Solar Farm 2 Microgrid, LLC) | -793556 | Operating | NA | Solar | 2024 | Yorktown XII Renewable Blocker LLC | New York | NPCC | NY | Clinton | NY | Solar | 4.98 | NA | NA | NA | NA | NA | NA
NY ALTONA MAYOTT - Environomics P2 (Catalyze Pombrio Solar Farm 2 Microgrid, LLC) | -793555 | Operating | NA | Solar | 2024 | Canyon Renewables LLC | New York | NPCC | NY | Clinton | NY | Solar | 4.98 | NA | NA | NA | NA | NA | NA
NY ALTONA MAYOTT - Environomics P2 (Catalyze Pombrio Solar Farm 2 Microgrid, LLC) | -793554 | Operating | NA | Solar | 2024 | Catalyze Parentco LLC | New York | NPCC | NY | Clinton | NY | Solar | 4.98 | NA | NA | NA | NA | NA | NA
NY ALTONA MAYOTT - Environomics P2 (Catalyze Pombrio Solar Farm 2 Microgrid, LLC) | -793553 | Operating | NA | Solar | 2024 | EETF Sidecar I-B, L.P.. | New York | NPCC | NY | Clinton | NY | Solar | 4.98 | NA | NA | NA | NA | NA | NA
NY ALTONA MAYOTT - Environomics P2 (Catalyze Pombrio Solar Farm 2 Microgrid, LLC) | -793552 | Operating | NA | Solar | 2024 | EETF Sidecar I-B, L.P.. | New York | NPCC | NY | Clinton | NY | Solar | 4.98 | NA | NA | NA | NA | NA | NA
NY ALTONA MAYOTT - Environomics P2 (Catalyze Pombrio Solar Farm 2 Microgrid, LLC) | -793551 | Operating | NA | Solar | 2024 | Actis Energy 5 A LP | New York | NPCC | NY | Clinton | NY | Solar | 4.98 | NA | NA | NA | NA | NA | NA
NY ALTONA MAYOTT - Environomics P2 (Catalyze Pombrio Solar Farm 2 Microgrid, LLC) | -793550 | Operating | NA | Solar | 2024 | Actis Energy 5 LP | New York | NPCC | NY | Clinton | NY | Solar | 4.98 | NA | NA | NA | NA | NA | NA
NY ALTONA MAYOTT - Environomics P2 (Catalyze Pombrio Solar Farm 2 Microgrid, LLC) | -793549 | Operating | NA | Solar | 2024 | Encap Energy Transition Fund I-E, L.P. | New York | NPCC | NY | Clinton | NY | Solar | 4.98 | NA | NA | NA | NA | NA | NA
NY ALTONA MAYOTT - Environomics P2 (Catalyze Pombrio Solar Farm 2 Microgrid, LLC) | -793548 | Operating | NA | Solar | 2024 | Encap Energy Transition Fund I-E, L.P. | New York | NPCC | NY | Clinton | NY | Solar | 4.98 | NA | NA | NA | NA | NA | NA
NY ALTONA MAYOTT - Environomics P2 (Catalyze Pombrio Solar Farm 2 Microgrid, LLC) | -793547 | Operating | NA | Solar | 2024 | Encap Energy Transition Fund I-B, L.P. | New York | NPCC | NY | Clinton | NY | Solar | 4.98 | NA | NA | NA | NA | NA | NA
NY ALTONA MAYOTT - Environomics P2 (Catalyze Pombrio Solar Farm 2 Microgrid, LLC) | -793546 | Operating | NA | Solar | 2024 | Encap Energy Transition Fund I-B, L.P. | New York | NPCC | NY | Clinton | NY | Solar | 4.98 | NA | NA | NA | NA | NA | NA
NY ALTONA MAYOTT - Environomics P2 (Catalyze Pombrio Solar Farm 2 Microgrid, LLC) | -793545 | Operating | NA | Solar | 2024 | Encap Energy Transition Fund I-A, L.P. | New York | NPCC | NY | Clinton | NY | Solar | 4.98 | NA | NA | NA | NA | NA | NA
NY ALTONA MAYOTT - Environomics P2 (Catalyze Pombrio Solar Farm 2 Microgrid, LLC) | -793544 | Operating | NA | Solar | 2024 | Encap Energy Transition Fund I-A, L.P. | New York | NPCC | NY | Clinton | NY | Solar | 4.98 | NA | NA | NA | NA | NA | NA
NY ALTONA MAYOTT - Environomics P2 (Catalyze Pombrio Solar Farm 2 Microgrid, LLC) | -793543 | Operating | NA | Solar | 2024 | Yorktown Energy Partners XII, L.P. | New York | NPCC | NY | Clinton | NY | Solar | 4.98 | NA | NA | NA | NA | NA | NA
NY ALTONA MAYOTT - Environomics P2 (Catalyze Pombrio Solar Farm 2 Microgrid, LLC) | -793542 | Operating | NA | Solar | 2024 | Prisma Capital | New York | NPCC | NY | Clinton | NY | Solar | 4.98 | NA | NA | NA | NA | NA | NA
NY CDG 010 Solar Project | -807992 | Operating | NA | Solar | 2025 | UGE NY WF Studios Holdings LLC | New York | NPCC | NY | Queens | NY | Solar | 1.39 | NA | NA | NA | NA | NA | NA
NY Geneseo 3240 West Lake Road Solar | -756579 | Operating | 5 | Solar | 2024 | NYSolar03 LLC | New York | NPCC | NY | Livingston | NY | Solar | 5 | NA | NA | NA | NA | NA | NA
NY Hermon 1040 County Rd 21 Solar Project | -776519 | Operating | 2.2 | Solar | 2024 | Solitude Solar Russell County Rd 21 Microgrid, LLC | New York | NPCC | NY | Saint Lawrence | NY | Solar | 2.2 | NA | NA | NA | NA | NA | NA
NY Lancaster Gunnville Rd Site 1 Solar Project | -793705 | Operating | 5 | Solar | 2023 | Canyon Renewables LLC | New York | NPCC | NY | Erie | NY | Solar | 5 | NA | NA | NA | NA | NA | NA
NY Lancaster Gunnville Rd Site 1 Solar Project | -793704 | Operating | 5 | Solar | 2023 | Catalyze Parentco LLC | New York | NPCC | NY | Erie | NY | Solar | 5 | NA | NA | NA | NA | NA | NA
NY Lancaster Gunnville Rd Site 1 Solar Project | -793703 | Operating | 5 | Solar | 2023 | EETF Sidecar I-B, L.P.. | New York | NPCC | NY | Erie | NY | Solar | 5 | NA | NA | NA | NA | NA | NA
NY Lancaster Gunnville Rd Site 1 Solar Project | -793702 | Operating | 5 | Solar | 2023 | Actis Energy 5 A LP | New York | NPCC | NY | Erie | NY | Solar | 5 | NA | NA | NA | NA | NA | NA
NY Lancaster Gunnville Rd Site 1 Solar Project | -793701 | Operating | 5 | Solar | 2023 | Actis Energy 5 LP | New York | NPCC | NY | Erie | NY | Solar | 5 | NA | NA | NA | NA | NA | NA
NY Lancaster Gunnville Rd Site 1 Solar Project | -793700 | Operating | 5 | Solar | 2023 | Yorktown Renewable Energy Infrastructure Fund, L.P. | New York | NPCC | NY | Erie | NY | Solar | 5 | NA | NA | NA | NA | NA | NA
NY Lancaster Gunnville Rd Site 1 Solar Project | -793699 | Operating | 5 | Solar | 2023 | Encap Energy Transition Fund I-E, L.P. | New York | NPCC | NY | Erie | NY | Solar | 5 | NA | NA | NA | NA | NA | NA
NY Lancaster Gunnville Rd Site 1 Solar Project | -793698 | Operating | 5 | Solar | 2023 | Encap Energy Transition Fund I-B, L.P. | New York | NPCC | NY | Erie | NY | Solar | 5 | NA | NA | NA | NA | NA | NA
NY Lancaster Gunnville Rd Site 1 Solar Project | -793697 | Operating | 5 | Solar | 2023 | Encap Energy Transition Fund I-A, L.P. | New York | NPCC | NY | Erie | NY | Solar | 5 | NA | NA | NA | NA | NA | NA
NY Lancaster Gunnville Rd Site 1 Solar Project | -793696 | Operating | 5 | Solar | 2023 | Prisma Energy Capital | New York | NPCC | NY | Erie | NY | Solar | 5 | NA | NA | NA | NA | NA | NA
NY Lancaster Shisler Rd Site 2 Solar | -793752 | Operating | 5.2 | Solar | 2023 | Canyon Renewables LLC | New York | NPCC | NY | Saint Lawrence | NY | Solar | 5.2 | NA | NA | NA | 1.023 | NA | NA
NY Lancaster Shisler Rd Site 2 Solar | -793751 | Operating | 5.2 | Solar | 2023 | Catalyze Parentco LLC | New York | NPCC | NY | Saint Lawrence | NY | Solar | 5.2 | NA | NA | NA | 1.023 | NA | NA
NY Lancaster Shisler Rd Site 2 Solar | -793750 | Operating | 5.2 | Solar | 2023 | EETF Sidecar I-B, L.P.. | New York | NPCC | NY | Saint Lawrence | NY | Solar | 5.2 | NA | NA | NA | 1.023 | NA | NA
NY Lancaster Shisler Rd Site 2 Solar | -793749 | Operating | 5.2 | Solar | 2023 | Actis Energy 5 A LP | New York | NPCC | NY | Saint Lawrence | NY | Solar | 5.2 | NA | NA | NA | 1.023 | NA | NA
NY Lancaster Shisler Rd Site 2 Solar | -793748 | Operating | 5.2 | Solar | 2023 | Actis Energy 5 LP | New York | NPCC | NY | Saint Lawrence | NY | Solar | 5.2 | NA | NA | NA | 1.023 | NA | NA
NY Lancaster Shisler Rd Site 2 Solar | -793747 | Operating | 5.2 | Solar | 2023 | Yorktown Renewable Energy Infrastructure Fund, L.P. | New York | NPCC | NY | Saint Lawrence | NY | Solar | 5.2 | NA | NA | NA | 1.023 | NA | NA
NY Lancaster Shisler Rd Site 2 Solar | -793746 | Operating | 5.2 | Solar | 2023 | Encap Energy Transition Fund I-E, L.P. | New York | NPCC | NY | Saint Lawrence | NY | Solar | 5.2 | NA | NA | NA | 1.023 | NA | NA
NY Lancaster Shisler Rd Site 2 Solar | -793745 | Operating | 5.2 | Solar | 2023 | Encap Energy Transition Fund I-B, L.P. | New York | NPCC | NY | Saint Lawrence | NY | Solar | 5.2 | NA | NA | NA | 1.023 | NA | NA
NY Lancaster Shisler Rd Site 2 Solar | -793744 | Operating | 5.2 | Solar | 2023 | Encap Energy Transition Fund I-A, L.P. | New York | NPCC | NY | Saint Lawrence | NY | Solar | 5.2 | NA | NA | NA | 1.023 | NA | NA
NY Lancaster Shisler Rd Site 2 Solar | -793743 | Operating | 5.2 | Solar | 2023 | Prisma Energy Capital | New York | NPCC | NY | Saint Lawrence | NY | Solar | 5.2 | NA | NA | NA | 1.023 | NA | NA
NY Newark ST RT 31 - Environomics S2 Solar Project | -793561 | Operating | NA | Solar | 2024 | Catalyze Holdings, LLC | New York | NPCC | NY | Ontario | NY | Solar | 4 | NA | NA | NA | NA | NA | NA
NY Ridgeway I CSG Solar Plant | -763401 | Operating | 3 | Solar | 2023 | DG New York CS, LLC | New York | NPCC | NY | Orleans | NY | Solar | 3 | NA | NA | NA | 3.516 | NA | NA
NY SHERMAN 176 W MAIN ST - SL 1 Solar Project | -775247 | Operating | 4.62 | Solar | 2024 | Canyon Renewables LLC | New York | NPCC | NY | Chautauqua | NY | Solar | 4.62 | NA | NA | NA | NA | NA | NA
NY SHERMAN 176 W MAIN ST - SL 1 Solar Project | -775246 | Operating | 4.62 | Solar | 2024 | Catalyze Parentco LLC | New York | NPCC | NY | Chautauqua | NY | Solar | 4.62 | NA | NA | NA | NA | NA | NA
NY SHERMAN 176 W MAIN ST - SL 1 Solar Project | -775245 | Operating | 4.62 | Solar | 2024 | EETF Sidecar I-B, L.P.. | New York | NPCC | NY | Chautauqua | NY | Solar | 4.62 | NA | NA | NA | NA | NA | NA
NY SHERMAN 176 W MAIN ST - SL 1 Solar Project | -775244 | Operating | 4.62 | Solar | 2024 | Actis Energy 5 A LP | New York | NPCC | NY | Chautauqua | NY | Solar | 4.62 | NA | NA | NA | NA | NA | NA
NY SHERMAN 176 W MAIN ST - SL 1 Solar Project | -775243 | Operating | 4.62 | Solar | 2024 | Actis Energy 5 LP | New York | NPCC | NY | Chautauqua | NY | Solar | 4.62 | NA | NA | NA | NA | NA | NA
NY SHERMAN 176 W MAIN ST - SL 1 Solar Project | -775242 | Operating | 4.62 | Solar | 2024 | Encap Energy Transition Fund I-E, L.P. | New York | NPCC | NY | Chautauqua | NY | Solar | 4.62 | NA | NA | NA | NA | NA | NA
NY SHERMAN 176 W MAIN ST - SL 1 Solar Project | -775241 | Operating | 4.62 | Solar | 2024 | Encap Energy Transition Fund I-B, L.P. | New York | NPCC | NY | Chautauqua | NY | Solar | 4.62 | NA | NA | NA | NA | NA | NA
NY SHERMAN 176 W MAIN ST - SL 1 Solar Project | -775240 | Operating | 4.62 | Solar | 2024 | Encap Energy Transition Fund I-A, L.P. | New York | NPCC | NY | Chautauqua | NY | Solar | 4.62 | NA | NA | NA | NA | NA | NA
NY SHERMAN 176 W MAIN ST - SL 1 Solar Project | -775239 | Operating | 4.62 | Solar | 2024 | Prisma Energy Capital | New York | NPCC | NY | Chautauqua | NY | Solar | 4.62 | NA | NA | NA | NA | NA | NA
NY SHERMAN 191 W MAIN ST - Solar 2 Project | -808194 | Operating | NA | Solar | 2025 | SL Sherman II, LLC | New York | NPCC | NY | Chautauqua | NY | Solar | 5 | NA | NA | NA | NA | NA | NA
NY Times Daily Production Facility | -173668 | Operating | 12 | Internal Combustion | 2005 | The NY Times Production Facility | New York | NPCC | NY | Queens | NY | Oil | 12 | 12056 | 21583 | 11751 | 0.017123 | 0.057078 | 0.19121
NY USLE Copenhagen CR194 Solar Project | -770028 | Operating | 4.3 | Solar | 2024 | NextPower III LP | New York | NPCC | NY | Lewis | NY | Solar | 4.3 | NA | NA | NA | NA | NA | NA
NY Williamson I Solar Project (Eddy) | -777791 | Operating | 2.3 | Solar | 2023 | Generate Capital, PBC | New York | NPCC | NY | Wayne | NY | Solar | 2.3 | NA | NA | NA | NA | NA | NA
NY8 Regan Solar Plant | -761287 | Operating | 20 | Solar | 2022 | MN8 Energy, Inc. | New York | NPCC | NY | Montgomery | NY | Solar | 20 | NA | NA | NA | 4.9241 | 0.27454 | NA
NYC-HH - Coney Island Hospital | -522610 | Operating | 3.1 | Internal Combustion | 1993 | NYC Health + Hospitals/Coney Island | New York | NPCC | NY | Kings | NY | Oil | 3.1 | 12980 | 8573 | 8431 | 0.18044 | 1.1894 | 1.101
NYC-HH-New Bellevue Hospital Plant | -194259 | Operating | 8 | Internal Combustion | 1996 | New York City Health and Hospitals Corporation | New York | NPCC | NY | New York | NY | Oil | 8 | 7890 | 6670 | 7520 | 0.24543 | 0.1641 | 0.14555
NYP Allen Hospital | -173987 | Operating | 1 | Internal Combustion | 2009 | The New York and Presbyterian Hospital, Inc. | New York | NPCC | NY | New York | NY | Oil | 1 | 8300 | 19704 | 39000 | 0.11416 | 2.6598 | 0.057078
NYPH - Lawrence | -785455 | Operating | 1.8 | Internal Combustion | 1981 | NewYork-Presbyterian Lawrence Hospital | New York | NPCC | NY | Westchester | NY | Oil | 1.8 | NA | NA | NA | NA | NA | NA
NYP-Hudson Valley Hospital Center | -633214 | Operating | 2.6 | Internal Combustion | 2010 | NewYork-Presbyterian Hudson Valley Hospital | New York | NPCC | NY | Westchester | NY | Oil | 2.1 | 7500 | 37100 | 9286 | 0.14134 | 0.16308 | 0.11416
NYP-Lower Manhattan Hospital | -198372 | Operating | 1.5 | Internal Combustion | 1992 | The New York and Presbyterian Hospital, Inc. | New York | NPCC | NY | New York | NY | Oil | 1.5 | 14556 | 13368 | 18462 | 0.13699 | 0.1446 | 0.098935
NYS RTE 12 Battery Storage(Orleans and Clayton Solar) | -741386 | Operating | 5 | Other Energy Storage | 2019 | NextEra Energy Resources, LLC | New York | NPCC | NY | Jefferson | NY | Energy Storage | 5 | NA | NA | NA | NA | NA | NA
NYS RTE 12 CDG (Orleans and Clayton Solar) | -366912 | Operating | 5 | Solar | 2021 | NextEra Energy Resources, LLC | New York | NPCC | NY | Jefferson | NY | Solar | 5 | NA | NA | NA | 17.1553 | 12.153 | 14.9635
NYU Langone - Orthopedic IC Project | -249871 | Operating | 1.6 | Internal Combustion | 2010 | NYU Langone Hospitals | New York | NPCC | NY | New York | NY | Oil | 1.6 | NA | NA | NA | NA | NA | NA
NYU Langone Combined Heat and Power Medical Center | -522611 | Operating | 26.5 | Internal Combustion | 1992 | NYU Langone Health System | New York | NPCC | NY | New York | NY | Oil | 19.1 | 7170 | 7244 | 8111 | 0.087858 | 0.1273 | 0.091444
Plant 31 Paper Mill Cogen (GEN7) | -179830 | Operating | 39.2 | Combined Cycle | 2016 | Graphic Packaging Corporation | MISO | SERC | DELTA | Ouachita | LA | Gas | 39 | 10645 | 10479 | 10630 | 62.9402 | 75.2216 | 72.9994
Oak Hill I & II Community Solar Farms | -791852 | Operating & Planned | NA | Solar | NA | PureSky Energy Inc. | New York | NPCC | NY | Schenectady | NY | Solar | 5 | NA | NA | NA | NA | NA | NA
Oak Orchard | -695524 | Operating | 0.35 | Hydraulic Turbine | 1941 | Brookfield Renewable Partners L.P. | New York | NPCC | NY | Orleans | NY | Water | 0.35 | NA | NA | NA | NA | NA | NA
Off Airport Road West Solar Project | -366432 | Operating | 4 | Solar | 2019 | Nexamp, Inc. | New York | NPCC | NY | Ulster | NY | Solar | 4 | NA | NA | NA | 18.1136 | 17.8567 | 17.9737
Off Airport Road West Solar Project | -366431 | Operating | 4 | Solar | 2019 | Nexamp, Inc. | New York | NPCC | NY | Ulster | NY | Solar | 4 | NA | NA | NA | 18.1136 | 17.8567 | 17.9737
Ogdensburg | -101524 | Operating | 3.5 | Hydraulic Turbine | 1987 | Ampersand Hydro LLC | New York | NPCC | NY | Saint Lawrence | NY | Water | 3.5 | NA | NA | NA | 13.1507 | 25.4436 | 25.6882
Ogdensburg Solar Project | -423110 | Operating | 1.1 | Solar | 2017 | New Energy Equity, LLC | New York | NPCC | NY | Saint Lawrence | NY | Solar | 1.1 | NA | NA | NA | NA | NA | NA
Ogdensburg Solar Project | -172806 | Operating | 1.1 | Solar | 2017 | RER Energy Group, Inc. | New York | NPCC | NY | Saint Lawrence | NY | Solar | 1.1 | NA | NA | NA | NA | NA | NA
Plant Crisp CT | -780641 | Operating | 10 | Gas Turbine | 1957 | Crisp County Power Commission Inc. |  | SERC | SOU | Worth | GA | Gas | 9 | 13349 | NA | NA | 1.1162 | NA | NA
Plant Ratcliffe (Kemper County IGCC) | -166577 | Operating | 840 | Combined Cycle | 2014 | Mississippi Power Company |  | SERC | SOU | Kemper | MS | Gas | 734.2 | 7242 | 7318 | 7254 | 57.5947 | 65.7096 | 62.0529
One Penn Plaza Cogen Project | -168935 | Operating | 6.3 | Internal Combustion | 2010 | Vornado Realty Trust | New York | NPCC | NY | New York | NY | Gas | 6 | 9881 | 9133 | 10996 | 40.6982 | 34.5225 | 31.9673
Oneida - South Solar Project | -173029 | Operating | 1.9 | Solar | 2015 | NextEra Energy Resources, LLC | New England, New York | NPCC | NY | Oneida | NY | Solar | 1.9 | NA | NA | NA | 13.987 | 14.8762 | 15.7294
Oneida - West Solar Project | -172257 | Operating | 1.9 | Solar | 2015 | NextEra Energy Resources, LLC | New England, New York | NPCC | NY | Oneida | NY | Solar | 1.9 | NA | NA | NA | 13.963 | 14.8762 | 15.7294
Oneida DPW Solar Project | -172676 | Operating | 1.5 | Solar | 2017 | Tesla Energy Operations, Inc. | New York | NPCC | NY | Oneida | NY | Solar | 1.5 | NA | NA | NA | 14.0563 | 15.3425 | 13.8661
Oneida-Herkimer Landfill Gas-to-Energy Facility | -757801 | Operating | 3.2 | Internal Combustion | 2012 | Oneida-Herkimer New York Solid Waste Management Authority | New York | NPCC | NY | Oneida | NY | Biomass | 3.2 | 10557 | 10622 | 10839 | 93.7714 | 94.9023 | 92.134
Onondaga County - Metro Water Board Solar | -115592 | Operating | 1 | Solar | 2016 | Tesla Energy Operations, Inc. | New York | NPCC | NY | Onondaga | NY | Solar | 1 | NA | NA | NA | 11.7466 | 14.1781 | 13.984
Onondaga County - Oak Orchard WWTP Solar | -172764 | Operating | 2 | Solar | 2017 | Tesla Energy Operations, Inc. | New York | NPCC | NY | Onondaga | NY | Solar | 2 | NA | NA | NA | 12.7169 | 12.8368 | 11.3299
Onondaga County- Clearwater | -173077 | Operating | 2 | Solar | 2017 | Tesla Energy Operations, Inc. | New England, New York | NPCC | NY | Oswego | NY | Solar | 2 | NA | NA | NA | 15.04 | 15.1027 | 17.0776
Onondaga County Resource Recovery Facility | -383266 | Operating | 39.5 | Steam Turbine | 1995 | Covanta Energy, LLC | New York | NPCC | NY | Onondaga | NY | Biomass | 30 | 17716 | 17501 | 17754 | 85.5674 | 87.7823 | 85.5765
Onondaga County Solar Plant | -172898 | Operating | 2 | Solar | 2018 | Tesla Energy Operations, Inc. | New York | NPCC | NY | Onondaga | NY | Solar | 2 | NA | NA | NA | 11.4897 | 14.3436 | 15.4566
Ontario LFGTE | -764044 | Operating | 11.2 | Internal Combustion | 2003 | Aria Energy Corp. | New York | NPCC | NY | Ontario | NY | Biomass | 11.2 | 12085 | 12002 | 12415 | 79.8924 | 79.1616 | 82.8859
Ontario LFGTE | -85625 | Operating | 11.2 | Internal Combustion | 2003 | Ares EIF Management, LLC | New York | NPCC | NY | Ontario | NY | Biomass | 11.2 | 12085 | 12002 | 12415 | 79.8924 | 79.1616 | 82.8859
Ontario Sun Solar Facility | -638434 | Operating | 2.4 | Solar | 2023 | Sunlight PV, LLC | New York | NPCC | NY | Oswego | NY | Solar | 2.4 | NA | NA | NA | 10.1455 | NA | NA
Onyx NY - Broadalbin Solar Project | -763164 | Operating | 2 | Solar | 2018 | Onyx Renewable Partners L.P. | New York | NPCC | NY | Fulton | NY | Solar | 2 | NA | NA | NA | 15.1313 | 18.6301 | 18.0023
Onyx NY - Broadalbin Solar Project | -323427 | Operating | 2 | Solar | 2018 | Onyx Renewable Partners L.P. | New York | NPCC | NY | Fulton | NY | Solar | 2 | NA | NA | NA | 15.1313 | 18.6301 | 18.0023
Onyx NY - Johnstown | -763173 | Operating | 2 | Solar | 2018 | Onyx Renewable Partners L.P. | New York | NPCC | NY | Fulton | NY | Solar | 2 | NA | NA | NA | 18.7215 | 18.8699 | 18.2534
Onyx NY - Johnstown | -323433 | Operating | 2 | Solar | 2018 | Onyx Renewable Partners L.P. | New York | NPCC | NY | Fulton | NY | Solar | 2 | NA | NA | NA | 18.7215 | 18.8699 | 18.2534
Onyx NY - Sharon | -763170 | Operating | 2 | Solar | 2018 | Onyx Renewable Partners L.P. | New York | NPCC | NY | Schoharie | NY | Solar | 2 | NA | NA | NA | 12.9053 | 17.5457 | 16.895
Onyx NY - Sharon | -323431 | Operating | 2 | Solar | 2018 | Onyx Renewable Partners L.P. | New York | NPCC | NY | Schoharie | NY | Solar | 2 | NA | NA | NA | 12.9053 | 17.5457 | 16.895
Onyx NY - Sharon | -174030 | Operating | 2 | Solar | 2018 | RBC Capital Markets, LLC | New York | NPCC | NY | Schoharie | NY | Solar | 2 | NA | NA | NA | 12.9053 | 17.5457 | 16.895
Orangeville Battery Storage Project | -389902 | Operating | 20 | Battery | 2021 | Invenergy LLC | New York | NPCC | NY | Wyoming | NY | Energy Storage | 20 | NA | NM | NA | 9.0468 | 4.153 | NA
Orangeville Wind Farm (Stony Creek) | -168632 | Operating | 94.4 | Wind Turbine | 2014 | Invenergy Renewables LLC | New York | NPCC | NY | Wyoming | NY | Wind | 94.4 | NA | NA | NA | 26.8151 | 28.3872 | 29.7217
Orbit Bloom Fuel Cell Project (Medford) | -316854 | Operating | 6 | Fuel Cell | 2020 | NextEra Energy Resources, LLC | New York | NPCC | NY | Suffolk | NY | Gas | 6 | 7315 | 7126 | 6706 | 81.1187 | 92.7892 | 97.715
Orioles Solar Facility | -516644 | Operating | 5.6 | Solar | 2022 | Sunlight PV, LLC | New York | NPCC | NY | Greene | NY | Solar | 5.6 | NA | NA | NA | 15.2173 | NA | NA
Oswegatchie Upgrade | -695612 | Operating | 1.8 | Hydraulic Turbine | 2002 | Brookfield Renewable Partners L.P. | New York | NPCC | NY | Saint Lawrence | NY | Water | 1.6 | NA | NA | NA | 62.4501 | 54.288 | 46.1401
Oswego Community Solar Project | -749538 | Operating | 5 | Solar | 2023 | NY USLE Oswego SR104 LLC | New York | NPCC | NY | Oswego | NY | Solar | 5 | NA | NA | NA | 1.0434 | NA | NA
Oswego County - Fulton Solar Project | -173314 | Operating | 2 | Solar | 2018 | Tesla Energy Operations, Inc. | New York | NPCC | NY | Oswego | NY | Solar | 2 | NA | NA | NA | 11.7751 | 14.3379 | 11.8037
Oswego County Energy Recovery | -757203 | Operating | 3.6 | Steam Turbine | 1986 | Oswego County New York | New York | NPCC | NY | Oswego | NY | Biomass | 3.4 | NA | NM | NA | 24.4427 | 22.7236 | 26.4034
Oswego Falls East | -695526 | Operating | 6 | Hydraulic Turbine | 1914 | Brookfield Renewable Partners L.P. | New York | NPCC | NY | Oswego | NY | Water | 4.5 | NA | NA | NA | 61.3902 | 56.1898 | 60.2968
Oswego Falls West | -695527 | Operating | 3 | Hydraulic Turbine | 1914 | Brookfield Renewable Partners L.P. | New York | NPCC | NY | Oswego | NY | Water | 2.6 | NA | NA | NA | 36.7448 | 16.4296 | 17.7775
Oswego Harbor Power | -522353 | Operating | 1803.6 | Steam Turbine | 1948 | Generation Bridge, LLC | New York | NPCC | NY | Oswego | NY | Oil | 1620.7 | 14576 | 16515 | 35411 | 0.33058 | 0.28583 | 0.080675
Oswego Solar Project | -761328 | Operating | 2.2 | Solar | 2023 | MN8 Energy, Inc. | New York | NPCC | NY | Oswego | NY | Solar | 2.2 | NA | NA | NA | 6.0139 | NA | NA
Owens Corning Delmar Solar Project | -396530 | Operating | 2 | Solar | 2013 | Constellation Solar, LLC | New York | NPCC | NY | Albany | NY | Solar | 2 | NA | NA | NA | 19.218 | 19.9829 | NA
Owilville Creek Battery Storage Project | -747132 | Operating | 3 | Battery | 2022 | Nexamp, Inc. | New York | NPCC | NY | Madison | NY | Energy Storage | 3 | NA | NA | NA | 2.2374 | NA | NA
Owilville Creek Battery Storage Project | -747131 | Operating | 3 | Battery | 2022 | Nexamp, Inc. | New York | NPCC | NY | Madison | NY | Energy Storage | 3 | NA | NA | NA | 2.2374 | NA | NA
Owlville Creek 2 Battery Storage Project | -583501 | Operating | 2.5 | Battery | 2021 | Nexamp Capital, LLC | New York | NPCC | NY | Madison | NY | Energy Storage | 2.5 | NA | NA | NA | 2.7078 | NA | NA
Owlville Creek Solar 2 Farm | -316879 | Operating | 5 | Solar | 2020 | Nexamp Capital, LLC | New York | NPCC | NY | Madison | NY | Solar | 5 | NA | NA | NA | 16.5594 | 14.1301 | 16.2534
Owlville Creek Solar Project | -316878 | Operating | 5 | Solar | 2020 | Nexamp, Inc. | New York | NPCC | NY | Madison | NY | Solar | 5 | NA | NA | NA | 19.1644 | 12.5114 | 14.3721
Owlville Creek Solar Project | -316877 | Operating | 5 | Solar | 2020 | Nexamp, Inc. | New York | NPCC | NY | Madison | NY | Solar | 5 | NA | NA | NA | 19.1644 | 12.5114 | 14.3721
OYA Church Road Solar | -611287 | Operating | 5 | Solar | 2022 | OYA Solar Inc. | New York | NPCC | NY | Onondaga | NY | Solar | 5 | NA | NA | NA | 9.6187 | NA | NA
OYA Finchville Solar Project | -366664 | Operating | 3 | Solar | 2021 | OYA Solar Inc. | New York | RFC | R-PJM | Orange | NY | Solar | 3 | NA | NA | NA | NA | NA | NA
OYA Robinson Road Solar | -391654 | Operating | 5 | Solar | 2021 | OYA Solar Inc. | New York | NPCC | NY | Jefferson | NY | Solar | 5 | NA | NA | NA | 21.0502 | 7.4452 | NA
OYA Ruhlmann A Solar Project | -789856 | Operating | 5 | Solar | 2024 | OYA Solar Inc. | New York | NPCC | NY | Niagara | NY | Solar | 5 | NA | NA | NA | NA | NA | NA
OYA State Route 5 Solar (Route 5 & 20 Community Solar) | -807917 | Operating | NA | Solar | 2025 | OYA Solar Inc. | New York | NPCC | NY | Oneida | NY | Solar | 5.8 | NA | NA | NA | NA | NA | NA
OYA Wayside Drive Solar Project | -747079 | Operating | 5 | Solar | 2022 | OYA Solar Inc. | New York | NPCC | NY | Jefferson | NY | Solar | 5 | NA | NA | NA | 21.6963 | 0.80822 | NA
PANYNJ - LaGuardia West Parking Garage | -430542 | Operating | 1 | Solar | 2022 | Forefront Power, LLC | New York | NPCC | NY | Queens | NY | Solar | 1 | NA | NA | NA | 17.4201 | 8.3562 | NA
Parishville (West Branch St. Regis River Hydroelectric Project) | -695528 | Operating | 3 | Hydraulic Turbine | 1925 | Brookfield Renewable Partners L.P. | New York | NPCC | NY | Saint Lawrence | NY | Water | 2.4 | NA | NA | NA | 78.7671 | 69.1162 | 58.4427
Pasto Solar Project | -798554 | Operating | 16 | Solar | 2019 | Altus Power, Inc. | New York | NPCC | NY | Tioga | NY | Solar | 16 | NA | NA | NA | NA | NA | NA
Pattersonville Solar Project | -758787 | Operating | 19.99 | Solar | 2024 | Teichos Energy, LLC | New York | NPCC | NY | Schenectady | NY | Solar | 19.99 | NA | NA | NA | NA | NA | NA
PatterSun Solar 1.3 Project | -748265 | Operating | 1.3 | Solar | 2017 | BQ Energy LLC | New York | NPCC | NY | Putnam | NY | Solar | 1.3 | NA | NA | NA | NA | NA | NA
Pearl Solar I Project (Muckdog 1) | -256266 | Operating | 4 | Solar | 2018 | Forefront Power, LLC | New York | NPCC | NY | Genesee | NY | Solar | 4 | NA | NA | NA | 8.7614 | 9.4977 | 9.5177
Pendleton Solar 1 Project | -508471 | Operating | 5 | Solar | 2020 | Nexamp, Inc. | New York | NPCC | NY | Niagara | NY | Solar | 5 | NA | NA | NA | 16.3082 | 17.3402 | 13.4452
Pendleton Solar 1 Project | -508470 | Operating | 5 | Solar | 2020 | Nexamp, Inc. | New York | NPCC | NY | Niagara | NY | Solar | 5 | NA | NA | NA | 16.3082 | 17.3402 | 13.4452
Peterboro Road NY Solar Project | -770025 | Operating | 5.46 | Solar | 2024 | Nautilus Solar Energy, LLC | New York | NPCC | NY | Oneida | NY | Solar | 5.46 | NA | NA | NA | NA | NA | NA
Peterboro Road NY Solar Project | -770024 | Operating | 5.46 | Solar | 2024 | Nautilus Solar Energy, LLC | New York | NPCC | NY | Oneida | NY | Solar | 5.46 | NA | NA | NA | NA | NA | NA
Peterboro Road NY Solar Project | -770023 | Operating | 5.46 | Solar | 2024 | Pansolo Holding Inc. | New York | NPCC | NY | Oneida | NY | Solar | 5.46 | NA | NA | NA | NA | NA | NA
Philadelphia | -786987 | Operating | 3.6 | Hydraulic Turbine | 1986 | Energy Ottawa Inc. | New York | NPCC | NY | Jefferson | NY | Water | 3.2 | NA | NA | NA | 34.6747 | 3.2329 | 19.4894
Phillips Route 82 Solar Plant | -678373 | Operating | 5 | Solar | 2022 | Ameresco, Inc. | New York | NPCC | NY | Dutchess | NY | Solar | 5 | NA | NA | NA | 18.8447 | 9.1621 | NA
Phoenix Hydro Project | -192992 | Operating | 3.2 | Hydraulic Turbine | 1991 | Eagle Creek Renewable Energy, LLC | New York | NPCC | NY | Onondaga | NY | Water | 2.4 | NA | NA | NA | 51.7599 | 51.3889 | 52.6731
Piercefield | -695530 | Operating | 2.7 | Hydraulic Turbine | 1924 | Brookfield Renewable Partners L.P. | New York | NPCC | NY | Saint Lawrence | NY | Water | 2.8 | NA | NA | NA | 58.2477 | 64.09 | 66.8297
Pike Road Solar Project | -773538 | Operating | 3 | Solar | 2024 | RPNY Solar 6, LLC | New York | NPCC | NY | Genesee | NY | Solar | 3 | NA | NA | NA | NA | NA | NA
Planta de Gas Costa Sur | -487190 | Operating | 42 | Gas Turbine | 1972 | Puerto Rico Electric Power Authority |  |  |  | Guayanilla | PR | Oil | 42 | NA | 32909 | NA | 0 | 0.1397 | 0
Podunque Road Community Solar Project | -356356 | Operating | 5 | Solar | 2021 | KSI II Consolidated, LLC | New York | NPCC | NY | Allegany | NY | Solar | 5 | NA | NA | NA | 18.0845 | 18.2626 | 14.0183
Pool Brook Road Solar Project | -216360 | Operating | 2 | Solar | 2019 | Delaware River Solar, LLC | New York | NPCC | NY | Otsego | NY | Solar | 2 | NA | NA | NA | 17.1404 | 18.2534 | 16.8836
Port Jefferson | -10498 | Operating | 376 | Steam Turbine | 1948 | National Grid Generation LLC | New York | NPCC | NY | Suffolk | NY | Gas | 386.7 | 12360 | 12024 | 11686 | 8.6586 | 9.5796 | 12.9011
Planta De Gas Daguao | -488544 | Operating & Planned | 42 | Gas Turbine | 1972 | Puerto Rico Electric Power Authority |  |  |  | Ceiba | PR | Gas | 42 | NA | 15430 | 15077 | NA | 8.8459 | 12.1206
Planta de Gas de Mayagüez | -488268 | Operating | 220 | Gas Turbine | 1972 | Puerto Rico Electric Power Authority |  |  |  | Mayaguez | PR | Oil | 137.5 | 10723 | 10283 | 10390 | 17.3791 | 13.1128 | 10.3563
Port Leyden | -5992 | Operating | 1 | Hydraulic Turbine | 1985 | Empire Hydro Partners LP | New York | NPCC | NY | Lewis | NY | Water | 1 | NA | NA | NA | 59.2694 | 50.8333 | 56.9863
Port Richmond WWT Solar | -521429 | Operating | 1 | Solar | 2015 | RWE Clean Energy Solutions, Inc. | New York | NPCC | NY | Richmond | NY | Solar | 1 | NA | NA | NA | 17.5114 | NA | NA
Portland Town Community Solar Project | -611171 | Operating | 2.5 | Solar | 2023 | Solar Troupsburg LLC | New York | NPCC | NY | Chautauqua | NY | Solar | 2.5 | NA | NA | NA | NA | NA | NA
Potsdam Community Solar 2 Project | -752642 | Operating | 5 | Solar | 2024 | Terra, Inc. | New York | NPCC | NY | Saint Lawrence | NY | Solar | 5 | NA | NA | NA | NA | NA | NA
Planta de Gas Jobos | -487607 | Operating | 42 | Gas Turbine | 1973 | Puerto Rico Electric Power Authority |  |  |  | Isabela | PR | Oil | 42 | NA | 15274 | 14889 | NA | 7.4611 | 14.5901
Princetown Solar 1 Project | -789947 | Operating | 5 | Solar | 2024 | PIP5 LUMOS LLC | New York | NPCC | NY | Schenectady | NY | Solar | 5 | NA | NA | NA | NA | NA | NA
Princetown Solar 1 Project | -789946 | Operating | 5 | Solar | 2024 | Aes Clean Energy Development Holdings, Llc | New York | NPCC | NY | Schenectady | NY | Solar | 5 | NA | NA | NA | NA | NA | NA
Prospect | -695533 | Operating | 19 | Hydraulic Turbine | 1959 | Brookfield Renewable Partners L.P. | New York | NPCC | NY | Oneida | NY | Water | 18.3 | NA | NA | NA | 50.5702 | 45.7444 | 43.2798
PSEG West Babylon Solar Center (SL Babylon Solar) | -356471 | Operating | 9 | Solar | 2017 | Quattro Solar, LLC | New York | NPCC | NY | Suffolk | NY | Solar | 9 | NA | NA | NA | 16.876 | 16.2798 | 16.1859
Puckett Solar Project | -761243 | Operating | 20 | Solar | 2022 | MN8 Energy, Inc. | New York | NPCC | NY | Broome | NY | Solar | 20 | NA | NA | NA | 17.8727 | 3.1376 | NA
Pulaski Community Solar Project | -546964 | Operating | 3.5 | Solar | 2022 | OYA Solar Inc. | New York | NPCC | NY | Oswego | NY | Solar | 3.5 | NA | NA | NA | 20.8806 | 0.86106 | NA
Pyrites | -382443 | Operating | 8.2 | Hydraulic Turbine | 1949 | Central Rivers Power, LLC | New York | NPCC | NY | Saint Lawrence | NY | Water | 7.7 | NA | NA | NA | 41.1418 | 42.5651 | 31.4594
Quiet Meadows Solar Farm 2 | -796579 | Operating | 5 | Solar | 2022 | PureSky Energy Inc. | New York | NPCC | NY | Oneida | NY | Solar | 5 | NA | NA | NA | NA | NA | NA
Quiet Meadows Solar I Project | -796573 | Operating | 4 | Solar | 2022 | PureSky Energy Inc. | New York | NPCC | NY | Oneida | NY | Solar | 4 | NA | NA | NA | NA | NA | NA
R.E. Ginna/Ontario Sta. 13 | -396394 | Operating | 614 | Nuclear | 1970 | Constellation Energy Corporation | New York | NPCC | NY | Wayne | NY | Nuclear | 582 | NA | NA | NA | 91.1075 | 98.8284 | NA
Rainbow Falls | -695534 | Operating | 25 | Hydraulic Turbine | 1956 | Brookfield Renewable Partners L.P. | New York | NPCC | NY | Saint Lawrence | NY | Water | 24 | NA | NA | NA | 56.3932 | 47.8063 | 44.8416
Rainbow Falls Hydro | -785735 | Operating | 2.6 | Hydraulic Turbine | 1926 | New York State Electric & Gas Corporation | New York | NPCC | NY | Clinton | NY | Water | 2.6 | NA | NA | NA | NA | NA | NA
Rak 1 Solar Project | -746514 | Operating | NA | Solar | NA | CVE USFIN4 VDER, LLC | New York | NPCC | NY | Chautauqua | NY | Solar | 5 | NA | NA | NA | NA | NA | NA
Rak 2 Solar Project | -746517 | Operating | NA | Solar | NA | CVE USFIN4 VDER, LLC | New York | NPCC | NY | Chautauqua | NY | Solar | 3.5 | NA | NA | NA | NA | NA | NA
Ransomville Solar 1 (Swann) Project | -220090 | Operating | 5 | Solar | 2019 | AES Distributed Energy, Inc. | New York | NPCC | NY | Niagara | NY | Solar | 5 | NA | NA | NA | 13.8584 | 14.3836 | 13.8447
Ravenswood | -122194 | Operating | 1827 | Steam Turbine | 1963 | Helix Generation, LLC | New York | NPCC | NY | Queens | NY | Gas | 1737.6 | 12277 | 12548 | 12602 | 5.2258 | 3.1359 | 2.9156
Plaquemine Cogeneration | -789791 | Operating | 1084.8 | Combined Cycle | 2004 | The Dow Chemical Company | MISO | SERC | DELTA | Iberville | LA | Gas | 1030.8 | NA | NA | NA | NA | NA | NA
Raymondville | -695535 | Operating | 2 | Hydraulic Turbine | 1928 | Brookfield Renewable Partners L.P. | New York | NPCC | NY | Saint Lawrence | NY | Water | 2.3 | NA | NA | NA | 70.9698 | 71.898 | 60.9986
Redman North Solar Project | -426293 | Operating | 1.5 | Solar | 2022 | The AES Corporation | New York | NPCC | NY | Monroe | NY | Solar | 1.5 | NA | NA | NA | 20.8143 | 8.2953 | NA
Redman South 2 Solar Project | -426294 | Operating | 5 | Solar | 2022 | The AES Corporation | New York | NPCC | NY | Monroe | NY | Solar | 5 | NA | NA | NA | 18.9155 | 17.5982 | NA
ReEnergy Black River Generation Facility | -191160 | Out of Service | 55.5 | Steam Turbine | 1989 | ReEnergy Holdings LLC | New York | NPCC | NY | Jefferson | NY | Biomass | NA | 19906 | 19428 | 18593 | 14.8871 | 52.8938 | 60.5004
Regal Solar Project | -807251 | Operating | 6.5 | Solar | 2023 | EDF power solutions North America | New York | NPCC | NY |  | NY | Solar | 6.5 | NA | NA | NA | NA | NA | NA
Regeneron Pharmaceuticals Inc. | -785657 | Operating | 20.8 | Internal Combustion | 2009 | Regeneron Pharmaceuticals, Inc. | New York | NPCC | NY | Westchester | NY | Oil | 19.3 | 22954 | 13928 | 20022 | 0.026025 | 0.073935 | 0.079737
Reid Solar Project | -674508 | Operating | 4.8 | Solar | 2021 | Generate Capital, PBC | New York | NPCC | NY | Oneida | NY | Solar | 4.8 | NA | NA | NA | 16.5192 | 17.8605 | NA
Reisender Solar Project | -673598 | Operating | 2 | Solar | 2019 | Reisender Solar, LLC | New York | NPCC | NY | Ulster | NY | Solar | 2 | NA | NA | NA | 17.6941 | 18.5331 | NA
Reisender Solar Project | -673597 | Operating | 2 | Solar | 2019 | Generate Capital, PBC | New York | NPCC | NY | Ulster | NY | Solar | 2 | NA | NA | NA | 17.6941 | 18.5331 | NA
Remsen (Source Power NY III - Remsen) Solar Project | -763379 | Operating | 3.5 | Solar | 2023 | Distributed Solar Development, LLC | New York | NPCC | NY | Oneida | NY | Solar | 3.5 | NA | NA | NA | NA | NA | NA
Pleasant Hill | -140792 | Operating | 179.8 | Gas Turbine | 1990 | MidAmerican Energy Company | MISO | MRO | MRO-US | Polk | IA | Gas | 194 | 14252 | 19370 | 15746 | 0.99091 | 0.4578 | 0.75719
Pleasant Hill | -140791 | Operating | 179.8 | Gas Turbine | 1990 | MidAmerican Energy Company | MISO | MRO | MRO-US | Polk | IA | Gas | 194 | 14252 | 19370 | 15746 | 0.99091 | 0.4578 | 0.75719
Pleasant Valley CT | -12015 | Operating | 16.5 | Gas Turbine | 1997 | City of Harrisonburg, Virginia | PJM | SERC | VACAR | Harrisonburg | VA | Oil | 13 | 16015 | 16033 | 16037 | 0.59888 | 0.85265 | 0.75957
Richland Solar Project (Source Power Co.) | -678935 | Operating | 2 | Solar | 2021 | Distributed Solar Development, LLC | New York | NPCC | NY | Oswego | NY | Solar | 2 | NA | NA | NA | 15.9304 | NA | NA
Richmond Community Solar Plant | -619749 | Operating | 7 | Solar | 2023 | Gosh Enterprises, Inc. | New York | NPCC | NY | Richmond | NY | Solar | 7 | NA | NA | NA | NA | NA | NA
Richmond Solar Project (NY) | -778236 | Operating | 5 | Solar | 2023 | Solar Planet, Inc | New York | MRO | NY | Ontario | NY | Solar | 5 | NA | NA | NA | NA | NA | NA
Richmond University Medical Center | -780797 | Operating | 2.8 | Internal Combustion | 1978 | Richmond Medical Center | New York | NPCC | NY | Richmond | NY | Oil | 2.8 | NA | NA | NA | NA | NA | NA
Ridgeway 1 Solar Project | -777793 | Operating | 5 | Solar | 2023 | Generate Capital, PBC | New York | NPCC | NY | Monroe | NY | Solar | 5 | NA | NA | NA | NA | NA | NA
Riley Road Solar Project | -648698 | Operating | 4 | Solar | 2019 | Green Street Power Partners, LLC | New York | NPCC | NY | Orange | NY | Solar | 4 | NA | NA | NA | 18.1564 | NA | NA
Riley Road Solar Project | -639291 | Operating | 4 | Solar | 2019 | Green Street Power Partners, LLC | New York | NPCC | NY | Orange | NY | Solar | 4 | NA | NA | NA | 18.1564 | NA | NA
Rio Hydro | -192994 | Operating | 10.8 | Hydraulic Turbine | 1927 | Eagle Creek Renewable Energy, LLC | New York | NPCC | NY | Sullivan | NY | Water | 10.9 | NA | NA | NA | 32.7908 | 30.3967 | 34.5419
RIT Henrietta Solar Project | -193753 | Operating | 1.6 | Solar | 2018 | SolRiver, LLC | New York | NPCC | NY | Monroe | NY | Solar | 1.6 | NA | NA | NA | 14.462 | 17.9438 | 16.5811
River Valley NY Plant | -765461 | Operating | 5 | Solar | 2021 | NSE Croaker Renewables Inc. | New York | NPCC | NY | Cattaraugus | NY | Solar | 5 | NA | NA | NA | 17.4338 | 16.9018 | 0.020548
Pleasant Valley Station | -108943 | Operating | 467.8 | Gas Turbine | 2001 | Great River Energy | MISO | MRO | MRO-US | Mower | MN | Gas | 484.5 | 11699 | 11514 | 11751 | 2.4517 | 2.8061 | 2.9854
Riverbay IC | -169611 | Operating | 1.7 | Internal Combustion | 2011 | Riverbay Corp. | New York | NPCC | NY | Bronx | NY | Oil | 1.5 | 16286 | 16400 | NA | 0.15982 | 0.30441 | NA
Riverhead County Center (Eastern Long Island Solar Project) | -493741 | Operating | 1.5 | Solar | 2012 | Undisclosed buyer | New York | NPCC | NY | Suffolk | NY | Solar | 1.5 | NA | NA | NA | 11.2938 | 13.8889 | 14.1172
Riverhead Solar Farm Project | -792578 | Operating & Planned | 20 | Solar | 2019 | sPower OpCo B, LLC | New York | NPCC | NY | Suffolk | NY | Solar | 20 | NA | NA | NA | 17.3596 | NA | NA
Riverhead Solar Farm Project | -792577 | Operating & Planned | 20 | Solar | 2019 | sPower OpCo B, LLC | New York | NPCC | NY | Suffolk | NY | Solar | 20 | NA | NA | NA | 17.3596 | NA | NA
Riverhead Solar Farm Project | -792576 | Operating & Planned | 20 | Solar | 2019 | sPower OpCo B, LLC | New York | NPCC | NY | Suffolk | NY | Solar | 20 | NA | NA | NA | 17.3596 | NA | NA
Roaring Brook Wind Farm | -785802 | Operating | 79.7 | Wind Turbine | 2021 | Atlantic Wind, LLC | New York | NPCC | NY | Lewis | NY | Wind | 79.7 | NA | NA | NA | NA | NA | NA
Robert Moses Niagara | -511530 | Operating | 2429.1 | Hydraulic Turbine | 1961 | Power Authority of the State of New York | New York, PJM | NPCC | NY | Niagara | NY | Water | 2434.9 | NA | NA | NA | 73.8401 | 72.6292 | 77.0078
Robert Moses Power Dam (St Lawrence F.D.Roosevelt) | -511522 | Operating | 912 | Hydraulic Turbine | 1958 | Power Authority of the State of New York | New York, PJM | NPCC | NY | Saint Lawrence | NY | Water | 1025.6 | NA | NA | NA | 79.3252 | 81.2458 | 81.4125
Rochester 26 | -785736 | Operating | 3 | Hydraulic Turbine | 1952 | Rochester Gas and Electric Corporation | New York | NPCC | NY | Monroe | NY | Water | 3 | NA | NA | NA | NA | NA | NA
Rochester 5 | -785739 | Out of Service | 43.6 | Hydraulic Turbine | 1918 | Rochester Gas and Electric Corporation | New York | NPCC | NY | Monroe | NY | Water | NA | NA | NA | NA | NA | NA | NA
Rock Island Road Solar Project | -480352 | Operating | 3.5 | Solar | 2022 | Renewable Properties, LLC | New York | NPCC | NY | Saint Lawrence | NY | Solar | 3.5 | NA | NA | NA | 19.4097 | 9.3314 | NA
Rockland Bakery Cogen | -198368 | Operating | 2.4 | Internal Combustion | 1996 | Rockland Bakery Inc. | New York | NPCC | NY | Rockland | NY | Gas | 1.6 | 9667 | NA | 12500 | 0.12842 | 0 | 0.27112
Rome A CSG Solar | -673800 | Operating | 5 | Solar | 2023 | NY USLE Rome Rome-Oriskany LLC | New York | NPCC | NY | Oneida | NY | Solar | 3.5 | NA | NA | NA | 7.5603 | NA | NA
Ronkonkoma LIRR Station | -49699 | Operating | 5.49 | Solar | 2012 | Capital Dynamics U.S. Solar Energy Fund, L.P. | New York | NPCC | NY | Suffolk | NY | Solar | 5.49 | NA | NA | NA | NA | NA | NA
Rosemond Community Solar Project | -348280 | Operating | 2 | Solar | 2021 | Delaware River Solar, LLC | New York | NPCC | NY | Sullivan | NY | Solar | 2 | NA | NA | NA | 19.4406 | 20.5479 | 17.5571
Roseton | -122923 | Operating | 1242 | Steam Turbine | 1974 | CCI Power Holdings LLC | New York | NPCC | NY | Orange | NY | Gas | 1222.5 | 11844 | 10795 | 11870 | 1.7995 | 4.5052 | 1.2989
Roseton | -122922 | Operating | 1242 | Steam Turbine | 1974 | CCI Power Holdings LLC | New York | NPCC | NY | Orange | NY | Gas | 1222.5 | 11844 | 10795 | 11870 | 1.7995 | 4.5052 | 1.2989
Route 19 #1 Community Solar Farm | -480159 | Operating | 2 | Solar | 2022 | Delaware River Solar, LLC | New York | NPCC | NY | Wyoming | NY | Solar | 2 | NA | NA | NA | 21.8893 | 16.5525 | NA
Route 19 #2 Community Solar Farm | -480158 | Operating | 5 | Solar | 2022 | Delaware River Solar, LLC | New York | NPCC | NY | Wyoming | NY | Solar | 5 | NA | NA | NA | 20.8219 | 15.9087 | NA
Route 22 Solar Project | -388237 | Operating | 3.7 | Solar | 2021 | Delaware River Solar, LLC | New York | NPCC | NY | Clinton | NY | Solar | 3.7 | NA | NA | NA | 18.0828 | 19.2182 | 1.0953
Rowe (CSG) Solar Project | -394308 | Operating | 5 | Solar | 2021 | The AES Corporation | New York | NPCC | NY | Cattaraugus | NY | Solar | 5 | NA | NA | NA | 18.4726 | 13.4315 | NA
Royal Solar Project | -807250 | Operating | 5 | Solar | 2023 | EDF power solutions North America | New York | NPCC | NY | Saint Lawrence | NY | Solar | 5 | NA | NA | NA | NA | NA | NA
RT 52 Walden 1 Battery Storage | -583465 | Operating | 4 | Battery | 2020 | AES Distributed Energy, Inc. | New York | NPCC | NY | Orange | NY | Energy Storage | 4 | NA | NM | NM | 1.4098 | 1.153 | 1.0616
RT 52 Walden Solar 1 Project | -219943 | Operating | 5 | Solar | 2019 | AES Distributed Energy, Inc. | New York | NPCC | NY | Orange | NY | Solar | 5 | NA | NA | NA | 14.6735 | 16.3174 | 13.2237
RT32 Westerlo Solar 1 Project | -508443 | Operating | 5 | Solar | 2020 | Nexamp, Inc. | New York | NPCC | NY | Albany | NY | Solar | 5 | NA | NA | NA | 18.0776 | 19.3676 | NA
RT32 Westerlo Solar 1 Project | -508442 | Operating | 5 | Solar | 2020 | Nexamp, Inc. | New York | NPCC | NY | Albany | NY | Solar | 5 | NA | NA | NA | 18.0776 | 19.3676 | NA
Ruler Solar Project | -807249 | Operating | 4.9 | Solar | 2023 | EDF power solutions North America | New York | NPCC | NY | Saint Lawrence | NY | Solar | 4.9 | NA | NA | NA | NA | NA | NA
Rush Solar Project | -789558 | Operating | 5 | Solar | 2024 | Rush Solar Farm 1, LLC | New York | NPCC | NY | Monroe | NY | Solar | 5 | NA | NA | NA | NA | NA | NA
Sackett Lake #1 Solar Project | -182649 | Operating | 2 | Solar | 2019 | Delaware River Solar, LLC | New York | NPCC | NY | Sullivan | NY | Solar | 2 | NA | NA | NA | 19.355 | 20.0342 | 18.1849
Sackett Lake #2 Solar Project | -176163 | Operating | 1.7 | Solar | 2019 | Delaware River Solar, LLC | New York | NPCC | NY | Sullivan | NY | Solar | 1.7 | NA | NA | NA | 17.3113 | 18.2984 | 18.2984
Saint Catherine Of Siena Medical Center | -194363 | Operating | 2.2 | Internal Combustion | 1972 | Saint Catherine of Siena Medical Center | New York | NPCC | NY | Suffolk | NY | Oil | 1.8 | 23273 | 8714 | 5875 | 0.069762 | 0.088787 | 0.15221
Salmon River Solar Project (Bullrock) | -249045 | Operating | 1.98 | Solar | 2020 | Bullrock Corporation | New York | NPCC | NY | Oswego | NY | Solar | 1.98 | NA | NA | NA | NA | NA | NA
Salt Point Solar Battery Storage Project | -673848 | Operating | 2 | Battery | 2021 | Generate Capital, PBC | New York | NPCC | NY | Dutchess | NY | Energy Storage | 2 | NA | NM | NA | 2.4829 | 3.5559 | NA
Salt Point Solar Farm | -673599 | Operating | 2 | Solar | 2021 | Generate Capital, PBC | New York | NPCC | NY | Dutchess | NY | Solar | 2 | NA | NA | NA | 12.0148 | 18.4189 | NA
Samuel A Carlson (Jamestown) | -6461 | Operating | 49 | Steam Turbine | 1951 | Jamestown Board of Public Utilities | New York | NPCC | NY | Chautauqua | NY | Gas | 45 | 6084 | 6078 | 6862 | 2.6799 | 2.6837 | 1.0578
Pleasants County | -669777 | Operating | 344 | Gas Turbine | 2002 | Omnis Fuel Technologies, LLC | PJM | RFC | R-PJM | Pleasants | WV | Gas | 339.5 | 10454 | NA | NA | 74.0055 | NA | NA
Sangerfield Solar Project | -409090 | Operating | 5 | Solar | 2021 | NextEra Energy Resources, LLC | New York | NPCC | NY | Oneida | NY | Solar | 5 | NA | NA | NA | 8.9132 | 13.895 | NA
Sangolqui Solar Farm | -674231 | Operating | 2 | Solar | 2021 | Generate Capital, PBC | New York | NPCC | NY | Seneca | NY | Solar | 2 | NA | NA | NA | 20.2397 | 21.6553 | NA
Point Beach CT | -14934 | Operating | 25 | Gas Turbine | 1969 | NextEra Energy Resources, LLC | MISO | RFC | R-MISO | Manitowoc | WI | Oil | 18 | NA | NA | NA | -0.20421 | -0.23212 | -0.14079
Polk 2 Combined Cycle | -168302 | Operating | 1120 | Combined Cycle | 2017 | Tampa Electric Company |  | SERC | FP | Polk | FL | Gas | 1120 | 7116 | 7033 | 7087 | 58.1645 | 67.3901 | 56.1438
Polk CT | -117238 | Operating | 703.2 | Gas Turbine | 2000 | Tampa Electric Company |  | SERC | FP | Polk | FL | Gas | 720 | NA | NA | NA | NA | NA | NA
Saratoga Community Solar Project | -648695 | Operating | 5 | Solar | 2019 | Green Street Power Partners, LLC | New York | NPCC | NY | Saratoga | NY | Solar | 5 | NA | NA | NA | 17.5297 | NA | NA
Saratoga Community Solar Project | -639283 | Operating | 5 | Solar | 2019 | Green Street Power Partners, LLC | New York | NPCC | NY | Saratoga | NY | Solar | 5 | NA | NA | NA | 17.5297 | NA | NA
Saratoga Solar III Solar Project | -777615 | Operating | 3.5 | Solar | 2023 | Saratoga Solar III, LLC | New York | NPCC | NY | Saratoga | NY | Solar | 3.5 | NA | NA | NA | NA | NA | NA
Saratoga Solar IV Project | -777613 | Operating | 3.5 | Solar | 2023 | Saratoga Solar IV, LLC | New York | NPCC | NY | Saratoga | NY | Solar | 3.5 | NA | NA | NA | NA | NA | NA
Sch - 1B Sch County Solar Farm | -679198 | Operating | 3.5 | Solar | 2020 | Distributed Solar Development, LLC | New York | NPCC | NY | Schenectady | NY | Solar | 3.5 | NA | NA | NA | 13.7215 | NA | NA
SCH County - (1E) 398 Anthony Street Schenec Solar Plant | -678927 | Operating | 1 | Solar | 2020 | Distributed Solar Development, LLC | New York | NPCC | NY | Schenectady | NY | Solar | 1 | NA | NA | NA | 15.5251 | NA | NA
SCH County - (2B) 4982 Rynex Corners Road Battery Project | -692908 | Operating | 2.5 | Battery | 2020 | Distributed Solar Development, LLC | New York | NPCC | NY | Schenectady | NY | Energy Storage | 2.5 | NA | NA | NA | NA | NA | NA
SCH County - (2B) 4982 Rynex Corners Road Solar Project | -692906 | Operating | 2.5 | Solar | 2020 | Distributed Solar Development, LLC | New York | NPCC | NY | Schenectady | NY | Solar | 2.5 | NA | NA | NA | 14.6438 | NA | NA
SCH County - (2D) 98 Cheltingham Ave Sch Solar Project | -680074 | Operating | 2.8 | Solar | 2020 | Distributed Solar Development, LLC | New York | NPCC | NY | Schenectady | NY | Solar | 2.8 | NA | NA | NA | 14.0289 | NA | NA
Schaghticoke | -695539 | Operating | 16 | Hydraulic Turbine | 1908 | Brookfield Renewable Partners L.P. | New York | NPCC | NY | Rensselaer | NY | Water | 16.3 | NA | NA | NA | 60.8821 | 38.3294 | 55.5309
Schenectady County - 2A Glenville Landfill | -679432 | Operating | 5 | Solar | 2021 | Distributed Solar Development, LLC | New York | NPCC | NY | Schenectady | NY | Solar | 5 | NA | NA | NA | 14.6233 | NA | NA
Schenectady County - 2A Glenville Landfill Battery Project | -760251 | Operating | 2.5 | Battery | 2021 | Distributed Solar Development, LLC | New York | NPCC | NY | Schenectady | NY | Energy Storage | 2.5 | NA | NA | NA | NA | NA | NA
School Street | -695540 | Operating | 38.8 | Hydraulic Turbine | 1915 | Brookfield Renewable Partners L.P. | New York | NPCC | NY | Albany | NY | Water | 37.6 | NA | NA | NA | 52.2413 | 46.4284 | 54.4635
Schuylerville | -695541 | Operating | 2 | Hydraulic Turbine | 1919 | Brookfield Renewable Partners L.P. | New York | NPCC | NY | Saratoga | NY | Water | 1.6 | NA | NA | NA | 61.5725 | 52.383 | 63.4061
Scotch Settlement Solar Project | -173395 | Operating | 1 | Solar | 2017 | Greenwood Energy I, LLC | New York | NPCC | NY | Saint Lawrence | NY | Solar | 1 | NA | NA | NA | 17.6826 | 18.1849 | 19.8858
Scriba Solar Project | -761330 | Operating | 5 | Solar | 2023 | MN8 Energy, Inc. | New York | NPCC | NY | Oswego | NY | Solar | 5 | NA | NA | NA | 1.7329 | NA | NA
SCS Penfield One 010750 Penfield Solar Project | -674045 | Operating | 5 | Solar | 2022 | Arevon Energy, Inc. | New York | NPCC | NY | Monroe | NY | Solar | 4.9 | NA | NA | NA | 12.5571 | 2.5324 | NA
SDM000 Clarkson Fuel Cell | -249971 | Operating | 1.8 | Fuel Cell | 2018 | 2016 Esa Project Company, LLC | New York | NPCC | NY | Kings | NY | Gas | 1.8 | 7257 | 7112 | 7464 | 85.0837 | 77.7588 | 80.2004
Ponca City | -5964 | Operating | 73.8 | Combined Cycle | 1966 | Oklahoma Municipal Power Authority | SPP | MRO | MRO-US | Kay | OK | Gas | 62.9 | 9272 | 9286 | 9663 | 3.2644 | 6.251 | 2.374
Selkirk Solar Project | -116956 | Operating | NA | Solar | NA | NextEra Energy Resources, LLC | New York | NPCC | NY | Albany | NY | Solar | 7.83 | NA | NA | NA | NA | NA | NA
Seneca Energy | -764041 | Operating | 17.6 | Internal Combustion | 1996 | Aria Energy Corp. | New York | NPCC | NY | Seneca | NY | Biomass | 17.6 | 10964 | 10948 | 10978 | 60.9498 | 69.9246 | 61.5115
Seneca Energy | -127904 | Operating | 17.6 | Internal Combustion | 1996 | Ares EIF Management, LLC | New York | NPCC | NY | Seneca | NY | Biomass | 17.6 | 10964 | 10948 | 10978 | 60.9498 | 69.9246 | 61.5115
Seneca Falls Project | -783507 | Operating | 8.5 | Hydraulic Turbine | 1917 | Gravity Renewables, Inc. | New York | NPCC | NY | Seneca | NY | Water | 5.1 | NA | NA | NA | NA | NA | NA
Seneca Nation Wind Farm | -173448 | Operating | 1.5 | Wind Turbine | 2017 | Seneca Nation of Indians | New York | NPCC | NY | Erie | NY | Wind | 1.5 | NA | NA | NA | 22.8082 | 19.9011 | 22.5723
Seneca Niagara Falls Casino (CHP) | -546887 | Operating | 6 | Internal Combustion | 2006 | Marina Energy LLC | New York | NPCC | NY | Niagara | NY | Gas | 6 | NA | NA | NA | NA | NA | NA
Seneca Niagara Falls Casino (CHP) | -168454 | Operating | 6 | Internal Combustion | 2006 | DCO Energy LLC | New York | NPCC | NY | Niagara | NY | Gas | 6 | NA | NA | NA | NA | NA | NA
Sewalls | -695543 | Operating | 2 | Hydraulic Turbine | 1925 | Brookfield Renewable Partners L.P. | New York | NPCC | NY | Jefferson | NY | Water | 2.2 | NA | NA | NA | 75.8769 | 75.5293 | 83.1362
Sheesley Solar Project | -793492 | Operating | NA | Solar | 2024 | Nautilus Solar Solutions, LLC | New York | NPCC | NY | Chemung | NY | Solar | 5 | NA | NA | NA | NA | NA | NA
Sheridan CSG 2 Solar Project (Rivard 2) | -777797 | Operating | 4.6 | Solar | 2023 | Generate Capital, PBC | New York | NPCC | NY | Chautauqua | NY | Solar | 4.6 | NA | NA | NA | NA | NA | NA
Sherman Island | -695546 | Operating | 36.3 | Hydraulic Turbine | 1923 | Brookfield Renewable Partners L.P. | New York | NPCC | NY | Warren | NY | Water | 40 | NA | NA | NA | 58.2822 | 43.2314 | 50.4609
Ponca City CT | -166666 | Operating | 60.5 | Gas Turbine | 2003 | Oklahoma Municipal Power Authority | SPP | MRO | MRO-US | Kay | OK | Gas | 43.9 | 10459 | 10544 | 11105 | 3.3768 | 2.9938 | 2.3036
Poplar Creek Cogen | -103462 | Operating | 374 | Combined Cycle | 2001 | TransAlta Energy Corporation | Alberta | WECC | WECCCN |  |  | Gas | 374 | NA | NA | NA | NA | NA | NA
Poplar Creek Cogen | -103461 | Operating | 374 | Combined Cycle | 2001 | Suncor Energy Inc. | Alberta | WECC | WECCCN |  |  | Gas | 374 | NA | NA | NA | NA | NA | NA
Shoreham Solar Commons (Tallgrass) | -695730 | Operating | 24.9 | Solar | 2018 | Brookfield Renewable Partners L.P. | New York | NPCC | NY | Suffolk | NY | Solar | 24.9 | NA | NA | NA | 23.3949 | NA | NA
Shoreham Solar Commons (Tallgrass) | -193328 | Operating | 24.9 | Solar | 2018 | John Hancock Life Insurance Company (U.S.A) | New York | NPCC | NY | Suffolk | NY | Solar | 24.9 | NA | NA | NA | 23.3949 | 25.2554 | 23.1318
Shoreham Solar Farm (Spower) | -792254 | Operating | 9.5 | Solar | 2016 | Alberta Investment Management Corporation | New York | NPCC | NY | Suffolk | NY | Solar | 9.5 | NA | NA | NA | NA | NA | NA
Shoreham Solar Farm (Spower) | -792253 | Operating | 9.5 | Solar | 2016 | The AES Corporation | New York | NPCC | NY | Suffolk | NY | Solar | 9.5 | NA | NA | NA | NA | NA | NA
Shoreham Solar Farm (Spower) | -792252 | Operating | 9.5 | Solar | 2016 | Spower Opco A, LLC | New York | NPCC | NY | Suffolk | NY | Solar | 9.5 | NA | NA | NA | NA | NA | NA
Shoreham Solar Farm (Spower) | -792251 | Operating | 9.5 | Solar | 2016 | Spower Opco A, LLC | New York | NPCC | NY | Suffolk | NY | Solar | 9.5 | NA | NA | NA | NA | NA | NA
Silver Creek Solar Project | -680514 | Operating | 5 | Solar | 2021 | Distributed Solar Development, LLC | New York | NPCC | NY | Chautauqua | NY | Solar | 5 | NA | NA | NA | 19.1233 | NA | NA
Sissonville Hydroelectric | -9041 | Operating | 3 | Hydraulic Turbine | 1990 | Boralex Inc. | New York | NPCC | NY | Saint Lawrence | NY | Water | 3 | NA | NA | NA | 59.8288 | 56.9901 | 50.4795
Poplar Hill | -781309 | Operating | 45 | Gas Turbine | 1998 | TransAlta Corporation | Alberta | WECC | WECCCN |  |  | Gas | 45 | NA | NA | NA | NA | NA | NA
Skidmore College Solar Farm | -493776 | Operating | 1.8 | Solar | 2014 | Undisclosed buyer | New England, New York | NPCC | NY | Saratoga | NY | Solar | 1.8 | NA | NA | NA | 14.5865 | 15.3095 | 14.8846
Slate Hill Solar Project | -663391 | Operating | 2 | Solar | 2021 | Clearway Energy, Inc. | New York, PJM | NPCC | NY | Orange | NY | Solar | 2 | NA | NA | NA | 19.1553 | NA | NA
Slate Hill Solar Project | -663390 | Operating | 2 | Solar | 2021 | Clearway Energy, Inc. | New York, PJM | NPCC | NY | Orange | NY | Solar | 2 | NA | NA | NA | 19.1553 | NA | NA
Slayton Settlement Road Solar Project | -773935 | Operating | 7 | Solar | 2024 | Renewable Properties, LLC | New York | NPCC | NY | Niagara | NY | Solar | 7 | NA | NA | NA | NA | NA | NA
Smith Creek Solar | -764590 | Operating | 3.8 | Solar | 2021 | LSE Pisces LLC | New York | NPCC | NY | Tioga | NY | Solar | 3.8 | NA | NA | NA | 19.1661 | NA | NA
Snyder Road Solar Farm | -171740 | Operating | 1.8 | Solar | 2014 | Building Energy S.p.A. | New York | NPCC | NY | Tompkins | NY | Solar | 1.8 | NA | NA | NA | 10.0964 | 10.1091 | 10.9145
Snyder Road Solar Farm | -171739 | Operating | 1.8 | Solar | 2014 | Distributed Sun, LLC | New York | NPCC | NY | Tompkins | NY | Solar | 1.8 | NA | NA | NA | 10.0964 | 10.1091 | 10.9145
Snyder Solar Project | -794765 | Operating | 2.1 | Solar | 2014 | Nadara Limited | New York | NPCC | NY | Tompkins | NY | Solar | 2.1 | NA | NA | NA | NA | NA | NA
Snyder Solar Project | -755387 | Operating | 2.1 | Solar | 2014 | Energy Infrastructure Partners LLC | New York | NPCC | NY | Tompkins | NY | Solar | 2.1 | NA | NA | NA | NA | NA | NA
Snyder Solar Project | -755386 | Operating | 2.1 | Solar | 2014 | Eni S.p.A. | New York | NPCC | NY | Tompkins | NY | Solar | 2.1 | NA | NA | NA | NA | NA | NA
Soft Maple | -695548 | Operating | 16 | Hydraulic Turbine | 1925 | Brookfield Renewable Partners L.P. | New York | NPCC | NY | Lewis | NY | Water | 16.2 | NA | NA | NA | 33.0057 | 26.6362 | 20.3464
SolarCity Community Solar (Central Hudson) | -172282 | Operating | 1.5 | Solar | 2017 | Tesla Energy Operations, Inc. | New York | NPCC | NY | Orange | NY | Solar | 1.5 | NA | NA | NA | 17.5951 | 18.8128 | 18.1279
Solean Solar Project | -744779 | Operating | 4 | Solar | 2017 | BQ Energy LLC | New York | NPCC | NY | Cattaraugus | NY | Solar | 4 | NA | NA | NA | 23.9954 | 13.2763 | 17.3459
Solean West Solar Project | -748267 | Operating | 1.5 | Solar | 2017 | BQ Energy LLC | New York | NPCC | NY | Cattaraugus | NY | Solar | 1.5 | NA | NA | NA | NA | NA | NA
Sorrell Hill II Solar | -767849 | Operating | 5 | Solar | 2024 | NextEra Energy, Inc. | New York | NPCC | NY | Onondaga | NY | Solar | 5 | NA | NA | NA | NA | NA | NA
Source Power Company - Richland Storage Project | -678937 | Operating | 2.5 | Battery | 2021 | Distributed Solar Development, LLC | New York | NPCC | NY | Oswego | NY | Energy Storage | 2.5 | NA | NA | NA | NA | NA | NA
Source Power NY II - Locust 1 Solar Project | -763693 | Operating | 5 | Solar | 2023 | Locust Solar LLC | New York | NPCC | NY | Cortland | NY | Solar | 5 | NA | NA | NA | 0.018265 | NA | NA
Source Power NY II - Taft | -704650 | Operating | 3.7 | Solar | 2023 | Distributed Solar Development, LLC | New York | NPCC | NY | Onondaga | NY | Solar | 3.7 | NA | NA | NA | 0.46588 | NA | NA
Source Power NY II - Whaling Solar Project | -763256 | Operating | 3.2 | Solar | 2023 | Distributed Solar Development, LLC | New York | NPCC | NY | Oneida | NY | Solar | 3.2 | NA | NA | NA | 2.9395 | NA | NA
South Colton | -695549 | Operating | 21 | Hydraulic Turbine | 1954 | Brookfield Renewable Partners L.P. | New York | NPCC | NY | Saint Lawrence | NY | Water | 20 | NA | NA | NA | 54.4783 | 46.5771 | 43.8373
South Edwards | -695550 | Operating | 4 | Hydraulic Turbine | 1912 | Brookfield Renewable Partners L.P. | New York | NPCC | NY | Saint Lawrence | NY | Water | 3.4 | NA | NA | NA | 72.6397 | 57.6182 | 33.4844
South Fork Offshore Wind Project | -776252 | Operating | 132 | Wind Turbine | 2024 | Skyborn Renewables Holding, L.P. | New York | NPCC | NY |  | NY | Wind | 132 | NA | NA | NA | NA | NA | NA
South Fork Offshore Wind Project | -754345 | Operating | 132 | Wind Turbine | 2024 | Ørsted A/S | New York | NPCC | NY |  | NY | Wind | 132 | NA | NA | NA | NA | NA | NA
South Glens Falls Hydroelectric Project | -25511 | Operating | 13.8 | Hydraulic Turbine | 1994 | Boralex Power Income Fund | New York | NPCC | NY | Saratoga | NY | Water | 13.8 | NA | NA | NA | 83.4351 | 60.288 | 65.3167
South Goshen Battery Storage Project | -628277 | Operating | 4.5 | Battery | 2021 | AES Distributed Energy, Inc. | New York | NPCC | NY | Orange | NY | Energy Storage | 4.5 | NA | NM | NA | 3.1279 | 0.56317 | -0.0025368
South Goshen Solar Project | -409008 | Operating | 5 | Solar | 2021 | AES Distributed Energy, Inc. | New York | NPCC | NY | Orange | NY | Solar | 5 | NA | NA | NA | 15.6644 | 13.7397 | 0.7032
South Nassau Communities Hospital | -398285 | Operating | 3 | Internal Combustion | 1975 | South Nassau Communities Hospital Inc | New York | NPCC | NY | Nassau | NY | Oil | 2 | 9583 | 7595 | NA | 0.13699 | 0.23973 | 0
South Oaks Hospital | -165594 | Operating | 1 | Internal Combustion | 1990 | South Oak Hospital | New York | NPCC | NY | Suffolk | NY | Gas | 1 | 14199 | 13730 | 13161 | 73.3562 | 71.7808 | 70.3425
Port Allen | -744626 | Operating | 43 | Combined Cycle | 1969 | Kauai Island Utility Cooperative |  | HI | HI | Kauai | HI | Oil | 40.5 | 20179 | 18507 | 21500 | 0.094425 | 0.19251 | 0.036079
Port Allen Facility | -5976 | Operating | 7.6 | Gas Turbine | 1990 | Placid Refining Company LLC | MISO | SERC | DELTA | West Baton Rouge | LA | Gas | 7 | 14079 | 14103 | 13037 | 79.3069 | 52.8751 | 66.983
Spa Solar Park Project | -763149 | Operating | 2 | Solar | 2017 | Onyx Renewable Partners L.P. | New York | NPCC | NY | Saratoga | NY | Solar | 2 | NA | NA | NA | 15.371 | 14.5776 | 16.1187
Spa Solar Park Project | -323415 | Operating | 2 | Solar | 2017 | Onyx Renewable Partners L.P. | New York | NPCC | NY | Saratoga | NY | Solar | 2 | NA | NA | NA | 15.371 | 14.5776 | 16.1187
Spencer (NY) Solar Project | -778640 | Operating | 4.9 | Solar | 2024 | Generate Capital, PBC | New York | NPCC | NY | Tioga | NY | Solar | 4.9 | NA | NA | NA | NA | NA | NA
Spier Falls | -695551 | Operating | 56 | Hydraulic Turbine | 1924 | Brookfield Renewable Partners L.P. | New York | NPCC | NY | Saratoga | NY | Water | 54.9 | NA | NA | NA | 52.5871 | 38.2561 | 46.4685
SSC Oswego II Solar Project | -785602 | Operating | 4.8 | Solar | 2024 | Lafayette Square Holding Company, LLC | New England, New York | NPCC | NY | Oswego | NY | Solar | 4.8 | NA | NA | NA | NA | NA | NA
SSC Oswego II Solar Project | -785601 | Operating | 4.8 | Solar | 2024 | Invenergy LLC | New England, New York | NPCC | NY | Oswego | NY | Solar | 4.8 | NA | NA | NA | NA | NA | NA
St. Johns Episcopal Hospital | -193874 | Operating | 1.2 | Internal Combustion | 1995 | St. Johns Episcopal Hospital | New York | NPCC | NY | Queens | NY | Oil | 1.2 | 16600 | 5286 | 14154 | 0.047565 | 0.19977 | 0.12367
St. John's Riverside Hospital IC | -785626 | Operating | 1.5 | Internal Combustion | 1968 | St. John's Riverside Hospital Inc. | New York | NPCC | NY | Westchester | NY | Oil | 1.5 | 22400 | 20000 | 15706 | 0.038052 | 0.038052 | 0.08086
St. Joseph Hospital Project | -194512 | Operating | 1.1 | Internal Combustion | 1960 | Saint Joseph's Medical Center | New York | NPCC | NY | Westchester | NY | Oil | 1.1 | 7692 | 6636 | 5214 | 0.13491 | 0.11416 | 0.14529
St. Lawrence University - Sutton | -173928 | Operating | 2 | Solar | 2018 | AES Distributed Energy, Inc. | New York | NPCC | NY | Jefferson | NY | Solar | 2 | NA | NA | NA | 14.9315 | 13.5046 | 16.4897
St. Luke's Cornwall Hospital Power Plant | -249669 | Operating | 3.2 | Internal Combustion | 2010 | Montefiore Health System, Inc. | New York | NPCC | NY | Orange | NY | Oil | 3.2 | NA | NA | NA | NA | NA | NA
St. Mary's Hospital For Children Internal Combustion Project | -785456 | Operating | 2 | Internal Combustion | 2011 | St Mary's Hospital For Children, Inc | New York | NPCC | NY | Queens | NY | Oil | 2 | NA | NA | NA | NA | NA | NA
Stark | -695552 | Operating | 26 | Hydraulic Turbine | 1957 | Brookfield Renewable Partners L.P. | New York | NPCC | NY | Saint Lawrence | NY | Water | 24.5 | NA | NA | NA | 51.5055 | 44.48 | 42.3591
Starrett at Spring Creek | -746902 | Operating | 12 | Steam Turbine | 1974 | Starrett City, Inc. | New York | NPCC | NY | Kings | NY | Gas | 12 | NA | NA | NA | NA | NA | NA
Starrett at Spring Creek IC | -746903 | Operating | 6 | Internal Combustion | 1974 | Starrett City, Inc. | New York | NPCC | NY | Kings | NY | Oil | 6 | NA | NA | NA | NA | NA | NA
State Highway 17B Solar Project | -673873 | Operating | 4.4 | Solar | 2021 | Generate Capital, PBC | New York | NPCC | NY | Sullivan | NY | Solar | 4.4 | NA | NA | NA | 18.5554 | 16.4695 | NA
State Route 64N Community Solar Farm | -807915 | Operating | NA | Solar | 2025 | Delaware River Solar, LLC | New York | NPCC | NY | Ontario | NY | Solar | 1.2 | NA | NA | NA | NA | NA | NA
Steel Sun 2 Solar Project (2303-III-4) | -744652 | Operating | 2 | Solar | 2019 | BQ Energy LLC | New York | NPCC | NY | Erie | NY | Solar | 2 | NA | NA | NA | 17.1347 | 27.6998 | 11.3071
Steel Sun 2: 2303-III-2 Hamburg Tpke | -744642 | Operating | 2 | Solar | 2019 | BQ Energy LLC | New York | NPCC | NY | Erie | NY | Solar | 2 | NA | NA | NA | 15.6221 | 27.8139 | 11.0674
Steel Sun 2: 2303-III-9 Hamburg Tpke | -744650 | Operating | 2 | Solar | 2019 | BQ Energy LLC | New York | NPCC | NY | Erie | NY | Solar | 2 | NA | NA | NA | 16.3642 | 27.7626 | 7.2489
Steel Winds | -695610 | Operating | 20 | Wind Turbine | 2007 | TerraForm Power, Inc. | New York | NPCC | NY | Erie | NY | Wind | 20 | NA | NA | NA | 33.9783 | 25.3836 | 34.9971
Steel Winds II | -695619 | Operating & Planned | 15 | Wind Turbine | 2012 | TerraForm Power, Inc. | New York | NPCC | NY | Erie | NY | Wind | 15 | NA | NA | NA | 30.602 | 50.9224 | 46.6629
Stephentown Flywheel Storage Plant | -610290 | Operating | 20 | Mechanical Storage | 2011 | Convergent Energy and Power LP | New York | NPCC | NY | Rensselaer | NY | Energy Storage | 20 | NA | NA | NM | -4.036 | -4.9235 | 8.8071
Sterling Energy IC | -6992 | Operating | 1.1 | Internal Combustion | 1991 | Oneida County Industrial Development Agency | New York | NPCC | NY | Oneida | NY | Oil | 1.1 | 13333 | 10000 | NA | 0.031133 | 0.12453 | 0
Port Arthur Cogeneration Plant | -787136 | Operating | 276.8 | Combined Cycle | 1957 | Aramco Services Company, Inc. | MISO | SERC | DELTA | Jefferson | TX | Gas | 293.2 | 23764 | 48134 | NA | 54.3357 | 24.2449 | 3.5143
Sterlington Greenworks Solar | -792508 | Operating | 1.3 | Solar | 2015 | Alberta Investment Management Corporation | New York | NPCC | NY | Suffolk | NY | Solar | 1 | NA | NA | NA | 18.2991 | 20.1256 | 21.016
Sterlington Greenworks Solar | -792507 | Operating | 1.3 | Solar | 2015 | Spower Opco A, LLC | New York | NPCC | NY | Suffolk | NY | Solar | 1 | NA | NA | NA | 18.2991 | 20.1256 | 21.016
Sterlington Greenworks Solar | -792506 | Operating | 1.3 | Solar | 2015 | Spower Opco A, LLC | New York | NPCC | NY | Suffolk | NY | Solar | 1 | NA | NA | NA | 18.2991 | 20.1256 | 21.016
Sterlington Greenworks Solar | -792215 | Operating | 1.3 | Solar | 2015 | The AES Corporation | New York | NPCC | NY | Suffolk | NY | Solar | 1 | NA | NA | NA | 18.2991 | 20.1256 | 21.016
Stewart's Bridge | -695554 | Operating | 38.5 | Hydraulic Turbine | 1952 | Brookfield Renewable Partners L.P. | New York | NPCC | NY | Saratoga | NY | Water | 40 | NA | NA | NA | 38.1199 | 33.3273 | 37.1929
Stillwater Battery Storage (Non-Wires Alternative) Project | -751649 | Operating | 1 | Battery | 2023 | RWE Aktiengesellschaft | New York | NPCC | NY | Saratoga | NY | Energy Storage | 1 | NA | NA | NA | NA | NA | NA
Stillwater Hydro Electric Project | -783502 | Operating | 3.4 | Hydraulic Turbine | 1993 | Gravity Renewables, Inc. | New York | NPCC | NY | Saratoga | NY | Water | 3.4 | NA | NA | NA | NA | NA | NA
Stillwater Reservoir Hydro | -7006 | Operating | 1.8 | Hydraulic Turbine | 1987 | Stillwater Associates LLC | New York | NPCC | NY | Herkimer | NY | Water | 2.5 | NA | NA | NA | 26.6393 | 29.1781 | 27.2694
Stillwater Solar Project | -746019 | Operating | 20 | Solar | 2023 | MN8 Energy, Inc. | New York | NPCC | NY | Saratoga | NY | Solar | 20 | NA | NA | NA | 0.42523 | NA | NA
Port Arthur, Texas Refinery | -480978 | Operating | 38.4 | Gas Turbine | 1988 | Total Petrochemicals & Refining USA, Inc. | MISO | SERC | DELTA | Jefferson | TX | Gas | 35.8 | 15301 | 15002 | 14750 | 74.8846 | 70.0432 | 63.2687
Port Colborne | -128321 | Operating | 10 | Gas Turbine | 1994 | Ingredion Canada Incorporated | Ontario | NPCC | ONT |  |  | Gas | 10 | NA | NA | NA | NA | NA | NA
Strauss Community Solar Garden | -220056 | Operating | 2 | Solar | 2019 | Forefront Power, LLC | New York | NPCC | NY | Ontario | NY | Solar | 2 | NA | NA | NA | 19.2865 | 20.5708 | 19.2637
Sturgeon Hydro | -60083 | Operating | 14.4 | Hydraulic Turbine | 1924 | Central Hudson Gas & Electric Corp. | New York | NPCC | NY | Ulster | NY | Water | 14.4 | NA | NA | NA | 38.0169 | 33.025 | 45.1754
Stuyvesant Falls Hydroelectric Station | -167609 | Operating | 6 | Hydraulic Turbine | 2012 | Albany Engineering Corp. | New York | NPCC | NY | Columbia | NY | Water | 6 | NA | NA | NA | 42.1385 | 26.5107 | 43.3771
Sugar Hill Road Solar Project (Solitude Solar CSG) | -204878 | Operating | 4.7 | Solar | 2019 | Fonds de solidarité FTQ | New York | NPCC | NY | Saratoga | NY | Solar | 4.7 | NA | NA | NA | 18.7968 | 20.3391 | 18.7773
Sugar Hill Road Solar Project (Solitude Solar CSG) | -204877 | Operating | 4.7 | Solar | 2019 | Régime de retraite de l'Université du Québec | New York | NPCC | NY | Saratoga | NY | Solar | 4.7 | NA | NA | NA | 18.7968 | 20.3391 | 18.7773
Sugar Hill Road Solar Project (Solitude Solar CSG) | -204876 | Operating | 4.7 | Solar | 2019 | Energir Development, Inc. | New York | NPCC | NY | Saratoga | NY | Solar | 4.7 | NA | NA | NA | 18.7968 | 20.3391 | 18.7773
Sugar Hill Road Solar Project (Solitude Solar CSG) | -204875 | Operating | 4.7 | Solar | 2019 | British Columbia Investment Management Corporation | New York | NPCC | NY | Saratoga | NY | Solar | 4.7 | NA | NA | NA | 18.7968 | 20.3391 | 18.7773
Sugar Hill Road Solar Project (Solitude Solar CSG) | -204874 | Operating | 4.7 | Solar | 2019 | Enbridge Inc. | New York | NPCC | NY | Saratoga | NY | Solar | 4.7 | NA | NA | NA | 18.7968 | 20.3391 | 18.7773
Sugar Hill Road Solar Project (Solitude Solar CSG) | -204873 | Operating | 4.7 | Solar | 2019 | Caisse de dépôt et placement du Québec | New York | NPCC | NY | Saratoga | NY | Solar | 4.7 | NA | NA | NA | 18.7968 | 20.3391 | 18.7773
Sugar Hill Solar 1 Project | -674142 | Operating | 5 | Solar | 2020 | Nexamp Capital, LLC | New York | NPCC | NY | Saratoga | NY | Solar | 5 | NA | NA | NA | 18.71 | 19.2991 | NA
Sugar Island | -695556 | Operating | 4 | Hydraulic Turbine | 1924 | Brookfield Renewable Partners L.P. | New York | NPCC | NY | Saint Lawrence | NY | Water | 4.1 | NA | NA | NA | 82.693 | 82.2308 | 65.5502
Sullivan County - Adult Care Solar | -173280 | Operating | 2 | Solar | 2017 | Tesla Energy Operations, Inc. | New York | NPCC | NY | Sullivan | NY | Solar | 2 | NA | NA | NA | 13.282 | 14.6747 | 13.9612
Summit - Cicero Solar Project | -761352 | Operating | 5 | Solar | 2024 | MN8 Energy, Inc. | New York | NPCC | NY | Onondaga | NY | Solar | 5 | NA | NA | NA | NA | NA | NA
Summit-Lysander Solar Project | -761333 | Operating | 3.5 | Solar | 2023 | MN8 Energy, Inc. | New York | NPCC | NY | Onondaga | NY | Solar | 3.5 | NA | NA | NA | 3.516 | NA | NA
Sun Grove Farm Solar Project | -244798 | Operating | 2 | Solar | 2018 | Forefront Power, LLC | New York | NPCC | NY | Genesee | NY | Solar | 2 | NA | NA | NA | NA | NA | NA
Sunlight Beacon Project | -744783 | Operating | 2 | Solar | 2018 | BQ Energy LLC | New York | NPCC | NY | Dutchess | NY | Solar | 2 | NA | NA | NA | 18.2078 | 21.2386 | 20.645
Sunnyside 1 Solar Project | -703727 | Operating | 5 | Solar | 2023 | Luminace Holdings, LLC | New York | NPCC | NY | Schenectady | NY | Solar | 5 | NA | NA | NA | 12.8128 | NA | NA
Sunnyside 2 Solar Project | -777772 | Operating | 5 | Solar | 2023 | Solar DG NY Sunnyside 2, LLC | New York | NPCC | NY | Schenectady | NY | Solar | 5 | NA | NA | NA | NA | NA | NA
Sunstarter Solar Project | -509412 | Operating | 1.4 | Solar | 2020 | Vitol US Holding Co. | New York | NPCC | NY | Orange | NY | Solar | 1.4 | NA | NA | NA | 18.591 | 18.7622 | NA
Sunstarter Solar XL Project | -509414 | Operating | 2 | Solar | 2020 | Vitol US Holding Co. | New York | NPCC | NY | Orange | NY | Solar | 2 | NA | NA | NA | 18.4532 | 19.2865 | NA
Sunstream Hudson I Solar | -172702 | Operating | 2.6 | Solar | 2016 | Sunstream Partners, Llc | New York | NPCC | NY | Columbia | NY | Solar | 2.6 | NA | NA | NA | NA | NA | NA
Sunstream Hudson II Solar | -172703 | Operating | 2.6 | Solar | 2016 | Sunstream Partners, Llc | New York | NPCC | NY | Columbia | NY | Solar | 2.6 | NA | NA | NA | NA | NA | NA
Sunvestment Energy Group NY 63 Solar Project | -648755 | Operating | 2 | Solar | 2020 | Green Street Power Partners, LLC | New York | NPCC | NY | Onondaga | NY | Solar | 2 | NA | NA | NA | 14.8858 | NA | NA
Sunvestment Energy Group NY 63 Solar Project | -639312 | Operating | 2 | Solar | 2020 | Green Street Power Partners, LLC | New York | NPCC | NY | Onondaga | NY | Solar | 2 | NA | NA | NA | 14.8858 | NA | NA
SUNY Buffalo The Solar Strand (University of Buffalo) | -168069 | Operating | 1.1 | Solar | 2012 | University at Buffalo | New York | NPCC | NY | Erie | NY | Solar | 1.1 | NA | NA | NA | NA | NA | NA
SUNY Old Westbury College | -170834 | Out of Service | 1.8 | Internal Combustion | 2007 | Suny - Old Westbury College | New York | NPCC | NY | Nassau | NY | Gas | NA | NA | 12016 | 11088 | 0 | 4.7248 | 9.6017
Sutter Greenworks Solar Project | -792737 | Operating | 5 | Solar | 2015 | Spower Opco A, LLC | New York | NPCC | NY | Suffolk | NY | Solar | 4 | NA | NA | NA | 22.714 | 23.5474 | 24.1866
Sutter Greenworks Solar Project | -792736 | Operating | 5 | Solar | 2015 | Alberta Investment Management Corporation | New York | NPCC | NY | Suffolk | NY | Solar | 4 | NA | NA | NA | 22.714 | 23.5474 | 24.1866
Sutter Greenworks Solar Project | -792735 | Operating | 5 | Solar | 2015 | The AES Corporation | New York | NPCC | NY | Suffolk | NY | Solar | 4 | NA | NA | NA | 22.714 | 23.5474 | 24.1866
Sutter Greenworks Solar Project | -792218 | Operating | 5 | Solar | 2015 | Spower Opco A, LLC | New York | NPCC | NY | Suffolk | NY | Solar | 4 | NA | NA | NA | 22.714 | 23.5474 | 24.1866
Svenski Battery Storage Project | -611164 | Operating | 2 | Battery | 2022 | Cypress Creek Renewables, LLC | New York | NPCC | NY | Orange | NY | Energy Storage | 2 | NA | NM | NA | 2.8082 | 2.032 | NA
Svenski Solar Project | -405455 | Operating | 2 | Solar | 2021 | Cypress Creek Renewables, LLC | New York | NPCC | NY | Orange | NY | Solar | 2 | NA | NA | NA | 10.468 | 10.9304 | NA
Sweden 1 Solar Project | -763405 | Operating | 5 | Solar | 2021 | ESI Energy, LLC | New York | NPCC | NY | Monroe | NY | Solar | 5 | NA | NA | NA | 15.7237 | NA | NA
Swinging Bridge 2 | -765334 | Operating | 8 | Hydraulic Turbine | 1939 | Eagle Creek Renewable Energy, LLC | New York | NPCC | NY | Sullivan | NY | Water | 8.6 | NA | NA | NA | 24.1332 | 20.8745 | 23.3886
Synergy Biogas | -170622 | Operating | 1.4 | Internal Combustion | 2011 | CH4 Biogas, LLC | New York | NPCC | NY | Wyoming | NY | Biomass | 1.2 | 15801 | NA | 14783 | 39.0982 | 0 | 3.2439
Talcville | -695557 | Operating | 1.1 | Hydraulic Turbine | 1986 | Brookfield Renewable Partners L.P. | New York | NPCC | NY | Saint Lawrence | NY | Water | 0.8 | NA | NA | NA | 9.1752 | 44.2637 | 57.9766
Tanger Factory Outlet Solar (Deer Park) | -97932 | Operating | NA | Solar | NA | Tanger Inc. | New York | NPCC | NY | Suffolk | NY | Solar | 1.5 | NA | NA | NA | NA | NA | NA
Tanger Factory Outlet Solar (Riverhead) | -172281 | Operating | 2.4 | Solar | 2016 | Tanger Inc. | New York | NPCC | NY | Suffolk | NY | Solar | 2.4 | NA | NA | NA | NA | NA | NA
Tannery Island | -79863 | Operating | 1.5 | Hydraulic Turbine | 1986 | Ampersand Hydro LLC | New York | NPCC | NY | Jefferson | NY | Water | 1.5 | NA | NA | NA | NA | 41.0198 | 55.1218
Tannery Road Landfill Solar Project | -172889 | Operating | 2 | Solar | 2016 | Kenyon Energy, LLC | New York | NPCC | NY | Oneida | NY | Solar | 2 | NA | NA | NA | 13.9212 | 16.1815 | 16.3014
Tarrytown Fuel Cell Project | -201936 | Operating | 1.5 | Fuel Cell | 2018 | Bloom Energy Corporation | New York | NPCC | NY | Westchester | NY | Gas | 1.5 | 7033 | 7421 | 7323 | 83.9269 | 67.5571 | 78.4094
Taylorville | -695558 | Operating | 4 | Hydraulic Turbine | 1913 | Brookfield Renewable Partners L.P. | New York | NPCC | NY | Lewis | NY | Water | 4.4 | NA | NA | NA | 69.3 | 60.1183 | 55.3082
Telegraph Rd II Community Solar Farm | -408512 | Operating | 2 | Solar | 2021 | Delaware River Solar, LLC | New York | NPCC | NY | Wyoming | NY | Solar | 2 | NA | NA | NA | 18.516 | 16.5925 | NA
Telegraph Road 1 Community Solar Farm | -408521 | Operating | 3.8 | Solar | 2021 | NY Pike III LLC | New York | NPCC | NY | Wyoming | NY | Solar | 3.8 | NA | NA | NA | 18.1867 | 16.886 | NA
The Bank of New York IC Plant | -344734 | Operating | 7.2 | Internal Combustion | 1983 | The Bank of New York Mellon Corporation | New York | NPCC | NY | New York | NY | Oil | 7.2 | 9414 | 8286 | 7476 | 0.045979 | 0.066591 | 0.099886
The Source at White Plains (UBS) Solar Project | -764039 | Operating | 1 | Solar | 2022 | Distributed Solar Development, LLC | New York | NPCC | NY | Westchester | NY | Solar | 1 | NA | NA | NA | 17.8767 | NA | NA
Theresa | -382448 | Operating | 1.3 | Hydraulic Turbine | 1927 | Central Rivers Power, LLC | New York | NPCC | NY | Jefferson | NY | Water | 1.3 | NA | NA | NA | 11.0204 | 4.5662 | 41.6579
Ticon Solar Project | -789664 | Operating | 5 | Solar | 2024 | NextEra Energy Resources, LLC | New York | NPCC | NY | Essex | NY | Solar | 5 | NA | NA | NA | NA | NA | NA
Ticonderoga Mill | -7208 | Operating | 42.1 | Steam Turbine | 1970 | International Paper Company | New York | NPCC | NY | Essex | NY | Gas | 41 | 23389 | 22548 | 23782 | 49.3502 | 55.2021 | 55.4204
Tiffany Solar Project | -620058 | Operating | 5 | Solar | 2022 | Nautilus Solar Energy, LLC | New York | NPCC | NY | Chenango | NY | Solar | 5 | NA | NA | NA | 18.4612 | NA | NA
Tiffany Solar Project | -620057 | Operating | 5 | Solar | 2022 | Nautilus Solar Energy, LLC | New York | NPCC | NY | Chenango | NY | Solar | 5 | NA | NA | NA | 18.4612 | NA | NA
Tiffany Solar Project | -620056 | Operating | 5 | Solar | 2022 | Pansolo Holding Inc. | New York | NPCC | NY | Chenango | NY | Solar | 5 | NA | NA | NA | 18.4612 | NA | NA
Time Warner Cable Enterprises - Martino | -174016 | Operating | 2 | Solar | 2018 | AES Distributed Energy, Inc. | New York | NPCC | NY | Oneida | NY | Solar | 2 | NA | NA | NA | 10.1427 | 17.4715 | 16.8836
Time Warner Cable Knowles | -767488 | Operating | 2 | Solar | 2018 | Solar Integrated Fund V, LLC | New York | NPCC | NY | Steuben | NY | Solar | 2 | NA | NA | NA | 17.2717 | 16.8436 | 16.5982
Tioga Solar North | -393636 | Operating | 5 | Solar | 2021 | NextEra Energy, Inc. | New York | NPCC | NY | Tioga | NY | Solar | 5 | NA | NA | NA | 15.3059 | 14.0091 | 0.44064
Tioga Solar South Project | -393883 | Operating | 5 | Solar | 2021 | NextEra Energy, Inc. | New York | NPCC | NY | Tioga | NY | Solar | 5 | NA | NA | NA | 15.3059 | 14.0091 | 0.76484
Tompkins College (TC3) Solar Project | -173039 | Operating | 2 | Solar | 2015 | NextEra Energy Resources, LLC | New York | NPCC | NY | Tompkins | NY | Solar | 2 | NA | NA | NA | 8.0936 | 8.3619 | 11.1701
Town of Halfmoon Solar Project | -172757 | Operating | 1 | Solar | 2017 | Tesla Energy Operations, Inc. | New York | NPCC | NY | Saratoga | NY | Solar | 1 | NA | NA | NA | 16.4269 | 17.9452 | 17.2374
Town of Ontario Solar Project | -807139 | Operating | 2 | Solar | 2017 | EDF power solutions North America | New York | NPCC | NY | Wayne | NY | Solar | 2 | NA | NA | NA | NA | NA | NA
Townline Solar Project | -426292 | Operating | 5 | Solar | 2022 | AES Distributed Energy, Inc. | New York | NPCC | NY | Genesee | NY | Solar | 5 | NA | NA | NA | 15.8014 | 13.4155 | NA
Townsend Road Solar Project | -393633 | Operating | 3.7 | Solar | 2021 | Kendall Sustainable Infrastructure, LLC | New York | NPCC | NY | Schuyler | NY | Solar | 3.7 | NA | NA | NA | 17.8514 | 19.1256 | 1.0058
Trenton Falls | -695559 | Operating | 21.9 | Hydraulic Turbine | 1919 | Brookfield Renewable Partners L.P. | New York | NPCC | NY | Oneida | NY | Water | 25.9 | NA | NA | NA | 61.7747 | 62.8237 | 62.2212
Troupsburg Solar Project | -378526 | Operating | 7 | Solar | 2020 | SolarBank Corporation | New York | NPCC | NY | Steuben | NY | Solar | 7 | NA | NA | NA | 13.4459 | 13.635 | 12.7805
Troy Landfill Solar Project | -641162 | Operating | 2.7 | Solar | 2018 | Monolith Solar Associates, LLC | New York | NPCC | NY | Rensselaer | NY | Solar | 2.7 | NA | NA | NA | NA | NA | NA
Tubolino CSG Solar Project | -807355 | Operating | NA | Solar | 2025 | AES Clean Energy Development, LLC | New York | NPCC | NY | Jefferson | NY | Solar | 5 | NA | NA | NA | NA | NA | NA
Tubolino CSG Solar Project | -807354 | Operating | NA | Solar | 2025 | The AES Corporation | New York | NPCC | NY | Jefferson | NY | Solar | 5 | NA | NA | NA | NA | NA | NA
Turner Road Community Solar Project | -163917 | Operating | 2 | Solar | 2019 | Delaware River Solar, LLC | New York | NPCC | NY | Chemung | NY | Solar | 2 | NA | NA | NA | 15.4795 | 18.2249 | 17.6998
Port Everglades Next Generation Clean Energy Center | -169510 | Operating | 1352 | Combined Cycle | 2016 | Florida Power & Light Company |  | SERC | FP | Broward | FL | Gas | 1338 | 6844 | 6776 | 6687 | 48.0566 | 61.8408 | 59.0051
Ulster County Solar Landfill Project (Town of Ulster Landfill Solar Project) | -173709 | Operating | 1.4 | Solar | 2018 | Tesla Energy Operations, Inc. | New York | NPCC | NY | Ulster | NY | Solar | 1.4 | NA | NA | NA | 14.2613 | 17.5799 | 15.2234
Underhill Solar Project | -663305 | Operating | 2 | Solar | 2019 | Clearway Energy, Inc. | New York | NPCC | NY | Dutchess | NY | Solar | 2 | NA | NA | NA | 22.2089 | NA | NA
Underhill Solar Project | -663304 | Operating | 2 | Solar | 2019 | Clearway Energy, Inc. | New York | NPCC | NY | Dutchess | NY | Solar | 2 | NA | NA | NA | 22.2089 | NA | NA
Union Falls | -60871 | Operating | 2.6 | Hydraulic Turbine | 1987 | Union Falls Hydropower Limited Partnership | New York | NPCC | NY | Clinton | NY | Water | 2.6 | NA | NA | NA | 43.0409 | 49.798 | 39.8797
Unionville Hydro Project | -695561 | Operating | 3 | Hydraulic Turbine | 1984 | Brookfield Renewable Partners L.P. | New York | NPCC | NY | Saint Lawrence | NY | Water | 2.2 | NA | NA | NA | 77.4388 | 70.9786 | 73.6665
University of Rochester | -170833 | Operating | 25.4 | Steam Turbine | 2005 | University of Rochester | New York | NPCC | NY | Monroe | NY | Gas | 24.2 | NA | 49126 | NA | 15.3525 | 23.3594 | 12.0236
Upper Mechanicville | -785744 | Operating | 16.4 | Hydraulic Turbine | 1983 | New York State Electric & Gas Corporation | New York | NPCC | NY | Saratoga | NY | Water | 18.4 | NA | NA | NA | NA | NA | NA
USA 40 Solar Park | -794751 | Operating | 5 | Solar | 2022 | Nadara Limited | New York | NPCC | NY | Cayuga | NY | Solar | 5 | NA | NA | NA | NA | NA | NA
USA 40 Solar Park | -755233 | Operating | 5 | Solar | 2022 | Energy Infrastructure Partners LLC | New York | NPCC | NY | Cayuga | NY | Solar | 5 | NA | NA | NA | 19.3699 | 19.4543 | NA
USA 40 Solar Park | -755232 | Operating | 5 | Solar | 2022 | Eni S.p.A. | New York | NPCC | NY | Cayuga | NY | Solar | 5 | NA | NA | NA | 19.3699 | 19.4543 | NA
USA 963 Solar Park | -794750 | Operating | 5 | Solar | 2022 | Nadara Limited | New York | NPCC | NY | Cayuga | NY | Solar | 5 | NA | NA | NA | NA | NA | NA
USA 963 Solar Park | -755227 | Operating | 5 | Solar | 2022 | Energy Infrastructure Partners LLC | New York | NPCC | NY | Cayuga | NY | Solar | 5 | NA | NA | NA | 19.0616 | 13.9132 | NA
USA 963 Solar Park | -755226 | Operating | 5 | Solar | 2022 | Eni S.p.A. | New York | NPCC | NY | Cayuga | NY | Solar | 5 | NA | NA | NA | 19.0616 | 13.9132 | NA
Valley Falls Hydroelectric Facility | -7423 | Operating | 2.5 | Hydraulic Turbine | 1992 | Valley Falls Associates | New York | NPCC | NY | Rensselaer | NY | Water | 2.5 | NA | NA | NA | 51.5297 | 26.6027 | 41.4977
Van Buren II CSG Solar Project | -676641 | Operating | 3 | Solar | 2023 | DG Empire Shine, LLC | New York | NPCC | NY | Onondaga | NY | Solar | 3 | NA | NA | NA | 12.0434 | NA | NA
Van Epps Solar | -673858 | Operating | 5 | Solar | 2021 | NextEra Energy, Inc. | New York | NPCC | NY | Montgomery | NY | Solar | 5 | NA | NA | NA | 20.5982 | 1.4132 | NA
Varano Battery Storage Project | -766250 | Operating | 5 | Battery | 2024 | Forefront Power, LLC | New York, PJM | NPCC | NY | Orange | NY | Energy Storage | 5 | NA | NA | NA | NA | NA | NA
Varano Solar Farm | -766241 | Operating | 5 | Solar | 2024 | Forefront Power, LLC | New York, PJM | NPCC | NY | Orange | NY | Solar | 5 | NA | NA | NA | NA | NA | NA
Varick | -695562 | Operating | 8 | Hydraulic Turbine | 1926 | Brookfield Renewable Partners L.P. | New York | NPCC | NY | Oswego | NY | Water | 5.6 | NA | NA | NA | 47.3642 | 32.1999 | 40.7106
Vassar Brothers Medical Center Plant | -780795 | Operating | 9.5 | Internal Combustion | 1998 | Vassar Brothers Medical Center | New York | NPCC | NY | Dutchess | NY | Oil | 9.5 | NA | NA | NA | NA | NA | NA
Ver Plank Road NY Solar Project | -793464 | Operating | NA | Solar | 2024 | Nautilus Solar Energy, LLC | New York | NPCC | NY | Onondaga | NY | Solar | 4 | NA | NA | NA | NA | NA | NA
Ver Plank Road NY Solar Project | -793463 | Operating | NA | Solar | 2024 | Nautilus Solar Energy, LLC | New York | NPCC | NY | Onondaga | NY | Solar | 4 | NA | NA | NA | NA | NA | NA
Ver Plank Road NY Solar Project | -793462 | Operating | NA | Solar | 2024 | Pansolo Holding Inc. | New York | NPCC | NY | Onondaga | NY | Solar | 4 | NA | NA | NA | NA | NA | NA
Ver Plank South Solar Project | -793491 | Operating | NA | Solar | 2024 | Nautilus Solar Energy, LLC | New York | NPCC | NY | Onondaga | NY | Solar | 5 | NA | NA | NA | NA | NA | NA
Ver Plank South Solar Project | -793490 | Operating | NA | Solar | 2024 | Nautilus Solar Energy, LLC | New York | NPCC | NY | Onondaga | NY | Solar | 5 | NA | NA | NA | NA | NA | NA
Ver Plank South Solar Project | -793489 | Operating | NA | Solar | 2024 | Pansolo Holding Inc. | New York | NPCC | NY | Onondaga | NY | Solar | 5 | NA | NA | NA | NA | NA | NA
Port Hope Simpson | -764731 | Operating | 1.21 | Gas Turbine | 1994 | Newfoundland and Labrador Hydro |  | NPCC | MRTM |  |  | Oil | 1.21 | NA | NA | NA | NA | NA | NA
Victory Mills | -382450 | Operating | 1.7 | Hydraulic Turbine | 1986 | Central Rivers Power, LLC | New York | NPCC | NY | Cayuga | NY | Water | 1.6 | NA | NA | NA | 0 | 28.3034 | 53.1393
Villa Roma 3 | -216366 | Operating | 2 | Solar | 2019 | Delaware River Solar, LLC | New York | NPCC | NY | Sullivan | NY | Solar | 2 | NA | NA | NA | 13.4361 | 12.3858 | 14.3893
Villa Roma Road 1 | -216367 | Operating | 2 | Solar | 2019 | Delaware River Solar, LLC | New York | NPCC | NY | Sullivan | NY | Solar | 2 | NA | NA | NA | 13.5902 | 17.5514 | 14.5833
Villa Roma Road 2 | -216369 | Operating | 2 | Solar | 2019 | Delaware River Solar, LLC | New York | NPCC | NY | Sullivan | NY | Solar | 2 | NA | NA | NA | 15.2968 | 16.8379 | 15.8048
Villa Roma Road 4 | -216368 | Operating | 2 | Solar | 2019 | Delaware River Solar, LLC | New York | NPCC | NY | Sullivan | NY | Solar | 2 | NA | NA | NA | 13.9612 | 15.2169 | 16.3584
Vischer Ferry | -511552 | Operating | 11.6 | Hydraulic Turbine | 1924 | Power Authority of the State of New York | New York | NPCC | NY | Saratoga | NY | Water | 11.8 | NA | NA | NA | 56.7086 | 47.4827 | 65.5074
Volney II Battery Storage Project | -619907 | Operating | 1.5 | Battery | 2021 | ESI Energy, LLC | New York | NPCC | NY | Oswego | NY | Energy Storage | 1.5 | NA | NM | NA | 0 | 0.030441 | 0
Volney II Solar Plant | -348436 | Operating | 1.5 | Solar | 2021 | ESI Energy, LLC | New York | NPCC | NY | Oswego | NY | Solar | 1.5 | NA | NA | NA | 34.5967 | 35.6164 | 2.1081
Vulcraft Solar Project | -171487 | Operating | 1.6 | Solar | 2013 | Solar Projectco 2013 Ii, Llc | New York | NPCC | NY | Chemung | NY | Solar | 1.6 | NA | NA | NA | 13.8057 | 12.2503 | 13.5203
Port Jefferson Peaking | -62084 | Operating | 122 | Gas Turbine | 1966 | National Grid Port Jefferson Energy Center LLC | New York | NPCC | NY | Suffolk | NY | Gas | 110.4 | 11109 | 10394 | 11010 | 6.5607 | 9.9587 | 9.2195
Walden | -241958 | Operating | 2.4 | Hydraulic Turbine | 1986 | Consolidated Hydro New York, Inc. | New York | NPCC | NY | Orange | NY | Water | 2.3 | NA | NA | NA | 4.1691 | 5.7772 | 15.8974
Walden NY 1 Solar Farm | -244982 | Operating | 2 | Solar | 2020 | Ameresco, Inc. | New York | NPCC | NY | Orange | NY | Solar | 2 | NA | NA | NA | 16.7865 | 16.2215 | 16.1473
Walworth Solar | -423120 | Operating | 1.56 | Solar | 2016 | New Energy Equity, LLC | New York | NPCC | NY | Wayne | NY | Solar | 1.56 | NA | NA | NA | NA | NA | NA
Wappinger 9D Solar Project | -366371 | Operating | 2 | Solar | 2019 | Nexamp, Inc. | New York | NPCC | NY | Dutchess | NY | Solar | 2 | NA | NA | NA | 18.9041 | 14.7146 | 14.1667
Wappinger Falls Hydro | -17901 | Operating | 2 | Hydraulic Turbine | 1988 | Windsor Machinery Company, Inc. | New York | NPCC | NY | Dutchess | NY | Water | 2 | NA | NA | NA | 67.266 | 40.7934 | 62.0148
Warrensburg Hydroelectric | -9043 | Operating | 2.9 | Hydraulic Turbine | 1988 | Boralex Inc. | New York | NPCC | NY | Warren | NY | Water | 2.9 | NA | NA | NA | 63.3916 | 35.9313 | 48.0161
Warrior Solar Project | -781340 | Operating | 6.41 | Solar | 2024 | CleanCapital LLC | New York | NPCC | NY | Herkimer | NY | Solar | 6.41 | NA | NA | NA | NA | NA | NA
Washington Avenue Solar Project | -648760 | Operating | 4.6 | Solar | 2020 | Green Street Power Partners, LLC | New York | NPCC | NY | Schenectady | NY | Solar | 4.6 | NA | NA | NA | 17.8206 | NA | NA
Washington Avenue Solar Project | -639329 | Operating | 4.6 | Solar | 2020 | Green Street Power Partners, LLC | New York | NPCC | NY | Schenectady | NY | Solar | 4.6 | NA | NA | NA | 17.8206 | NA | NA
Washington St Community Solar Farm #1 | -216377 | Operating | 2.2 | Solar | 2019 | Delaware River Solar, LLC | New York | NPCC | NY | Monroe | NY | Solar | 2.2 | NA | NA | NA | 9.3711 | 16.21 | 15.411
Washington St Community Solar Farm #4 | -250834 | Operating | 2.5 | Solar | 2020 | Generate Capital, PBC | New York | NPCC | NY | Monroe | NY | Solar | 2.5 | NA | NA | NA | 16.516 | 17.9041 | 14.5479
Washington Street Community Solar Farm #3 | -236706 | Operating | 2.5 | Solar | 2020 | Generate Capital, PBC | New York | NPCC | NY | Monroe | NY | Solar | 2.5 | NA | NA | NA | 12.7854 | 10.347 | 16.1735
Washingtonville Solar Project | -663393 | Operating | 2 | Solar | 2021 | Clearway Energy, Inc. | New York | NPCC | NY | Orange | NY | Solar | 2 | NA | NA | NA | 17.9452 | NA | NA
Washingtonville Solar Project | -663392 | Operating | 2 | Solar | 2021 | Clearway Energy, Inc. | New York | NPCC | NY | Orange | NY | Solar | 2 | NA | NA | NA | 17.9452 | NA | NA
Watchtower Educational Center | -7602 | Operating | 2.1 | Internal Combustion | 1993 | Watchtower Bible & Tract Society | New York | NPCC | NY | Putnam | NY | Gas | 2.1 | NA | NA | 7700 | NA | NA | 0.10872
Waterloo Project | -783506 | Operating | 1.5 | Hydraulic Turbine | 1917 | Gravity Renewables, Inc. | New York | NPCC | NY | Seneca | NY | Water | 1.5 | NA | NA | NA | NA | NA | NA
Waterport | -695564 | Operating | 4 | Hydraulic Turbine | 1921 | Brookfield Renewable Partners L.P. | New York | NPCC | NY | Orleans | NY | Water | 3.8 | NA | NA | NA | 46.7255 | 37.4579 | 38.7167
Wehran Energy Landfill Gas Plant | -170548 | Operating | 1.92 | Internal Combustion | 2013 | Wehran Energy Corporation | New York | NPCC | NY | Suffolk | NY | Biomass | 1.92 | NA | NA | NA | NA | NA | NA
Wende Correctional Solar Facility (DOCCS Wende) | -409474 | Operating | 5 | Solar | 2021 | Ameresco, Inc. | New York | NPCC | NY | Erie | NY | Solar | 5 | NA | NA | NA | 18.3219 | 18.1461 | NA
Port Jefferson Peaking | -62082 | Operating | 122 | Gas Turbine | 1966 | National Grid Generation LLC | New York | NPCC | NY | Suffolk | NY | Gas | 110.4 | 11109 | 10394 | 11010 | 6.5607 | 9.9587 | 9.2195
West Creek Community Solar Farm | -498589 | Operating | 5 | Solar | 2021 | Delaware River Solar, LLC | New York | NPCC | NY | Tioga | NY | Solar | 5 | NA | NA | NA | 19.3858 | 20.5091 | NA
West Delaware Tunnel | -747198 | Operating | 7.5 | Hydraulic Turbine | 1988 | Brookfield Power Corp. | New York | NPCC | NY | Sullivan | NY | Water | 7.6 | NA | NA | NA | 24.7161 | 30.2707 | 39.5623
West End Dam Hydroelectric Project | -7674 | Operating | 4.4 | Hydraulic Turbine | 1985 | West End Dam Associates LP | New York | NPCC | NY | Jefferson | NY | Water | 4.2 | NA | NA | NA | 62.1032 | 46.8336 | 58.086
West Nyack Solar Farm | -760905 | Operating | 2 | Solar | 2014 | OnForce Solar, Inc | New York | NPCC | NY | Rockland | NY | Solar | 2 | NA | NA | NA | 15.1541 | 16.4326 | 15.4852
West Valley East Solar Project | -744936 | Operating | 5 | Solar | 2022 | BQ Energy LLC | New York | NPCC | NY | Cattaraugus | NY | Solar | 5 | NA | NA | NA | NA | 4.7694 | NA
West Valley Solar Project | -516746 | Operating | 10 | Solar | 2022 | West Valley Solar LLC | New York | NPCC | NY | Cattaraugus | NY | Solar | 10 | NA | NA | NA | 17.0913 | 6.4852 | NA
West Valley West Solar Project | -744934 | Operating | 5 | Solar | 2022 | BQ Energy LLC | New York | NPCC | NY | Cattaraugus | NY | Solar | 5 | NA | NA | NA | NA | 4.7945 | NA
West Warwick Energy Storage 1 & 2 Project | -642038 | Operating | 8 | Battery | 2023 | Convergent Energy and Power LP | New York, PJM | NPCC | NY | Orange | NY | Energy Storage | 8 | NA | NA | NA | NA | NA | NA
West Warwick Energy Storage 3 Project | -642045 | Operating | 4 | Battery | 2023 | Convergent Energy and Power LP | New York, PJM | NPCC | NY | Orange | NY | Energy Storage | 4 | NA | NA | NA | NA | NA | NA
Westchester County Medical Center | -256279 | Operating | 9.5 | Internal Combustion | 1974 | Westchester County Health Care Corporation | New York | NPCC | NY | Westchester | NY | Oil | 9.5 | 6126 | 9972 | 8568 | 0.12377 | 0.043259 | 0.052872
Westchester Resco | -154325 | Operating | 59.7 | Steam Turbine | 1984 | Wheelabrator Technologies Holdings Inc. | New York | NPCC | NY | Westchester | NY | Biomass | 53.7 | 18294 | 18522 | 20324 | 84.757 | 79.1415 | 69.6028
Westerlo A Solar Facility | -250579 | Operating | 2 | Solar | 2020 | Ameresco, Inc. | New York | NPCC | NY | Albany | NY | Solar | 2 | NA | NA | NA | 18.5845 | 19.4349 | 17.7683
Westerlo West Solar | -521689 | Operating | 5 | Solar | 2020 | Nexamp, Inc. | New York | NPCC | NY | Albany | NY | Solar | 5 | NA | NA | NA | 18.1826 | 20.1256 | 17.1826
Westerlo West Solar | -521688 | Operating | 5 | Solar | 2020 | Nexamp, Inc. | New York | NPCC | NY | Albany | NY | Solar | 5 | NA | NA | NA | 18.1826 | 20.1256 | 17.1826
Westtown Community Garden (Nautilus) | -612994 | Operating | 2 | Solar | 2019 | Pansolo Holding Inc. | New York | NPCC | NY | Orange | NY | Solar | 2 | NA | NA | NA | 18.242 | 19.5605 | 19.4463
Westtown Community Garden (Nautilus) | -236144 | Operating | 2 | Solar | 2019 | Nautilus Solar Energy, LLC | New York | NPCC | NY | Orange | NY | Solar | 2 | NA | NA | NA | 18.242 | 19.5605 | 19.4463
Westtown Community Garden (Nautilus) | -236143 | Operating | 2 | Solar | 2019 | Nautilus Solar Energy, LLC | New York | NPCC | NY | Orange | NY | Solar | 2 | NA | NA | NA | 18.242 | 19.5605 | 19.4463
Westtown NY 2 Solar Project | -250385 | Operating | 2 | Solar | 2020 | Ameresco, Inc. | New York, PJM | NPCC | NY | Orange | NY | Solar | 2 | NA | NA | NA | 18.0651 | 18.9954 | 18.0651
Wethersfield | -241967 | Operating | 6.6 | Wind Turbine | 2000 | Enel Green Power North America, Inc. | New York | NPCC | NY | Wyoming | NY | Wind | 6.6 | NA | NA | NA | 0 | 0 | 2.9144
Wethersfield Wind Park | -663012 | Operating | 126 | Wind Turbine | 2009 | Alberta Investment Management Corporation | New York | NPCC | NY | Wyoming | NY | Wind | 126 | NA | NA | NA | 15.9427 | 17.5679 | 20.6469
Wethersfield Wind Park | -663011 | Operating | 126 | Wind Turbine | 2009 | The AES Corporation | New York | NPCC | NY | Wyoming | NY | Wind | 126 | NA | NA | NA | 15.9427 | 17.5679 | 20.6469
Wheatland 2A Solar Project | -678270 | Operating | 4.5 | Solar | 2021 | Generate Capital, PBC | New York | NPCC | NY | Monroe | NY | Solar | 4.5 | NA | NA | NA | 15.2867 | 19.3354 | NA
Wheatland 2B Solar Project | -674482 | Operating | 4.5 | Solar | 2021 | Generate Capital, PBC | New York | NPCC | NY | Monroe | NY | Solar | 4.5 | NA | NA | NA | 18.4196 | 19.4876 | NA
Wheelabrator Hudson Falls | -154295 | Operating | 14.4 | Steam Turbine | 1991 | Wheelabrator Technologies Holdings Inc. | New York | NPCC | NY | Washington | NY | Biomass | 11.5 | 23352 | 23103 | 22782 | 62.3983 | 65.547 | 64.0064
White Plains Battery Storage Project (Gedney Way Landfill) | -763778 | Operating | 1.3 | Battery | 2022 | Distributed Solar Development, LLC | New York | NPCC | NY | Westchester | NY | Energy Storage | 1.3 | NA | NA | NA | 1.2557 | NA | NA
White Plains Hospital Medical Center | -785913 | Operating | 5.7 | Internal Combustion | 1996 | White Plains Hospital Center Foundation, Inc | New York | NPCC | NY | Westchester | NY | Oil | 5.7 | NA | NA | NA | NA | NA | NA
White Plains RFP Shapham Place Battery Project | -777809 | Operating | 0.5 | Battery | 2022 | Distributed Solar Development, LLC | New York | NPCC | NY | Westchester | NY | Energy Storage | 0.5 | NA | NA | NA | NA | NA | NA
White Plains RFP Shapham Place Solar Project | -777807 | Operating | 1.2 | Solar | 2022 | Distributed Solar Development, LLC | New York | NPCC | NY | Westchester | NY | Solar | 1.2 | NA | NA | NA | NA | NA | NA
White Plains Solar Project (Gedney Way Landfill) | -763664 | Operating | 2 | Solar | 2022 | Distributed Solar Development, LLC | New York | NPCC | NY | Westchester | NY | Solar | 2 | NA | NA | NA | 16.0388 | NA | NA
White River Solar Project | -791832 | Operating | 7.5 | Solar | 2023 | PureSky Energy Inc. | New York | NPCC | NY | Rensselaer | NY | Solar | 7.5 | NA | NA | NA | NA | NA | NA
Whittier Solar Plant | -220052 | Operating | 2 | Solar | 2019 | Abundant Solar Power, Inc. | New York | NPCC | NY | Monroe | NY | Solar | 2 | NA | NA | NA | 14.4121 | 14.8858 | 12.8539
Wildflower Way Solar Farm | -747273 | Operating | 7 | Solar | 2021 | Delaware River Solar, LLC | New York | NPCC | NY | Steuben | NY | Solar | 5 | NA | NA | NA | 17.5868 | 20.2466 | NA
William Floyd School District | -170841 | Operating | 3.9 | Internal Combustion | 2004 | William Floyd School District | New York | NPCC | NY | Suffolk | NY | Gas | 3.9 | 6348 | 7547 | NA | 9.2758 | 11.436 | 7.8152
Williams Road Solar Project | -382180 | Operating | 4 | Solar | 2021 | AES Distributed Energy, Inc. | New York | NPCC | NY | Niagara | NY | Solar | 4 | NA | NA | NA | 16.9777 | 18.4561 | 0.094178
Williamson Landfill Solar Project | -85995 | Operating | 1.2 | Solar | 2014 | Kenyon Energy, LLC | New York | NPCC | NY | Wayne | NY | Solar | 1.2 | NA | NA | NA | 13.9365 | 16.0008 | 15.468
Williamson Solar Project | -220040 | Operating | 2 | Solar | 2019 | Abundant Solar Power, Inc. | New York | NPCC | NY | Wayne | NY | Solar | 2 | NA | NA | NA | 9.9372 | 10.3311 | 12.6712
Winema Solar Project | -691991 | Operating | 7 | Solar | 2022 | New York Value of Distributed Energy Resources (VDER) | New York | NPCC | NY |  | NY | Solar | 7 | NA | NA | NA | NA | NA | NA
Wiscoy 170 | -785745 | Out of Service | 1 | Hydraulic Turbine | 1922 | Rochester Gas and Electric Corporation | New York | NPCC | NY | Allegany | NY | Water | NA | NA | NA | NA | NA | NA | NA
WM Renewable Energy | -166841 | Operating | 6.4 | Internal Combustion | 2007 | Monroe County | New York | NPCC | NY | Monroe | NY | Biomass | 6.4 | 12051 | 12275 | 12352 | 94.2673 | 87.9192 | 92.2731
Wolcott Hill (Camden) Project | -793461 | Operating | NA | Solar | 2024 | Nautilus Solar Energy, LLC | New York | NPCC | NY | Oneida | NY | Solar | 6.88 | NA | NA | NA | NA | NA | NA
Wolcott Hill (Camden) Project | -793460 | Operating | NA | Solar | 2024 | Nautilus Solar Energy, LLC | New York | NPCC | NY | Oneida | NY | Solar | 6.88 | NA | NA | NA | NA | NA | NA
Wolcott Hill (Camden) Project | -793459 | Operating | NA | Solar | 2024 | Pansolo Holding Inc. | New York | NPCC | NY | Oneida | NY | Solar | 6.88 | NA | NA | NA | NA | NA | NA
Wolf Solar Project | -763473 | Operating | 3.6 | Solar | 2024 | CVE North America, Inc. | New York | NPCC | NY | Monroe | NY | Solar | 3.6 | NA | NA | NA | NA | NA | NA
Wood Oak Drive Community Solar Project | -216364 | Operating | 2 | Solar | 2019 | Delaware River Solar, LLC | New York | NPCC | NY | Sullivan | NY | Solar | 2 | NA | NA | NA | 14.2295 | 18.6815 | 16.9806
Woodhull Hospital Plant | -143888 | Operating | 8 | Internal Combustion | 1972 | Nychhc Woodhull Hospital | New York | NPCC | NY | Kings | NY | Oil | 8 | 15174 | 12055 | 13033 | 0.20548 | 0.18265 | 0.21404
Port Washington Conversion | -164047 | Operating | 1229.6 | Combined Cycle | 2005 | Wisconsin Electric Power Company | MISO | RFC | R-MISO | Ozaukee | WI | Gas | 1352.6 | 6873 | 6860 | 6872 | 71.5089 | 64.966 | 59.1403
Port Westward Generating Project | -164182 | Operating | 483 | Combined Cycle | 2007 | Portland General Electric Company |  | WECC | NWPP | Columbia | OR | Gas | 406.4 | 6899 | 7002 | 6986 | 86.1655 | 65.2768 | 81.9828
Wyckoff Heights Medical Center | -249874 | Operating | 1.6 | Internal Combustion | 1986 | Wyckoff Heights Medical Center, Inc. | New York | NPCC | NY | Kings | NY | Oil | 1.6 | NA | NA | NA | NA | NA | NA
Yaleville | -695569 | Operating | 2 | Hydraulic Turbine | 1940 | Brookfield Renewable Partners L.P. | New York | NPCC | NY | Saint Lawrence | NY | Water | 0.6 | NA | NA | NA | 70.8333 | 69.9772 | 65.9247
Yellow Mills Community Solar Farm 1 | -631259 | Operating | 2.3 | Solar | 2022 | Delaware River Solar, LLC | New York | NPCC | NY | Ontario | NY | Solar | 2.3 | NA | NA | NA | 15.0586 | 0.18364 | NA
Yellow Mills Community Solar Farm 2 (Smith) | -598125 | Operating | 2.3 | Solar | 2022 | Delaware River Solar, LLC | New York | NPCC | NY | Ontario | NY | Solar | 2.3 | NA | NA | NA | 14.8402 | 0.17868 | NA
Yellow Mills Community Solar Farm 3 (Smith) | -630909 | Operating | 2.3 | Solar | 2022 | Delaware River Solar, LLC | New York | NPCC | NY | Ontario | NY | Solar | 2.3 | NA | NA | NA | 14.8551 | 0.11912 | NA
York Community Solar Farm Project | -756481 | Operating | 7.1 | Solar | 2022 | Standard Solar, Inc. | New York | NPCC | NY | Livingston | NY | Solar | 7.1 | NA | NA | NA | NA | NA | NA
Zotos International WPGF | -229916 | Operating | 3.4 | Wind Turbine | 2012 | Zotos International, Inc. | New York | NPCC | NY | Ontario | NY | Wind | 3.4 | NA | NA | NA | 3.0184 | 5.4459 | 5.6205
AEUG Union Solar Project | -785893 | Operating | 325 | Solar | 2024 | Acciona Energy USA Global LLC | PJM | RFC | R-PJM | Union | OH | Solar | 325 | NA | NA | NA | NA | NA | NA
AEUG Union Solar Project | -785892 | Operating | 325 | Solar | 2024 | Acciona Energy USA Global LLC | PJM | RFC | R-PJM | Union | OH | Solar | 325 | NA | NA | NA | NA | NA | NA
Akron WRF (ADS PHASE II) | -171484 | Operating | 1.8 | Internal Combustion | 2014 | City of Akron, Ohio | PJM | RFC | R-PJM | Summit | OH | Biomass | 1.8 | 9390 | 10616 | 11383 | 50.3171 | 46.6641 | 50.3615
Amazon Wind Farm US Central 2 (Scioto Ridge Wind Farm) (Hardin) | -766005 | Operating | 249.8 | Wind Turbine | 2021 | EverPower Wind Holdings, Inc. | PJM | RFC | R-PJM | Hardin | OH | Wind | 249.8 | NA | NA | NA | 23.8242 | 25.332 | 12.8654
Portland CT | -619543 | Operating | 194 | Gas Turbine | 1967 | Heritage Power, LLC | PJM | RFC | R-PJM | Northampton | PA | Oil | 192 | NA | 13938 | 20372 | -0.047645 | 0.39678 | 0.12173
Portlands Energy Centre | -229558 | Operating | 550 | Combined Cycle | 2009 | Atura Power | Ontario | NPCC | ONT |  |  | Gas | 550 | NA | NA | NA | NA | NA | NA
AMP Napoleon Solar Facility | -169861 | Operating | 3.5 | Solar | 2012 | American Municipal Power, Inc. | PJM | RFC | R-PJM | Henry | OH | Solar | 3.5 | NA | NA | NA | 14.8565 | 15.2511 | 16.1089
Anadarko IC | -1537 | Operating | 7.8 | Internal Combustion | 1949 | Woodsfield City of | PJM | RFC | R-PJM | Monroe | OH | Oil | 7.8 | 12929 | 6825 | NA | 0.020489 | 0.083421 | 0.16538
ArcelorMittal Warren Steam Plant (Cogen) | -785295 | Operating | 13 | Steam Turbine | 1934 | RG Steel Warren, LLC | PJM | RFC | R-PJM | Trumbull | OH | Other | 12.2 | NA | NM | NA | 44.4719 | 48.5459 | 50.2863
Arche Energy Solar Project | -752370 | Operating | 134 | Solar | 2024 | 7X Energy, Inc. | PJM | RFC | R-PJM | Fulton | OH | Solar | 134 | NA | NA | NA | NA | NA | NA
Portside Energy | -763135 | Operating | 61 | Combined Cycle | 1997 | Primary Energy Operations LLC | MISO | RFC | R-MISO | Porter | IN | Gas | 61 | 16442 | 15385 | 16303 | 43.4248 | 49.8458 | 51.362
Atlanta Farms Solar Project | -795427 | Operating | NA | Solar | 2025 | Dominion Solar Projects VII, Inc. | PJM | RFC | R-PJM | Pickaway | OH | Solar | 199.6 | NA | NA | NA | NA | NA | NA
Auglaize Hydro | -164323 | Operating | 3.6 | Hydraulic Turbine | 1986 | City of Bryan, Ohio | PJM | RFC | R-PJM | Defiance | OH | Water | 4.5 | NA | NA | NA | 17.1842 | 21.4637 | 23.0873
Bay Shore | -140945 | Operating | 171 | Steam Turbine | 1955 | ArcLight Energy Partners Fund VI LP | PJM | RFC | R-PJM | Lucas | OH | Coal | 139.5 | 13291 | 12755 | 13221 | 76.7897 | 74.5002 | 80.008
Possum Point CC | -164048 | Operating & Planned | 613 | Combined Cycle | 2003 | Virginia Electric and Power Company | PJM | SERC | VACAR | Prince William | VA | Gas | 668 | 7486 | 7595 | 7218 | 31.9371 | 32.7151 | 42.9916
Bay View Backup Power Facility | -170931 | Operating | 12 | Internal Combustion | 2007 | City of Toledo, Ohio | PJM | RFC | R-PJM | Lucas | OH | Gas | 12 | 8901 | NM | NA | 0.4043 | 0.086568 | 0.74201
Big Plain Solar Farm (Madison) | -704044 | Operating | 196 | Solar | 2023 | Leeward Renewable Energy, LLC | PJM | RFC | R-PJM | Madison | OH | Solar | 196 | NA | NA | NA | 5.6672 | NA | NA
Blue Creek I & II Wind Farm (Paulding Wind) | -785798 | Operating | 302 | Wind Turbine | 2012 | Avangrid Renewables, LLC | MISO, PJM | RFC | R-PJM | Paulding | OH | Wind | 302 | NA | NA | NA | NA | NA | NA
Blue Harvest Solar Park | -755354 | Operating | 49.9 | Solar | 2023 | Energy Infrastructure Partners LLC | PJM | RFC | R-PJM | Putnam | OH | Solar | 49.9 | NA | NA | NA | NA | NA | NA
Blue Harvest Solar Park | -755353 | Operating | 49.9 | Solar | 2023 | Eni S.p.A. | PJM | RFC | R-PJM | Putnam | OH | Solar | 49.9 | NA | NA | NA | NA | NA | NA
Blue Harvest Solar Park | -752023 | Operating | 49.9 | Solar | 2023 | EDP Renewables North America LLC | PJM | RFC | R-PJM | Putnam | OH | Solar | 49.9 | NA | NA | NA | NA | NA | NA
Blue Harvest Solar Park | -752022 | Operating | 49.9 | Solar | 2023 | EDP Renewables North America LLC | PJM | RFC | R-PJM | Putnam | OH | Solar | 49.9 | NA | NA | NA | NA | NA | NA
Bowling Green Battery Storage Project | -647541 | Operating | 12 | Battery | 2023 | Ormat Technologies, Inc. | PJM | RFC | R-PJM | Wood | OH | Energy Storage | 12 | NA | NA | NA | NA | NA | NA
Possum Point CT | -6011 | Operating | 96 | Gas Turbine | 1968 | Virginia Electric and Power Company | PJM | SERC | VACAR | Prince William | VA | Oil | 93 | 17256 | 18310 | 16148 | 0.069475 | 0.38188 | 0.086801
Potomac Energy Center (Stonewall Combined-Cycle) Project | -794569 | Operating | 812 | Combined Cycle | 2017 | Blackstone Energy Transition Partners | PJM | SERC | VACAR | Loudoun | VA | Gas | 774 | NA | NA | NA | NA | NA | NA
Bowling Green Wind | -165953 | Operating | 7.2 | Wind Turbine | 2003 | American Municipal Power, Inc. | MISO, PJM | RFC | R-PJM | Wood | OH | Wind | 7.2 | NA | NA | NA | 7.2869 | 8.0987 | 10.71
Pouch Terminal | -511454 | Operating | 47 | Gas Turbine | 2001 | Power Authority of the State of New York | New York | NPCC | NY | Richmond | NY | Gas | 46 | 10871 | 10976 | 10927 | 10.4596 | 15.04 | 13.9014
Brown County LFGTE Power Station | -423857 | Operating | 4.8 | Internal Combustion | 2017 | BIO ENERGY (OHIO III), LLC | PJM | RFC | R-PJM | Brown | OH | Biomass | 4.5 | 10711 | 11360 | 11894 | 68.3663 | 63.2369 | 68.0112
Bryan | -2113 | Operating | 10.8 | Internal Combustion | 1999 | American Municipal Power, Inc. | MISO, PJM | RFC | R-PJM | Williams | OH | Oil | 10.8 | 12570 | 11492 | 11373 | 0.25051 | 0.59086 | 0.72193
Power Generation Station (PGS) 2 | -169767 | Operating | 4.6 | Gas Turbine | 2011 | East Bay Municipal Util Dist | CAISO | WECC | CAMX | Alameda | CA | Biomass | 3.8 | 14030 | 13107 | 13086 | 61.3374 | 63.9299 | 48.4018
Bryan (OH) IC | -2115 | Operating | 2.5 | Internal Combustion | 1948 | City of Bryan, Ohio | PJM | RFC | R-PJM | Williams | OH | Oil | 2.5 | 10233 | 9916 | 9621 | 0.27397 | 0.70776 | 0.90411
Bryan Solar Project | -169914 | Operating | 2.1 | Solar | 2012 | City of Bryan, Ohio | PJM | RFC | R-PJM | Williams | OH | Solar | 1.8 | NA | NA | NA | 15.7915 | 16.3559 | 16.7111
Buckeye Solar Project | -763276 | Operating | 2 | Solar | 2022 | Township Road 215 Solar Project 2021, LLC | PJM | RFC | R-PJM | Hancock | OH | Solar | 2 | NA | NA | NA | 22.3744 | NA | NA
Cardinal | -473593 | Operating | 1880.4 | Steam Turbine | 1967 | Buckeye Power, Inc. | PJM | RFC | R-PJM | Jefferson | OH | Coal | 1810 | 9951 | 9791 | NA | 61.0501 | 67.8365 | NA
Carey Solar Farm | -171456 | Operating | 2 | Solar | 2014 | Solar Planet, Inc | PJM | RFC | R-PJM | Wyandot | OH | Solar | 2 | NA | NA | NA | NA | NA | NA
PPG Powerhouse C | -788845 | Operating | 357.7 | Combined Cycle | 1977 | Eagle Spinco Inc. | MISO | SERC | DELTA | Calcasieu | LA | Gas | 335.2 | 15624 | 15197 | 15250 | 59.0884 | 58.1814 | 61.6361
PPG Powerhouse C | -788844 | Operating | 357.7 | Combined Cycle | 1977 | Eagle Spinco Inc. | MISO | SERC | DELTA | Calcasieu | LA | Gas | 335.2 | 15624 | 15197 | 15250 | 59.0884 | 58.1814 | 61.6361
PPL Ironwood | -122186 | Operating | 777.6 | Combined Cycle | 2001 | Helix Generation, LLC | PJM | RFC | R-PJM | Lebanon | PA | Gas | 760 | 7110 | 7149 | 7134 | 63.7144 | 76.2309 | 64.7566
PPS Power Plant No 1 | -168061 | Operating | 120 | Gas Turbine | 2010 | Paducah Power System Company |  | SERC | CENTRL | McCracken | KY | Gas | 124 | 11505 | 12882 | 12762 | 11.4913 | 6.6315 | 1.9431
Pratt & Whitney Project | -7359 | Operating | 25.8 | Gas Turbine | 1992 | RTX Corporation | New England | NPCC | NE | Capitol Planning Region | CT | Gas | 31 | 12259 | 12091 | 13072 | 44.3066 | 25.2357 | 37.8929
Primrose | -781310 | Operating | 85 | Gas Turbine | 1998 | TransAlta Corporation | Alberta | WECC | WECCCN |  |  | Gas | 85 | NA | NA | NA | NA | NA | NA
Prince Rupert | -6057 | Operating | 46 | Gas Turbine | 1973 | British Columbia Hydro and Power Authority |  | WECC | WECCCN |  |  | Gas | 46 | NA | NA | NA | NA | NA | NA
Princeton University Cogen Plant | -87370 | Operating | 15.5 | Gas Turbine | 1996 | Princeton University | PJM | RFC | R-PJM | Mercer | NJ | Gas | 15.5 | 11659 | 11445 | 12006 | 24.5714 | 32.0136 | 31.4111
Cedarville University (CU Solar) | -170593 | Operating | 1.8 | Solar | 2013 | Cedarville University | PJM | RFC | R-PJM | Greene | OH | Solar | 1.8 | NA | NA | NA | 13.223 | 10.312 | 15.3602
Celina Solar Project I (Celina Renewable) | -347132 | Operating | 4 | Solar | 2013 | New Energy Capital Cleantech Infrastructure Fund, LLC | PJM | RFC | R-PJM | Mercer | OH | Solar | 4 | NA | NA | NA | 18.6901 | 18.3933 | 16.7922
Celina Solar Project I (Celina Renewable) | -169455 | Operating | 4 | Solar | 2013 | SolarVision, LLC | PJM | RFC | R-PJM | Mercer | OH | Solar | 4 | NA | NA | NA | 18.6901 | 18.3933 | 16.7922
Procter & Gamble CT | -108410 | Operating | 44 | Gas Turbine | 2001 | Sacramento Cogeneration Authority |  | WECC | CAMX | Sacramento | CA | Gas | 47.3 | 10509 | 10426 | 10376 | 4.1511 | 4.6186 | 5.081
Central Utility Plant Cincinnati (IC) | -170118 | Operating | 1.9 | Internal Combustion | 2004 | University of Cincinnati | PJM | RFC | R-PJM | Hamilton | OH | Oil | 1.9 | 10356 | 10603 | 10484 | 0.79308 | 0.84715 | 0.18625
Chillicothe Paper Inc. | -55398 | Operating | 92.8 | Steam Turbine | 1952 | Glatfelter Corporation | PJM | RFC | R-PJM | Ross | OH | Biomass | 82.2 | 39499 | 35567 | 36638 | 35.8754 | 42.4993 | 42.8759
Cincinnati Zoo Solar Project | -169437 | Operating | 1.4 | Solar | 2011 | Melink Corporation | PJM | RFC | R-PJM | Hamilton | OH | Solar | 1.3 | NA | NA | NA | 12.3639 | 11.7843 | 13.3386
Clearview Solar I Project | -789322 | Operating | 144 | Solar | 2024 | Open Road Renewables, LLC | PJM | RFC | R-PJM | Champaign | OH | Solar | 144 | NA | NA | NA | NA | NA | NA
Cleveland | -2501 | Operating | 10.8 | Internal Combustion | 2000 | American Municipal Power, Inc. | MISO, PJM | RFC | R-PJM | Cuyahoga | OH | Oil | 10.8 | 8138 | 14179 | 10794 | 0.19871 | 0.070819 | 0.4989
Cleveland Thermal Hamilton Avenue Cogen | -693674 | Operating | 1 | Steam Turbine | 2017 | Cleveland Thermal Energy Corporation | PJM | RFC | R-PJM | Cuyahoga | OH | Gas | 1 | NA | NM | NA | 21.0845 | 15.5251 | 16.3014
Cleveland Works | -647427 | Operating | 102 | Steam Turbine | 1950 | ArcelorMittal S.A. | PJM | RFC | R-PJM | Cuyahoga | OH | Other | 100.3 | 30861 | NA | NA | 12.7013 | NA | NA
Clinton Battery Storage Project | -396544 | Operating | 10 | Battery | 2016 | Constellation Energy Corporation | PJM | RFC | R-PJM | Clinton | OH | Energy Storage | 5 | NA | NM | NA | 4.0868 | 2.1073 | NA
Clyde Peaking Engine Project | -776700 | Operating | 10 | Internal Combustion | 2020 | OnSite Partners, LLC | PJM | RFC | R-PJM | Sandusky | OH | Gas | 10 | NA | NA | NA | NA | NA | NA
Clyde Peaking Engine Project | -776699 | Operating | 10 | Internal Combustion | 2020 | OnSite Partners, LLC | PJM | RFC | R-PJM | Sandusky | OH | Gas | 10 | NA | NA | NA | NA | NA | NA
Clyde Solar Energy Center | -172509 | Operating | 2.8 | Solar | 2016 | AEP Energy, Inc. | PJM | RFC | R-PJM | Sandusky | OH | Solar | 2.8 | NA | NA | NA | 15.4762 | 17.8775 | 15.6556
Procter and Gamble Power Plant (Cogeneration Project) | -364406 | Operating | 149.4 | Combined Cycle | 1997 | Sacramento Municipal Utility District |  | WECC | CAMX | Sacramento | CA | Gas | 132.8 | 8611 | 8702 | 8817 | 52.4895 | 59.0774 | 55.6209
Collinwood Biomass Facility | -349677 | Operating | 1 | Internal Combustion | 2012 | Brookfield Corporation | PJM | RFC | R-PJM | Cuyahoga | OH | Biomass | 1 | 15681 | 15583 | 15723 | 23.4132 | 30.2169 | 33.1621
Collinwood Biomass Facility | -169931 | Operating | 1 | Internal Combustion | 2012 | quasar energy group, llc | PJM | RFC | R-PJM | Cuyahoga | OH | Biomass | 1 | 15681 | 15583 | 15723 | 23.4132 | 30.2169 | 33.1621
Columbus Oil Unit 6 | -167296 | Operating | 1.3 | Internal Combustion | 2008 | City of Columbus, Ohio | PJM | RFC | R-PJM | Franklin | OH | Oil | 1.1 | NA | NA | 30000 | 0 | 0 | 0.020756
Cooper Farm's Van Wert Facility | -641087 | Operating | 4.5 | Wind Turbine | 2012 | Cooper Farms Feed & Animal Production, Inc. | PJM | RFC | R-PJM | Van Wert | OH | Wind | 4.5 | NA | NA | NA | 29.1755 | 35.652 | 31.6692
Cuyahoga Falls 1 Project | -388666 | Operating | 14.4 | Internal Combustion | 2018 | City of Cuyahoga Falls | PJM | RFC | R-PJM | Summit | OH | Oil | 14.4 | 9407 | 9282 | 10113 | 0.56126 | 0.40192 | 0.91958
Cuyahoga Urban Renewable Power I (Brooklyn Landfill Solar) | -173375 | Operating | 3.7 | Solar | 2018 | IGS Solar, LLC | PJM | RFC | R-PJM | Cuyahoga | OH | Solar | 3.7 | NA | NA | NA | 12.7576 | 13.3963 | 14.7199
PSEG Keys Energy Center (KEC) | -410442 | Operating | 830.6 | Combined Cycle | 2018 | Arclight Energy Partners Fund VII, L.P. | PJM | RFC | R-PJM | Prince George's | MD | Gas | 799 | 7388 | 7078 | NA | 60.0447 | 66.4605 | NA
Pueblo Airport Generating Station | -756821 | Operating | 240 | Gas Turbine | 2012 | Black Hills Energy Ventures Inc. |  | WECC | RMPA | Pueblo | CO | Gas | 220 | 11740 | 12695 | 12594 | 22.2606 | 12.3202 | 13.0184
Davis-Besse | -752710 | Operating | 925.2 | Nuclear | 1978 | Vistra Vision LLC | PJM | RFC | R-PJM | Ottawa | OH | Nuclear | 908 | NA | NA | NA | NA | NA | NA
Davis-Besse | -752709 | Operating | 925.2 | Nuclear | 1978 | Avenue Capital Group, LLC | PJM | RFC | R-PJM | Ottawa | OH | Nuclear | 908 | NA | NA | NA | NA | NA | NA
Davis-Besse | -752708 | Operating | 925.2 | Nuclear | 1978 | Nuveen Asset Management LLC | PJM | RFC | R-PJM | Ottawa | OH | Nuclear | 908 | NA | NA | NA | NA | NA | NA
Denison Solar Array Farm | -776659 | Operating | 1.9 | Solar | 2017 | OnSite Partners, LLC | PJM | RFC | R-PJM | Licking | OH | Solar | 1.9 | NA | NA | NA | NA | NA | NA
Denison Solar Array Farm | -776658 | Operating | 1.9 | Solar | 2017 | OnSite Partners, LLC | PJM | RFC | R-PJM | Licking | OH | Solar | 1.9 | NA | NA | NA | NA | NA | NA
DG AMP Solar Bowling Green | -173178 | Operating | 20 | Solar | 2017 | NextEra Energy Resources, LLC | MISO, PJM | RFC | R-PJM | Wood | OH | Solar | 20 | NA | NA | NA | 22.5143 | 23.1844 | 22.8761
DG AMP Solar Brewster Project | -191779 | Operating | 1.9 | Solar | 2019 | DG AMP Solar, LLC | PJM | RFC | R-PJM | Stark | OH | Solar | 1.9 | NA | NA | NA | 13.4162 | 13.9269 | 14.4076
DG AMP Solar Jackson Center Project | -173553 | Operating | 1.6 | Solar | 2018 | DG AMP Solar, LLC | PJM | RFC | R-PJM | Shelby | OH | Solar | 1.6 | NA | NA | NA | 19.7703 | 20.4623 | 20.4766
DG AMP Solar Orrville 3 | -173687 | Operating | 2.3 | Solar | 2018 | DG AMP Solar, LLC | MISO, PJM | RFC | R-PJM | Wayne | OH | Solar | 2.3 | NA | NA | NA | 16.2795 | 16.1554 | 16.3043
DG AMP Solar Piqua Manier | -191864 | Operating | 12.6 | Solar | 2019 | DG AMP Solar, LLC | MISO, PJM | RFC | R-PJM | Miami | OH | Solar | 12.6 | NA | NA | NA | 19.5967 | 20.2435 | 19.9527
DG AMP Solar Piqua Staunton Project | -191778 | Operating | 1.8 | Solar | 2018 | DG AMP Solar, LLC | MISO, PJM | RFC | R-PJM | Miami | OH | Solar | 1.8 | NA | NA | NA | 16.5145 | 17.2121 | 16.9203
DG AMP Solar Versailles | -173697 | Operating | 1.8 | Solar | 2018 | DG AMP Solar, LLC | MISO, PJM | RFC | R-PJM | Darke | OH | Solar | 1.8 | NA | NA | NA | 16.8886 | 17.4467 | 15.8929
DG AMP Wadsworth 1048 Solar Plant | -235502 | Operating | 6.3 | Solar | 2020 | NextEra Energy Resources, LLC | PJM | RFC | R-PJM | Medina | OH | Solar | 6.3 | NA | NA | NA | 20.2852 | 19.8395 | 18.0528
DG AMP Wadsworth Rittman Solar Plant | -235501 | Operating | 2.6 | Solar | 2020 | NextEra Energy Resources, LLC | PJM | RFC | R-PJM | Medina | OH | Solar | 2.6 | NA | NA | NA | 15.749 | 14.8709 | 16.0169
Pulliam CT | -92866 | Operating | 91 | Gas Turbine | 2003 | Wisconsin Public Service Corporation | MISO | MRO | MRO-US | Brown | WI | Gas | 106.3 | 12337 | 12284 | 12413 | 11.4505 | 13.7778 | 9.7583
Dodge Park Engine No 1 | -167297 | Operating | 2 | Internal Combustion | 2008 | City of Columbus, Ohio | PJM | RFC | R-PJM | Franklin | OH | Oil | 1.8 | NA | 34000 | 11143 | 0 | 0.019026 | 0.044394
Dover | -164620 | Operating | 27.5 | Steam Turbine | 1944 | Dover City of OH | PJM | RFC | R-PJM | Tuscarawas | OH | Coal | 23.2 | NA | 16775 | 16391 | NA | 38.2509 | 28.372
Dover - AMP | -2989 | Operating | 10.8 | Internal Combustion | 1999 | American Municipal Power, Inc. | MISO, PJM | RFC | R-PJM | Tuscarawas | OH | Oil | 10.8 | 19807 | 12764 | 11173 | 0.14269 | 0.49784 | 0.78429
Puna | -6085 | Operating | 23.6 | Gas Turbine | 1992 | Hawaii Electric Light Company, Inc. |  | HI | HI | Hawaii | HI | Oil | 20 | 13110 | 12871 | 11719 | 29.1838 | 35.3288 | 26.1735
Dover IC | -2988 | Operating | 2.6 | Internal Combustion | 1966 | Dover City of OH | PJM | RFC | R-PJM | Tuscarawas | OH | Oil | 2.4 | NA | NA | 13182 | NA | 0 | 0.15696
Purdue Cogen Plant | -422886 | Operating | 13.3 | Gas Turbine | 2022 | Duke Energy Corporation | MISO | RFC | R-MISO | Tippecanoe | IN | Gas | 16.2 | 11978 | 11288 | NA | 85.2803 | 65.4415 | NA
East Campus Utility Plant IC | -472292 | Operating | 6 | Internal Combustion | 2006 | University of Cincinnati | PJM | RFC | R-PJM | Hamilton | OH | Oil | 5.7 | 11220 | 10995 | NA | 0.50068 | 0.39654 | NA
Eastlake Mobile Fuel Cell System | -753132 | Operating | 1 | Fuel Cell | 2010 | Energy Harbor Generation LLC | PJM | RFC | R-PJM | Lake | OH | Biomass | 1 | NA | NA | NA | NA | NA | NA
EC-LGES | -641033 | Operating | 2.4 | Internal Combustion | 2010 | Bio-Gas Technologies, Ltd. | MISO, PJM | RFC | R-PJM | Erie | OH | Biomass | 2.4 | 11814 | 11318 | 10219 | 53.0204 | 67.3849 | 82.2679
Edgerton | -3106 | Operating | 3.6 | Internal Combustion | 2000 | American Municipal Power, Inc. | MISO, PJM | RFC | R-PJM | Williams | OH | Oil | 3.6 | 10649 | 14638 | 10978 | 0.35198 | 0.55175 | 0.58029
Euclid Farm, Stamco N-54 | -172103 | Operating | 1 | Wind Turbine | 2012 | Case Western Reserve University | PJM | RFC | R-PJM | Cuyahoga | OH | Wind | 1 | NA | NA | NA | 6.3927 | 5.8105 | 8.9384
Fayette Solar Project | -808611 | Operating | NA | Solar | 2025 | National Grid Renewables, LLC | PJM | RFC | R-PJM | Fayette | OH | Solar | 47.5 | NA | NA | NA | NA | NA | NA
Fayette Solar Project | -808610 | Operating | NA | Solar | 2025 | National Grid Renewables, LLC | PJM | RFC | R-PJM | Fayette | OH | Solar | 47.5 | NA | NA | NA | NA | NA | NA
Findlay Wind Farm | -172739 | Operating | 3 | Wind Turbine | 2015 | One Power Company | PJM | RFC | R-PJM | Hancock | OH | Wind | 3 | NA | NA | NA | 27.2679 | 31.6667 | 28.1545
Fox Squirrel Solar Farm | -807180 | Operating | 577 | Solar | 2023 | EDF power solutions North America | PJM | RFC | R-PJM | Madison | OH | Solar | 577 | NA | NA | NA | NA | NA | NA
Fox Squirrel Solar Farm | -787061 | Operating | 577 | Solar | 2023 | Enbridge Inc. | PJM | RFC | R-PJM | Madison | OH | Solar | 577 | NA | NA | NA | NA | NA | NA
Pyramid Station | -164105 | Operating | 186 | Gas Turbine | 2003 | Tri-State Generation and Transmission Association, Inc. |  | WECC | AZNMSN | Hidalgo | NM | Gas | 182.4 | 10082 | 10349 | 10195 | 17.9764 | 4.5904 | 5.263
Frank M Tait IC | -135354 | Operating | 10.8 | Internal Combustion | 1967 | Kimura Power, LLC | PJM | RFC | R-PJM | Montgomery | OH | Oil | 10 | 13714 | 12348 | 10513 | 0.023973 | 0.45662 | 0.17789
Q Cogen Plant | -172563 | Operating | 4.6 | Gas Turbine | 2013 | QUALCOMM Incorporated | CAISO | WECC | CAMX | San Diego | CA | Gas | 4.6 | 10412 | 10378 | 10240 | 25.0199 | 87.979 | 89.0734
Galion IC | -15020 | Operating | 5.4 | Internal Combustion | 2001 | American Municipal Power, Inc. | MISO, PJM | RFC | R-PJM | Crawford | OH | Oil | 5.4 | 10886 | 11185 | 10886 | 0.35092 | 0.34247 | 0.61306
Gen J M Gavin | -117587 | Operating | 2600 | Steam Turbine | 1974 | ArcLight Capital Partners, LLC | PJM | RFC | R-PJM | Gallia | OH | Coal | 2709 | 9667 | 10601 | 10087 | 57.0153 | 50.5768 | 58.5697
Gen J M Gavin | -117586 | Operating | 2600 | Steam Turbine | 1974 | Blackstone Inc. | PJM | RFC | R-PJM | Gallia | OH | Coal | 2709 | 9667 | 10601 | 10087 | 57.0153 | 50.5768 | 58.5697
Geneva Biomass Project | -169752 | Operating | 4 | Internal Combustion | 2013 | WM Renewable Energy, LLC | MISO, PJM | RFC | R-PJM | Ashtabula | OH | Biomass | 4 | 12024 | 12221 | 12506 | 55.5565 | 55.5023 | 52.9224
Genoa Diesel Generating Station | -166742 | Operating | 6 | Internal Combustion | 2004 | Genoa Village of | PJM | RFC | R-PJM | Ottawa | OH | Oil | 6 | 15100 | 26414 | 10813 | 0.24734 | 0.24353 | 0.40715
GM Lordstown Assembly Solar Array | -172477 | Operating | 2.2 | Solar | 2015 | General Motors Company | PJM | RFC | R-PJM | Trumbull | OH | Solar | 1.7 | NA | NA | NA | 10.2941 | 8.978 | 11.8453
Greenup Hydro | -111873 | Operating | 70.2 | Hydraulic Turbine | 1982 | American Municipal Power, Inc. | MISO | RFC | R-MISO | Scioto | OH | Water | 70.2 | NA | NA | NA | 42.642 | 50.0304 | 57.6601
Greenup Hydro | -111872 | Operating | 70.2 | Hydraulic Turbine | 1982 | City of Hamilton, Ohio | MISO | RFC | R-MISO | Scioto | OH | Water | 70.2 | NA | NA | NA | 42.642 | 50.0304 | 57.6601
Quail Run | -776391 | Operating | 550.4 | Combined Cycle | 2007 | Calpine Corporation | ERCOT | TRE | TRE | Ector | TX | Gas | 532.2 | NA | NA | NA | NA | NA | NA
Greenville Wind Farm (Whirlpool Corp.) | -173856 | Operating | 4.5 | Wind Turbine | 2018 | One Power Company | PJM | RFC | R-PJM | Darke | OH | Wind | 4.5 | NA | NA | NA | 26.0096 | 30.1903 | 27.519
Quay County Generating Station (Tucumcari Relocated) | -169514 | Operating | 27 | Gas Turbine | 2013 | Southwestern Public Service Company | SPP | MRO | MRO-US | Quay | NM | Oil | 23 | NA | 17628 | 15376 | 0.42635 | 0.085368 | 0.61644
Quindaro CT | -165438 | Operating | 143.6 | Gas Turbine | 1969 | City of Kansas City, Kansas | SPP | MRO | MRO-US | Wyandotte | KS | Oil | 102 | 19463 | 16745 | 16185 | 0.68851 | 1.0659 | 1.1865
Quonset Point | -22149 | Operating | 7.5 | Gas Turbine | 2003 | Toray Plastics (America), Inc. | New England | NPCC | NE | Washington | RI | Gas | 7.5 | 11886 | 12732 | 13402 | 85.8402 | 84.7108 | 88.6651
R.A. Reid CT | -17917 | Operating | 98.8 | Gas Turbine | 1976 | Big Rivers Electric Corporation | MISO | SERC | CENTRL | Webster | KY | Gas | 65 | 21405 | 35313 | 25689 | 1.078 | 0.10116 | 0.49895
Hamilton, OH Hydro | -3779 | Operating | 2.2 | Hydraulic Turbine | 1994 | City of Hamilton, Ohio | PJM | RFC | R-PJM | Butler | OH | Water | 2 | NA | NA | NA | 32.637 | 35.0342 | 38.6929
Hancock County Generating Station | -763422 | Operating | 3.2 | Internal Combustion | 2014 | Energy Developments Pty Limited | PJM | RFC | R-PJM | Hancock | OH | Biomass | 3.2 | 12287 | NA | NA | 76.3841 | NA | NA
R.D. Morrow Repower Project | -612616 | Operating | 552 | Combined Cycle | 2023 | Cooperative Energy | MISO | SERC | SOU | Lamar | MS | Gas | 576.5 | 6496 | NA | NA | 56.6231 | NA | NA
Hardin I Solar Energy Center Facility | -325226 | Operating | 150 | Solar | 2021 | Dominion Energy, Inc. | PJM | RFC | R-PJM | Hardin | OH | Solar | 150 | NA | NA | NA | 21.7339 | 23.618 | 23.5665
Hardin Solar II Energy Center Facility | -786835 | Operating | 150 | Solar | 2024 | Invenergy Solar Development LLC | PJM | RFC | R-PJM | Hardin | OH | Solar | 150 | NA | NA | NA | NA | NA | NA
Hardin Solar III Energy Center | -796564 | Operating | NA | Solar | 2025 | Invenergy LLC | PJM | RFC | R-MISO | Hardin | OH | Solar | 250 | NA | NA | NA | NA | NA | NA
Hardin Solar III Energy Center | -796563 | Operating | NA | Solar | 2025 | WEC Energy Group, Inc. | PJM | RFC | R-MISO | Hardin | OH | Solar | 250 | NA | NA | NA | NA | NA | NA
Harpster Wind Project | -172848 | Operating | 1.5 | Wind Turbine | 2016 | One Power Company | PJM | RFC | R-PJM | Wyandot | OH | Wind | 1.5 | NA | NA | NA | 22.207 | 27.7093 | 24.414
Haverhill Cogeneration Facility | -746552 | Operating | 67 | Steam Turbine | 2008 | SunCoke Energy, Inc. | PJM | RFC | R-PJM | Scioto | OH | Other | 53 | 22420 | 24266 | 19408 | 76.1248 | 69.0889 | 71.3923
Haviland Plastic Products Wind Farm | -170591 | Operating | 4.5 | Wind Turbine | 2013 | Haviland Plastic Products, Co. | PJM | RFC | R-PJM | Paulding | OH | Wind | 4.5 | NA | NA | NA | 29.7362 | 34.1984 | 30.137
Highland Solar Farm | -767647 | Operating & Planned | 400 | Solar | 2024 | Repsol, S.A. | PJM | RFC | R-PJM | Highland | OH | Solar | 400 | NA | NA | NA | NA | NA | NA
Highland Solar Farm | -767646 | Operating & Planned | 400 | Solar | 2024 | Hecate Energy LLC | PJM | RFC | R-PJM | Highland | OH | Solar | 400 | NA | NA | NA | NA | NA | NA
Hillcrest Solar Project | -366648 | Operating | 200 | Solar | 2021 | Innergex Renewable Energy Inc. | PJM | RFC | R-PJM | Brown | OH | Solar | 200 | NA | NA | NA | 22.0615 | 23.2237 | 10.151
HMV Minster Battery Storage System | -173038 | Out of Service | 7 | Battery | 2016 | Half Moon Power LLC | PJM | RFC | R-PJM | Auglaize | OH | Energy Storage | NA | NA | NA | NA | 0 | 0 | 0
HMV Minster Battery Storage System | -173037 | Out of Service | 7 | Battery | 2016 | Cwp Usa Inc. | PJM | RFC | R-PJM | Auglaize | OH | Energy Storage | NA | NA | NA | NA | 0 | 0 | 0
HMW Minster PV I | -172514 | Operating | 3 | Solar | 2015 | Half Moon Power LLC | PJM | RFC | R-PJM | Auglaize | OH | Solar | 3 | NA | NA | NA | 31.3128 | 32.1423 | 31.9178
HMW Minster PV I | -172513 | Operating | 3 | Solar | 2015 | Cwp Usa Inc. | PJM | RFC | R-PJM | Auglaize | OH | Solar | 3 | NA | NA | NA | 31.3128 | 32.1423 | 31.9178
Hog Creek Wind Farm (Hardin County North) | -299483 | Operating | 66 | Wind Turbine | 2017 | Connor, Clark & Lunn Infrastructure Ltd. | PJM | RFC | R-PJM | Hardin | OH | Wind | 66 | NA | NA | NA | 33.7369 | 37.2162 | 35.9077
Hog Creek Wind Farm (Hardin County North) | -299482 | Operating | 66 | Wind Turbine | 2017 | Connor, Clark & Lunn Infrastructure Ltd. | PJM | RFC | R-PJM | Hardin | OH | Wind | 66 | NA | NA | NA | 33.7369 | 37.2162 | 35.9077
Hog Creek Wind Farm (Hardin County North) | -299481 | Operating | 66 | Wind Turbine | 2017 | Desjardins Group | PJM | RFC | R-PJM | Hardin | OH | Wind | 66 | NA | NA | NA | 33.7369 | 37.2162 | 35.9077
Hog Creek Wind Farm (Hardin County North) | -299480 | Operating | 66 | Wind Turbine | 2017 | EDP Renewables North America LLC | PJM | RFC | R-PJM | Hardin | OH | Wind | 66 | NA | NA | NA | 33.7369 | 37.2162 | 35.9077
Hog Creek Wind Farm (Hardin County North) | -299479 | Operating | 66 | Wind Turbine | 2017 | EDP Renewables North America LLC | PJM | RFC | R-PJM | Hardin | OH | Wind | 66 | NA | NA | NA | 33.7369 | 37.2162 | 35.9077
IGS AKC1 Solar Project | -670598 | Operating | 3.8 | Solar | 2023 | Greenbacker Renewable Energy Corporation | PJM | RFC | R-PJM | Summit | OH | Solar | 3.8 | NA | NA | NA | 7.0326 | NA | NA
IGS CMH4 Solar Plant | -670085 | Operating | 4.2 | Solar | 2023 | Greenbacker Renewable Energy Corporation | PJM | RFC | R-PJM | Madison | OH | Solar | 4.2 | NA | NA | NA | 7.0287 | NA | NA
IGS PCW1 Solar Project | -670599 | Operating | 3.1 | Solar | 2023 | Greenbacker Renewable Energy Corporation | PJM | RFC | R-PJM | Wood | OH | Solar | 3.1 | NA | NA | NA | 3.3363 | NA | NA
Jackson Center | -4208 | Operating | 1.8 | Internal Combustion | 1999 | American Municipal Power, Inc. | MISO, PJM | RFC | R-PJM | Shelby | OH | Oil | 1.8 | 21647 | 11014 | 10974 | 0.21563 | 0.44394 | 0.73567
KSU Trumbull Solar Project | -752217 | Operating | 1 | Solar | 2021 | Madison Energy Holdings, LLC | PJM | RFC | R-PJM | Trumbull | OH | Solar | 1 | NA | NA | NA | 18.4817 | 18.3447 | 8.3333
Kyger Creek | -808379 | Operating | 1086.5 | Steam Turbine | 1955 | The Dayton Power and Light Company | MISO, PJM | RFC | R-PJM | Gallia | OH | Coal | 990.7 | NA | NA | NA | NA | NA | NA
Kyger Creek | -808378 | Operating | 1086.5 | Steam Turbine | 1955 | The Dayton Power and Light Company | MISO, PJM | RFC | R-PJM | Gallia | OH | Coal | 990.7 | NA | NA | NA | NA | NA | NA
Kyger Creek | -753122 | Operating | 1086.5 | Steam Turbine | 1955 | Energy Harbor Generation LLC | MISO, PJM | RFC | R-PJM | Gallia | OH | Coal | 990.7 | 10679 | 10339 | 10772 | 52.5644 | 60.2573 | 58.0084
Kyger Creek | -154114 | Operating | 1086.5 | Steam Turbine | 1955 | Southern Indiana Gas and Electric Company | MISO, PJM | RFC | R-PJM | Gallia | OH | Coal | 990.7 | 10679 | 10339 | 10772 | 52.5644 | 60.2573 | 58.0084
Kyger Creek | -78327 | Operating | 1086.5 | Steam Turbine | 1955 | Peninsula Generation Cooperative | MISO, PJM | RFC | R-PJM | Gallia | OH | Coal | 990.7 | 10679 | 10339 | 10772 | 52.5644 | 60.2573 | 58.0084
Kyger Creek | -50806 | Operating | 1086.5 | Steam Turbine | 1955 | Indiana Michigan Power Company | MISO, PJM | RFC | R-PJM | Gallia | OH | Coal | 990.7 | 10679 | 10339 | 10772 | 52.5644 | 60.2573 | 58.0084
Kyger Creek | -50805 | Operating | 1086.5 | Steam Turbine | 1955 | Appalachian Power Company | MISO, PJM | RFC | R-PJM | Gallia | OH | Coal | 990.7 | 10679 | 10339 | 10772 | 52.5644 | 60.2573 | 58.0084
Kyger Creek | -50804 | Operating | 1086.5 | Steam Turbine | 1955 | Ohio Power Company | MISO, PJM | RFC | R-PJM | Gallia | OH | Coal | 990.7 | 10679 | 10339 | 10772 | 52.5644 | 60.2573 | 58.0084
Kyger Creek | -50803 | Operating | 1086.5 | Steam Turbine | 1955 | Monongahela Power Company | MISO, PJM | RFC | R-PJM | Gallia | OH | Coal | 990.7 | 10679 | 10339 | 10772 | 52.5644 | 60.2573 | 58.0084
Kyger Creek | -50801 | Operating | 1086.5 | Steam Turbine | 1955 | Allegheny Energy Supply Company, LLC | MISO, PJM | RFC | R-PJM | Gallia | OH | Coal | 990.7 | 10679 | 10339 | 10772 | 52.5644 | 60.2573 | 58.0084
Kyger Creek | -41368 | Operating | 1086.5 | Steam Turbine | 1955 | Louisville Gas and Electric Company | MISO, PJM | RFC | R-PJM | Gallia | OH | Coal | 990.7 | 10679 | 10339 | 10772 | 52.5644 | 60.2573 | 58.0084
Kyger Creek | -41367 | Operating | 1086.5 | Steam Turbine | 1955 | Duke Energy Ohio, Inc. | MISO, PJM | RFC | R-PJM | Gallia | OH | Coal | 990.7 | 10679 | 10339 | 10772 | 52.5644 | 60.2573 | 58.0084
Kyger Creek | -41361 | Operating | 1086.5 | Steam Turbine | 1955 | Kentucky Utilities Company | MISO, PJM | RFC | R-PJM | Gallia | OH | Coal | 990.7 | 10679 | 10339 | 10772 | 52.5644 | 60.2573 | 58.0084
Kyger Creek | -41359 | Operating | 1086.5 | Steam Turbine | 1955 | Buckeye Power Generating LLC | MISO, PJM | RFC | R-PJM | Gallia | OH | Coal | 990.7 | 10679 | 10339 | 10772 | 52.5644 | 60.2573 | 58.0084
Lafarge Holcim - Paulding Wind Project | -215868 | Operating | 4.5 | Wind Turbine | 2019 | One Power Company | PJM | RFC | R-PJM | Paulding | OH | Wind | 4.5 | NA | NA | NA | 28.3993 | 32.9883 | 28.6555
Lincoln Wind Farm | -757037 | Operating | 2.5 | Wind Turbine | 2011 | Lincoln Electric Holdings, Inc. | PJM | RFC | R-PJM | Cuyahoga | OH | Wind | 2.5 | NA | NA | NA | 19.3973 | 23.0137 | 16.863
R.M. Schahfer CT | -743674 | Operating & Planned | 258 | Gas Turbine | 1979 | Northern Indiana Public Service Company, LLC | MISO | RFC | R-MISO | Jasper | IN | Gas | 155 | NA | NA | NA | NA | NA | NA
R.M. Schahfer CT | -743673 | Operating & Planned | 258 | Gas Turbine | 1979 | Northern Indiana Public Service Company, LLC | MISO | RFC | R-MISO | Jasper | IN | Gas | 155 | NA | NA | NA | NA | NA | NA
R.W. Miller CT | -806700 | Operating | 237.6 | Gas Turbine | 1994 | LS Power Development, LLC | ERCOT | TRE | TRE | Palo Pinto | TX | Gas | 208 | 13919 | NA | NA | 5.2533 | NA | NA
Madison Field Solar Project | -751077 | Operating | 180 | Solar | 2024 | Savion, LLC | PJM | RFC | R-PJM | Madison | OH | Solar | 180 | NA | NA | NA | NA | NA | NA
Madison Field Solar Project | -751076 | Operating | 180 | Solar | 2024 | InfraRed Capital Partners Limited | PJM | RFC | R-PJM | Madison | OH | Solar | 180 | NA | NA | NA | NA | NA | NA
Rabbs Power Station (Braes Bayou) | -498610 | Operating | 484 | Gas Turbine | 2022 | WattBridge Energy, LLC | ERCOT | TRE | TRE | Fort Bend | TX | Gas | 398.4 | 10370 | 10240 | NA | 8.3613 | 7.7451 | NA
Raccoon Creek Energy Center | -10308 | Operating | 456 | Gas Turbine | 2002 | Union Electric Company | MISO | SERC | GATEWY | Clay | IL | Gas | 368 | 21562 | 12432 | 13436 | 0.024165 | 0.082204 | 0.63794
Mahoning Renewable Energy Facility | -169749 | Operating | 4 | Internal Combustion | 2013 | WM Renewable Energy, LLC | MISO, PJM | RFC | R-PJM | Mahoning | OH | Biomass | 4 | 11804 | 11931 | 12030 | 82.3659 | 76.1958 | 86.4697
Marion Wind Farm (Whirlpool Corporation) | -173331 | Operating | 4.5 | Wind Turbine | 2017 | One Power Company | PJM | RFC | R-PJM | Marion | OH | Wind | 4.5 | NA | NA | NA | 22.5672 | 26.0908 | 22.7321
Martin Marietta Wind Project | -747943 | Operating | 4.5 | Wind Turbine | 2023 | One Power Company | PJM | RFC | R-PJM | Sandusky | OH | Wind | 4.5 | NA | NA | NA | NA | NA | NA
Maumee Solar Project | -789544 | Operating | 2.4 | Solar | 2024 | ESI Energy, LLC | PJM | RFC | R-PJM | Lucas | OH | Solar | 2.4 | NA | NA | NA | NA | NA | NA
MCCo Solar Generating Facility | -641135 | Operating | 1 | Solar | 2014 | The Medical Center Company | PJM | RFC | R-PJM | Cuyahoga | OH | Solar | 0.9 | NA | NA | NA | 6.0629 | 5.5048 | 6.3546
Miami Fort | -135979 | Operating | 1114.8 | Steam Turbine | 1949 | Vistra Corp. | PJM | RFC | R-PJM | Hamilton | OH | Coal | 1020 | 11037 | 10631 | 10327 | 31.1301 | 69.8338 | 75.8387
Rainbow Lake 4 & 5 | -781311 | Operating | 90 | Gas Turbine | 1999 | TransAlta Corporation | Alberta | WECC | WECCCN |  |  | Gas | 90 | NA | NA | NA | NA | NA | NA
Middletown Cogeneration | -746557 | Operating | 67 | Steam Turbine | 2011 | SunCoke Energy, Inc. | PJM | RFC | R-PJM | Butler | OH | Other | 47 | 21064 | 19301 | 18851 | 80.8894 | 85.7384 | 87.5367
Rainey Generating Station CT | -510440 | Operating | 582 | Gas Turbine | 2002 | South Carolina Public Service Authority |  | SERC | VACAR | Anderson | SC | Gas | 630 | 11309 | 11353 | 11256 | 40.2912 | 33.2241 | 26.8852
Ralph Green | -138741 | Operating | 85 | Gas Turbine | 1981 | Evergy Missouri West, Inc. | SPP | MRO | MRO-US | Cass | MO | Gas | 69.4 | 20677 | 23656 | 23611 | 6.3149 | 4.0769 | 1.105
Ramea CT | -764732 | Operating | 2.78 | Gas Turbine | 1997 | Newfoundland and Labrador Hydro |  | NPCC | MRTM |  |  | Oil | 2.78 | NA | NA | NA | NA | NA | NA
Rand Whitney CHP Plant Cogen | -170880 | Operating | 16.5 | Gas Turbine | 2005 | Rand Whitney Container Board | New England | NPCC | NE | Southeastern Connecticut Planning Region | CT | Gas | 16.5 | 13913 | 14305 | 14299 | 85.5888 | 95.1382 | 93.422
Minster Solar 3 Project | -777260 | Operating | 1 | Solar | 2022 | Minster Solar 3, LLC | PJM | RFC | R-PJM | Auglaize | OH | Solar | 1 | NA | NA | NA | 0.13699 | NA | NA
Monroeville RTO BTM IC Project | -674077 | Operating | 2.7 | Internal Combustion | 2020 | American Municipal Power, Inc. | PJM | RFC | R-PJM | Huron | OH | Oil | 2.7 | 8107 | 9224 | NA | 0.35515 | 0.24522 | NA
Monroeville Solar Park | -173772 | Operating | 3.2 | Solar | 2017 | Monroeville Village of | PJM | RFC | R-PJM | Huron | OH | Solar | 3 | NA | NA | NA | 15.3234 | 16.191 | 16.9559
Montpelier | -5205 | Operating | 10.8 | Internal Combustion | 2000 | American Municipal Power, Inc. | MISO, PJM | RFC | R-PJM | Williams | OH | Oil | 10.8 | 11164 | 12069 | 11133 | 0.34141 | 0.22937 | 0.61834
Monument | -135365 | Operating | 13.5 | Internal Combustion | 1968 | Kimura Power, LLC | PJM | RFC | R-PJM | Montgomery | OH | Oil | 12.5 | 11533 | 10468 | 10793 | 0.027397 | 0.52146 | 0.11511
Napoleon Biogas | -170624 | Operating | 2.8 | Internal Combustion | 2013 | CH4 Biogas, LLC | PJM | RFC | R-PJM | Henry | OH | Biomass | 2.4 | NA | NA | NA | 0 | 0 | 0
Napoleon IC | -5308 | Operating | 5.4 | Internal Combustion | 1999 | American Municipal Power, Inc. | MISO, PJM | RFC | R-PJM | Henry | OH | Oil | 5.4 | 13457 | 11814 | 11761 | 0.29596 | 0.34035 | 0.46085
Rathdrum | -6154 | Operating | 166.4 | Gas Turbine | 1995 | Avista Corporation |  | WECC | NWPP | Kootenai | ID | Gas | 175 | 12011 | 12196 | 12179 | 50.8354 | 12.9967 | 11.8787
Napoleon Solar I Project | -757477 | Operating | 8 | Solar | 2011 | Nova Clean Energy, LLC | PJM | RFC | R-PJM | Henry | OH | Solar | 8 | NA | NA | NA | NA | NA | NA
Nestlewood Solar Facility | -763514 | Operating | 80 | Solar | 2023 | Octopus Energy Limited | PJM | RFC | R-PJM | Brown | OH | Solar | 80 | NA | NA | NA | NA | NA | NA
New Market Solar I & II (Cincinnati Solar) Project | -788570 | Operating | 100 | Solar | 2023 | Clearlight Energy | PJM | RFC | R-PJM | Highland | OH | Solar | 100 | NA | NA | NA | NA | NA | NA
Ravenswood CC | -122188 | Operating | 268.5 | Combined Cycle | 2004 | Helix Generation, LLC | New York | NPCC | NY | Queens | NY | Gas | 275.6 | 7357 | 7411 | 7325 | 79.0985 | 63.6377 | 63.7611
Niles RTO BTM IC Plant | -678377 | Operating | 10.8 | Internal Combustion | 2020 | American Municipal Power, Inc. | PJM | RFC | R-PJM | Trumbull | OH | Oil | 10.8 | 8169 | 8175 | NA | 0.44288 | 0.32555 | NA
Northwest Ohio Battery Storage Project | -599025 | Operating | 0.8 | Battery | 2021 | NorthStar Clean Energy | PJM | RFC | R-PJM | Paulding | OH | Energy Storage | 0.8 | NA | NA | NA | 0 | 0 | 0
Northwest Ohio Solar | -348348 | Operating | 4 | Solar | 2021 | NorthStar Clean Energy | PJM | RFC | R-PJM | Paulding | OH | Solar | 4 | NA | NA | NA | 3.9897 | 0.65639 | NA
Rawhide CT | -165452 | Operating & Planned | 506.8 | Gas Turbine | 2002 | Platte River Power Authority |  | WECC | RMPA | Larimer | CO | Gas | 388 | 12743 | 12239 | 12079 | 5.591 | 4.8034 | 5.6064
Oberlin Spear Point Solar One | -170309 | Operating | 2 | Solar | 2012 | Spear Point Energy, LLC | PJM | RFC | R-PJM | Lorain | OH | Solar | 2 | NA | NA | NA | 12.1347 | NA | NA
Oberlin, OH | -165299 | Operating | 18.5 | Internal Combustion | 1934 | Oberlin City of OH | PJM | RFC | R-PJM | Lorain | OH | Gas | 18.4 | 25483 | 26288 | 15106 | 0.18116 | 0.17433 | 0.47523
Ohio Northern University Solar Site | -776603 | Operating | 2.7 | Solar | 2017 | OnSite Partners, LLC | PJM | RFC | R-PJM | Hardin | OH | Solar | 2.7 | NA | NA | NA | NA | NA | NA
Ohio Northern University Solar Site | -776602 | Operating | 2.7 | Solar | 2017 | OnSite Partners, LLC | PJM | RFC | R-PJM | Hardin | OH | Solar | 2.7 | NA | NA | NA | NA | NA | NA
One Solar Project | -807943 | Operating | NA | Solar | 2024 | Harrison Street Real Estate Capital, LLC | PJM | RFC | R-PJM | Warren | OH | Solar | 28 | NA | NA | NA | NA | NA | NA
Oregon Clean Energy IC Project | -173512 | Operating | 1.5 | Internal Combustion | 2017 | ISQ Global Infrastructure Fund, L.P. | PJM | RFC | R-PJM | Lucas | OH | Oil | 1.5 | NA | NA | NA | NA | NA | NA
Oregon Clean Energy IC Project | -173511 | Operating | 1.5 | Internal Combustion | 2017 | United States Power Fund IV, L.P. | PJM | RFC | R-PJM | Lucas | OH | Oil | 1.5 | NA | NA | NA | NA | NA | NA
Ray D Nixon CT | -6165 | Operating | 75.6 | Gas Turbine | 1999 | Colorado Springs Utilities |  | WECC | RMPA | El Paso | CO | Gas | 64 | 14322 | 15303 | 14082 | 1.5391 | 0.40632 | 0.66549
Ray Olinger CT | -8639 | Operating | 82.7 | Gas Turbine | 2001 | City of Garland, Texas | ERCOT | TRE | TRE | Collin | TX | Gas | 81 | 13064 | 13576 | 12465 | 4.517 | 1.1665 | 1.7283
Orrville | -5646 | Operating | 84.5 | Steam Turbine | 1949 | City of Orrville | PJM | RFC | R-PJM | Wayne | OH | Gas | 66 | 17086 | 17196 | 16602 | 1.5448 | 4.2915 | 3.9704
Orrville IC | -5647 | Operating | 5.4 | Internal Combustion | 1999 | American Municipal Power, Inc. | MISO, PJM | RFC | R-PJM | Wayne | OH | Oil | 5.4 | 9135 | 10753 | 12395 | 0.21985 | 0.52215 | 0.64265
O'Shaughnessy Hydro | -5553 | Out of Service | 5.2 | Hydraulic Turbine | 1988 | City of Columbus, Ohio | PJM | RFC | R-PJM | Delaware | OH | Water | NA | NA | NA | NA | NA | NA | NA
Ottawa Landfill Facility | -472281 | Operating | 1.4 | Internal Combustion | 2001 | Energy Developments Pty Limited | MISO, PJM | RFC | R-PJM | Ottawa | OH | Biomass | 1.4 | NA | 13657 | NA | NA | 0.1821 | NA
Ottawa Wind Farm (Whirlpool Corp) | -173323 | Operating | 1.5 | Wind Turbine | 2018 | One Power Company | PJM | RFC | R-PJM | Putnam | OH | Wind | 1.5 | NA | NA | NA | 28.7823 | 34.0487 | 29.9619
Owens Corning Headquarters Solar Project | -396543 | Operating | 2.1 | Solar | 2015 | Constellation NewEnergy, Inc. | PJM | RFC | R-PJM | Lucas | OH | Solar | 2.1 | NA | NA | NA | 7.7136 | 8.2301 | NA
Painesville | -5711 | Operating | 53.5 | Steam Turbine | 1949 | City of Painesville | PJM | RFC | R-PJM | Lake | OH | Coal | 47 | 19392 | NM | 18225 | 0.16978 | 0.0048577 | 0.21471
Painesville IC | -170172 | Operating | 2 | Internal Combustion | 2010 | City of Painesville | PJM | RFC | R-PJM | Lake | OH | Oil | 1.8 | 12320 | 17222 | 11127 | 0.3171 | 0.11416 | 0.45028
Penta Career Center Solar Project | -776713 | Operating | 2.1 | Solar | 2020 | OnSite Partners, LLC | PJM | RFC | R-PJM | Wood | OH | Solar | 2.1 | NA | NA | NA | NA | NA | NA
Penta Career Center Solar Project | -776712 | Operating | 2.1 | Solar | 2020 | OnSite Partners, LLC | PJM | RFC | R-PJM | Wood | OH | Solar | 2.1 | NA | NA | NA | NA | NA | NA
Perry | -752713 | Operating | 1311.6 | Nuclear | 1987 | Vistra Vision LLC | PJM | RFC | R-PJM | Lake | OH | Nuclear | 1268 | NA | NA | NA | NA | NA | NA
Perry | -752712 | Operating | 1311.6 | Nuclear | 1987 | Avenue Capital Group, LLC | PJM | RFC | R-PJM | Lake | OH | Nuclear | 1268 | NA | NA | NA | NA | NA | NA
Perry | -752711 | Operating | 1311.6 | Nuclear | 1987 | Nuveen Asset Management LLC | PJM | RFC | R-PJM | Lake | OH | Nuclear | 1268 | NA | NA | NA | NA | NA | NA
Rayburn Energy Station (Panda Sherman Generating Station) | -680219 | Operating | 803.2 | Combined Cycle | 2014 | Rayburn Country Electric Cooperative, Inc. | ERCOT | TRE | TRE | Grayson | TX | Gas | 764 | 7312 | NA | NA | 46.6958 | NA | NA
PNA Rossford Solar Array Project | -776504 | Operating | 1.4 | Solar | 2022 | OnSite Partners, LLC | PJM | RFC | R-PJM | Wood | OH | Solar | 1.4 | NA | NA | NA | NA | NA | NA
PNA Rossford Solar Array Project | -776503 | Operating | 1.4 | Solar | 2022 | OnSite Partners, LLC | PJM | RFC | R-PJM | Wood | OH | Solar | 1.4 | NA | NA | NA | NA | NA | NA
POET Biorefining - Fostoria Project | -250735 | Operating | 3.5 | Steam Turbine | 2017 | POET, LLC |  | RFC | R-PJM | Seneca | OH | Gas | 3.5 | NA | NM | NA | 69.9609 | 59.8337 | 71.5297
POET Biorefining - Leipsic Project | -250049 | Operating | 3.5 | Steam Turbine | 2017 | POET, LLC |  | RFC | R-PJM | Putnam | OH | Gas | 3.5 | NA | NA | NA | 42.5506 | 0 | 38.7215
POET Biorefining - Marion Project | -250035 | Operating | 7.8 | Steam Turbine | 2017 | POET, LLC | PJM | RFC | R-PJM | Marion | OH | Gas | 7.8 | NA | NM | NA | 43.5078 | 45.5362 | 29.5545
Progress Drive Generation Station | -249500 | Operating | 3.6 | Internal Combustion | 2016 | City of Shelby, Ohio | PJM | RFC | R-PJM | Richland | OH | Oil | 3.6 | 11243 | 10901 | 10677 | 0.11733 | 0.51053 | 0.83397
Prospect Mun Elec | -6067 | Operating | 1.8 | Internal Combustion | 1998 | American Municipal Power, Inc. | MISO, PJM | RFC | R-PJM | Marion | OH | Oil | 1.8 | 7360 | 11686 | 11736 | 0.6342 | 0.22197 | 0.55175
PS ST-8 Engine No 1 | -167295 | Operating | 2 | Internal Combustion | 2008 | City of Columbus, Ohio | PJM | RFC | R-PJM | Franklin | OH | Oil | 1.8 | NA | NM | 10800 | 0 | 0.057078 | 0.03171
PSEG Wyandot Solar Farm | -356448 | Operating | 10 | Solar | 2010 | Quattro Solar, LLC | PJM | RFC | R-PJM | Wyandot | OH | Solar | 10 | NA | NA | NA | 11.6929 | 14.4977 | 15.0285
Racine | -388855 | Operating | 47.4 | Hydraulic Turbine | 1982 | Eagle Creek Renewable Energy, LLC | PJM | RFC | R-PJM | Meigs | OH | Water | 47.4 | NA | NA | NA | 51.8436 | 44.4859 | 50.0523
Renick Run | -166493 | Operating | 2.8 | Internal Combustion | 2006 | City of Columbus, Ohio | PJM | RFC | R-PJM | Franklin | OH | Oil | 2.2 | NA | NM | 7800 | 0.0051889 | 0.0051889 | 0.051889
Red Oak | -123144 | Operating | 821.1 | Combined Cycle | 2002 | Morgan Stanley Infrastructure Inc. | PJM | RFC | R-PJM | Middlesex | NJ | Gas | 823.1 | 7225 | 7213 | 7215 | 43.6829 | 43.5159 | 33.534
Rittman Facility (Morton Salt) | -165477 | Operating | 2.5 | Steam Turbine | 1978 | Morton International, LLC | PJM | RFC | R-PJM | Wayne | OH | Gas | 2.5 | NA | NM | NA | 63.621 | 72.5068 | 74.2374
Red Willow Power Plant | -752914 | Out of Service | 10.65 | Gas Turbine | 2021 | Avex Energy | Alberta | WECC | WECCCN |  |  | Gas | NA | NA | NA | NA | NA | NA | NA
Redbud Energy | -14022 | Operating | 1433.6 | Combined Cycle | 2003 | Oklahoma Municipal Power Authority | SPP | MRO | MRO-US | Oklahoma | OK | Gas | 1208.9 | 7367 | 7373 | 7342 | 47.4639 | 32.0748 | 40.8509
Ross County Solar Project | -808569 | Operating | NA | Solar | 2025 | National Grid Renewables, LLC | PJM | RFC | R-PJM | Ross | OH | Solar | 120 | NA | NA | NA | NA | NA | NA
Ross County Solar Project | -808568 | Operating | NA | Solar | 2025 | National Grid Renewables, LLC | PJM | RFC | R-PJM | Ross | OH | Solar | 120 | NA | NA | NA | NA | NA | NA
RP Wind Farm | -521417 | Operating | 3.4 | Wind Turbine | 2013 | RWE Clean Energy Solutions, Inc. | PJM | RFC | R-PJM | Logan | OH | Wind | 3.4 | NA | NA | NA | 25.5338 | NA | NA
Salt City Solar Project | -645330 | Operating | 49.9 | Solar | 2023 | ENGIE North America Inc. | PJM | RFC | R-PJM | Ross | OH | Solar | 49.9 | NA | NA | NA | 7.1851 | NA | NA
Sauder | -6537 | Operating | 7.2 | Steam Turbine | 1993 | Sauder Woodworking Co. | PJM | RFC | R-PJM | Fulton | OH | Biomass | 7.2 | NA | 45031 | 42485 | 11.2982 | 23.0039 | 28.9479
Seville | -15021 | Operating | 5.4 | Internal Combustion | 2001 | American Municipal Power, Inc. | MISO, PJM | RFC | R-PJM | Medina | OH | Oil | 5.4 | 11137 | 12043 | 10869 | 0.32344 | 0.4376 | 0.41857
Shelby North | -6666 | Operating | 1.8 | Internal Combustion | 2000 | American Municipal Power, Inc. | MISO, PJM | RFC | R-PJM | Richland | OH | Oil | 1.8 | 20208 | 11147 | 10879 | 0.15221 | 0.60249 | 0.83714
Shelby Solar Array Project | -776683 | Operating | 1.9 | Solar | 2019 | OnSite Partners, LLC | PJM | RFC | R-PJM | Richland | OH | Solar | 1.9 | NA | NA | NA | NA | NA | NA
Shelby Solar Array Project | -776682 | Operating | 1.9 | Solar | 2019 | OnSite Partners, LLC | PJM | RFC | R-PJM | Richland | OH | Solar | 1.9 | NA | NA | NA | NA | NA | NA
Shelby South | -6667 | Operating | 1.8 | Internal Combustion | 2000 | American Municipal Power, Inc. | MISO, PJM | RFC | R-PJM | Richland | OH | Oil | 1.8 | 11361 | 11304 | 10929 | 0.22831 | 0.50101 | 0.88787
Sidney | -135367 | Operating | 13.5 | Internal Combustion | 1968 | Kimura Power, LLC | PJM | RFC | R-PJM | Shelby | OH | Oil | 13.5 | 9459 | 10227 | 10020 | 0.031287 | 0.45408 | 0.16743
Redbud Energy | -14021 | Operating | 1433.6 | Combined Cycle | 2003 | Grand River Dam Authority | SPP | MRO | MRO-US | Oklahoma | OK | Gas | 1208.9 | 7367 | 7373 | 7342 | 47.4639 | 32.0748 | 40.8509
Redbud Energy | -14015 | Operating | 1433.6 | Combined Cycle | 2003 | Oklahoma Gas and Electric Company | SPP | MRO | MRO-US | Oklahoma | OK | Gas | 1208.9 | 7367 | 7373 | 7342 | 47.4639 | 32.0748 | 40.8509
Redding CC | -165453 | Operating | 109.3 | Combined Cycle | 1989 | City of Redding, California |  | WECC | CAMX | Shasta | CA | Gas | 119 | 8558 | 8317 | 8338 | 34.6864 | 40.2769 | 35.1339
Redding Power | -6180 | Operating | 73.8 | Gas Turbine | 1996 | City of Redding, California |  | WECC | CAMX | Shasta | CA | Gas | 67 | 16242 | 16108 | 16026 | 0.37995 | 1.2022 | 1.3085
Redhawk | -10002 | Operating | 1140.3 | Combined Cycle | 2002 | Arizona Public Service Company |  | WECC | AZNMSN | Maricopa | AZ | Gas | 1100 | 7039 | 7124 | 7053 | 45.9787 | 56.8433 | 62.2336
Redwater Cogeneration | -12280 | Operating | 40 | Gas Turbine | 2001 | TransCanada Energy Ltd. | Alberta | WECC | WECCCN |  |  | Gas | 40 | NA | NA | NA | NA | NA | NA
Remington | -6197 | Operating | 705.5 | Gas Turbine | 2000 | Virginia Electric and Power Company | PJM | SERC | VACAR | Fauquier | VA | Gas | 727.2 | 10732 | 10164 | 10351 | 4.8425 | 10.749 | 7.6004
Remy Jade CT Power Station | -774693 | Operating & Planned | 384 | Gas Turbine | 2024 | WattBridge Energy, LLC | ERCOT | TRE | TRE | Harris | TX | Gas | 384 | NA | NA | NA | NA | NA | NA
Renaissance Power | -88520 | Operating | 782 | Gas Turbine | 2002 | DTE Electric Company | MISO | RFC | R-MISO | Montcalm | MI | Gas | 776 | 11208 | 11648 | 11304 | 21.7396 | 5.0657 | 10.8104
Rensselaer Cogeneration | -122918 | Operating | 88.2 | Combined Cycle | 1994 | CCI Power Holdings LLC | New York | NPCC | NY | Rensselaer | NY | Gas | 89.4 | 8994 | 8862 | 8977 | 3.3608 | 9.2693 | 4.5256
Springfield Solar | -172571 | Operating | 1.5 | Solar | 2012 | Laurel Capital Partners | PJM | RFC | R-PJM | Clark | OH | Solar | 1.5 | NA | NA | NA | 8.6149 | 11.6286 | 6.9178
Rensselaer Cogeneration | -122917 | Operating | 88.2 | Combined Cycle | 1994 | CCI Power Holdings LLC | New York | NPCC | NY | Rensselaer | NY | Gas | 89.4 | 8994 | 8862 | 8977 | 3.3608 | 9.2693 | 4.5256
Reo Town Cogeneration Facility (Moores Park) | -168834 | Operating | 98 | Combined Cycle | 2013 | Lansing Board of Water & Light | MISO | RFC | R-MISO | Ingham | MI | Gas | 100.2 | 9942 | 9116 | 9053 | 61.4301 | 72.7899 | 71.157
Suburban Landfill Gas Recovery Plant | -168759 | Operating | 6.4 | Internal Combustion | 2011 | Waste Management, Inc. | PJM | RFC | R-PJM | Perry | OH | Biomass | 6.4 | 11766 | 11572 | 11447 | 54.4182 | 55.7506 | 54.6607
Reynolds | -6208 | Operating | 17.5 | Gas Turbine | 1970 | City of Springfield, Illinois | MISO | SERC | GATEWY | Sangamon | IL | Oil | 14.7 | NA | NM | 20553 | 0.051253 | 0.097195 | 0.18158
Sycamore Solar Plant | -777724 | Operating | 1.3 | Solar | 2023 | Madison Energy Holdings, LLC |  | RFC | R-PJM | Wyandot | OH | Solar | 1.3 | NA | NA | NA | NA | NA | NA
Timber Road II Wind Farm | -500521 | Operating | 99 | Wind Turbine | 2011 | Axium Infrastructure Inc. | PJM | RFC | R-PJM | Paulding | OH | Wind | 99 | NA | NA | NA | 34.6138 | 38.6041 | 34.8064
Timber Road II Wind Farm | -102764 | Operating | 99 | Wind Turbine | 2011 | EDP Renewables North America LLC | PJM | RFC | R-PJM | Paulding | OH | Wind | 99 | NA | NA | NA | 34.6138 | 38.6041 | 34.8064
Timber Road II Wind Farm | -90176 | Operating | 99 | Wind Turbine | 2011 | EDP Renewables North America LLC | PJM | RFC | R-PJM | Paulding | OH | Wind | 99 | NA | NA | NA | 34.6138 | 38.6041 | 34.8064
Timber Road III Wind Farm (Amazon Wind Farm US Central) | -169129 | Operating | 100.8 | Wind Turbine | 2016 | EDP Renewables North America LLC | PJM | RFC | R-PJM | Paulding | OH | Wind | 100.8 | NA | NA | NA | 33.914 | 36.9697 | 34.994
Timber Road III Wind Farm (Amazon Wind Farm US Central) | -169128 | Operating | 100.8 | Wind Turbine | 2016 | EDP Renewables North America LLC | PJM | RFC | R-PJM | Paulding | OH | Wind | 100.8 | NA | NA | NA | 33.914 | 36.9697 | 34.994
Timber Road IV Wind Farm | -217486 | Operating | 125.1 | Wind Turbine | 2020 | EDP Renewables North America LLC | PJM | RFC | R-PJM | Paulding | OH | Wind | 125.1 | NA | NA | NA | 34.6025 | 38.4259 | 34.4554
Timber Road IV Wind Farm | -217485 | Operating | 125.1 | Wind Turbine | 2020 | EDP Renewables North America LLC | PJM | RFC | R-PJM | Paulding | OH | Wind | 125.1 | NA | NA | NA | 34.6025 | 38.4259 | 34.4554
Timber Road Solar Park | -755356 | Operating | 49.9 | Solar | 2023 | Energy Infrastructure Partners LLC | PJM | RFC | R-PJM | Paulding | OH | Solar | 49.9 | NA | NA | NA | NA | NA | NA
Timber Road Solar Park | -755355 | Operating | 49.9 | Solar | 2023 | Eni S.p.A. | PJM | RFC | R-PJM | Paulding | OH | Solar | 49.9 | NA | NA | NA | NA | NA | NA
Timber Road Solar Park | -752028 | Operating | 49.9 | Solar | 2023 | EDP Renewables North America LLC | PJM | RFC | R-PJM | Paulding | OH | Solar | 49.9 | NA | NA | NA | NA | NA | NA
Timber Road Solar Park | -752027 | Operating | 49.9 | Solar | 2023 | EDP Renewables North America LLC | PJM | RFC | R-PJM | Paulding | OH | Solar | 49.9 | NA | NA | NA | NA | NA | NA
Timber Road Wind Farm (Paulding Wind Farm) | -168335 | Operating | 37.8 | Wind Turbine | 2017 | EDP Renewables North America LLC | PJM | RFC | R-PJM | Paulding | OH | Wind | 37.8 | NA | NA | NA | NA | NA | NA
Timber Road Wind Farm (Paulding Wind Farm) | -168334 | Operating | 37.8 | Wind Turbine | 2017 | EDP Renewables North America LLC | PJM | RFC | R-PJM | Paulding | OH | Wind | 37.8 | NA | NA | NA | NA | NA | NA
Toledo | -202601 | Operating | 6 | Other | 1986 | PBF Holding Company LLC | PJM | RFC | R-PJM | Lucas | OH | Coal | 6 | NA | NA | NA | 2.7036 | 0 | 0.066591
Toledo Zoo Solar Ground Array | -171623 | Operating | 1.7 | Solar | 2014 | GEM Energy LLC | PJM | RFC | R-PJM | Lucas | OH | Solar | 1.7 | NA | NA | NA | 10.227 | 10.8582 | 11.3148
Trishe Wind (Northwest Ohio Wind) | -167957 | Operating | 105 | Wind Turbine | 2018 | NorthStar Clean Energy | PJM | RFC | R-PJM | Paulding | OH | Wind | 100 | NA | NA | NA | 31.7376 | 35.9148 | 29.7179
Rhode Island State Energy Center | -789057 | Operating | 596 | Combined Cycle | 2002 | Shell Energy North America (US), L.P. | New England | NPCC | NE | Providence | RI | Gas | 615 | NA | NA | NA | NA | NA | NA
Troy Energy IC | -427695 | Operating | 14 | Internal Combustion | 2014 | LS Power Development, LLC | PJM | RFC | R-PJM | Wood | OH | Oil | 14 | NA | NA | NA | NA | NA | NA
University of Toledo Solar (Scott Park Campus) | -482026 | Operating | 1.12 | Solar | 2009 | Constellation Energy Projects & Services Group, Inc | PJM | RFC | R-PJM | Lucas | OH | Solar | 1.12 | NA | NA | NA | NA | NA | NA
Valfilm Wind Project | -173483 | Operating | 3 | Wind Turbine | 2018 | One Power Company | PJM | RFC | R-PJM | Hancock | OH | Wind | 3 | NA | NA | NA | 26.4079 | 30.586 | 26.9444
Van Erk Dairy IC (Cogen) | -172050 | Operating | 0.5 | Internal Combustion | 2011 | Van Erk Dairy Llc | PJM | RFC | R-PJM | Paulding | OH | Biomass | 0.5 | NA | NA | NA | NA | NA | NA
Versailles | -7458 | Operating | 5.4 | Internal Combustion | 1999 | American Municipal Power, Inc. | MISO, PJM | RFC | R-PJM | Darke | OH | Oil | 5.4 | 21900 | 11239 | 15715 | 0.2114 | 0.42491 | 0.57923
Village Of Oak Harbor Solar Farm | -171811 | Operating | 1.88 | Solar | 2013 | Solar Planet, Inc | PJM | RFC | R-PJM | Ottawa | OH | Solar | 1.88 | NA | NA | NA | NA | NA | NA
W.C. Beckjord Battery Storage | -172419 | Operating | 4 | Battery | 2015 | Duke Energy Ohio, Inc. | PJM | RFC | R-PJM | Clermont | OH | Energy Storage | 4 | NA | NM | NM | 3.7443 | 4.8288 | 4.0611
Wadsworth Generation Station | -749549 | Operating | 10.8 | Internal Combustion | 2023 | American Municipal Power, Inc. | PJM | RFC | R-PJM | Medina | OH | Oil | 10.8 | 8182 | NA | NA | 0.39426 | NA | NA
Wadsworth HBS RTO BTM IC Plant | -678379 | Operating | 10.8 | Internal Combustion | 2020 | American Municipal Power, Inc. | PJM | RFC | R-PJM | Medina | OH | Oil | 10.8 | 8202 | 8332 | NA | 0.40377 | 0.29596 | NA
Wapakoneta Solar Farm | -170534 | Operating | 3 | Solar | 2013 | Solar Planet, Inc | PJM | RFC | R-PJM | Auglaize | OH | Solar | 3 | NA | NA | NA | NA | NA | NA
Wapakoneta-Pratt Solar Project | -752189 | Operating | 13.5 | Solar | 2021 | Madison Energy Holdings, LLC | PJM | RFC | R-PJM | Auglaize | OH | Solar | 13.5 | NA | NA | NA | 19.436 | 20.0871 | 0.021985
Rice University | -6215 | Operating | 6.9 | Gas Turbine | 1986 | Rice University | ERCOT | TRE | TRE | Harris | TX | Gas | 6.9 | 18419 | 18214 | 17974 | 30.7458 | 33.7486 | 34.0398
Richard J Donovan Correctional Facility | -6221 | Out of Service | 2.6 | Gas Turbine | 1987 | California Dept of Corrections | CAISO | WECC | CAMX | San Diego | CA | Gas | NA | NA | NA | 3162 | 0 | 0 | 3.2007
Richard M Flynn | -511539 | Operating | 170 | Combined Cycle | 1994 | Power Authority of the State of New York | New York | NPCC | NY | Suffolk | NY | Gas | 162.7 | 8364 | 8170 | 8431 | 28.0107 | 46.89 | 8.7642
Wellington, OH | -7656 | Operating | 1 | Internal Combustion | 1998 | American Municipal Power, Inc. | MISO, PJM | RFC | R-PJM | Lorain | OH | Oil | 1 | 10235 | 12200 | 10800 | 0.38813 | 0.28539 | 0.62785
Wenning Poultry IC Plant | -172779 | Operating | 1.8 | Internal Combustion | 2008 | Wenning Poultry Farm | PJM | RFC | R-PJM | Mercer | OH | Biomass | 1.8 | NA | NA | NA | NA | NA | NA
Richland | -769147 | Operating | 450 | Gas Turbine | 1965 | Rockland Power Partners IV, LP | PJM | RFC | R-PJM | Defiance | OH | Gas | 432 | NA | NA | NA | NA | NA | NA
Richland County Landfill | -510495 | Operating | 5.7 | Gas Turbine | 2006 | South Carolina Public Service Authority |  | SERC | VACAR | Richland | SC | Biomass | 5.2 | 17662 | 13013 | NA | 12.6449 | 3.912 | 0
Willey Battery Storage Project | -172423 | Operating | 6 | Battery | 2016 | Sumitomo Corporation of Americas | PJM | RFC | R-PJM | Hamilton | OH | Energy Storage | 6 | NA | NM | NM | 11.1035 | 14.4673 | 14.376
Willowbrook Solar I Project | -772281 | Operating | 150 | Solar | 2024 | RWE Clean Energy, LLC | PJM | RFC | R-PJM | Highland | OH | Solar | 150 | NA | NA | NA | NA | NA | NA
Richmond | -6225 | Operating | 82.8 | Gas Turbine | 1992 | Indiana Municipal Power Agency | MISO, PJM | RFC | R-PJM | Wayne | IN | Gas | 84 | NA | 13549 | 14119 | 1.8427 | 1.7901 | 1.2992
Woodville RTO BTM Internal Combusion Project | -674068 | Operating | 2.7 | Internal Combustion | 2020 | American Municipal Power, Inc. | PJM | RFC | R-PJM | Sandusky | OH | Oil | 2.7 | 8213 | 14536 | NA | 0.3171 | 0.11838 | NA
Yankee Solar Facility | -135363 | Operating | 1.1 | Solar | 2010 | Kimura Power, LLC | PJM | RFC | R-PJM | Montgomery | OH | Solar | 1.1 | NA | NA | NA | 13.1486 | 13.5845 | 9.122
Richmond Cogeneration Project | -6228 | Operating | 125.2 | Gas Turbine | 1992 | Chevron Corporation | CAISO | WECC | CAMX | Contra Costa | CA | Gas | 104 | 11501 | 11626 | 11647 | 87.9977 | 84.1484 | 86.5373
Yellowbud Solar Project | -808567 | Operating | 274 | Solar | 2023 | National Grid Renewables, LLC | PJM | RFC | R-PJM | Ross | OH | Solar | 274 | NA | NA | NA | NA | NA | NA
Yellowbud Solar Project | -808566 | Operating | 274 | Solar | 2023 | National Grid Renewables, LLC | PJM | RFC | R-PJM | Ross | OH | Solar | 274 | NA | NA | NA | NA | NA | NA
Zephyr Wind Project | -172846 | Operating | 4.5 | Wind Turbine | 2015 | One Power Company | PJM | RFC | R-PJM | Hancock | OH | Wind | 4.5 | NA | NA | NA | 25.5251 | 30.657 | 26.2329
Zephyr Wind Project - 2.0 | -252918 | Operating | 4.5 | Wind Turbine | 2020 | One Power Company | PJM | RFC | R-PJM | Hancock | OH | Wind | 4.5 | NA | NA | NA | 26.4891 | 30.7128 | 26.5601
25 Mile Creek Wind Farm | -627414 | Operating | 250 | Wind Turbine | 2023 | Enel Green Power North America, Inc. | SPP | MRO | MRO-US | Ellis | OK | Wind | 250 | NA | NA | NA | 47.289 | NA | NA
Anadarko | -1536 | Operating | 84.6 | Steam Turbine | 1953 | Western Farmers Electric Cooperative | SPP | MRO | MRO-US | Caddo | OK | Gas | 68 | NA | NA | 6567 | 0 | 0 | 0.031393
Richmond CT | -396421 | Operating | 131.6 | Gas Turbine | 1973 | Constellation Energy Corporation | PJM | RFC | R-PJM | Philadelphia | PA | Oil | 133.3 | 12810 | 12806 | NA | 0.071079 | 0.61505 | NA
Rigolet | -764733 | Operating | 1.17 | Gas Turbine | 1978 | Newfoundland and Labrador Hydro |  | NPCC | MRTM |  |  | Oil | 1.17 | NA | NA | NA | NA | NA | NA
Rio Bravo (Delta Person Peaking) | -89922 | Operating | 150 | Gas Turbine | 2000 | Public Service Company of New Mexico |  | WECC | AZNMSN | Bernalillo | NM | Gas | 149 | NA | 11725 | NA | 42.3124 | 20.1557 | 14.7348
Arbuckle Mountain (Rose Rock) Wind Project | -500523 | Operating | 100 | Wind Turbine | 2015 | Axium Infrastructure Inc. | SPP | MRO | MRO-US | Murray | OK | Wind | 100 | NA | NA | NA | 40.4815 | 44.2908 | 41.3235
Arbuckle Mountain (Rose Rock) Wind Project | -170646 | Operating | 100 | Wind Turbine | 2015 | EDP Renewables North America LLC | SPP | MRO | MRO-US | Murray | OK | Wind | 100 | NA | NA | NA | 40.4815 | 44.2908 | 41.3235
Arbuckle Mountain (Rose Rock) Wind Project | -170645 | Operating | 100 | Wind Turbine | 2015 | EDP Renewables North America LLC | SPP | MRO | MRO-US | Murray | OK | Wind | 100 | NA | NA | NA | 40.4815 | 44.2908 | 41.3235
Armadillo Flats Wind Project | -171984 | Operating | 247.3 | Wind Turbine | 2018 | NextEra Energy Resources, LLC | SPP | MRO | MRO-US | Garfield | OK | Wind | 247.3 | NA | NA | NA | 40.4324 | 42.5983 | 44.0189
Balko Wind Project | -797990 | Operating | 299.7 | Wind Turbine | 2015 | D. E. Shaw Renewable Investments, L.L.C. | SPP | MRO | MRO-US | Beaver | OK | Wind | 299.7 | NA | NA | NA | NA | NA | NA
Balko Wind Project | -797989 | Operating | 299.7 | Wind Turbine | 2015 | Macquarie Asset Management Pty Limited | SPP | MRO | MRO-US | Beaver | OK | Wind | 299.7 | NA | NA | NA | NA | NA | NA
Big Smile Wind Farm (Dempsey Ridge) | -781796 | Operating | 132 | Wind Turbine | 2012 | BESTINVER S.A. | SPP | MRO | MRO-US | Roger Mills | OK | Wind | 132 | NA | NA | NA | 16.2419 | 18.2005 | 25.2153
Big Smile Wind Farm (Dempsey Ridge) | -431312 | Operating | 132 | Wind Turbine | 2012 | ACCIONA Energia Internacional, S.A. | SPP | MRO | MRO-US | Roger Mills | OK | Wind | 132 | NA | NA | NA | 16.2419 | 18.2005 | 25.2153
Big Smile Wind Farm (Dempsey Ridge) | -422759 | Operating | 132 | Wind Turbine | 2012 | ACCIONA Energia Internacional, S.A. | SPP | MRO | MRO-US | Roger Mills | OK | Wind | 132 | NA | NA | NA | 16.2419 | 18.2005 | 25.2153
Big Smile Wind Farm (Dempsey Ridge) | -364069 | Operating | 132 | Wind Turbine | 2012 | BESTINVER S.A. | SPP | MRO | MRO-US | Roger Mills | OK | Wind | 132 | NA | NA | NA | 16.2419 | 18.2005 | 25.2153
Big Smile Wind Farm (Dempsey Ridge) | -364068 | Operating | 132 | Wind Turbine | 2012 | Atlanta Renewables SARL | SPP | MRO | MRO-US | Roger Mills | OK | Wind | 132 | NA | NA | NA | 16.2419 | 18.2005 | 25.2153
Blue Canyon Wind Farm | -780302 | Operating | 74.3 | Wind Turbine | 2003 | EDP Renewables North America LLC | SPP | MRO | MRO-US | Comanche | OK | Wind | 74.3 | NA | NA | NA | 9.8902 | 12.5339 | 16.6149
Blue Canyon Wind Farm | -744427 | Operating | 74.3 | Wind Turbine | 2003 | EHN USA LLC | SPP | MRO | MRO-US | Comanche | OK | Wind | 74.3 | NA | NA | NA | 9.8902 | 12.5339 | 16.6149
Blue Canyon Wind Farm | -376840 | Operating | 74.3 | Wind Turbine | 2003 | EDP Renewables North America LLC | SPP | MRO | MRO-US | Comanche | OK | Wind | 74.3 | NA | NA | NA | 9.8902 | 12.5339 | 16.6149
Blue Canyon Wind Farm | -364248 | Operating | 74.3 | Wind Turbine | 2003 | Atlanta Renewables SARL | SPP | MRO | MRO-US | Comanche | OK | Wind | 74.3 | NA | NA | NA | 9.8902 | 12.5339 | 16.6149
Blue Canyon Wind Farm | -364247 | Operating | 74.3 | Wind Turbine | 2003 | EHN USA LLC | SPP | MRO | MRO-US | Comanche | OK | Wind | 74.3 | NA | NA | NA | 9.8902 | 12.5339 | 16.6149
Blue Canyon Wind Farm | -143953 | Operating | 74.3 | Wind Turbine | 2003 | Leeward Renewable Energy, LLC | SPP | MRO | MRO-US | Comanche | OK | Wind | 74.3 | NA | NA | NA | 9.8902 | 12.5339 | 16.6149
Blue Canyon Wind Farm VI | -102869 | Operating | 99.8 | Wind Turbine | 2011 | EDP Renewables North America LLC | SPP | SERC | SOU | Caddo | OK | Wind | 99.8 | NA | NA | NA | 33.7141 | 40.6401 | 38.982
Blue Canyon Wind Farm VI | -46059 | Operating | 99.8 | Wind Turbine | 2011 | EDP Renewables North America LLC | SPP | SERC | SOU | Caddo | OK | Wind | 99.8 | NA | NA | NA | 33.7141 | 40.6401 | 38.982
Blue Canyon Windpower II | -102871 | Operating | 151.4 | Wind Turbine | 2005 | EDP Renewables North America LLC |  | SERC | SOU | Caddo | OK | Wind | 151.4 | NA | NA | NA | 42.8645 | 30.7414 | 21.0323
Blue Canyon Windpower II | -46003 | Operating | 151.4 | Wind Turbine | 2005 | EDP Renewables North America LLC |  | SERC | SOU | Caddo | OK | Wind | 151.4 | NA | NA | NA | 42.8645 | 30.7414 | 21.0323
Blue Canyon Windpower V | -500520 | Operating | 99 | Wind Turbine | 2009 | Axium Infrastructure Inc. | SPP | MRO | MRO-US | Comanche | OK | Wind | 99 | NA | NA | NA | 31.3633 | 33.5699 | 33.4757
Blue Canyon Windpower V | -102873 | Operating | 99 | Wind Turbine | 2009 | EDP Renewables North America LLC | SPP | MRO | MRO-US | Comanche | OK | Wind | 99 | NA | NA | NA | 31.3633 | 33.5699 | 33.4757
Blue Canyon Windpower V | -90148 | Operating | 99 | Wind Turbine | 2009 | EDP Renewables North America LLC | SPP | MRO | MRO-US | Comanche | OK | Wind | 99 | NA | NA | NA | 31.3633 | 33.5699 | 33.4757
Bluestem Wind Project | -396541 | Operating | 198 | Wind Turbine | 2016 | Constellation Energy Corporation | SPP | MRO | MRO-US | Beaver | OK | Wind | 198 | NA | NA | NA | 43.2566 | 46.8259 | NA
Boiling Springs Wind Farm | -309785 | Operating | 148.4 | Wind Turbine | 2020 | E.ON Climate & Renewables North America Inc. | SPP | MRO | MRO-US | Woodward | OK | Wind | 148.4 | NA | NA | NA | 45.7636 | 50.0367 | 36.7711
Breckinridge Wind Project | -787397 | Operating | 98.8 | Wind Turbine | 2015 | XPLR Infrastructure, LP | SPP | MRO | MRO-US | Garfield | OK | Wind | 98.8 | NA | NA | NA | 42.16 | 46.0786 | 46.4909
Broken Bow Dam | -515886 | Operating | 100 | Hydraulic Turbine | 1970 | USCE - Tulsa District | SPP | MRO | MRO-US | McCurtain | OK | Water | 115 | NA | NA | NA | 17.0199 | 11.2804 | 19.2967
Buffalo Bear | -663092 | Operating | 18.9 | Wind Turbine | 2008 | Clearway Energy, Inc. | SPP | MRO | MRO-US | Harper | OK | Wind | 18.9 | NA | NA | NA | 13.1411 | NA | NA
Buffalo Bear | -663091 | Operating | 18.9 | Wind Turbine | 2008 | Clearway Energy, Inc. | SPP | MRO | MRO-US | Harper | OK | Wind | 18.9 | NA | NA | NA | 13.1411 | NA | NA
Butterfield Solar Farm (Durant 2) | -671849 | Operating | 5 | Solar | 2022 | Oklahoma Gas and Electric Company | SPP | MRO | MRO-US | Bryan | OK | Solar | 5 | NA | NA | NA | 24.3904 | 10.4041 | NA
Caddo Wind Farm | -395649 | Operating | 303.2 | Wind Turbine | 2022 | ALLETE Clean Energy, Inc. | SPP | MRO | MRO-US | Caddo | OK | Wind | 303.2 | NA | NA | NA | 29.6046 | 38.0595 | NA
Cana Gas Processing Plant | -170072 | Operating | 2.4 | Internal Combustion | 2010 | Devon Energy Corporation | SPP | MRO | MRO-US | Canadian | OK | Oil | 2.4 | 9619 | 9605 | 9605 | 8.124 | 6.8588 | 3.2392
Canadian Hills Wind Project | -163562 | Operating | 298.45 | Wind Turbine | 2012 | Apex Clean Energy, Inc. | SPP | MRO | MRO-US | Canadian | OK | Wind | 296.53 | NA | NA | NA | 14.5307 | 25.3802 | 31.943
Canadian Hills Wind Project | -122774 | Operating | 298.45 | Wind Turbine | 2012 | TerraForm Private LLC | SPP | MRO | MRO-US | Canadian | OK | Wind | 296.53 | NA | NA | NA | 14.5307 | 25.3802 | 31.943
Centennial Wind Farm | -166189 | Operating | 120 | Wind Turbine | 2007 | Oklahoma Gas and Electric Company | SPP | MRO | MRO-US | Harper | OK | Wind | 120 | NA | NA | NA | 15.6225 | 16.4773 | 12.1019
Rio Grande CT | -548050 | Operating | 131.8 | Gas Turbine | 2013 | El Paso Electric Company |  | WECC | AZNMSN | Dona Ana | NM | Gas | 93 | 10242 | 9941 | 9842 | 9.0741 | 30.4652 | 9.9081
Chickasaw Nation – OG&E Solar Energy Center | -244390 | Operating | 5 | Solar | 2020 | Oklahoma Gas and Electric Company | SPP | MRO | MRO-US | Murray | OK | Solar | 5 | NA | NA | NA | 24.3904 | 25.4041 | 25.0251
Chisholm View Wind Project I | -242116 | Operating | 64.8 | Wind Turbine | 2016 | Enel Kansas, LLC | MISO, SPP | MRO | MRO-US | Garfield | OK | Wind | 64.8 | NA | NA | NA | NA | NA | NA
Chisholm View Wind Project II (Breckinridge) | -213347 | Operating | 235.2 | Wind Turbine | 2012 | Enel Kansas, LLC | SPP | MRO | MRO-US | Garfield | OK | Wind | 235.2 | NA | NA | NA | 44.7666 | 52.5381 | 48.8511
Chisholm View Wind Project II (Breckinridge) | -213346 | Operating | 235.2 | Wind Turbine | 2012 | GE Energy Financial Services | SPP | MRO | MRO-US | Garfield | OK | Wind | 235.2 | NA | NA | NA | 44.7666 | 52.5381 | 48.8511
Chisholm View Wind Project II (Breckinridge) | -213345 | Operating | 235.2 | Wind Turbine | 2012 | Harbert Management Corporation | SPP | MRO | MRO-US | Garfield | OK | Wind | 235.2 | NA | NA | NA | 44.7666 | 52.5381 | 48.8511
Chisholm View Wind Project II (Breckinridge) | -213344 | Operating | 235.2 | Wind Turbine | 2012 | California Public Employees' Retirement System | SPP | MRO | MRO-US | Garfield | OK | Wind | 235.2 | NA | NA | NA | 44.7666 | 52.5381 | 48.8511
Choctaw Nation – OG&E Solar Energy Center | -244391 | Operating | 5 | Solar | 2020 | Oklahoma Gas and Electric Company | SPP | MRO | MRO-US | Bryan | OK | Solar | 5 | NA | NA | NA | 22.1941 | 23.6279 | 21.5982
Rio Nogales Power Project | -61759 | Operating | 940.2 | Combined Cycle | 2002 | CPS Energy, Inc. | ERCOT | TRE | TRE | Guadalupe | TX | Gas | 912 | 7247 | 7235 | 7104 | 55.0279 | 57.5821 | 51.5419
Ripon | -165882 | Operating | 121 | Gas Turbine | 2006 | Modesto Irrigation District |  | WECC | CAMX | San Joaquin | CA | Gas | 100 | 13263 | 11791 | 11612 | 1.1083 | 2.2445 | 3.532
Comanche Diesel | -2600 | Out of Service | 4 | Internal Combustion | 1962 | Public Service Company of Oklahoma | SPP | MRO | MRO-US | Comanche | OK | Oil | NA | NA | NA | NA | 0 | 0 | 0
Covington Solar Plant | -173455 | Operating | 10 | Solar | 2018 | Oklahoma Gas and Electric Company | SPP | MRO | MRO-US | Garfield | OK | Solar | 10 | NA | NA | NA | 20.9338 | 17.6918 | 23.2717
Cowboy Wind Farm (Blackwell) | -89997 | Operating | 59.8 | Wind Turbine | 2012 | Pioneer Plains Wind, LLC | SPP | MRO | MRO-US | Kay | OK | Wind | 59.8 | NA | NA | NA | 17.0507 | 35.1986 | 38.8533
CPV Keenan II Renewable Energy | -364821 | Operating | 151.8 | Wind Turbine | 2010 | Competitive Power Ventures, Inc. | SPP | MRO | MRO-US | Woodward | OK | Wind | 151.8 | NA | NA | NA | 19.0121 | 21.5405 | 39.8168
CPV Keenan II Renewable Energy | -317096 | Operating | 151.8 | Wind Turbine | 2010 | Competitive Power Ventures, Inc. | SPP | MRO | MRO-US | Woodward | OK | Wind | 151.8 | NA | NA | NA | 19.0121 | 21.5405 | 39.8168
CPV Keenan II Renewable Energy | -317095 | Operating | 151.8 | Wind Turbine | 2010 | Competitive Power Ventures, Inc. | SPP | MRO | MRO-US | Woodward | OK | Wind | 151.8 | NA | NA | NA | 19.0121 | 21.5405 | 39.8168
CPV Keenan II Renewable Energy | -317094 | Operating | 151.8 | Wind Turbine | 2010 | Competitive Power Ventures, Inc. | SPP | MRO | MRO-US | Woodward | OK | Wind | 151.8 | NA | NA | NA | 19.0121 | 21.5405 | 39.8168
Crossroads Wind Project | -168649 | Operating | 227.5 | Wind Turbine | 2012 | Oklahoma Gas and Electric Company | SPP | MRO | MRO-US | Dewey | OK | Wind | 227.5 | NA | NA | NA | 17.8861 | 18.6542 | 40.4235
Cushing | -2786 | Operating | 24.6 | Internal Combustion | 1936 | City of Cushing, OK | SPP | MRO | MRO-US | Payne | OK | Gas | 21.2 | 34407 | 11094 | 10268 | 0.30962 | 0.52178 | 1.0576
Cyril Solar Project | -173819 | Operating | 5 | Solar | 2017 | Western Farmers Electric Cooperative | SPP | MRO | MRO-US | Caddo | OK | Solar | 5 | NA | NA | NA | 16.4201 | 20.3813 | 19.6575
Diamond Spring Wind Farm (Bergen Ranch) | -299206 | Operating | 303.5 | Wind Turbine | 2020 | ALLETE Clean Energy, Inc. | SPP | MRO | MRO-US | Johnston | OK | Wind | 303.5 | NA | NA | NA | 34.8584 | 38.8092 | 36.6146
Drift Sand Wind Farm | -762805 | Operating | 108 | Wind Turbine | 2016 | Ge Mobile Interim Solutions, LLC | MISO, SPP | MRO | MRO-US | Grady | OK | Wind | 108 | NA | NA | NA | 40.5275 | 47.4595 | 45.9592
Drift Sand Wind Farm | -762804 | Operating | 108 | Wind Turbine | 2016 | GE Capital US Holdings, Inc. | MISO, SPP | MRO | MRO-US | Grady | OK | Wind | 108 | NA | NA | NA | 40.5275 | 47.4595 | 45.9592
Drift Sand Wind Farm | -762803 | Operating | 108 | Wind Turbine | 2016 | Aircraft Services Corporation | MISO, SPP | MRO | MRO-US | Grady | OK | Wind | 108 | NA | NA | NA | 40.5275 | 47.4595 | 45.9592
Drift Sand Wind Farm | -242108 | Operating | 108 | Wind Turbine | 2016 | Enel Kansas, LLC | MISO, SPP | MRO | MRO-US | Grady | OK | Wind | 108 | NA | NA | NA | 40.5275 | 47.4595 | 45.9592
Elk City Wind | -787358 | Operating | 198.1 | Wind Turbine | 2009 | XPLR Infrastructure, LP | SPP | MRO | MRO-US | Roger Mills | OK | Wind | 198.1 | NA | NA | NA | 32.1711 | NA | NA
Elk City Wind | -619755 | Operating | 198.1 | Wind Turbine | 2009 | NextEra Energy Equity Partners, LP | SPP | MRO | MRO-US | Roger Mills | OK | Wind | 198.1 | NA | NA | NA | 32.1711 | NA | NA
Eufaula | -3226 | Operating | 90 | Hydraulic Turbine | 1964 | USCE - Tulsa District | SPP | MRO | MRO-US | McIntosh | OK | Water | 103.5 | NA | NA | NA | 23.8309 | 21.2749 | 34.9386
Fort Gibson | -515888 | Operating | 44.8 | Hydraulic Turbine | 1953 | USCE - Tulsa District | SPP | MRO | MRO-US | Cherokee | OK | Water | 51.2 | NA | NA | NA | 31.314 | 40.246 | 59.9373
Ripon Mill | -245500 | Operating | 49.5 | Gas Turbine | 1988 | Clarion Energy LLC | CAISO | WECC | CAMX | San Joaquin | CA | Gas | 46.1 | 10558 | 9647 | 10361 | 0.76516 | 0.96871 | 1.072
Frontier Windpower II Project | -695812 | Operating | 351.8 | Wind Turbine | 2021 | Brookfield Renewable Partners L.P. | SPP | MRO | MRO-US | Kay | OK | Wind | 351.8 | NA | NA | NA | 20.7269 | NA | NA
Frontier Windpower Project | -695746 | Operating | 200 | Wind Turbine | 2016 | Brookfield Renewable Partners L.P. | SPP | MRO | MRO-US | Kay | OK | Wind | 200 | NA | NA | NA | 28.1743 | NA | NA
Frontier Windpower Project | -193345 | Operating | 200 | Wind Turbine | 2016 | John Hancock Life Insurance Company (U.S.A) | SPP | MRO | MRO-US | Kay | OK | Wind | 200 | NA | NA | NA | 28.1743 | 32.7984 | 30.1314
Glass Sands Wind Facility | -382599 | Operating | 117 | Wind Turbine | 2021 | Southern Power Company | SPP | MRO | MRO-US | Murray | OK | Wind | 118.3 | NA | NA | NA | 43.404 | 45.5724 | 5.4325
Goodwell Wind Project | -219653 | Operating | 200 | Wind Turbine | 2015 | Enel Kansas, LLC | SPP | MRO | MRO-US | Texas | OK | Wind | 200 | NA | NA | NA | 42.565 | 46.8535 | 49.8301
Goodwell Wind Project | -219652 | Operating | 200 | Wind Turbine | 2015 | GE Energy Financial Services | SPP | MRO | MRO-US | Texas | OK | Wind | 200 | NA | NA | NA | 42.565 | 46.8535 | 49.8301
Goodwell Wind Project | -219651 | Operating | 200 | Wind Turbine | 2015 | Harbert Management Corporation | SPP | MRO | MRO-US | Texas | OK | Wind | 200 | NA | NA | NA | 42.565 | 46.8535 | 49.8301
Goodwell Wind Project | -219650 | Operating | 200 | Wind Turbine | 2015 | California Public Employees' Retirement System | SPP | MRO | MRO-US | Texas | OK | Wind | 200 | NA | NA | NA | 42.565 | 46.8535 | 49.8301
Grand River Energy Center (GRDA) | -164792 | Operating | 594 | Steam Turbine | 1981 | KAMO Electric Cooperative, Inc. | SPP | MRO | MRO-US | Mayes | OK | Coal | 492.5 | 12890 | 12762 | 13728 | 17.2991 | 31.7779 | 28.1737
Grand River Energy Center (GRDA) | -164791 | Operating | 594 | Steam Turbine | 1981 | Grand River Dam Authority | SPP | MRO | MRO-US | Mayes | OK | Coal | 492.5 | 12890 | 12762 | 13728 | 17.2991 | 31.7779 | 28.1737
River Hills | -140973 | Operating | 128 | Gas Turbine | 1966 | MidAmerican Energy Company | MISO | MRO | MRO-US | Polk | IA | Gas | 128 | NA | 40184 | NA | 0.15705 | 0.072596 | 0.023188
Grant Plains Wind | -171829 | Operating | 147.2 | Wind Turbine | 2016 | Southern Renewable Energy, Inc. | SPP | MRO | MRO-US | Grant | OK | Wind | 147 | NA | NA | NA | 39.3462 | 43.8351 | 41.529
Grant Wind Farm | -105092 | Operating | 151.8 | Wind Turbine | 2016 | Southern Renewable Energy, Inc. | MISO, SPP | MRO | MRO-US | Grant | OK | Wind | 150 | NA | NA | NA | 40.9897 | 46.2355 | 42.3899
Great Western Wind Project | -807133 | Operating | 225 | Wind Turbine | 2016 | EDF power solutions North America | SPP | MRO | MRO-US | Ellis | OK | Wind | 225 | NA | NA | NA | NA | NA | NA
Great Western Wind Project | -151540 | Operating | 225 | Wind Turbine | 2016 | Alliant Energy Finance, LLC | SPP | MRO | MRO-US | Ellis | OK | Wind | 225 | NA | NA | NA | 44.7905 | 48.4879 | 46.9324
River Hills | -140972 | Operating | 128 | Gas Turbine | 1966 | MidAmerican Energy Company | MISO | MRO | MRO-US | Polk | IA | Gas | 128 | NA | 40184 | NA | 0.15705 | 0.072596 | 0.023188
River Road | -6263 | Operating | 248 | Combined Cycle | 1997 | Public Utility District No. 1 of Clark County |  | WECC | NWPP | Clark | WA | Gas | 248 | 7309 | 7370 | 7267 | 84.171 | 78.049 | 89.4171
Hinton Solar Project | -173817 | Operating | 3 | Solar | 2017 | Western Farmers Electric Cooperative | SPP | MRO | MRO-US | Caddo | OK | Solar | 3 | NA | NA | NA | 12.7892 | 19.0525 | 13.3105
Horizon Hill Wind Project | -769090 | Operating | 202 | Wind Turbine | 2024 | TransAlta Corporation | SPP | SERC | GATEWY | Logan | OK | Wind | 202 | NA | NA | NA | NA | NA | NA
Riverbay CC | -167211 | Operating | 41.8 | Combined Cycle | 2011 | Riverbay Corp. | New York | NPCC | NY | Bronx | NY | Gas | 41.2 | 12675 | 24695 | NA | 46.8319 | 49.4474 | NA
Horseshoe Lake ST | -166895 | Operating | 826 | Steam Turbine | 1958 | Oklahoma Gas and Electric Company | SPP | MRO | MRO-US | Oklahoma | OK | Gas | 756 | 12101 | 11572 | 12118 | 10.1864 | 5.793 | 8.7479
Hugo | -4022 | Operating | 446 | Steam Turbine | 1982 | Western Farmers Electric Cooperative | SPP | MRO | MRO-US | Choctaw | OK | Coal | 440 | 11937 | 11472 | 12041 | 16.4813 | 20.9171 | 21.6459
Kaw Hydro | -4351 | Operating | 37 | Hydraulic Turbine | 1989 | Oklahoma Municipal Power Authority | SPP | MRO | MRO-US | Kay | OK | Water | 29.6 | NA | NA | NA | 3.2993 | 12.0094 | 34.0645
Kay County Wind Project | -137735 | Operating | 299 | Wind Turbine | 2015 | Southern Renewable Energy, Inc. | SPP | MRO | MRO-US | Kay | OK | Wind | 299 | NA | NA | NA | 35.8925 | 37.2828 | 36.5111
Keystone Lake | -515889 | Operating | 70 | Hydraulic Turbine | 1968 | USCE - Tulsa District | SPP | MRO | MRO-US | Tulsa | OK | Water | 80 | NA | NA | NA | 13.2466 | 17.3084 | 28.8096
Riverdale Mill CC | -6270 | Operating | 55.2 | Combined Cycle | 1994 | International Paper Company |  | SERC | SOU | Dallas | AL | Gas | 55.2 | 16348 | 15701 | 13009 | 51.32 | 31.499 | 67.838
Riverside Conversion | -166192 | Operating | 585.9 | Combined Cycle | 2009 | Northern States Power Company | MISO | MRO | MRO-US | Hennepin | MN | Gas | 502 | 7257 | 7460 | 7275 | 56.3719 | 33.4023 | 31.2634
Riverside Energy Center | -51573 | Operating | 674.9 | Combined Cycle | 2004 | Wisconsin Power and Light Company | MISO | MRO | MRO-US | Rock | WI | Gas | 610.1 | 6742 | 7106 | 7202 | 66.2936 | 53.3457 | 62.9846
Riverside Energy Resource Center | -165892 | Operating | 196 | Gas Turbine | 2006 | City of Riverside, California | CAISO | WECC | CAMX | Riverside | CA | Gas | 196 | 10687 | 10697 | 10595 | 3.0661 | 4.5753 | 3.2646
Riverside Generating Project | -427651 | Operating | 1150 | Gas Turbine | 2001 | LS Power Development, LLC | PJM | RFC | R-PJM | Lawrence | KY | Gas | 950 | 13322 | 13424 | 12939 | 5.4936 | 7.8216 | 6.7488
Riverside Peaking | -166190 | Operating | 173 | Gas Turbine | 2008 | Public Service Company of Oklahoma | SPP | MRO | MRO-US | Tulsa | OK | Gas | 158 | 10997 | 11755 | 12641 | 6.5902 | 5.5815 | 4.8416
Riverton CC | -790381 | Operating | 267.6 | Combined Cycle | 2016 | The Empire District Electric Company | SPP | MRO | MRO-US | Cherokee | KS | Gas | 287 | 7349 | 7316 | 7312 | 45.6142 | 56.3644 | 51.1853
King Plains Wind Project | -693180 | Operating | 248.2 | Wind Turbine | 2020 | ENGIE North America Inc. | SPP | MRO | MRO-US | Garfield | OK | Wind | 248.2 | NA | NA | NA | 37.0833 | 32.0817 | 37.1846
King Plains Wind Project | -495997 | Operating | 248.2 | Wind Turbine | 2020 | HA Sustainable Infrastructure Capital, Inc. | SPP | MRO | MRO-US | Garfield | OK | Wind | 248.2 | NA | NA | NA | 37.0833 | 32.0817 | 37.1846
Kingfisher | -4444 | Operating | 9.1 | Internal Combustion | 1954 | Kingfisher City of | SPP | MRO | MRO-US | Kingfisher | OK | Oil | 8.7 | 10352 | 13190 | 8929 | 0.27555 | 0.15877 | 0.12859
Kingfisher Wind Farm | -122344 | Operating | 298 | Wind Turbine | 2016 | First Reserve Energy Infrastructure Fund II LP | SPP | MRO | MRO-US | Canadian | OK | Wind | 298 | NA | NA | NA | 31.4223 | 35.4442 | 40.7389
Kingfisher Wind Farm | -122343 | Operating | 298 | Wind Turbine | 2016 | First Reserve Partnership | SPP | MRO | MRO-US | Canadian | OK | Wind | 298 | NA | NA | NA | 31.4223 | 35.4442 | 40.7389
Kingfisher Wind Farm | -122342 | Operating | 298 | Wind Turbine | 2016 | BlackRock, Inc. | SPP | MRO | MRO-US | Canadian | OK | Wind | 298 | NA | NA | NA | 31.4223 | 35.4442 | 40.7389
Kiowa County Solar Project | -794158 | Operating | NA | Solar | 2025 | Kiowa County Solar Project, LLC | SPP | MRO | MRO-US | Kiowa | OK | Solar | 100 | NA | NA | NA | NA | NA | NA
Laverne | -166500 | Operating | 4 | Internal Combustion | 2006 | Oklahoma Municipal Power Authority | SPP | MRO | MRO-US | Harper | OK | Oil | 4 | 8505 | 3464 | 8310 | 0.80765 | 0.62785 | 0.79053
Little Elk Wind Project | -242046 | Operating | 74 | Wind Turbine | 2015 | Enel Kansas, LLC | SPP | MRO | MRO-US | Washita | OK | Wind | 74 | NA | NA | NA | 47.8904 | 47.506 | 52.0549
Mammoth Plains Wind Energy Center | -787386 | Operating | 199 | Wind Turbine | 2014 | XPLR Infrastructure, LP | SPP | MRO | MRO-US | Dewey | OK | Wind | 199 | NA | NA | NA | 42.4358 | 46.0412 | 45.9474
Mammoth Plains Wind Energy Center | -119011 | Operating | 199 | Wind Turbine | 2014 | NextEra Energy Equity Partners, LP | SPP | MRO | MRO-US | Dewey | OK | Wind | 199 | NA | NA | NA | 42.4358 | 46.0412 | 45.9474
Mangum | -165098 | Operating | 6.7 | Internal Combustion | 1929 | Mangum City of | SPP | MRO | MRO-US | Greer | OK | Gas | 1.6 | NA | NA | 18299 | 0 | 0 | 0.34669
Marietta Solar Plant | -173818 | Operating | 3 | Solar | 2017 | Western Farmers Electric Cooperative | SPP | MRO | MRO-US | Love | OK | Solar | 3 | NA | NA | NA | 5.2359 | 16.6705 | 18.5845
Markham (Robert S Kerr) | -4886 | Operating | 128.4 | Hydraulic Turbine | 1964 | Grand River Dam Authority | SPP | MRO | MRO-US | Mayes | OK | Water | 128 | NA | NA | NA | 11.0119 | 18.802 | 25.6622
Maverick Wind Project (North Central Energy Facilities) | -395083 | Operating | 288 | Wind Turbine | 2021 | Southwestern Electric Power Company | SPP | MRO | MRO-US | Major | OK | Wind | 288 | NA | NA | NA | 36.153 | 37.2212 | 7.612
Maverick Wind Project (North Central Energy Facilities) | -395082 | Operating | 288 | Wind Turbine | 2021 | Public Service Company of Oklahoma | SPP | MRO | MRO-US | Major | OK | Wind | 288 | NA | NA | NA | 36.153 | 37.2212 | 7.612
Riverview Energy Center | -745072 | Operating | 47 | Gas Turbine | 2003 | Calpine Corporation | CAISO | WECC | CAMX | Contra Costa | CA | Gas | 47 | 10598 | 10385 | 10819 | 6.7677 | 4.4253 | 4.0294
Riverview Energy Center | -745071 | Operating | 47 | Gas Turbine | 2003 | Calpine Corporation | CAISO | WECC | CAMX | Contra Costa | CA | Gas | 47 | 10598 | 10385 | 10819 | 6.7677 | 4.4253 | 4.0294
Minco II Wind Energy Center | -163560 | Operating | 100.8 | Wind Turbine | 2011 | NextEra Energy Resources, LLC | SPP | MRO | MRO-US | Grady | OK | Wind | 100.8 | NA | NA | NA | 33.5777 | 42.9199 | 33.4188
Minco III Wind Energy Center | -787385 | Operating | 100.8 | Wind Turbine | 2012 | XPLR Infrastructure, LP | ERCOT, SPP | MRO | MRO-US | Caddo | OK | Wind | 100.8 | NA | NA | NA | 47.7582 | 56.9709 | 40.1771
Minco III Wind Energy Center | -426614 | Operating | 100.8 | Wind Turbine | 2012 | Pioneer Plains Wind, LLC | ERCOT, SPP | MRO | MRO-US | Caddo | OK | Wind | 100.8 | NA | NA | NA | 47.7582 | 56.9709 | 40.1771
Minco Wind Energy Center | -168780 | Operating | 99.2 | Wind Turbine | 2010 | NextEra Energy Resources, LLC | SPP | MRO | MRO-US | Grady | OK | Wind | 99.2 | NA | NA | NA | 39.5703 | 41.0325 | 40.2328
Minco Wind IV Project | -163835 | Operating | 130 | Wind Turbine | 2018 | ESI Energy, LLC | SPP | MRO | MRO-US | Caddo | OK | Wind | 130 | NA | NA | NA | 40.6623 | 47.3988 | 48.4656
Mooreland | -5212 | Operating | 305 | Steam Turbine | 1964 | Western Farmers Electric Cooperative | SPP | MRO | MRO-US | Woodward | OK | Gas | 322 | 12843 | 13669 | 14129 | 3.0779 | 3.3993 | 1.886
Muskogee | -165207 | Operating | 1716 | Steam Turbine | 1956 | Oklahoma Gas and Electric Company | SPP | MRO | MRO-US | Muskogee | OK | Gas | 1498 | 11496 | 11576 | 11131 | 13.7549 | 17.295 | 25.9338
Muskogee Mill | -5287 | Operating | 114 | Steam Turbine | 1978 | Georgia-Pacific LLC | SPP | MRO | MRO-US | Muskogee | OK | Gas | 94 | 19699 | 19483 | 19013 | 46.7463 | 50.8651 | 47.1819
Riverview Energy Systems - I | -349432 | Operating | 6.6 | Gas Turbine | 1988 | Energy Power Investment Company, LLC | MISO | RFC | R-MISO | Wayne | MI | Biomass | 6.4 | 21543 | 19275 | 18417 | 50.4887 | 65.8373 | 77.3776
Mustang Solar Pilot Project | -172301 | Operating | 2.5 | Solar | 2015 | Oklahoma Gas and Electric Company | SPP | MRO | MRO-US | Canadian | OK | Solar | 2.5 | NA | NA | NA | 20.7991 | 22.4338 | 20.4201
Norman Solar Project | -357313 | Operating | 2 | Solar | 2021 | NextEra Energy Resources, LLC | SPP | MRO | MRO-US | Cleveland | OK | Solar | 2 | NA | NA | NA | 23.9498 | 20.4167 | 21.8151
North Fork Solar Project | -781208 | Operating | 120 | Solar | 2024 | Canadian Solar Inc. | SPP | MRO | MRO-US | Kiowa | OK | Solar | 120 | NA | NA | NA | NA | NA | NA
North Fork Solar Project | -781207 | Operating | 120 | Solar | 2024 | BlackRock, Inc. | SPP | MRO | MRO-US | Kiowa | OK | Solar | 120 | NA | NA | NA | NA | NA | NA
Northeastern | -165267 | Operating | 946 | Steam Turbine | 1961 | Public Service Company of Oklahoma | SPP | MRO | MRO-US | Rogers | OK | Coal | 894 | 10540 | 10588 | 10568 | 31.8134 | 38.5565 | 33.1764
Riverview Energy Systems - I | -35600 | Operating | 6.6 | Gas Turbine | 1988 | DTE Biomass Energy, Inc. | MISO | RFC | R-MISO | Wayne | MI | Biomass | 6.4 | 21543 | 19275 | 18417 | 50.4887 | 65.8373 | 77.3776
Northeastern Diesel | -5497 | Operating | 4.5 | Internal Combustion | 1980 | Public Service Company of Oklahoma | SPP | MRO | MRO-US | Rogers | OK | Oil | 4 | NA | NA | NA | 0 | 0 | 0
Oklahoma (Sooner) Wind Energy Center | -164233 | Operating | 102 | Wind Turbine | 2003 | NextEra Energy Resources, LLC | SPP | MRO | MRO-US | Woodward | OK | Wind | 102 | NA | NA | NA | 17.1216 | 19.9419 | 15.151
Riviera Beach Next Generation Clean Energy Center | -167386 | Operating | 1295 | Combined Cycle | 2014 | Florida Power & Light Company |  | SERC | FP | Palm Beach | FL | Gas | 1393 | 6635 | 6693 | 6663 | 59.525 | 55.4438 | 46.6124
Origin Wind Energy Project | -213384 | Operating | 150 | Wind Turbine | 2014 | Enel Green Power North America, Inc. | MISO, SPP | MRO | MRO-US | Murray | OK | Wind | 150 | NA | NA | NA | 39.559 | 42.9804 | 41.8528
Origin Wind Energy Project | -213383 | Operating | 150 | Wind Turbine | 2014 | Harbert Management Corporation | MISO, SPP | MRO | MRO-US | Murray | OK | Wind | 150 | NA | NA | NA | 39.559 | 42.9804 | 41.8528
Origin Wind Energy Project | -213382 | Operating | 150 | Wind Turbine | 2014 | California Public Employees' Retirement System | MISO, SPP | MRO | MRO-US | Murray | OK | Wind | 150 | NA | NA | NA | 39.559 | 42.9804 | 41.8528
Osage Wind Farm | -242026 | Operating | 150.4 | Wind Turbine | 2015 | Enel Kansas, LLC |  | SERC | DELTA | Osage | OK | Wind | 150.4 | NA | NA | NA | 38.8521 | 44.3678 | 42.6852
OU Spirit (Keenan I) | -167581 | Operating | 101.2 | Wind Turbine | 2009 | Oklahoma Gas and Electric Company | SPP | MRO | MRO-US | Woodward | OK | Wind | 101.2 | NA | NA | NA | 15.9459 | 19.522 | 17.0684
Pawhuska | -5775 | Operating | 9 | Internal Combustion | 1949 | City of Pawhuska | SPP | MRO | MRO-US | Osage | OK | Oil | 5.7 | 11156 | 8728 | 9787 | 0.63289 | 0.61107 | 0.5053
Pensacola | -5815 | Operating | 130.1 | Hydraulic Turbine | 1940 | Grand River Dam Authority | SPP | MRO | MRO-US | Mayes | OK | Water | 119.4 | NA | NA | NA | 21.7071 | 35.0976 | 46.6196
Persimmon Wind Farm | -797167 | Operating & Planned | 198.6 | Wind Turbine | 2018 | Evergy Kansas Central, Inc. | SPP | MRO | MRO-US | Woodward | OK | Wind | 198.6 | NA | NA | NA | 47.5766 | NA | NA
Persimmon Wind Farm | -637198 | Operating & Planned | 198.6 | Wind Turbine | 2018 | Clear Wind Eólica, S.L | SPP | MRO | MRO-US | Woodward | OK | Wind | 198.6 | NA | NA | NA | NA | NA | NA
Persimmon Wind Farm | -637197 | Operating & Planned | 198.6 | Wind Turbine | 2018 | Quinbrook Infrastructure Partners Limited | SPP | MRO | MRO-US | Woodward | OK | Wind | 198.6 | NA | NA | NA | NA | NA | NA
Persimmon Wind Farm | -637195 | Operating & Planned | 198.6 | Wind Turbine | 2018 | Acek Energías Renovables, S.L. | SPP | MRO | MRO-US | Woodward | OK | Wind | 198.6 | NA | NA | NA | NA | NA | NA
Persimmon Wind Farm | -637194 | Operating & Planned | 198.6 | Wind Turbine | 2018 | ORIX Corporation Europe N.V. | SPP | MRO | MRO-US | Woodward | OK | Wind | 198.6 | NA | NA | NA | NA | NA | NA
Pine Ridge Solar Project | -173814 | Operating | 3 | Solar | 2017 | Western Farmers Electric Cooperative | SPP | MRO | MRO-US | Caddo | OK | Solar | 3 | NA | NA | NA | 17.5951 | 20.7382 | 14.0753
Robert Mueller Energy Center | -167097 | Operating | 4.6 | Gas Turbine | 2006 | Austin Energy | ERCOT | TRE | TRE | Travis | TX | Gas | 4.6 | 17808 | 12637 | 13992 | 56.4001 | 68.6073 | 58.4549
Robert P Mone | -522347 | Operating | 594 | Gas Turbine | 2002 | National Power Cooperative Inc. | PJM | RFC | R-PJM | Van Wert | OH | Gas | 540 | 11578 | 10915 | 10923 | 3.9104 | 11.6219 | 5.9063
Ponderosa II Wind Project | -793474 | Operating | 100 | Wind Turbine | 2024 | Colleges of Applied Arts and Technology Pension Plan | SPP | MRO | MRO-US | Beaver | OK | Wind | 100 | NA | NA | NA | NA | NA | NA
Ponderosa II Wind Project | -793473 | Operating | 100 | Wind Turbine | 2024 | Healthcare of Ontario Pension Plan | SPP | MRO | MRO-US | Beaver | OK | Wind | 100 | NA | NA | NA | NA | NA | NA
Ponderosa II Wind Project | -793472 | Operating | 100 | Wind Turbine | 2024 | XPLR Infrastructure, LP | SPP | MRO | MRO-US | Beaver | OK | Wind | 100 | NA | NA | NA | NA | NA | NA
Ponderosa II Wind Project | -793471 | Operating | 100 | Wind Turbine | 2024 | Keskinäinen työeläkevakuutusyhtiö Varma | SPP | MRO | MRO-US | Beaver | OK | Wind | 100 | NA | NA | NA | NA | NA | NA
Ponderosa II Wind Project | -793470 | Operating | 100 | Wind Turbine | 2024 | KKR & Co. Inc. | SPP | MRO | MRO-US | Beaver | OK | Wind | 100 | NA | NA | NA | NA | NA | NA
Ponderosa II Wind Project | -793469 | Operating | 100 | Wind Turbine | 2024 | NextEra Energy Resources, LLC | SPP | MRO | MRO-US | Beaver | OK | Wind | 100 | NA | NA | NA | NA | NA | NA
Ponderosa Wind Farm | -787443 | Operating | 200 | Wind Turbine | 2020 | XPLR Infrastructure, LP | SPP | MRO | MRO-US | Beaver | OK | Wind | 200 | NA | NA | NA | 52.555 | 54.1181 | 50.9197
Ponderosa Wind Farm | -591609 | Operating | 200 | Wind Turbine | 2020 | Colleges of Applied Arts and Technology Pension Plan | SPP | MRO | MRO-US | Beaver | OK | Wind | 200 | NA | NA | NA | 52.555 | 54.1181 | 50.9197
Ponderosa Wind Farm | -591608 | Operating | 200 | Wind Turbine | 2020 | Healthcare of Ontario Pension Plan | SPP | MRO | MRO-US | Beaver | OK | Wind | 200 | NA | NA | NA | 52.555 | 54.1181 | 50.9197
Ponderosa Wind Farm | -591607 | Operating | 200 | Wind Turbine | 2020 | Keskinäinen työeläkevakuutusyhtiö Varma | SPP | MRO | MRO-US | Beaver | OK | Wind | 200 | NA | NA | NA | 52.555 | 54.1181 | 50.9197
Ponderosa Wind Farm | -591606 | Operating | 200 | Wind Turbine | 2020 | KKR & Co. Inc. | SPP | MRO | MRO-US | Beaver | OK | Wind | 200 | NA | NA | NA | 52.555 | 54.1181 | 50.9197
Ponderosa Wind Farm | -296493 | Operating | 200 | Wind Turbine | 2020 | NextEra Energy Resources, LLC | SPP | MRO | MRO-US | Beaver | OK | Wind | 200 | NA | NA | NA | 52.555 | 54.1181 | 50.9197
Red Dirt Wind Farm | -242120 | Operating | 299.3 | Wind Turbine | 2017 | Enel Green Power North America, Inc. | SPP | MRO | MRO-US | Kingfisher | OK | Wind | 299.3 | NA | NA | NA | 32.19 | 38.6414 | 40.2259
Red Hills Farm | -781792 | Operating | 123 | Wind Turbine | 2008 | BESTINVER S.A. | SPP | MRO | MRO-US | Roger Mills | OK | Wind | 123 | NA | NA | NA | 14.1049 | 21.1386 | 22.788
Red Hills Farm | -431020 | Operating | 123 | Wind Turbine | 2008 | ACCIONA Energia Internacional, S.A. | SPP | MRO | MRO-US | Roger Mills | OK | Wind | 123 | NA | NA | NA | 14.1049 | 21.1386 | 22.788
Red Hills Farm | -422757 | Operating | 123 | Wind Turbine | 2008 | ACCIONA Energia Internacional, S.A. | SPP | MRO | MRO-US | Roger Mills | OK | Wind | 123 | NA | NA | NA | 14.1049 | 21.1386 | 22.788
Red Hills Farm | -364062 | Operating | 123 | Wind Turbine | 2008 | BESTINVER S.A. | SPP | MRO | MRO-US | Roger Mills | OK | Wind | 123 | NA | NA | NA | 14.1049 | 21.1386 | 22.788
Red Hills Farm | -364061 | Operating | 123 | Wind Turbine | 2008 | Atlanta Renewables SARL | SPP | MRO | MRO-US | Roger Mills | OK | Wind | 123 | NA | NA | NA | 14.1049 | 21.1386 | 22.788
Redbed Plains Wind Farm | -299494 | Operating | 99.1 | Wind Turbine | 2017 | Connor, Clark & Lunn Infrastructure Ltd. | MISO, SPP | MRO | MRO-US | Grady | OK | Wind | 99.1 | NA | NA | NA | 43.6963 | 43.7962 | 48.5197
Redbed Plains Wind Farm | -299493 | Operating | 99.1 | Wind Turbine | 2017 | Connor, Clark & Lunn Infrastructure Ltd. | MISO, SPP | MRO | MRO-US | Grady | OK | Wind | 99.1 | NA | NA | NA | 43.6963 | 43.7962 | 48.5197
Redbed Plains Wind Farm | -299492 | Operating | 99.1 | Wind Turbine | 2017 | Desjardins Group | MISO, SPP | MRO | MRO-US | Grady | OK | Wind | 99.1 | NA | NA | NA | 43.6963 | 43.7962 | 48.5197
Redbed Plains Wind Farm | -299491 | Operating | 99.1 | Wind Turbine | 2017 | EDP Renewables North America LLC | MISO, SPP | MRO | MRO-US | Grady | OK | Wind | 99.1 | NA | NA | NA | 43.6963 | 43.7962 | 48.5197
Redbed Plains Wind Farm | -299490 | Operating | 99.1 | Wind Turbine | 2017 | EDP Renewables North America LLC | MISO, SPP | MRO | MRO-US | Grady | OK | Wind | 99.1 | NA | NA | NA | 43.6963 | 43.7962 | 48.5197
Robins | -6308 | Operating | 183.8 | Gas Turbine | 1995 | Georgia Power Company |  | SERC | SOU | Houston | GA | Oil | 186 | NA | 3866 | 14899 | 0.020253 | 0.60785 | 0.45374
Rock Lake | -6323 | Operating | 25 | Gas Turbine | 1978 | Great River Energy | MISO | MRO | MRO-US | Pine | MN | Oil | 29.4 | 15511 | 15057 | 15048 | 0.09047 | 0.29121 | 0.47448
Rock Springs | -143819 | Operating | 772.6 | Gas Turbine | 2003 | Nautilus Power, LLC | PJM | RFC | R-PJM | Cecil | MD | Gas | 666.9 | 10565 | 10624 | 10580 | 3.6587 | 3.8357 | 4.0072
River Valley Power Plant (Shady Point) | -175763 | Operating | 350 | Steam Turbine | 1991 | Oklahoma Gas and Electric Company | SPP | MRO | MRO-US | Le Flore | OK | Coal | 321 | 12571 | 11910 | 12178 | 19.7125 | 25.745 | 36.6555
Riverside (OK) | -6276 | Operating | 946 | Steam Turbine | 1974 | Public Service Company of Oklahoma | SPP | MRO | MRO-US | Tulsa | OK | Gas | 909 | 10231 | 11536 | 12201 | 13.8422 | 9.3857 | 2.6812
Riverside Diesel | -6279 | Operating | 2.7 | Internal Combustion | 1976 | Public Service Company of Oklahoma | SPP | MRO | MRO-US | Tulsa | OK | Oil | 2.8 | NA | NA | NA | 0 | 0 | 0
Rockford I Energy Center | -109496 | Operating | 316 | Gas Turbine | 2000 | RA Generation, LLC | PJM | RFC | R-PJM | Winnebago | IL | Gas | 376 | 5545 | 14532 | 10457 | 3.2512 | 2.4057 | 8.0241
Robert S Kerr | -515890 | Operating | 110 | Hydraulic Turbine | 1971 | USCE - Tulsa District | SPP | MRO | MRO-US | Le Flore | OK | Water | 74 | NA | NA | NA | 33.4286 | 23.5213 | 52.2176
Rock Falls Wind Farm | -628909 | Operating | 154.5 | Wind Turbine | 2017 | Public Service Company of Oklahoma | SPP | MRO | MRO-US | Kay | OK | Wind | 154.5 | NA | NA | NA | 27.9476 | NA | NA
Rockhaven Wind Project | -387492 | Operating | 140 | Wind Turbine | 2021 | Enel Green Power North America, Inc. | SPP | MRO | MRO-US | Murray | OK | Wind | 140 | NA | NA | NA | 42.268 | 47.1087 | 3.5064
Rocky Ridge Wind Project | -242013 | Operating | 148.8 | Wind Turbine | 2012 | Enel Green Power North America, Inc. | SPP | MRO | MRO-US | Kiowa | OK | Wind | 148.8 | NA | NA | NA | 27.9558 | 44.0958 | 45.2714
Rush Springs Battery Storage | -232484 | Operating | 10 | Battery | 2020 | Rush Springs Energy Storage, LLC | SPP | MRO | MRO-US | Grady | OK | Energy Storage | 10 | NA | NA | NA | NA | NA | NA
Rush Springs Wind Farm (Grady & Stephens Counties) | -787405 | Operating | 249.9 | Wind Turbine | 2016 | XPLR Infrastructure, LP | SPP | MRO | MRO-US | Grady | OK | Wind | 249.9 | NA | NA | NA | 42.0717 | 46.278 | 43.9362
Salina | -6437 | Operating | 259.2 | Pumped Storage | 1968 | Grand River Dam Authority | SPP | MRO | MRO-US | Mayes | OK | Water | 258 | NA | NA | NA | 1.8171 | 3.4824 | 3.6367
Seiling Wind I | -787388 | Operating | 199 | Wind Turbine | 2014 | XPLR Infrastructure, LP | SPP | MRO | MRO-US | Dewey | OK | Wind | 199 | NA | NA | NA | 41.3194 | 47.2061 | 45.3183
Seiling Wind I | -118971 | Operating | 199 | Wind Turbine | 2014 | NextEra Energy Equity Partners, LP | SPP | MRO | MRO-US | Dewey | OK | Wind | 199 | NA | NA | NA | 41.3194 | 47.2061 | 45.3183
Seiling Wind Project II | -787396 | Operating | 98.6 | Wind Turbine | 2014 | XPLR Infrastructure, LP | SPP | MRO | MRO-US | Dewey | OK | Wind | 98.6 | NA | NA | NA | 40.9236 | 46.2856 | 44.5215
Seiling Wind Project II | -119013 | Operating | 98.6 | Wind Turbine | 2014 | NextEra Energy Equity Partners, LP | SPP | MRO | MRO-US | Dewey | OK | Wind | 98.6 | NA | NA | NA | 40.9236 | 46.2856 | 44.5215
Seminole ST | -6626 | Operating | 1701 | Steam Turbine | 1971 | Oklahoma Gas and Electric Company | SPP | MRO | MRO-US | Seminole | OK | Gas | 1521.5 | 11105 | 11422 | 11595 | 19.9622 | 11.2858 | 10.4673
Seven Cowboy Wind Farm | -638249 | Operating | 301.7 | Wind Turbine | 2023 | TradeWind Energy, Inc. | SPP | MRO | MRO-US | Washita | OK | Wind | 301.7 | NA | NA | NA | 28.4298 | NA | NA
Skeleton Creek Wind Farm | -316850 | Operating | 250 | Wind Turbine | 2020 | NextEra Energy Resources, LLC | SPP | MRO | MRO-US | Alfalfa | OK | Wind | 250 | NA | NA | NA | 41.9657 | 46.7823 | 46.7139
Sleeping Bear Project | -662984 | Operating | 94.5 | Wind Turbine | 2007 | Clearway Energy, Inc. | SPP | MRO | MRO-US | Harper | OK | Wind | 94.5 | NA | NA | NA | 9.1031 | NA | NA
Sleeping Bear Project | -662983 | Operating | 94.5 | Wind Turbine | 2007 | Clearway Energy, Inc. | SPP | MRO | MRO-US | Harper | OK | Wind | 94.5 | NA | NA | NA | 9.1031 | NA | NA
Sooner | -6792 | Operating | 1138 | Steam Turbine | 1979 | Oklahoma Gas and Electric Company | SPP | MRO | MRO-US | Noble | OK | Coal | 1038 | 12196 | 11632 | 11115 | 10.8659 | 29.7772 | 35.3725
Southwestern | -6848 | Operating | 483 | Steam Turbine | 1952 | Public Service Company of Oklahoma | SPP | MRO | MRO-US | Caddo | OK | Gas | 429 | 12652 | 12337 | 12718 | 22.5645 | 16.9189 | 13.2128
Southwestern Diesel | -6850 | Out of Service | 2 | Internal Combustion | 1966 | Public Service Company of Oklahoma | SPP | MRO | MRO-US | Caddo | OK | Oil | NA | NA | NA | NA | 0 | 0 | 0
Rockford II Energy Center | -109499 | Operating | 168 | Gas Turbine | 2002 | RA Generation, LLC | PJM | RFC | R-PJM | Winnebago | IL | Gas | 188 | 5410 | 10232 | 10457 | 2.8156 | 3.7578 | 10.1904
Rockgen Energy Center | -386388 | Operating | 561 | Gas Turbine | 2001 | Dairyland Power Cooperative | MISO | MRO | MRO-US | Dane | WI | Gas | 489 | 11742 | 11829 | 11257 | 12.7761 | 13.5596 | 15.9384
Stillwater IC Plant | -170669 | Operating | 56.4 | Internal Combustion | 2016 | Stillwater Utilities Authority | SPP | MRO | MRO-US | Payne | OK | Gas | 55.8 | 9448 | 9272 | 9383 | 18.0836 | 27.9361 | 15.527
Sundance Wind Project (North Central Energy Facilities) | -349682 | Operating | 199 | Wind Turbine | 2021 | Southwestern Electric Power Company | SPP | MRO | MRO-US | Woods | OK | Wind | 199 | NA | NA | NA | 38.8063 | 41.135 | 23.4566
Sundance Wind Project (North Central Energy Facilities) | -349681 | Operating | 199 | Wind Turbine | 2021 | Public Service Company of Oklahoma | SPP | MRO | MRO-US | Woods | OK | Wind | 199 | NA | NA | NA | 38.8063 | 41.135 | 23.4566
Taloga Wind Plant | -663100 | Operating | 130 | Wind Turbine | 2011 | Clearway Energy, Inc. | SPP | MRO | MRO-US | Dewey | OK | Wind | 130 | NA | NA | NA | 18.0506 | NA | NA
Taloga Wind Plant | -663099 | Operating | 130 | Wind Turbine | 2011 | Clearway Energy, Inc. | SPP | MRO | MRO-US | Dewey | OK | Wind | 130 | NA | NA | NA | 18.0506 | NA | NA
Tenkiller Ferry | -7154 | Operating | 39 | Hydraulic Turbine | 1953 | USCE - Tulsa District | SPP | MRO | MRO-US | Sequoyah | OK | Water | 42 | NA | NA | NA | 26.2861 | 47.8781 | 42.3184
Thunder Ranch Wind Farm | -242127 | Operating | 297.8 | Wind Turbine | 2017 | Enel Green Power North America, Inc. | SPP | MRO | MRO-US | Noble | OK | Wind | 297.8 | NA | NA | NA | 37.476 | 32.6621 | 36.5293
Traverse Wind Energy Center (North Central Energy Facilities) | -412776 | Operating | 999 | Wind Turbine | 2022 | Southwestern Electric Power Company | SPP | MRO | MRO-US | Custer | OK | Wind | 999 | NA | NA | NA | 36.7031 | 26.0974 | NA
Traverse Wind Energy Center (North Central Energy Facilities) | -412775 | Operating | 999 | Wind Turbine | 2022 | Public Service Company of Oklahoma | SPP | MRO | MRO-US | Custer | OK | Wind | 999 | NA | NA | NA | 36.7031 | 26.0974 | NA
Tri-County Community Solar Project | -172508 | Operating | 1 | Solar | 2016 | Tri-County Electric Cooperative, Inc. | SPP | MRO | MRO-US | Texas | OK | Solar | 1 | NA | NA | NA | NA | NA | NA
Tulsa | -165692 | Operating | 340 | Steam Turbine | 1948 | Public Service Company of Oklahoma | SPP | MRO | MRO-US | Tulsa | OK | Gas | 322 | 13279 | 13756 | 14171 | 7.598 | 9.2894 | 6.0781
Tulsa Diesel | -7300 | Operating | 8.2 | Internal Combustion | 1967 | Public Service Company of Oklahoma | SPP | MRO | MRO-US | Tulsa | OK | Oil | 8.3 | NA | NA | NA | 0 | 0 | 0
Tulsa LFGTE Facility | -361651 | Operating | 3.2 | Internal Combustion | 2011 | Montauk Energy Holdings, LLC | SPP | MRO | MRO-US | Osage | OK | Biomass | 2.8 | 10136 | 26790 | 13713 | 68.0936 | 65.7493 | 51.5003
Tuttle Solar Plant | -173815 | Operating | 4 | Solar | 2017 | Western Farmers Electric Cooperative | SPP | MRO | MRO-US | Grady | OK | Solar | 4 | NA | NA | NA | 10.859 | 21.7694 | 19.4777
University of Oklahoma | -7375 | Operating | 16.8 | Steam Turbine | 1949 | University of Oklahoma | SPP | MRO | MRO-US | Cleveland | OK | Gas | 16.8 | NA | NA | NA | 0 | 0 | 0
University of Oklahoma IC | -13211 | Operating | 1.8 | Internal Combustion | 2001 | University of Oklahoma | SPP | MRO | MRO-US | Cleveland | OK | Oil | 1.8 | NA | NA | NA | 0 | 0 | 0
Valliant, OK | -15188 | Operating | 68 | Steam Turbine | 1971 | International Paper Company | SPP | MRO | MRO-US | McCurtain | OK | Biomass | 57.8 | 44565 | 44898 | 45832 | 78.0243 | 86.4594 | 85.1051
Walter B. Hall Resource Recovery Facility (Covanta Tulsa) | -383274 | Operating | 16.8 | Steam Turbine | 1989 | Covanta WBH, LLC | SPP | MRO | MRO-US | Tulsa | OK | Biomass | 15.8 | NA | NA | NA | -12.9552 | -14.872 | 2.2961
Waynoka Gas Processing Plant | -172607 | Operating | 3.9 | Internal Combustion | 2006 | Targa Pipeline Mid-Continent West OK LLC | SPP | MRO | MRO-US | Woods | OK | Gas | 3.9 | 9669 | 9667 | 9670 | 49.2975 | 53.3339 | 52.3446
Weatherford Wind Energy Center | -165912 | Operating | 147 | Wind Turbine | 2005 | NextEra Energy Resources, LLC | SPP | MRO | MRO-US | Custer | OK | Wind | 147 | NA | NA | NA | 44.3961 | 49.0877 | 48.348
Webbers Falls | -7637 | Operating | 75 | Hydraulic Turbine | 1973 | USCE - Tulsa District | SPP | MRO | MRO-US | Muskogee | OK | Water | 50 | NA | NA | NA | 14.7202 | 20.7848 | 38.4872
Rockingham Power Project | -10788 | Operating | 977.5 | Gas Turbine | 2000 | Duke Energy Carolinas, LLC |  | SERC | VACAR | Rockingham | NC | Gas | 895 | 11172 | 11111 | 11215 | 10.1502 | 18.3562 | 9.2437
Weleetka Diesel | -7650 | Operating | 4 | Internal Combustion | 1963 | Public Service Company of Oklahoma | SPP | MRO | MRO-US | Okfuskee | OK | Oil | 4 | NA | NA | NA | 0 | 0 | 0
White Rock East Wind Project | -758460 | Operating | 200 | Wind Turbine | 2024 | TransAlta Corporation | SPP | MRO | MRO-US | Caddo | OK | Wind | 200 | NA | NA | NA | NA | NA | NA
White Rock West Wind Project | -769097 | Operating | 100 | Wind Turbine | 2024 | TransAlta Corporation | SPP | MRO | MRO-US | Caddo | OK | Wind | 100 | NA | NA | NA | NA | NA | NA
Wildhorse Mountain Wind Facility | -317844 | Operating | 100 | Wind Turbine | 2019 | Southern Power Company | MISO, SPP | MRO | MRO-US | Pushmataha | OK | Wind | 100 | NA | NA | NA | 47.2916 | 35.1761 | 43.6612
45 Mile Hydroelectric Power Plant | -171009 | Operating | 3 | Hydraulic Turbine | 2015 | Apple Inc. |  | WECC | NWPP | Jefferson | OR | Water | 3 | NA | NA | NA | 16.0693 | 15.4376 | 15.9323
Adams Solar Center | -227314 | Operating | 10 | Solar | 2018 | GCL New Energy Holdings Limited |  | WECC | NWPP | Jefferson | OR | Solar | 10 | NA | NA | NA | 22.9235 | 26.0034 | 25.0068
Agate Bay Solar Project (OR Solar 2) | -296243 | Operating | 10 | Solar | 2020 | ET Capital, Inc |  | WECC | NWPP | Jackson | OR | Solar | 10 | NA | NA | NA | 24.3562 | 25.4269 | 22.4144
Airport Solar Project | -798043 | Operating | 47.3 | Solar | 2019 | D. E. Shaw Renewable Investments, L.L.C. |  | WECC | NWPP | Lake | OR | Solar | 47.3 | NA | NA | NA | NA | NA | NA
Airport Solar Project | -798042 | Operating | 47.3 | Solar | 2019 | Macquarie Asset Management Pty Limited |  | WECC | NWPP | Lake | OR | Solar | 47.3 | NA | NA | NA | NA | NA | NA
Alameda Solar Center | -221958 | Operating | 10 | Solar | 2016 | Coronal Development Services, LLC |  | WECC | NWPP | Malheur | OR | Solar | 10 | NA | NA | NA | NA | NA | NA
Alkali Solar Project | -244948 | Operating | 10 | Solar | 2020 | US Solar Fund Plc |  | WECC | NWPP | Lake | OR | Solar | 10 | NA | NA | NA | 27.6427 | 28.4943 | 29.016
Antelope Creek Solar Project | -790311 | Operating | 2.25 | Solar | 2024 | Luminace Holdings, LLC |  | WECC | NWPP | Jackson | OR | Solar | 2.25 | NA | NA | NA | NA | NA | NA
Arlington Wind (Rattlesnake Road) | -102787 | Operating | 102.9 | Wind Turbine | 2008 | EDP Renewables North America LLC | CAISO | WECC | CAMX | Gilliam | OR | Wind | 102.9 | NA | NA | NA | 19.7286 | 21.3709 | 25.1288
Arlington Wind (Rattlesnake Road) | -90122 | Operating | 102.9 | Wind Turbine | 2008 | Axium Infrastructure Inc. | CAISO | WECC | CAMX | Gilliam | OR | Wind | 102.9 | NA | NA | NA | 19.7286 | 21.3709 | 25.1288
Arlington Wind (Rattlesnake Road) | -90118 | Operating | 102.9 | Wind Turbine | 2008 | EDP Renewables North America LLC | CAISO | WECC | CAMX | Gilliam | OR | Wind | 102.9 | NA | NA | NA | 19.7286 | 21.3709 | 25.1288
Auburn Solar Facility | -756720 | Operating | 2.9 | Solar | 2023 | SolRiver Capital, LLC |  | WECC | NWPP | Clackamas | OR | Solar | 2.9 | NA | NA | NA | NA | NA | NA
Baker City Solar Center | -766344 | Operating | 15 | Solar | 2019 | Enerparc Solar Development, LLC |  | WECC | NWPP | Baker | OR | Solar | 15 | NA | NA | NA | 22.4513 | 24.8128 | 24.6408
Baldock Solar Station | -168589 | Operating | 1.4 | Solar | 2012 | Portland General Electric Company |  | WECC | NWPP | Clackamas | OR | Solar | 1.4 | NA | NA | NA | 10.8366 | 14.4406 | 12.8324
Ballston Solar Project | -163848 | Operating | 2.2 | Solar | 2018 | BNRG Renewables Ltd. |  | WECC | NWPP | Yamhill | OR | Solar | 2.2 | NA | NA | NA | 18.8979 | 19.0795 | 19.671
Bear Creek Solar Center | -227320 | Operating | 10 | Solar | 2018 | GCL New Energy (OR) I, LLC |  | WECC | NWPP | Deschutes | OR | Solar | 10 | NA | NA | NA | 24.5925 | 27.2078 | 26.4783
Bear Creek Solar Center | -172170 | Operating | 10 | Solar | 2018 | GCL New Energy (OR) I, LLC |  | WECC | NWPP | Deschutes | OR | Solar | 10 | NA | NA | NA | 24.5925 | 27.2078 | 26.4783
Rockwood | -6339 | Operating | 49.8 | Gas Turbine | 1979 | Imperial Irrigation District |  | WECC | AZNMSN | Imperial | CA | Oil | 43.1 | 13897 | 13789 | 14863 | 1.0375 | 0.76696 | 0.78794
Rocky 2 Power Plant | -768527 | Operating | 2.95 | Gas Turbine | 2024 | NEXUS Energy and Associated Ltd | Alberta | WECC | WECCCN |  |  | Gas | 2.95 | NA | NA | NA | NA | NA | NA
Bellevue Solar Facility | -465340 | Operating | 1.6 | Solar | 2011 | Fonds de solidarité FTQ |  | WECC | NWPP | Yamhill | OR | Solar | 1.6 | NA | NA | NA | NA | NA | 0
Bellevue Solar Facility | -465339 | Operating | 1.6 | Solar | 2011 | Caisse de dépôt et placement du Québec |  | WECC | NWPP | Yamhill | OR | Solar | 1.6 | NA | NA | NA | NA | NA | 0
Bend | -140800 | Operating | 1.1 | Hydraulic Turbine | 1913 | PacifiCorp |  | WECC | NWPP | Deschutes | OR | Water | 1 | NA | NA | NA | 0.94749 | 0.22831 | 7.2717
Bend | -140799 | Operating | 1.1 | Hydraulic Turbine | 1913 | PacifiCorp |  | WECC | NWPP | Deschutes | OR | Water | 1 | NA | NA | NA | 0.94749 | 0.22831 | 7.2717
Benson Creek Windfarm (Huntington Wind) | -797976 | Operating | 10 | Wind Turbine | 2017 | D. E. Shaw Renewable Investments, L.L.C. |  | WECC | NWPP | Baker | OR | Wind | 10 | NA | NA | NA | NA | NA | NA
Benson Creek Windfarm (Huntington Wind) | -797975 | Operating | 10 | Wind Turbine | 2017 | Macquarie Asset Management Pty Limited |  | WECC | NWPP | Baker | OR | Wind | 10 | NA | NA | NA | NA | NA | NA
Benson Creek Windfarm (Huntington Wind) | -170440 | Operating | 10 | Wind Turbine | 2017 | Oregon International Holdings, LLC |  | WECC | NWPP | Baker | OR | Wind | 10 | NA | NA | NA | 30.5662 | 32.629 | 37.9658
Big Cliff | -510875 | Operating | 18 | Hydraulic Turbine | 1954 | USCE - North Pacific Division |  | WECC | NWPP | Marion | OR | Water | 21 | NA | NA | NA | 41.216 | 47.9898 | 43.5383
Big Top Wind (Echo III) | -396498 | Operating | 1.7 | Wind Turbine | 2009 | Exelon Wind, LLC |  | WECC | NWPP | Morrow | OR | Wind | 1.7 | NA | NA | NA | 21.488 | 21.1993 | NA
Big Top Wind (Echo III) | -167900 | Operating | 1.7 | Wind Turbine | 2009 | LaVonne Mader |  | WECC | NWPP | Morrow | OR | Wind | 1.7 | NA | NA | NA | 21.488 | 21.1993 | 26.6452
Big Top Wind (Echo III) | -167899 | Operating | 1.7 | Wind Turbine | 2009 | Frank Mader |  | WECC | NWPP | Morrow | OR | Wind | 1.7 | NA | NA | NA | 21.488 | 21.1993 | 26.6452
Bighorn Solar Project | -316889 | Operating | 2.2 | Solar | 2020 | Pine Gate Renewables, LLC |  | WECC | NWPP | Marion | OR | Solar | 2.2 | NA | NA | NA | 16.5785 | 17.528 | 16.5577
Biglow Canyon Wind Farm | -163208 | Operating | 449.7 | Wind Turbine | 2007 | Portland General Electric Company |  | WECC | NWPP | Sherman | OR | Wind | 449.7 | NA | NA | NA | 23.723 | 19.4304 | 28.3356
Biomass One LP | -164368 | Operating | 40 | Steam Turbine | 1985 | Biomass One, Limited Partnership |  | WECC | NWPP | Jackson | OR | Biomass | 36.5 | 18114 | 17603 | 18257 | 42.5483 | 60.537 | 60.4554
Black Cap Solar Facility | -141494 | Operating | 2 | Solar | 2012 | PacifiCorp |  | WECC | NWPP | Lake | OR | Solar | 2 | NA | NA | NA | 21.7637 | 22.4543 | 18.4361
Black Cap Solar Facility | -141493 | Operating | 2 | Solar | 2012 | PacifiCorp |  | WECC | NWPP | Lake | OR | Solar | 2 | NA | NA | NA | 21.7637 | 22.4543 | 18.4361
Blackwell Creek Solar Plant | -791551 | Operating | 1.35 | Solar | 2024 | Blackwell Creek PM, LLC |  | WECC | NWPP | Jackson | OR | Solar | 1.35 | NA | NA | NA | NA | NA | NA
Bly Solar Center Project | -227318 | Operating | 8 | Solar | 2018 | GCL New Energy Holdings Limited |  | WECC | NWPP | Klamath | OR | Solar | 8 | NA | NA | NA | 25.9404 | 30.6935 | 28.0479
Bly Solar Project | -770869 | Operating | 10 | Solar | 2017 | Origis Energy USA Inc. |  | WECC | NWPP | Klamath | OR | Solar | 10 | NA | NA | NA | NA | NA | NA
Bonanza Solar Project (NorWest Energy 4) | -761246 | Operating | 6 | Solar | 2018 | MN8 Energy, Inc. |  | WECC | NWPP | Klamath | OR | Solar | 6 | NA | NA | NA | 18.6891 | 21.602 | NA
Bonneville | -510876 | Operating | 1162 | Hydraulic Turbine | 1938 | USCE - North Pacific Division |  | WECC | NWPP | Multnomah | OR | Water | 1153.9 | NA | NA | NA | 35.9216 | 46.311 | 39.6752
Boring Solar | -177320 | Operating | 2.2 | Solar | 2019 | BNRG Renewables Ltd. |  | WECC | NWPP | Clackamas | OR | Solar | 2.2 | NA | NA | NA | 19.7125 | 19.9097 | 19.4479
Brightwood Solar Plant | -408972 | Operating | 10 | Solar | 2021 | Pine Gate Renewables, LLC |  | WECC | NWPP | Clackamas | OR | Solar | 10 | NA | NA | NA | 18.0228 | 12.9304 | NA
Bristol Solar Project | -767207 | Operating | 3 | Solar | 2021 | Adapture Renewables, Inc. |  | WECC | NWPP | Marion | OR | Solar | 3 | NA | NA | NA | 17.2679 | 16.2976 | 16.4802
Brush Creek Solar Project | -242704 | Operating | 2.2 | Solar | 2020 | Pine Gate Renewables, LLC |  | WECC | NWPP | Marion | OR | Solar | 2.2 | NA | NA | NA | 17.3412 | 15.8053 | 17.4191
Brush Solar Center | -767174 | Operating | 2.8 | Solar | 2019 | Adapture Renewables, Inc. |  | WECC | NWPP | Baker | OR | Solar | 2.8 | NA | NA | NA | 24.8573 | 25.7502 | 26.3372
Butter Creek Wind (Echo III) | -396497 | Operating | 5 | Wind Turbine | 2009 | Exelon Wind, LLC |  | WECC | NWPP | Umatilla | OR | Wind | 5 | NA | NA | NA | 23.3881 | 23.6918 | NA
Butter Creek Wind (Echo III) | -167895 | Operating | 5 | Wind Turbine | 2009 | Shannon Madison |  | WECC | NWPP | Umatilla | OR | Wind | 5 | NA | NA | NA | 23.3881 | 23.6918 | 29.2352
Butter Creek Wind (Echo III) | -167894 | Operating | 5 | Wind Turbine | 2009 | Kent Madison |  | WECC | NWPP | Umatilla | OR | Wind | 5 | NA | NA | NA | 23.3881 | 23.6918 | 29.2352
Carmen Smith | -2276 | Operating | 114.3 | Hydraulic Turbine | 1963 | City of Eugene, Oregon |  | WECC | NWPP | Linn | OR | Water | 106.5 | NA | NA | NA | 20.2122 | 21.8833 | 16.1274
Carnes Creek Solar Project | -611342 | Operating | 2.5 | Solar | 2022 | Carnes Creek Solar, LLC |  | WECC | NWPP | Marion | OR | Solar | 2.5 | NA | NA | NA | 19.4292 | 0.379 | NA
Rocky Mountain Energy Center | -62470 | Operating | 685.1 | Combined Cycle | 2004 | Public Service Company of Colorado |  | WECC | RMPA | Weld | CO | Gas | 615 | 7688 | 7767 | 7896 | 44.2621 | 47.1596 | 36.859
Case Creek Solar Project | -214632 | Operating | 2.2 | Solar | 2019 | BNRG Oregon Holdings Corporation |  | WECC | NWPP | Marion | OR | Solar | 2.2 | NA | NA | NA | 20.138 | 19.7437 | 20.221
C-Drop Hydroelectric Project | -169921 | Operating | 1.1 | Hydraulic Turbine | 2012 | Klamath Irrigation District |  | WECC | NWPP | Klamath | OR | Water | 1.1 | NA | NA | NA | 11.2183 | 0 | 0
Chiloquin Solar Facility | -222917 | Operating | 9.9 | Solar | 2018 | US Solar Fund Plc |  | WECC | NWPP | Klamath | OR | Solar | 9.9 | NA | NA | NA | 22.1254 | 23.5252 | 22.3076
Chopin Wind Farm | -170331 | Operating | 10 | Wind Turbine | 2016 | BayWa Aktiengesellschaft |  | WECC | NWPP | Umatilla | OR | Wind | 10 | NA | NA | NA | 29.2626 | 31.5662 | 36.1941
Clearwater 1 (North Umpqua) | -140906 | Operating | 15 | Hydraulic Turbine | 1953 | PacifiCorp |  | WECC | NWPP | Douglas | OR | Water | 17.9 | NA | NA | NA | 16.1367 | 15.1667 | 11.4704
Clearwater 1 (North Umpqua) | -140905 | Operating | 15 | Hydraulic Turbine | 1953 | PacifiCorp |  | WECC | NWPP | Douglas | OR | Water | 17.9 | NA | NA | NA | 16.1367 | 15.1667 | 11.4704
Clearwater 2 (North Umpqua) | -140910 | Operating | 26 | Hydraulic Turbine | 1953 | PacifiCorp |  | WECC | NWPP | Douglas | OR | Water | 31 | NA | NA | NA | 9.6829 | 7.345 | 5.6533
Clearwater 2 (North Umpqua) | -140909 | Operating | 26 | Hydraulic Turbine | 1953 | PacifiCorp |  | WECC | NWPP | Douglas | OR | Water | 31 | NA | NA | NA | 9.6829 | 7.345 | 5.6533
Co Gen II LLC | -2521 | Operating | 7.5 | Steam Turbine | 1987 | Co-Generation Co |  | WECC | NWPP | Douglas | OR | Biomass | 7.8 | NA | NA | NA | 0 | 0 | 0
Co Gen LLC | -2522 | Operating | 7.5 | Steam Turbine | 1986 | Co-Generation Co |  | WECC | NWPP | Grant | OR | Biomass | 7.5 | NA | NA | NA | 0 | 0 | 0
Coffee Creek Battery Energy Storage System Project | -797549 | Operating | NA | Battery | 2024 | Portland General Electric Company |  | WECC | NWPP | Washington | OR | Energy Storage | 17 | NA | NA | NA | NA | NA | NA
Coffin Butte | -88963 | Operating | 5.6 | Internal Combustion | 1995 | PNGC Power, Inc. |  | WECC | NWPP | Benton | OR | Biomass | 5.6 | 11269 | 11059 | 10702 | 86.2341 | 80.5019 | 86.5276
Colton Solar (SP Solar 6) | -361948 | Operating | 2.2 | Solar | 2017 | Manulife Financial Corporation |  | WECC | NWPP | Clackamas | OR | Solar | 2.2 | NA | NA | NA | 18.1507 | 18.0521 | 18.7578
Columbia Ridge Landfill | -166972 | Operating | 12.8 | Internal Combustion | 2009 | WM Renewable Energy, LLC |  | WECC | NWPP | Gilliam | OR | Biomass | 12.8 | 12121 | 11811 | 11974 | 70.1689 | 77.9386 | 83.493
Combine Hills | -430733 | Operating | 43 | Wind Turbine | 2003 | Tokyo Electric Power Company Holdings, Incorporated |  | WECC | NWPP | Umatilla | OR | Wind | 43 | NA | NA | NA | 19.4563 | 20.6533 | 27.5085
Combine Hills | -116938 | Operating | 43 | Wind Turbine | 2003 | Tokyo Electric Power Company Holdings, Incorporated |  | WECC | NWPP | Umatilla | OR | Wind | 43 | NA | NA | NA | 19.4563 | 20.6533 | 27.5085
Combine Hills | -116937 | Operating | 43 | Wind Turbine | 2003 | Toyota Tsusho Corporation |  | WECC | NWPP | Umatilla | OR | Wind | 43 | NA | NA | NA | 19.4563 | 20.6533 | 27.5085
Condon Wind Project | -69081 | Operating | 49.8 | Wind Turbine | 2001 | ACE West Holdings, LLC |  | WECC | NWPP | Gilliam | OR | Wind | 49.8 | NA | NA | NA | 15.005 | 15.4137 | 22.4354
Constable BESS Project (Evergreen) | -769232 | Operating | 75 | Battery | 2024 | Portland General Electric Company |  | WECC | NWPP | Washington | OR | Energy Storage | 75 | NA | NA | NA | NA | NA | NA
Copper Dam | -757198 | Operating | 2.6 | Hydraulic Turbine | 1986 | Farmers Irrigation District, Oregon |  | WECC | NWPP | Hood River | OR | Water | 2.6 | NA | NA | NA | 68.3922 | 70.6401 | 64.5109
Cosper Creek Solar | -611324 | Operating | 2.5 | Solar | 2022 | CEP Renewables LLC |  | WECC | NWPP | Polk | OR | Solar | 2.5 | NA | NA | NA | 18.2009 | 0.42922 | NA
Cougar | -510879 | Operating | 26 | Hydraulic Turbine | 1964 | USCE - North Pacific Division |  | WECC | NWPP | Lane | OR | Water | 26 | NA | NA | NA | 20.8816 | 33.7294 | 35.2173
Covanta Marion Inc. | -383253 | Operating | 13.1 | Steam Turbine | 1986 | Covanta Energy, LLC |  | WECC | NWPP | Marion | OR | Biomass | 11.5 | 21747 | 21462 | 24842 | 48.4455 | 66.1376 | 64.5116
Rocky Power Plant | -425440 | Operating | 4 | Gas Turbine | 2022 | NEXUS Energy and Associated Ltd | Alberta | WECC | WECCCN |  |  | Gas | 4 | NA | NA | NA | NA | NA | NA
Rocky Road | -743765 | Operating | 415.5 | Gas Turbine | 1999 | Middle River Power, LLC | PJM | RFC | R-PJM | Kane | IL | Gas | 396.6 | 12549 | NA | NA | 0.51298 | NA | NA
Day Hill Solar Project | -296463 | Operating | 2.3 | Solar | 2020 | Greenbacker Renewable Energy Company LLC |  | WECC | NWPP | Clackamas | OR | Solar | 2.3 | NA | NA | NA | 18.8257 | 18.24 | 19.3568
Daybreak Solar (Bakeoven Project) | -805045 | Operating | NA | Solar | 2025 | Avangrid Renewables, LLC |  | WECC | NWPP | Wasco | OR | Solar | 140 | NA | NA | NA | NA | NA | NA
Dayton Cutoff Solar (SP Solar 7) | -405312 | Operating | 2.2 | Solar | 2017 | Cypress Creek Renewables, LLC |  | WECC | NWPP | Yamhill | OR | Solar | 2.2 | NA | NA | NA | 18.4828 | 17.4917 | 18.4932
DB Bull Run Facility (Sulus Solar 29) | -316932 | Operating | 2.6 | Solar | 2020 | Sulus Solar |  | WECC | NWPP | Clackamas | OR | Solar | 2.6 | NA | NA | NA | 16.8159 | 16.0388 | 15.3451
Detroit | -510882 | Operating | 100 | Hydraulic Turbine | 1953 | USCE - North Pacific Division |  | WECC | NWPP | Marion | OR | Water | 100 | NA | NA | NA | 18.6081 | 20.9386 | 22.0016
Dexter | -510883 | Operating | 15 | Hydraulic Turbine | 1955 | USCE - North Pacific Division |  | WECC | NWPP | Lane | OR | Water | 15 | NA | NA | NA | 34.2846 | 38.3668 | 43.0221
DF West Eagle Creek Facility (Sulus 17) | -253321 | Operating | 3.1 | Solar | 2020 | Sulus Solar |  | WECC | NWPP | Clackamas | OR | Solar | 3.1 | NA | NA | NA | 15.4331 | 15.1679 | 14.8512
Dillard Complex | -758780 | Operating | 51.5 | Steam Turbine | 1955 | Roseburg Forest Products Co. |  | WECC | NWPP | Douglas | OR | Biomass | 40 | 33470 | 29185 | 33399 | 25.2749 | 25.0685 | 31.7183
Dorena Lake Dam | -166669 | Operating | 7.5 | Hydraulic Turbine | 2014 | Symbiotics LLC |  | WECC | NWPP | Lane | OR | Water | 7.5 | NA | NA | NA | 16.9543 | 20.7793 | 8.3151
Douglas County Forest Products | -173985 | Operating | 6.3 | Steam Turbine | 2006 | Douglas County Forest Products |  | WECC | NWPP | Douglas | OR | Biomass | 6.3 | NA | 42929 | NA | 31.014 | 47.2512 | 34.5184
Drift Creek Solar Project | -242593 | Operating | 2.2 | Solar | 2020 | Pine Gate Renewables, LLC |  | WECC | NWPP | Marion | OR | Solar | 2.2 | NA | NA | NA | 18.3115 | 17.9795 | 17.4502
Dry Creek Landfill | -166781 | Operating | 3.2 | Internal Combustion | 2007 | Oregon Environmental Industries Llc |  | WECC | NWPP | Jackson | OR | Biomass | 3 | 12453 | 14336 | 12791 | 51.3623 | 51.503 | 78.8584
Dunn Road Solar Project | -348282 | Operating | 1.8 | Solar | 2021 | Neighborhood Power Corp. |  | WECC | NWPP | Clackamas | OR | Solar | 1.8 | NA | NA | NA | 19.7235 | 19.882 | 20.326
Durbin Creek Windfarm (Huntington Wind) | -797974 | Operating | 10 | Wind Turbine | 2017 | D. E. Shaw Renewable Investments, L.L.C. |  | WECC | NWPP | Baker | OR | Wind | 10 | NA | NA | NA | NA | NA | NA
Durbin Creek Windfarm (Huntington Wind) | -797973 | Operating | 10 | Wind Turbine | 2017 | Macquarie Asset Management Pty Limited |  | WECC | NWPP | Baker | OR | Wind | 10 | NA | NA | NA | NA | NA | NA
Durham Advanced Wastewater Treatment Plant | -173036 | Operating | 1.6 | Internal Combustion | 2015 | Clean Water Services, Inc. |  | WECC | NWPP | Washington | OR | Biomass | 1.6 | 13834 | 11539 | 10990 | 62.2788 | 84.1253 | 80.2369
Duus Solar Project | -434093 | Operating | 10 | Solar | 2020 | Duus Solar LLC |  | WECC | NWPP | Clackamas | OR | Solar | 10 | NA | NA | NA | 21.9361 | 19.532 | 22.3916
Eagle Point (Rogue River) | -140655 | Operating | 2.8 | Hydraulic Turbine | 1957 | PacifiCorp |  | WECC | NWPP | Jackson | OR | Water | 2.8 | NA | NA | NA | 59.7684 | 55.402 | 54.7008
Eagle Point (Rogue River) | -140654 | Operating | 2.8 | Hydraulic Turbine | 1957 | PacifiCorp |  | WECC | NWPP | Jackson | OR | Water | 2.8 | NA | NA | NA | 59.7684 | 55.402 | 54.7008
Eagle Point Solar Project | -172850 | Operating | 9.9 | Solar | 2017 | Pine Gate Renewables, LLC |  | WECC | NWPP | Jackson | OR | Solar | 9.9 | NA | NA | NA | 20.8408 | 20.887 | 17.8151
East Side (Klamath Hydroelectric Project) | -140659 | Operating | 3.2 | Hydraulic Turbine | 1924 | PacifiCorp |  | WECC | NWPP | Klamath | OR | Water | 3 | NA | NA | NA | 0 | 0 | 0
East Side (Klamath Hydroelectric Project) | -140658 | Operating | 3.2 | Hydraulic Turbine | 1924 | PacifiCorp |  | WECC | NWPP | Klamath | OR | Water | 3 | NA | NA | NA | 0 | 0 | 0
Elbe Solar Center | -227316 | Operating | 10 | Solar | 2018 | GCL New Energy Holdings Limited |  | WECC | NWPP | Jefferson | OR | Solar | 10 | NA | NA | NA | 24.8642 | 26.5616 | 25.4349
Elkhorn Valley Wind Farm | -789063 | Operating | 100.7 | Wind Turbine | 2007 | Atlantica Sustainable Infrastructure Limited |  | WECC | NWPP | Union | OR | Wind | 100.7 | NA | NA | NA | NA | NA | NA
Elkhorn Valley Wind Farm | -102887 | Operating | 100.7 | Wind Turbine | 2007 | EDP Renewables North America LLC |  | WECC | NWPP | Union | OR | Wind | 100.7 | NA | NA | NA | 35.4032 | 33.3493 | 39.0572
Elkhorn Valley Wind Farm | -51629 | Operating | 100.7 | Wind Turbine | 2007 | EDP Renewables North America LLC |  | WECC | NWPP | Union | OR | Wind | 100.7 | NA | NA | NA | 35.4032 | 33.3493 | 39.0572
Eurus Combine Hills II Wind Project | -385452 | Operating | 66.1 | Wind Turbine | 2010 | Tokyo Electric Power Company Holdings, Incorporated |  | WECC | NWPP | Umatilla | OR | Wind | 66.1 | NA | NA | NA | 25.2268 | 23.5567 | 25.2204
Eurus Combine Hills II Wind Project | -384868 | Operating | 66.1 | Wind Turbine | 2010 | Tokyo Electric Power Company Holdings, Incorporated |  | WECC | NWPP | Umatilla | OR | Wind | 66.1 | NA | NA | NA | 25.2268 | 23.5567 | 25.2204
Eurus Combine Hills II Wind Project | -168960 | Operating | 66.1 | Wind Turbine | 2010 | Toyota Tsusho Corporation |  | WECC | NWPP | Umatilla | OR | Wind | 66.1 | NA | NA | NA | 25.2268 | 23.5567 | 25.2204
Evergreeen Biopower Facility | -167851 | Operating | 21 | Steam Turbine | 2007 | Evergreen Biopower, Llc |  | WECC | NWPP | Linn | OR | Biomass | 10 | 25053 | 22502 | 20858 | 43.3642 | 58.1781 | 62.2192
Ewauna Solar 2 | -173771 | Operating | 2.9 | Solar | 2018 | Clean Focus Renewables, Inc. |  | WECC | NWPP | Klamath | OR | Solar | 2.9 | NA | NA | NA | 23.4924 | 27.0233 | 25.7833
Falls Creek | -199580 | Operating | 4.1 | Hydraulic Turbine | 1984 | Falls Creek Hydropower Lp |  | WECC | NWPP | Linn | OR | Water | 4.8 | NA | NA | NA | 32.7197 | 38.9222 | 33.9778
Faraday | -628895 | Operating | 37.2 | Hydraulic Turbine | 1907 | Portland General Electric Company |  | WECC | NWPP | Clackamas | OR | Water | 41.9 | NA | NA | NA | 25.2084 | NA | NA
Farm Power Tillamook Project | -169818 | Operating | 1 | Internal Combustion | 2012 | Farm Power Northwest LLC |  | WECC | NWPP | Tillamook | OR | Biomass | 1 | NA | NA | NA | NA | NA | NA
Finley Buttes Landfill | -167902 | Operating | 4.8 | Internal Combustion | 2007 | Finley BioEnergy LLC |  | WECC | NWPP | Morrow | OR | Biomass | 4.8 | 10619 | 10298 | 10418 | 77.0619 | 88.5345 | 92.637
Firwood Solar Plant | -228447 | Operating | 10 | Solar | 2020 | Alchemy Renewable Energy, LLC |  | WECC | NWPP | Clackamas | OR | Solar | 10 | NA | NA | NA | 22.4144 | 20.8767 | 21.3995
Fish Creek (North Umpqua) | -140706 | Operating | 11 | Hydraulic Turbine | 1952 | PacifiCorp |  | WECC | NWPP | Douglas | OR | Water | 10.4 | NA | NA | NA | 20.0803 | 23.4271 | 13.4363
Fish Creek (North Umpqua) | -140705 | Operating | 11 | Hydraulic Turbine | 1952 | PacifiCorp |  | WECC | NWPP | Douglas | OR | Water | 10.4 | NA | NA | NA | 20.0803 | 23.4271 | 13.4363
Fort Rock Solar I | -232616 | Operating | 9.9 | Solar | 2020 | Fort Rock Solar I LLC |  | WECC | NWPP | Lake | OR | Solar | 9.9 | NA | NA | NA | 27.4768 | 26.7527 | 29.3437
Fort Rock Solar II | -459351 | Operating | 10 | Solar | 2020 | Fort Rock Solar II LLC |  | WECC | NWPP | Lake | OR | Solar | 10 | NA | NA | NA | NA | NA | NA
Fort Rock Solar IV Project | -250381 | Operating | 10 | Solar | 2020 | Fort Rock Solar IV LLC |  | WECC | NWPP | Lake | OR | Solar | 10 | NA | NA | NA | 25.8916 | 23.3436 | 28.2066
FORTIX (ViaWest) | -167388 | Operating | 1 | Internal Combustion | 2005 | Portland General Electric Company |  | WECC | NWPP | Multnomah | OR | Oil | 1 | NA | NA | NA | 1.5525 | 1.6895 | 4.5776
Fossil Lake Solar Project (Garrett Solar) | -229416 | Operating | 10 | Solar | 2019 | Obsidian Renewables LLC |  | WECC | NWPP | Lake | OR | Solar | 10 | NA | NA | NA | NA | NA | NA
Foster | -510885 | Operating | 20 | Hydraulic Turbine | 1968 | USCE - North Pacific Division |  | WECC | NWPP | Linn | OR | Water | 20 | NA | NA | NA | 35.6307 | 30.9424 | 35.839
Four Corners Windfarm (Echo II Project) | -396486 | Operating | 8 | Wind Turbine | 2009 | Continental Wind, LLC |  | WECC | NWPP | Umatilla | OR | Wind | 8 | NA | NA | NA | 24.3165 | 25.762 | NA
Four Mile Canyon Windfarm (Echo II) | -396485 | Operating | 10 | Wind Turbine | 2009 | Continental Wind, LLC |  | WECC | NWPP | Morrow | OR | Wind | 10 | NA | NA | NA | 19.7454 | 21.9075 | NA
Fruitland Creek Solar Project | -610195 | Operating | 1.8 | Solar | 2022 | Fruitland Creek Solar, LLC |  | WECC | NWPP | Marion | OR | Solar | 1.8 | NA | NA | NA | 15.43 | 0.36149 | NA
Gala Solar Plant (Prineville Solar) | -785826 | Operating | 56.3 | Solar | 2017 | Avangrid Renewables, LLC |  | WECC | NWPP | Crook | OR | Solar | 56 | NA | NA | NA | NA | NA | NA
Galesville Project | -3465 | Operating | 1.6 | Hydraulic Turbine | 1987 | Douglas County |  | WECC | NWPP | Douglas | OR | Water | 2 | NA | NA | NA | 0 | 0 | 14.3607
Garrett Solar Project (Lakeview Airport 10 Solar) | -388011 | Operating | 10 | Solar | 2019 | SOLV Energy, LLC |  | WECC | NWPP | Lake | OR | Solar | 10 | NA | NA | NA | 25.8527 | 28.9132 | 28.4692
Georgia Pacific Toledo Facility | -742377 | Operating | 18.8 | Steam Turbine | 2007 | Georgia Pacific Toledo Llc |  | WECC | NWPP | Lincoln | OR | Biomass | 13.4 | NA | NM | NA | 50.8059 | 17.8057 | 0
GLE Biogas Plant | -171935 | Out of Service | 1.6 | Internal Combustion | 2011 | Green Lane Energy Inc |  | WECC | NWPP | Lane | OR | Biomass | NA | NA | NA | NA | NA | NA | NA
Golden Hills Wind Farm | -785776 | Operating | 201.3 | Wind Turbine | 2022 | Avangrid Renewables, LLC |  | WECC | NWPP | Sherman | OR | Wind | 201.3 | NA | NA | NA | NA | NA | NA
Grand Ronde Solar (NorWest Energy 14) | -163866 | Operating | 2.2 | Solar | 2017 | Pine Gate Renewables, LLC |  | WECC | NWPP | Polk | OR | Solar | 2.2 | NA | NA | NA | 19.6347 | 20.2885 | 19.3337
Green Peter | -510886 | Operating | 80 | Hydraulic Turbine | 1967 | USCE - North Pacific Division |  | WECC | NWPP | Linn | OR | Water | 80 | NA | NA | NA | 13.8789 | 31.4974 | 28.543
Green Solar Project | -795567 | Operating | 2.9 | Solar | 2023 | SolRiver Capital, LLC |  | WECC | NWPP | Jefferson | OR | Solar | 2.9 | NA | NA | NA | NA | NA | NA
Green Springs | -511501 | Operating | 17.2 | Hydraulic Turbine | 1960 | U.S. Bureau Of Reclamation |  | WECC | NWPP | Jackson | OR | Water | 17.2 | NA | NA | NA | 21.7034 | 12.2923 | 14.7765
Greenpark Solar Project | -767209 | Operating | 1.3 | Solar | 2020 | Adapture Renewables, Inc. |  | WECC | NWPP | Marion | OR | Solar | 1.3 | NA | NA | NA | 16.5349 | 16.8335 | 17.3779
Grove Solar Center | -405122 | Operating | 6 | Solar | 2016 | Cypress Creek Renewables, LLC |  | WECC | NWPP | Malheur | OR | Solar | 6 | NA | NA | NA | 25.1617 | 24.6956 | 25.1807
Harney Solar I Project | -477670 | Operating | 10 | Solar | 2019 | Basalt Infrastructure Partners LLC |  | WECC | NWPP | Harney | OR | Solar | 10 | NA | NA | NA | NA | NA | NA
Harney Solar I Project | -477669 | Operating | 10 | Solar | 2019 | Basalt Infrastructure Partners LLC |  | WECC | NWPP | Harney | OR | Solar | 10 | NA | NA | NA | NA | NA | NA
Harney Solar I Project | -218723 | Operating | 10 | Solar | 2019 | Soltage, LLC |  | WECC | NWPP | Harney | OR | Solar | 10 | NA | NA | NA | NA | NA | NA
Hay Canyon Wind Farm | -785790 | Operating | 100.8 | Wind Turbine | 2009 | Avangrid Renewables, LLC |  | WECC | NWPP | Sherman | OR | Wind | 100.8 | NA | NA | NA | NA | NA | NA
Hells Canyon | -3872 | Operating | 411.1 | Hydraulic Turbine | 1967 | Idaho Power Company |  | WECC | NWPP | Wallowa | OR | Water | 443.2 | NA | NA | NA | 46.1008 | 37.2211 | 37.7467
Rodeo Generating Facility (San Francisco Refinery) | -123303 | Operating | 54.9 | Gas Turbine | 1987 | Phillips 66 Company | CAISO | WECC | CAMX | Contra Costa | CA | Other | 49.5 | 21159 | 20377 | 20406 | 85.0417 | 85.1933 | 81.5993
Rokeby | -6359 | Operating | 263.2 | Gas Turbine | 1975 | Lincoln Electric System | SPP | MRO | MRO-US | Lancaster | NE | Gas | 259 | 14552 | 14373 | 15192 | 3.5378 | 3.0332 | 2.442
Roland C Dansby CT | -166136 | Operating | 98.2 | Gas Turbine | 2004 | City of Bryan, Texas | ERCOT | TRE | TRE | Brazos | TX | Gas | 96.2 | 10170 | 10552 | 10002 | 11.1585 | 11.1717 | 8.0602
Rolling Hills Generating | -492945 | Operating | 977.5 | Gas Turbine | 2003 | LS Power Development, LLC | PJM | RFC | R-PJM | Vinton | OH | Gas | 1045 | 11368 | 10904 | NA | 24.8322 | 15.663 | NA
Hills Creek | -510889 | Operating | 30 | Hydraulic Turbine | 1962 | USCE - North Pacific Division |  | WECC | NWPP | Lane | OR | Water | 30 | NA | NA | NA | 28.0544 | 30.847 | 39.3215
Hyline Solar Center | -405130 | Operating | 9 | Solar | 2016 | Cypress Creek Renewables, LLC |  | WECC | NWPP | Malheur | OR | Solar | 9 | NA | NA | NA | 24.0246 | 24.7844 | 18.7468
Interstate Solar Project (SP Solar 1) | -173997 | Operating | 2.2 | Solar | 2017 | Pine Gate Renewables, LLC |  | WECC | NWPP | Marion | OR | Solar | 2.2 | NA | NA | NA | 17.8705 | 18.6073 | 19.121
Jett Creek Windfarm (Huntington Wind) | -797978 | Operating | 10 | Wind Turbine | 2017 | D. E. Shaw Renewable Investments, L.L.C. |  | WECC | NWPP | Baker | OR | Wind | 10 | NA | NA | NA | NA | NA | NA
Jett Creek Windfarm (Huntington Wind) | -797977 | Operating | 10 | Wind Turbine | 2017 | Macquarie Asset Management Pty Limited |  | WECC | NWPP | Baker | OR | Wind | 10 | NA | NA | NA | NA | NA | NA
Jett Creek Windfarm (Huntington Wind) | -170442 | Operating | 10 | Wind Turbine | 2017 | Oregon Windfarms, LLC |  | WECC | NWPP | Baker | OR | Wind | 10 | NA | NA | NA | 29.3687 | 30.1016 | 34.6256
John Day | -510892 | Operating | 2160 | Hydraulic Turbine | 1968 | USCE - North Pacific Division |  | WECC | NWPP | Sherman | OR | Water | 1917 | NA | NA | NA | 37.7919 | 49.131 | 40.7922
Juniper Ridge Piping & Hydro | -757035 | Operating | 5 | Hydraulic Turbine | 2010 | Central Oregon Irrigation District |  | WECC | NWPP | Deschutes | OR | Water | 3.3 | NA | NA | NA | 37.7958 | 39.1656 | 37.8061
Kaiser Creek Solar Project | -611349 | Operating | 2 | Solar | 2022 | Kaiser Creek Solar, LLC |  | WECC | NWPP | Clackamas | OR | Solar | 2 | NA | NA | NA | 17.9737 | 0.35959 | NA
Kaiser Sunnyside Hospital | -167393 | Operating | 4.5 | Internal Combustion | 2007 | Portland General Electric Company |  | WECC | NWPP | Clackamas | OR | Oil | 4.5 | NA | NA | NA | 0.27144 | 0.19026 | 0.35008
Kale Patch Solar Project | -214495 | Operating | 2.2 | Solar | 2019 | BNRG Oregon Holdings Corporation |  | WECC | NWPP | Marion | OR | Solar | 2.2 | NA | NA | NA | 19.972 | 19.9201 | 20.2729
Roquette America CC Plant | -170130 | Operating | 50 | Combined Cycle | 2004 | Roquette America, Inc. | MISO | MRO | MRO-US | Lee | IA | Gas | 40 | 15231 | 12863 | 13260 | 32.9066 | 29.6281 | 19.1121
Rosemary | -9500 | Operating | 180 | Combined Cycle | 1990 | Virginia Electric and Power Company | PJM | SERC | VACAR | Halifax | NC | Oil | 184.9 | 10411 | 11270 | 9796 | 0.40334 | 0.10084 | 0.64547
Klondike I | -785750 | Operating | 24.5 | Wind Turbine | 2001 | Avangrid Renewables, LLC |  | WECC | NWPP | Sherman | OR | Wind | 24 | NA | NA | NA | NA | NA | NA
Klondike II | -785773 | Operating | 75 | Wind Turbine | 2005 | Avangrid Renewables, LLC |  | WECC | NWPP | Sherman | OR | Wind | 81 | NA | NA | NA | NA | NA | NA
Klondike III | -785774 | Operating | 300.1 | Wind Turbine | 2007 | Avangrid Renewables, LLC | CAISO | WECC | CAMX | Sherman | OR | Wind | 300.1 | NA | NA | NA | NA | NA | NA
KT Molalla Facility (Sulus 35) | -253323 | Operating | 3 | Solar | 2020 | Sulus Solar |  | WECC | NWPP | Clackamas | OR | Solar | 3 | NA | NA | NA | 17.7511 | 17.2641 | 17.7017
Labish Solar Project | -163930 | Operating | 2.2 | Solar | 2018 | BNRG Oregon Holdings Corporation |  | WECC | NWPP | Marion | OR | Solar | 2.2 | NA | NA | NA | 20.5064 | 20.4961 | 20.2107
Lacomb Irrigation District | -4528 | Operating | 1 | Hydraulic Turbine | 1986 | Lacomb Hydro Ltd Partnership |  | WECC | NWPP | Linn | OR | Water | 1 | NA | NA | NA | 47.5114 | 50.9247 | 47.1575
Lake Harriet - Clackamas River Hydro | -170592 | Operating | 1 | Hydraulic Turbine | 2015 | Portland General Electric Company |  | WECC | NWPP | Clackamas | OR | Water | 1 | NA | NA | NA | NA | NA | NA
Lakeview Solar Project (OR Solar 6) | -222920 | Operating | 10 | Solar | 2017 | US Solar Fund Plc |  | WECC | NWPP | Lake | OR | Solar | 10 | NA | NA | NA | 26.6119 | 28.4703 | 28.363
Leaning Juniper II | -785766 | Operating | 299.7 | Wind Turbine | 2011 | Avangrid Renewables, LLC |  | WECC | NWPP | Gilliam | OR | Wind | 297.6 | NA | NA | NA | NA | NA | NA
Leaning Juniper Wind Project | -794418 | Operating | 110.4 | Wind Turbine | 2006 | PacifiCorp |  | WECC | NWPP | Gilliam | OR | Wind | 100.5 | NA | NA | NA | NA | NA | NA
Lemolo 1 (North Umpqua) | -141013 | Operating | 32 | Hydraulic Turbine | 1955 | PacifiCorp |  | WECC | NWPP | Douglas | OR | Water | 32 | NA | NA | NA | 31.5825 | 37.1233 | 29.7014
Lemolo 1 (North Umpqua) | -141012 | Operating | 32 | Hydraulic Turbine | 1955 | PacifiCorp |  | WECC | NWPP | Douglas | OR | Water | 32 | NA | NA | NA | 31.5825 | 37.1233 | 29.7014
Lemolo 2 (North Umpqua) | -141017 | Operating | 38.5 | Hydraulic Turbine | 1956 | PacifiCorp |  | WECC | NWPP | Douglas | OR | Water | 38.5 | NA | NA | NA | 35.1311 | 32.2087 | 30.0302
Lemolo 2 (North Umpqua) | -141016 | Operating | 38.5 | Hydraulic Turbine | 1956 | PacifiCorp |  | WECC | NWPP | Douglas | OR | Water | 38.5 | NA | NA | NA | 35.1311 | 32.2087 | 30.0302
Lime Wind Energy Project | -168429 | Operating | 3 | Wind Turbine | 2011 | Joseph Millworks Inc. |  | WECC | NWPP | Baker | OR | Wind | 3 | NA | NA | NA | 18.2154 | 20.8866 | 24.0068
Linkville Solar Project | -766055 | Operating | 2.8 | Solar | 2024 | Hep Energy USA LLC |  | WECC | NWPP | Klamath | OR | Solar | 2.8 | NA | NA | NA | NA | NA | NA
Lookout Point | -510895 | Operating | 120 | Hydraulic Turbine | 1955 | USCE - North Pacific Division |  | WECC | NWPP | Lane | OR | Water | 120 | NA | NA | NA | 11.1125 | 19.3301 | 18.7515
Lost Creek | -510896 | Operating | 49 | Hydraulic Turbine | 1977 | USCE - North Pacific Division |  | WECC | NWPP | Jackson | OR | Water | 49 | NA | NA | NA | 51.5539 | 49.0593 | 45.1698
Marble Solar Project | -793451 | Operating | NA | Solar | 2024 | SolRiver Capital, LLC |  | WECC | NWPP | Linn | OR | Solar | 2.88 | NA | NA | NA | NA | NA | NA
Marble Solar Project | -793450 | Operating | NA | Solar | 2024 | Rockland Capital, LP |  | WECC | NWPP | Linn | OR | Solar | 2.88 | NA | NA | NA | NA | NA | NA
McNary Fish | -4969 | Operating | 10 | Hydraulic Turbine | 1997 | Northern Wasco County P U D |  | WECC | NWPP | Umatilla | OR | Water | 9 | NA | NA | NA | 93.5946 | 78.3004 | 50.378
Medford Operation | -84036 | Mothballed | 8.5 | Steam Turbine | 1956 | Boise Cascade Wood Products, L.L.C. |  | WECC | NWPP | Jackson | OR | Biomass | NA | NA | NA | NA | NA | NA | NA
Merrill Solar Project (OR Solar 5) | -222919 | Operating | 8 | Solar | 2018 | US Solar Fund Plc |  | WECC | NWPP | Klamath | OR | Solar | 8 | NA | NA | NA | 25.7477 | 28.1564 | 27.7126
Michell Butte Power Project | -758297 | Operating | 1.8 | Hydraulic Turbine | 1989 | Owyhee Irrigation District, Oregon |  | WECC | NWPP | Malheur | OR | Water | 1 | NA | NA | NA | 49.9315 | 16.895 | 21.9432
Middle Fork Irrigation District | -758298 | Operating | 3.3 | Hydraulic Turbine | 1986 | Middle Fork Oregon Irrigation District |  | WECC | NWPP | Hood River | OR | Water | 3.3 | NA | NA | NA | 69.9357 | 81.071 | 72.9072
Milford Solar Project (OR) | -325104 | Operating | 3 | Solar | 2021 | Milford Solar |  | WECC | NWPP | Washington | OR | Solar | 3 | NA | NA | NA | 16.3584 | 17.5152 | 17.5304
Mill Creek Solar Project | -173307 | Operating | 2.2 | Solar | 2018 | Pine Gate Renewables, LLC |  | WECC | NWPP | Yamhill | OR | Solar | 2.2 | NA | NA | NA | 19.3286 | 19.479 | 20.2003
Millican Solar Project | -348267 | Operating | 70 | Solar | 2021 | Invenergy LLC |  | WECC | NWPP | Crook | OR | Solar | 71.4 | NA | NA | NA | 22.2165 | 22.6456 | 18.2247
Minke Solar Project | -316907 | Operating | 2.2 | Solar | 2020 | Pine Gate Renewables, LLC |  | WECC | NWPP | Clackamas | OR | Solar | 2.2 | NA | NA | NA | 15.2916 | 15.4213 | 15.8416
Mompano Solar Plant | -794458 | Operating | NA | Solar | 2025 | Coast Tiger Solar Fund, LLC |  | WECC | NWPP | Clackamas | OR | Solar | 2 | NA | NA | NA | NA | NA | NA
Montague Solar Facility (Pachwáywit Fields Solar) | -785889 | Operating | 162 | Solar | 2023 | Avangrid Renewables, LLC |  | WECC | NWPP | Gilliam | OR | Solar | 162 | NA | NA | NA | NA | NA | NA
Montague Wind Facility (Leaning Juniper III) | -785799 | Operating | 217.25 | Wind Turbine | 2019 | Avangrid Renewables, LLC |  | WECC | NWPP | Gilliam | OR | Wind | 217.25 | NA | NA | NA | NA | NA | NA
Morgan Solar Center | -767178 | Operating | 3 | Solar | 2020 | Adapture Renewables, Inc. |  | WECC | NWPP | Malheur | OR | Solar | 3 | NA | NA | NA | 23.9954 | 26.3014 | 26.7009
Mount Hope Solar Project | -348281 | Operating | 2.5 | Solar | 2021 | Neighborhood Power Corp. |  | WECC | NWPP | Clackamas | OR | Solar | 2.5 | NA | NA | NA | 19.3105 | 19.1461 | 19.4977
Moyer-Tolles Solar Station (Umatilla Solar) | -172686 | Operating | 1 | Solar | 2016 | Umatilla Electric Cooperative, Inc. |  | WECC | NWPP | Umatilla | OR | Solar | 1 | NA | NA | NA | NA | NA | NA
NCCWC - Filter Plant | -166230 | Operating | 2 | Internal Combustion | 2005 | Portland General Electric Company |  | WECC | NWPP | Clackamas | OR | Oil | 2 | NA | NA | NA | 0.25685 | 0.17694 | 0.47374
Neal Hot Springs Geothermal | -136443 | Operating | 33 | Geothermal | 2012 | U.S. Geothermal Inc. |  | WECC | NWPP | Malheur | OR | Geothermal | 28.5 | NA | NA | NA | 70.4923 | 71.6362 | 73.2356
Neal Hot Springs Geothermal | -69662 | Operating | 33 | Geothermal | 2012 | Enbridge (U.S.) Inc. |  | WECC | NWPP | Malheur | OR | Geothermal | 28.5 | NA | NA | NA | 70.4923 | 71.6362 | 73.2356
Neff Road Solar (North) 1 Project (Norwest Energy 2 Solar) | -405212 | Operating | 9.9 | Solar | 2016 | Cypress Creek Renewables, LLC |  | WECC | NWPP | Deschutes | OR | Solar | 9.9 | NA | NA | NA | 22.7065 | 23.3695 | 25.6584
Neff Road Solar (South) 2 Project (Collier Solar Project) | -172334 | Operating | 9.9 | Solar | 2017 | Pine Gate Renewables, LLC |  | WECC | NWPP | Deschutes | OR | Solar | 9.9 | NA | NA | NA | 25.7864 | 26.0355 | 26.1888
Newberg Water Treatment Plant | -167395 | Operating | 1 | Internal Combustion | 2006 | Portland General Electric Company |  | WECC | NWPP | Yamhill | OR | Oil | 1 | NA | NA | NA | 0.15982 | 0.18265 | 0.19406
North Fork | -5469 | Operating | 40.8 | Hydraulic Turbine | 1958 | Portland General Electric Company |  | WECC | NWPP | Clackamas | OR | Water | 58 | NA | NA | NA | 30.5348 | 39.6333 | 32.9015
North Fork Hydro | -5470 | Operating | 1.2 | Hydraulic Turbine | 1989 | HDI Associates V |  | WECC | NWPP | Klamath | OR | Water | 1 | NA | NA | NA | 20.6507 | 4.3037 | 9.3836
Oak Grove | -5559 | Out of Service | 51 | Hydraulic Turbine | 1924 | Portland General Electric Company |  | WECC | NWPP | Clackamas | OR | Water | NA | NA | NA | NA | 39.4661 | 12.0195 | -0.18939
Old Mill Solar Project | -105787 | Operating | 5 | Solar | 2016 | NextEra Energy Resources, LLC |  | WECC | NWPP | Klamath | OR | Solar | 5 | NA | NA | NA | 16.8151 | 17.2146 | 23.8311
O'Neil Creek Solar | -217176 | Operating | 2.2 | Solar | 2019 | BNRG Oregon Holdings Corporation |  | WECC | NWPP | Washington | OR | Solar | 2.2 | NA | NA | NA | 20.1588 | 20.247 | 20.4857
Ontario Solar Center | -767176 | Operating | 3 | Solar | 2020 | Adapture Renewables, Inc. |  | WECC | NWPP | Malheur | OR | Solar | 3 | NA | NA | NA | 21.7085 | 26.7123 | 27.1499
Opal Springs Hydro | -5628 | Operating | 4.3 | Hydraulic Turbine | 1985 | Deschutes Valley Water District |  | WECC | NWPP | Jefferson | OR | Water | 5 | NA | NA | NA | 55.3584 | 48.4292 | 45.726
Open Range Solar Center | -405124 | Operating | 10 | Solar | 2016 | Cypress Creek Renewables, LLC |  | WECC | NWPP | Malheur | OR | Solar | 10 | NA | NA | NA | 25.4783 | 25.2477 | 26.097
OR 3 Facility (Turkey Hill Solar Project) | -222918 | Operating | 10 | Solar | 2017 | US Solar Fund Plc |  | WECC | NWPP | Klamath | OR | Solar | 10 | NA | NA | NA | 26.5674 | 28.5365 | 28.1495
OR Solar 8 Facility (Dairy Solar Project) | -222921 | Operating | 10 | Solar | 2017 | US Solar Fund Plc |  | WECC | NWPP | Klamath | OR | Solar | 10 | NA | NA | NA | 27.0263 | 30.7717 | 29.863
Orchard Knob Solar Project | -795601 | Operating | NA | Solar | 2025 | Luminace Aggregator, LLC |  | WECC | NWPP | Polk | OR | Solar | 2.25 | NA | NA | NA | NA | NA | NA
Orchard Windfarm 1 | -798049 | Operating | 10 | Wind Turbine | 2020 | D. E. Shaw Renewable Investments, L.L.C. |  | WECC | NWPP | Morrow | OR | Wind | 10 | NA | NA | NA | NA | NA | NA
Orchard Windfarm 1 | -798048 | Operating | 10 | Wind Turbine | 2020 | Macquarie Asset Management Pty Limited |  | WECC | NWPP | Morrow | OR | Wind | 10 | NA | NA | NA | NA | NA | NA
Orchard Windfarm 2 | -798068 | Operating | 10 | Wind Turbine | 2020 | D. E. Shaw Renewable Investments, L.L.C. |  | WECC | NWPP | Morrow | OR | Wind | 10 | NA | NA | NA | NA | NA | NA
Orchard Windfarm 2 | -798067 | Operating | 10 | Wind Turbine | 2020 | Macquarie Asset Management Pty Limited |  | WECC | NWPP | Morrow | OR | Wind | 10 | NA | NA | NA | NA | NA | NA
Orchard Windfarm 3 | -798070 | Operating | 10 | Wind Turbine | 2020 | D. E. Shaw Renewable Investments, L.L.C. |  | WECC | NWPP | Morrow | OR | Wind | 10 | NA | NA | NA | NA | NA | NA
Orchard Windfarm 3 | -798069 | Operating | 10 | Wind Turbine | 2020 | Macquarie Asset Management Pty Limited |  | WECC | NWPP | Morrow | OR | Wind | 10 | NA | NA | NA | NA | NA | NA
Orchard Windfarm 4 | -798072 | Operating | 10 | Wind Turbine | 2020 | D. E. Shaw Renewable Investments, L.L.C. |  | WECC | NWPP | Morrow | OR | Wind | 10 | NA | NA | NA | NA | NA | NA
Orchard Windfarm 4 | -798071 | Operating | 10 | Wind Turbine | 2020 | Macquarie Asset Management Pty Limited |  | WECC | NWPP | Morrow | OR | Wind | 10 | NA | NA | NA | NA | NA | NA
Oregon Convention Center Solar Project | -115605 | Operating | 1.4 | Solar | 2016 | Tesla Energy Operations, Inc. |  | WECC | NWPP | Multnomah | OR | Solar | 1.4 | NA | NA | NA | 14.0411 | 13.9106 | 15.0766
Oregon Military Dept./A.F.R.C. | -113374 | Operating | 1.6 | Internal Combustion | 2001 | Portland General Electric Company |  | WECC | NWPP | Multnomah | OR | Oil | 1.6 | NA | NA | NA | 0.35674 | 0.12129 | 0.21404
Oregon Military Joint Forces | -166231 | Operating | 1.6 | Internal Combustion | 2005 | Portland General Electric Company |  | WECC | NWPP | Marion | OR | Oil | 1.6 | NA | NA | NA | 0.064212 | 0.092751 | 0.1855
Oregon SPI 18 - Clayfield Solar Plant | -789783 | Operating | 2.46 | Solar | 2024 | Luminace Holdings, LLC |  | WECC | NWPP | Clackamas | OR | Solar | 2.46 | NA | NA | NA | NA | NA | NA
Roseville | -52656 | Operating | 66 | Gas Turbine | 1986 | City of Roseville, California |  | WECC | CAMX | Placer | CA | Gas | 48.4 | 18848 | 17638 | 16575 | 0.94154 | 1.3739 | 2.4015
Oregon Trail (Energy Vision) (Echo I) | -407328 | Operating | 9.9 | Wind Turbine | 2009 | Undisclosed buyer |  | WECC | NWPP | Umatilla | OR | Wind | 9.9 | NA | NA | NA | 24.4973 | 21.5684 | 30.2212
Oregon Trail (Energy Vision) (Echo I) | -396487 | Operating | 9.9 | Wind Turbine | 2009 | Exelon Wind, LLC |  | WECC | NWPP | Umatilla | OR | Wind | 9.9 | NA | NA | NA | 24.4973 | 21.5684 | NA
Oregon University System OIT Klamath Falls | -115606 | Operating | 1.7 | Solar | 2014 | Tesla Energy Operations, Inc. |  | WECC | NWPP | Klamath | OR | Solar | 1.7 | NA | NA | NA | 15.9683 | 17.0662 | 15.4509
Oregon University System Rabbit Field | -115608 | Operating | 1.2 | Solar | 2014 | Tesla Energy Operations, Inc. |  | WECC | NWPP | Benton | OR | Solar | 1.2 | NA | NA | NA | 11.3489 | 13.2991 | 15.0209
OSU Nuclear Research Reactor | -217061 | Operating | 1 | Nuclear | 1961 | Oregon State University |  | WECC | NWPP | Benton | OR | Nuclear | 1 | NA | NA | NA | NA | NA | NA
Outback Solar Project | -396519 | Operating | 4.4 | Solar | 2012 | Constellation NewEnergy, Inc. |  | WECC | NWPP | Lake | OR | Solar | 4.4 | NA | NA | NA | 18.4802 | 24.9585 | NA
Owyhee Dam Power Project | -758313 | Operating | 4.3 | Hydraulic Turbine | 1985 | Owyhee Irrigation District, Oregon |  | WECC | NWPP | Malheur | OR | Water | 4.3 | NA | NA | NA | 36.2722 | 28.5468 | 27.0813
Oxbow | -5684 | Operating | 190 | Hydraulic Turbine | 1961 | Idaho Power Company |  | WECC | NWPP | Baker | OR | Water | 215.3 | NA | NA | NA | 47.722 | 35.9118 | 36.6791
Pacific Canyon Windfarm (Echo I) | -407329 | Operating | 8.3 | Wind Turbine | 2009 | Undisclosed buyer |  | WECC | NWPP | Umatilla | OR | Wind | 8.3 | NA | NA | NA | 22.0718 | 22.1764 | 26.5225
Pacific Canyon Windfarm (Echo I) | -396488 | Operating | 8.3 | Wind Turbine | 2009 | Exelon Wind, LLC |  | WECC | NWPP | Umatilla | OR | Wind | 8.3 | NA | NA | NA | 22.0718 | 22.1764 | NA
Paisley Geothermal Power Plant | -168351 | Out of Service | 3.7 | Geothermal | 2015 | Surprise Valley Electrification Corp. |  | WECC | NWPP | Lake | OR | Geothermal | NA | NA | NA | NA | NA | NA | 0
Palmer Creek Solar | -647708 | Operating | 2.3 | Solar | 2020 | Greenbacker Renewable Energy Corporation |  | WECC | NWPP | Yamhill | OR | Solar | 2.3 | NA | NA | NA | 19.2674 | 18.24 | 20.5281
PaTu Wind Farm | -167829 | Operating | 9 | Wind Turbine | 2010 | Oregon Trail Wind Farm LLC |  | WECC | NWPP | Sherman | OR | Wind | 9 | NA | NA | NA | 32.3617 | 32.5888 | 38.3092
PCC Structurals | -166232 | Operating | 1 | Internal Combustion | 2005 | Portland General Electric Company |  | WECC | NWPP | Multnomah | OR | Oil | 1 | NA | NA | NA | 0.091324 | 0.12557 | 0.13699
Pebble Springs | -785777 | Operating | 98.7 | Wind Turbine | 2009 | Pebble Springs Wind LLC |  | WECC | CAMX | Gilliam | OR | Wind | 98.7 | NA | NA | NA | NA | NA | NA
Pelton | -393059 | Operating | 109.8 | Hydraulic Turbine | 1957 | Confederated Tribes-Warm Springs |  | WECC | NWPP | Jefferson | OR | Water | 110 | NA | NA | NA | 36.06 | 32.2782 | NA
Pelton | -393058 | Operating | 109.8 | Hydraulic Turbine | 1957 | Portland General Electric Company |  | WECC | NWPP | Jefferson | OR | Water | 110 | NA | NA | NA | 36.06 | 32.2782 | NA
Pendleton Solar (NorWest Energy 9) | -761232 | Operating | 6 | Solar | 2018 | MN8 Energy, Inc. |  | WECC | NWPP | Umatilla | OR | Solar | 6 | NA | NA | NA | 21.7409 | 21.8113 | NA
Peters Drive | -757204 | Operating | 1.8 | Hydraulic Turbine | 1987 | Farmers Irrigation District, Oregon |  | WECC | NWPP | Hood River | OR | Water | 1.2 | NA | NA | NA | 59.7032 | 75.4756 | 68.417
PG West Sheridan Facility (Sulus 33) | -647709 | Operating | 3 | Solar | 2021 | Sulus Solar |  | WECC | NWPP | Yamhill | OR | Solar | 3 | NA | NA | NA | 17.8196 | 18.1887 | 17.9718
Pika Solar Project | -316893 | Operating | 2.2 | Solar | 2020 | Pine Gate Renewables, LLC |  | WECC | NWPP | Marion | OR | Solar | 2.2 | NA | NA | NA | 17.5073 | 17.4087 | 19.0172
Pine Grove Solar Project | -793765 | Operating | NA | Solar | 2025 | Luminace Aggregator, LLC |  | WECC | NWPP | Klamath | OR | Solar | 1.4 | NA | NA | NA | NA | NA | NA
PNW Butler Solar Project | -324707 | Operating | 4 | Solar | 2021 | Pacific Northwest Solar, LLC |  | WECC | NWPP | Yamhill | OR | Solar | 4 | NA | NA | NA | 22.1062 | 22.9709 | 23.6416
Polk County Solar Project | -788124 | Operating | NA | Solar | 2025 | UGE International Ltd. |  | WECC | NWPP | Polk | OR | Solar | 3.5 | NA | NA | NA | NA | NA | NA
Polk County Solar Project | -788123 | Operating | NA | Solar | 2025 | UGE International Ltd. |  | WECC | NWPP | Polk | OR | Solar | 3.5 | NA | NA | NA | NA | NA | NA
Roseville Energy Park | -165881 | Operating | 165 | Combined Cycle | 2007 | City of Roseville, California |  | WECC | CAMX | Placer | CA | Gas | 162 | 8336 | 8336 | 8408 | 24.0073 | 42.7606 | 36.154
Port Westward Unit 2 | -162117 | Operating | 225.6 | Internal Combustion | 2014 | Portland General Electric Company |  | WECC | NWPP | Columbia | OR | Gas | 224.4 | 8537 | 8663 | 8669 | 59.6416 | 35.3439 | 41.9854
Portland Hydroelectric Project 1 | -5868 | Operating | 23.7 | Hydraulic Turbine | 1982 | City of Portland, Oregon |  | WECC | NWPP | Multnomah | OR | Water | 24 | NA | NA | NA | 19.1091 | 23.4822 | 18.0232
Portland Hydroelectric Project 2 | -5869 | Operating | 11.8 | Hydraulic Turbine | 1982 | City of Portland, Oregon |  | WECC | NWPP | Clackamas | OR | Water | 13.5 | NA | NA | NA | 25.564 | 30.8245 | 26.7952
Portland State University | -166233 | Operating | 2.8 | Internal Combustion | 2004 | Portland General Electric Company |  | WECC | NWPP | Multnomah | OR | Oil | 2.8 | NA | NA | NA | 0.106 | 0.089693 | 0.081539
POTB Digester | -757247 | Operating | 1 | Internal Combustion | 2013 | Port of Tillamook Bay, Oregon |  | WECC | NWPP | Tillamook | OR | Biomass | 1 | 15428 | 21665 | NA | 7.1804 | 17.5457 | 0
Prineville Solar Project | -344715 | Operating | 40 | Solar | 2021 | Invenergy LLC |  | WECC | NWPP | Crook | OR | Solar | 46.2 | NA | NA | NA | 22.966 | 24.2251 | 23.1355
Prospect 1 (Rogue River) | -140881 | Operating | 3.8 | Hydraulic Turbine | 1912 | PacifiCorp |  | WECC | NWPP | Jackson | OR | Water | 4.6 | NA | NA | NA | 0 | 0.541 | 11.7307
Prospect 1 (Rogue River) | -140880 | Operating | 3.8 | Hydraulic Turbine | 1912 | PacifiCorp |  | WECC | NWPP | Jackson | OR | Water | 4.6 | NA | NA | NA | 0 | 0.541 | 11.7307
Prospect 2 (Rogue River) | -140885 | Operating | 32 | Hydraulic Turbine | 1928 | PacifiCorp |  | WECC | NWPP | Jackson | OR | Water | 36 | NA | NA | NA | 51.7805 | 51.2249 | 48.5623
Prospect 2 (Rogue River) | -140884 | Operating | 32 | Hydraulic Turbine | 1928 | PacifiCorp |  | WECC | NWPP | Jackson | OR | Water | 36 | NA | NA | NA | 51.7805 | 51.2249 | 48.5623
Prospect 3 (Rogue River) | -140897 | Operating | 7.2 | Hydraulic Turbine | 1932 | PacifiCorp |  | WECC | NWPP | Jackson | OR | Water | 7.7 | NA | NA | NA | -0.25796 | -0.25944 | 15.7638
Prospect 3 (Rogue River) | -140896 | Operating | 7.2 | Hydraulic Turbine | 1932 | PacifiCorp |  | WECC | NWPP | Jackson | OR | Water | 7.7 | NA | NA | NA | -0.25796 | -0.25944 | 15.7638
Prospect 4 (Rogue River) | -140902 | Operating | 1 | Hydraulic Turbine | 1944 | PacifiCorp |  | WECC | NWPP | Jackson | OR | Water | 0.9 | NA | NA | NA | -0.76104 | -0.19026 | 12.4302
Prospect 4 (Rogue River) | -140901 | Operating | 1 | Hydraulic Turbine | 1944 | PacifiCorp |  | WECC | NWPP | Jackson | OR | Water | 0.9 | NA | NA | NA | -0.76104 | -0.19026 | 12.4302
Prospector Windfarm (Huntington Wind) | -797980 | Operating | 10 | Wind Turbine | 2017 | D. E. Shaw Renewable Investments, L.L.C. |  | WECC | NWPP | Baker | OR | Wind | 10 | NA | NA | NA | NA | NA | NA
Prospector Windfarm (Huntington Wind) | -797979 | Operating | 10 | Wind Turbine | 2017 | Macquarie Asset Management Pty Limited |  | WECC | NWPP | Baker | OR | Wind | 10 | NA | NA | NA | NA | NA | NA
Providence Newberg Hospital | -167391 | Operating | 1.5 | Internal Combustion | 2006 | Portland General Electric Company |  | WECC | NWPP | Yamhill | OR | Oil | 1.5 | NA | NA | NA | 0.10654 | 0.18265 | 0.2207
Providence Portland Medical Center | -166234 | Operating | 6 | Internal Combustion | 2005 | Portland General Electric Company |  | WECC | NWPP | Multnomah | OR | Oil | 6 | NA | NA | NA | 0.18265 | 0.3653 | 0.32915
PSEG Lake County Solar Energy Center (Black Cap II) | -356470 | Operating | 8 | Solar | 2016 | Quattro Solar, LLC |  | WECC | NWPP | Lake | OR | Solar | 8 | NA | NA | NA | 24.2537 | 26.2129 | 25.508
Rafael Solar Project | -214493 | Operating | 2.2 | Solar | 2019 | BNRG Oregon Holdings Corporation |  | WECC | NWPP | Marion | OR | Solar | 2.2 | NA | NA | NA | 19.7748 | 19.9512 | 20.5843
Railroad Solar Center | -405174 | Operating | 4.5 | Solar | 2016 | Cypress Creek Renewables, LLC |  | WECC | NWPP | Malheur | OR | Solar | 4.5 | NA | NA | NA | 24.8985 | 25.4921 | 26.3521
Red Prairie Solar Project | -394300 | Operating | 2.2 | Solar | 2021 | TLS Capital Inc. |  | WECC | NWPP | Yamhill | OR | Solar | 2.2 | NA | NA | NA | 20.688 | 21.6843 | 2.4491
Riley Solar I Project | -250379 | Operating | 10 | Solar | 2020 | NewSun Energy, LLC |  | WECC | NWPP | Harney | OR | Solar | 10 | NA | NA | NA | 25.8208 | 26.0947 | 27.0902
River Mill | -6262 | Operating | 18.8 | Hydraulic Turbine | 1911 | Portland General Electric Company |  | WECC | NWPP | Clackamas | OR | Water | 24.7 | NA | NA | NA | 38.7435 | 48.1772 | 36.7728
River Valley Solar Project | -465430 | Operating | 1.9 | Solar | 2022 | Neighborhood Power Corp. |  | WECC | NWPP | Marion | OR | Solar | 1.9 | NA | NA | NA | 19.6347 | 8.832 | NA
Riverbend Landfill | -168227 | Operating | 4.8 | Internal Combustion | 2010 | WM Renewable Energy, LLC |  | WECC | NWPP | Yamhill | OR | Biomass | 4.8 | 12125 | 12258 | 12553 | 65.9484 | 64.3289 | 67.8439
Rock Garden Solar | -778398 | Operating | 10 | Solar | 2020 | Rock Garden Solar LLC |  | WECC | NWPP | Lake | OR | Solar | 10 | NA | NA | NA | 26.5228 | 27.3607 | 28.8082
Roseburg LFG | -170120 | Operating | 1.6 | Internal Combustion | 2011 | Stellar J Corporation |  | WECC | NWPP | Douglas | OR | Biomass | 1.6 | 12183 | 10209 | 9584 | 39.4763 | 53.5602 | 67.744
Roseburg LFG | -170119 | Operating | 1.6 | Internal Combustion | 2011 | Cascade Energy Partners, LLC |  | WECC | NWPP | Douglas | OR | Biomass | 1.6 | 12183 | 10209 | 9584 | 39.4763 | 53.5602 | 67.744
Round Butte | -109250 | Operating | 372.5 | Hydraulic Turbine | 1964 | Confederated Tribes-Warm Springs |  | WECC | NWPP | Jefferson | OR | Water | 353 | NA | NA | NA | 25.23 | 24.3709 | 24.1951
Round Butte | -6379 | Operating | 372.5 | Hydraulic Turbine | 1964 | Portland General Electric Company |  | WECC | NWPP | Jefferson | OR | Water | 353 | NA | NA | NA | 25.23 | 24.3709 | 24.1951
Round Lake Solar Project | -791737 | Operating | 1 | Solar | 2024 | Luminace Aggregator, LLC |  | WECC | NWPP | Klamath | OR | Solar | 1 | NA | NA | NA | NA | NA | NA
Salem Hospital | -167389 | Operating | 4 | Internal Combustion | 2006 | Portland General Electric Company |  | WECC | NWPP | Marion | OR | Oil | 4 | NA | NA | NA | 0.30251 | 0.38527 | 0.55651
Sand Ranch Windfarm (Echo I) | -407331 | Operating | 9.9 | Wind Turbine | 2009 | Undisclosed buyer |  | WECC | NWPP | Morrow | OR | Wind | 9.9 | NA | NA | NA | 22.1715 | 22.8091 | 28.6472
Sand Ranch Windfarm (Echo I) | -396489 | Operating | 9.9 | Wind Turbine | 2009 | Exelon Wind, LLC |  | WECC | NWPP | Morrow | OR | Wind | 9.9 | NA | NA | NA | 22.1715 | 22.8091 | NA
Sandy River Solar Project | -611339 | Operating | 1.9 | Solar | 2022 | Sandy River Solar, LLC |  | WECC | NWPP | Clackamas | OR | Solar | 1.9 | NA | NA | NA | 17.6941 | 0.61884 | NA
Schumann Wind Farm | -614783 | Operating | 8 | Wind Turbine | 2022 | BayWa r.e. Wind, LLC |  | WECC | NWPP | Umatilla | OR | Wind | 8 | NA | NA | NA | 31.6239 | 4.2865 | NA
Schumann Wind Farm | -547000 | Operating | 8 | Wind Turbine | 2022 | BayWa r.e. Wind, LLC |  | WECC | NWPP | Umatilla | OR | Wind | 8 | NA | NA | NA | 31.6239 | 4.2865 | NA
Seneca Biomass | -167949 | Operating | 19.8 | Steam Turbine | 2011 | Seneca Sawmill Company |  | WECC | NWPP | Lane | OR | Biomass | 19.8 | 11425 | 9216 | 10394 | 75.1032 | 83.847 | 69.1516
Sesqui-C Solar Project | -547310 | Operating | 2.5 | Solar | 2022 | Oregon Shines |  | WECC | NWPP | Yamhill | OR | Solar | 2.5 | NA | NA | NA | 18.3653 | 0.27397 | NA
Sheep Solar | -174014 | Operating | 2.2 | Solar | 2017 | Pine Gate Renewables, LLC |  | WECC | NWPP | Marion | OR | Solar | 2.2 | NA | NA | NA | 17.912 | 19.3337 | 19.9564
Shepherds Flat Central (South Hurlburt) | -775297 | Operating | 290 | Wind Turbine | 2012 | Brookfield Renewable Partners L.P. | CAISO | WECC | CAMX | Gilliam | OR | Wind | 290 | NA | NA | NA | NA | NA | NA
Shepherds Flat Central (South Hurlburt) | -775296 | Operating | 290 | Wind Turbine | 2012 | GCM Grosvenor Inc. | CAISO | WECC | CAMX | Gilliam | OR | Wind | 290 | NA | NA | NA | NA | NA | NA
Shepherds Flat North (North Hurlburt) | -775295 | Operating | 265 | Wind Turbine | 2012 | Brookfield Renewable Partners L.P. | CAISO | WECC | CAMX | Gilliam | OR | Wind | 265 | NA | NA | NA | NA | NA | NA
Shepherds Flat North (North Hurlburt) | -775294 | Operating | 265 | Wind Turbine | 2012 | GCM Grosvenor Inc. | CAISO | WECC | CAMX | Gilliam | OR | Wind | 265 | NA | NA | NA | NA | NA | NA
Shepherds Flat South (Horseshoe Bend Wind) | -775292 | Operating | 290 | Wind Turbine | 2012 | Brookfield Renewable Partners L.P. | CAISO | WECC | CAMX | Gilliam | OR | Wind | 290 | NA | NA | NA | NA | NA | NA
Shepherds Flat South (Horseshoe Bend Wind) | -775291 | Operating | 290 | Wind Turbine | 2012 | GCM Grosvenor Inc. | CAISO | WECC | CAMX | Gilliam | OR | Wind | 290 | NA | NA | NA | NA | NA | NA
Sheridan Solar Project (SolRiver) | -756222 | Operating | 3 | Solar | 2023 | SolRiver, LLC |  | WECC | NWPP | Yamhill | OR | Solar | 3 | NA | NA | NA | NA | NA | NA
Short Mountain | -6696 | Operating | 3.2 | Internal Combustion | 1992 | Emerald People's Utility District |  | WECC | NWPP | Lane | OR | Biomass | 3.2 | 14572 | 14347 | 15408 | 79.2808 | 59.4214 | 63.0886
Silverton Solar | -173961 | Operating | 2.2 | Solar | 2017 | Pine Gate Renewables, LLC |  | WECC | NWPP | Marion | OR | Solar | 2.2 | NA | NA | NA | 19.4271 | 18.3998 | 18.6125
Siphon Power Project | -757029 | Operating | 5.4 | Hydraulic Turbine | 1989 | Central Oregon Irrigation District |  | WECC | NWPP | Deschutes | OR | Water | 5.4 | NA | NA | NA | 32.919 | 28.1012 | 31.7817
Skyline | -166235 | Operating | 2 | Internal Combustion | 2005 | Portland General Electric Company |  | WECC | NWPP | Multnomah | OR | Oil | 2 | NA | NA | NA | 0.34247 | 0.38242 | 0.18836
Skysol Solar Project | -761523 | Operating | 55 | Solar | 2023 | Hanwha Energy Corporation |  | WECC | NWPP | Klamath | OR | Solar | 55 | NA | NA | NA | NA | NA | NA
Skysol Solar Project | -761522 | Operating | 55 | Solar | 2023 | TotalEnergies SE |  | WECC | NWPP | Klamath | OR | Solar | 55 | NA | NA | NA | NA | NA | NA
Skyward Community Solar Project | -700832 | Operating | 2.5 | Solar | 2022 | Standard Solar, Inc. |  | WECC | NWPP | Clackamas | OR | Solar | 2.5 | NA | NA | NA | 17.2237 | 0.58904 | NA
Slide Creek (North Umpqua) | -141151 | Operating | 18 | Hydraulic Turbine | 1951 | PacifiCorp |  | WECC | NWPP | Douglas | OR | Water | 18 | NA | NA | NA | 30.4775 | 32.682 | 23.4957
Slide Creek (North Umpqua) | -141150 | Operating | 18 | Hydraulic Turbine | 1951 | PacifiCorp |  | WECC | NWPP | Douglas | OR | Water | 18 | NA | NA | NA | 30.4775 | 32.682 | 23.4957
Soda Springs (North Umpqua) | -141171 | Operating | 11 | Hydraulic Turbine | 1952 | PacifiCorp |  | WECC | NWPP | Douglas | OR | Water | 11.6 | NA | NA | NA | 38.8777 | 43.0149 | 31.0768
Soda Springs (North Umpqua) | -141170 | Operating | 11 | Hydraulic Turbine | 1952 | PacifiCorp |  | WECC | NWPP | Douglas | OR | Water | 11.6 | NA | NA | NA | 38.8777 | 43.0149 | 31.0768
Solaicx Plant | -168023 | Operating | 1 | Internal Combustion | 2008 | Portland General Electric Company |  | WECC | NWPP | Multnomah | OR | Oil | 1 | NA | NA | NA | NA | NA | NA
Solar World | -168024 | Operating | 3 | Internal Combustion | 2008 | Portland General Electric Company |  | WECC | NWPP | Washington | OR | Oil | 3 | NA | NA | NA | NA | NA | NA
Springfield, OR | -15864 | Operating | 65 | Steam Turbine | 1949 | City of Eugene, Oregon |  | WECC | NWPP | Lane | OR | Biomass | 33 | NA | NM | NA | 17.9548 | 16.8938 | 18.7012
Springfield, OR | -15187 | Operating | 65 | Steam Turbine | 1949 | International Paper Company |  | WECC | NWPP | Lane | OR | Biomass | 33 | NA | NM | NA | 17.9548 | 16.8938 | 18.7012
SSD Clackamas 1 Solar Power Plant | -316928 | Operating | 4 | Solar | 2020 | Capital Dynamics, Inc. |  | WECC | NWPP | Clackamas | OR | Solar | 4 | NA | NA | NA | 18.5046 | 19.4606 | 9.5263
SSD Clackamas 4 Solar Plant | -316930 | Operating | 2 | Solar | 2020 | Capital Dynamics, Inc. |  | WECC | NWPP | Clackamas | OR | Solar | 2 | NA | NA | NA | 23.2705 | 22.0947 | 20.8219
SSD Clackamas 7 Solar Project | -316923 | Operating | 2 | Solar | 2020 | Capital Dynamics, Inc. |  | WECC | NWPP | Clackamas | OR | Solar | 2 | NA | NA | NA | 22.1632 | 21.4384 | 16.7409
SSD Marion 1 Solar Project | -316924 | Operating | 2 | Solar | 2020 | Capital Dynamics, Inc. |  | WECC | NWPP | Marion | OR | Solar | 2 | NA | NA | NA | 17.1005 | 19.1724 | 21.6781
SSD Marion 3 Solar Plant (Thor Solar 1 CEI) | -316925 | Operating | 2 | Solar | 2020 | Capital Dynamics, Inc. |  | WECC | NWPP | Marion | OR | Solar | 2 | NA | NA | NA | 18.653 | 20.4566 | 18.8813
SSD Marion 5 Solar Project | -316926 | Operating | 2 | Solar | 2020 | Capital Dynamics, Inc. |  | WECC | NWPP | Marion | OR | Solar | 2 | NA | NA | NA | 22.7911 | 19.9886 | 21.1244
SSD Marion 6 Solar Plant (Thor Solar 1 CEI) | -316927 | Operating | 2 | Solar | 2020 | Capital Dynamics, Inc. |  | WECC | NWPP | Marion | OR | Solar | 2 | NA | NA | NA | 21.3527 | 20.9361 | 23.0936
St Louis Solar Project | -232480 | Operating | 2.2 | Solar | 2020 | St Louis Solar, LLC |  | WECC | NWPP | Marion | OR | Solar | 2.2 | NA | NA | NA | 21.3367 | 20.5116 | 21.6895
Stahlbush Island Farms Facility | -167323 | Operating | 1.4 | Internal Combustion | 2009 | Stahlbush Island Farms, Inc. |  | WECC | NWPP | Linn | OR | Biomass | 1.4 | NA | NA | NA | NA | NA | NA
Star Point Wind Facility (Klondike IV) | -785796 | Operating | 98.7 | Wind Turbine | 2010 | Star Point Wind Project LLC |  | WECC | NWPP | Sherman | OR | Wind | 98.7 | NA | NA | NA | NA | NA | NA
Starvation Solar I Project | -477755 | Operating | 9.9 | Solar | 2019 | Basalt Infrastructure Partners LLC |  | WECC | NWPP | Harney | OR | Solar | 9.9 | NA | NA | NA | 25.6377 | 27.4561 | NA
Starvation Solar I Project | -477754 | Operating | 9.9 | Solar | 2019 | Basalt Infrastructure Partners LLC |  | WECC | NWPP | Harney | OR | Solar | 9.9 | NA | NA | NA | 25.6377 | 27.4561 | NA
Starvation Solar I Project | -219350 | Operating | 9.9 | Solar | 2019 | Soltage, LLC |  | WECC | NWPP | Harney | OR | Solar | 9.9 | NA | NA | NA | 25.6377 | 27.4561 | 26.5555
Stateline Energy Center (OR) | -787353 | Operating | 122.8 | Wind Turbine | 2001 | XPLR Infrastructure, LP |  | WECC | NWPP | Umatilla | OR | Wind | 122.8 | NA | NA | NA | 21.4062 | 21.7467 | 11.5662
Stateline Energy Center (OR) | -118988 | Operating | 122.8 | Wind Turbine | 2001 | NextEra Energy Equity Partners, LP |  | WECC | NWPP | Umatilla | OR | Wind | 122.8 | NA | NA | NA | 21.4062 | 21.7467 | 11.5662
Steel Bridge Solar Farm | -663180 | Operating | 2.3 | Solar | 2016 | Clearway Energy, Inc. |  | WECC | NWPP | Polk | OR | Solar | 2.3 | NA | NA | NA | 18.7562 | NA | NA
Steel Bridge Solar Farm | -663179 | Operating | 2.3 | Solar | 2016 | Clearway Energy, Inc. |  | WECC | NWPP | Polk | OR | Solar | 2.3 | NA | NA | NA | 18.7562 | NA | NA
Stone Creek | -7013 | Operating | 12 | Hydraulic Turbine | 1994 | City of Eugene, Oregon |  | WECC | NWPP | Clackamas | OR | Water | 10.7 | NA | NA | NA | 49.0814 | 53.9506 | 39.4785
Sulus Solar 22 | -647710 | Operating | 3 | Solar | 2021 | Sulus Solar |  | WECC | NWPP | Marion | OR | Solar | 3 | NA | NA | NA | 18.0518 | 16.8874 | 14.6651
Sulus Solar 25 | -296460 | Operating | 2.2 | Solar | 2020 | Sulus Solar |  | WECC | NWPP | Marion | OR | Solar | 2.2 | NA | NA | NA | 17.5851 | 17.4294 | 16.9624
Sulus Solar28 Project | -296612 | Operating | 3 | Solar | 2020 | Sulus Solar |  | WECC | NWPP | Yamhill | OR | Solar | 3 | NA | NA | NA | 17.0091 | 18.847 | 17.7131
Sundial Battery Storage Project (Troutdale) | -792995 | Operating | 200 | Battery | 2024 | NextEra Energy Resources, LLC |  | WECC | NWPP | Multnomah | OR | Energy Storage | 200 | NA | NA | NA | NA | NA | NA
Sungard DSG | -167392 | Operating | 2 | Internal Combustion | 2006 | Portland General Electric Company |  | WECC | NWPP | Multnomah | OR | Oil | 2 | NA | NA | NA | 0.05137 | 0.074201 | 0.26826
Sunrise Water Authority Pump Station | -167390 | Operating | 1.25 | Internal Combustion | 2006 | Portland General Electric Company |  | WECC | NWPP | Clackamas | OR | Oil | 1.25 | NA | NA | NA | 0.045662 | 0.12785 | 0.10046
Suntex Solar Project | -250267 | Operating | 10 | Solar | 2020 | US Solar Fund Plc |  | WECC | NWPP | Harney | OR | Solar | 10 | NA | NA | NA | 23.653 | 28.3858 | 28.8596
T.W. Sullivan Hydro | -7049 | Operating | 15.4 | Hydraulic Turbine | 1924 | Portland General Electric Company |  | WECC | NWPP | Clackamas | OR | Water | 18.3 | NA | NA | NA | 58.2759 | 76.4266 | 67.7458
Thomas Creek Solar Project | -249489 | Operating | 2.2 | Solar | 2019 | Neighborhood Power Corp. |  | WECC | NWPP | Clackamas | OR | Solar | 2.2 | NA | NA | NA | 20.7866 | 19.5205 | 20.5531
Threemile Canyon | -396463 | Operating | 9.9 | Wind Turbine | 2009 | Constellation Energy Corporation |  | WECC | NWPP | Morrow | OR | Wind | 9.9 | NA | NA | NA | 22.5416 | 23.0086 | NA
Threemile Digester Facility | -170864 | Operating | 4.8 | Internal Combustion | 2012 | Threemile Canyon Farms, LLC |  | WECC | NWPP | Morrow | OR | Gas | 4.8 | 10575 | 9887 | 9888 | 89.424 | 81.8826 | 86.3656
Thunderegg Solar Center | -405173 | Operating | 10 | Solar | 2016 | Cypress Creek Renewables, LLC |  | WECC | NWPP | Malheur | OR | Solar | 10 | NA | NA | NA | 20.855 | 24.5285 | 25.7295
Tickle Creek Solar | -249502 | Operating | 1.9 | Solar | 2019 | Neighborhood Power Corp. |  | WECC | NWPP | Clackamas | OR | Solar | 1.9 | NA | NA | NA | 18.6614 | 17.5318 | 18.7455
Timothy Lake Dam - Clackamas River Hydro | -163622 | Operating | 1.2 | Hydraulic Turbine | 2018 | Portland General Electric Company |  | WECC | NWPP | Clackamas | OR | Water | 1.1 | NA | NA | NA | 9.8174 | NA | NA
Toketee (North Umpqua) | -141250 | Operating | 42.6 | Hydraulic Turbine | 1949 | PacifiCorp |  | WECC | NWPP | Douglas | OR | Water | 45 | NA | NA | NA | 42.2336 | 46.5043 | 36.5824
Toketee (North Umpqua) | -141249 | Operating | 42.6 | Hydraulic Turbine | 1949 | PacifiCorp |  | WECC | NWPP | Douglas | OR | Water | 45 | NA | NA | NA | 42.2336 | 46.5043 | 36.5824
Tumbleweed Solar Facility | -222916 | Operating | 9.9 | Solar | 2017 | US Solar Fund Plc |  | WECC | NWPP | Deschutes | OR | Solar | 9.9 | NA | NA | NA | 21.6422 | 23.3211 | 22.0423
Tunnel 1 Power Project | -758321 | Operating | 8.5 | Hydraulic Turbine | 1993 | Owyhee Irrigation District, Oregon |  | WECC | NWPP | Malheur | OR | Water | 8.5 | NA | NA | NA | 20.5211 | 6.011 | 10.6676
University of Oregon Central IC Power Station | -548811 | Operating | 6.6 | Internal Combustion | 2009 | University of Oregon |  | WECC | NWPP | Lane | OR | Oil | 6.6 | 10210 | 8614 | NA | 0.33728 | 0.29577 | NA
Roseville Energy Park(Gas Project) | -367135 | Operating | 60 | Gas Turbine | 2021 | City of Roseville, California |  | WECC | CAMX | Placer | CA | Gas | 67.2 | 15249 | 11113 | NA | 0.48822 | 0.11144 | NA
US Bancorp | -9183 | Operating | 6.4 | Internal Combustion | 2001 | Portland General Electric Company |  | WECC | NWPP | Multnomah | OR | Oil | 6.4 | NA | NA | NA | 0.13199 | 0.25328 | 0.23009
Vale Air Solar Center Project | -405123 | Operating | 10 | Solar | 2016 | Cypress Creek Renewables, LLC |  | WECC | NWPP | Malheur | OR | Solar | 10 | NA | NA | NA | 23.5342 | 24.6301 | 25.8459
Vale I Solar Project | -767180 | Operating | 3 | Solar | 2020 | Adapture Renewables, Inc. |  | WECC | NWPP | Malheur | OR | Solar | 3 | NA | NA | NA | 21.7085 | 22.1499 | 22.5228
Valley Creek Solar Project | -173959 | Operating | 2.2 | Solar | 2017 | Stafford Power LLC |  | WECC | NWPP | Polk | OR | Solar | 2.2 | NA | NA | NA | 17.3568 | 16.8327 | 19.8163
Vansycle I Wind | -7436 | Operating | 25 | Wind Turbine | 1998 | NextEra Energy Resources, LLC |  | WECC | NWPP | Umatilla | OR | Wind | 25 | NA | NA | NA | 28.1831 | 27.9466 | 31.3498
Vansycle II Wind Energy Center | -744774 | Operating | 106 | Wind Turbine | 2009 | ESI Energy, LLC |  | WECC | NWPP | Umatilla | OR | Wind | 106 | NA | NA | NA | NA | NA | NA
Wagon Trail (Morrow Wind) (Echo III) | -396496 | Operating | 3.3 | Wind Turbine | 2009 | Exelon Wind, LLC |  | WECC | NWPP | Morrow | OR | Wind | 3.3 | NA | NA | NA | 21.5788 | 20.4995 | NA
Wagon Trail (Morrow Wind) (Echo III) | -167892 | Operating | 3.3 | Wind Turbine | 2009 | Shannon Rust |  | WECC | NWPP | Morrow | OR | Wind | 3.3 | NA | NA | NA | 21.5788 | 20.4995 | 26.4218
Wagon Trail (Morrow Wind) (Echo III) | -167891 | Operating | 3.3 | Wind Turbine | 2009 | Tim Rust |  | WECC | NWPP | Morrow | OR | Wind | 3.3 | NA | NA | NA | 21.5788 | 20.4995 | 26.4218
Wallace Solar Project | -793449 | Operating | NA | Solar | 2024 | SolRiver Capital, LLC |  | WECC | NWPP | Polk | OR | Solar | 2.97 | NA | NA | NA | NA | NA | NA
Wallace Solar Project | -793448 | Operating | NA | Solar | 2024 | Rockland Capital, LP |  | WECC | NWPP | Polk | OR | Solar | 2.97 | NA | NA | NA | NA | NA | NA
Wallowa Falls | -141372 | Operating | 1.1 | Hydraulic Turbine | 1921 | PacifiCorp |  | WECC | NWPP | Wallowa | OR | Water | 1.1 | NA | NA | NA | 14.8609 | 17.5073 | 31.9531
Wallowa Falls | -141371 | Operating | 1.1 | Hydraulic Turbine | 1921 | PacifiCorp |  | WECC | NWPP | Wallowa | OR | Water | 1.1 | NA | NA | NA | 14.8609 | 17.5073 | 31.9531
Walterville | -7559 | Operating | 8 | Hydraulic Turbine | 1949 | City of Eugene, Oregon |  | WECC | NWPP | Lane | OR | Water | 7.5 | NA | NA | NA | 80.4079 | 90.1218 | 77.7808
Ward Butte Windfarm (Echo I) | -407326 | Operating | 6.6 | Wind Turbine | 2009 | Undisclosed buyer |  | WECC | NWPP | Umatilla | OR | Wind | 6.6 | NA | NA | NA | 24.635 | 23.7235 | 29.5091
Ward Butte Windfarm (Echo I) | -396484 | Operating | 6.6 | Wind Turbine | 2009 | Exelon Wind, LLC |  | WECC | NWPP | Umatilla | OR | Wind | 6.6 | NA | NA | NA | 24.635 | 23.7235 | NA
Warm Springs Power Enterprises | -7577 | Operating | 19.6 | Hydraulic Turbine | 1982 | Confederated Tribes-Warm Springs |  | WECC | NWPP | Jefferson | OR | Water | 18.5 | NA | NA | NA | 35.2215 | 36.4482 | 35.9243
Wauna Mill Cogeneration | -9647 | Operating | 39.8 | Steam Turbine | 1996 | City of Eugene, Oregon |  | WECC | NWPP | Clatsop | OR | Biomass | 26 | 41387 | NM | 49604 | 81.9832 | 62.3037 | 71.9402
Wauna Mill Cogeneration | -9646 | Operating | 39.8 | Steam Turbine | 1996 | Clatskanie Peoples Utility District Inc. |  | WECC | NWPP | Clatsop | OR | Biomass | 26 | 41387 | NM | 49604 | 81.9832 | 62.3037 | 71.9402
West Hines Solar I Project | -244947 | Operating | 10 | Solar | 2020 | US Solar Fund Plc |  | WECC | NWPP | Harney | OR | Solar | 10 | NA | NA | NA | 26.4326 | 28.0925 | 26.8973
Wheatfield Project | -102778 | Operating | 102.9 | Wind Turbine | 2009 | EDP Renewables North America LLC |  | WECC | NWPP | Gilliam | OR | Wind | 102.9 | NA | NA | NA | 21.1644 | 21.3029 | 24.342
Wheatfield Project | -67235 | Operating | 102.9 | Wind Turbine | 2009 | AxInfra US L.P. |  | WECC | NWPP | Gilliam | OR | Wind | 102.9 | NA | NA | NA | 21.1644 | 21.3029 | 24.342
Wheatfield Project | -67231 | Operating | 102.9 | Wind Turbine | 2009 | EDP Renewables North America LLC |  | WECC | NWPP | Gilliam | OR | Wind | 102.9 | NA | NA | NA | 21.1644 | 21.3029 | 24.342
Wheatridge Battery Storage Project | -628513 | Operating | 30 | Battery | 2022 | NextEra Energy Resources, LLC |  | WECC | NWPP | Morrow | OR | Energy Storage | 30 | NA | NA | NA | NA | NA | NA
Wheatridge Renewable Energy Facility I | -348486 | Operating | 100 | Wind Turbine | 2020 | Portland General Electric Company |  | WECC | NWPP | Morrow | OR | Wind | 100 | NA | NA | NA | 31.1933 | 30.2581 | 38.9965
Wheatridge Solar Project | -430756 | Operating | 50 | Solar | 2022 | NextEra Energy Resources, LLC |  | WECC | NWPP | Morrow | OR | Solar | 50 | NA | NA | NA | 33.3559 | 24.0217 | NA
Wheatridge Wind Energy Facility II | -257472 | Operating | 200 | Wind Turbine | 2020 | NextEra Energy Resources, LLC |  | WECC | NWPP | Morrow | OR | Wind | 200 | NA | NA | NA | 32.2233 | 29.6041 | 40.7268
Williams Acres Solar Project | -350217 | Operating | 2.5 | Solar | 2021 | Neighborhood Power Corp. |  | WECC | NWPP | Marion | OR | Solar | 2.5 | NA | NA | NA | 19.4201 | 18.8813 | 16.9863
Willow Creek Wind Project | -166599 | Operating | 72 | Wind Turbine | 2009 | Coastal States Wind Holdings LLC |  | WECC | CAMX | Morrow | OR | Wind | 72 | NA | NA | NA | 22.195 | 24.3677 | 28.122
Willow Lake Water Treatment Pollution Control Plant | -378300 | Operating | 1.2 | Internal Combustion | 2020 | Public Works Salem city of |  | WECC | NWPP | Marion | OR | Biomass | 1.1 | 9618 | 9111 | 8910 | 87.2769 | 67.4139 | 69.8526
Willow Spring Windfarm (Huntington Wind) | -797998 | Operating | 10 | Wind Turbine | 2017 | D. E. Shaw Renewable Investments, L.L.C. |  | WECC | NWPP | Baker | OR | Wind | 10 | NA | NA | NA | NA | NA | NA
Willow Spring Windfarm (Huntington Wind) | -797997 | Operating | 10 | Wind Turbine | 2017 | Macquarie Asset Management Pty Limited |  | WECC | NWPP | Baker | OR | Wind | 10 | NA | NA | NA | NA | NA | NA
Willow Spring Windfarm (Huntington Wind) | -171722 | Operating | 10 | Wind Turbine | 2017 | 8030 Companies, Inc. |  | WECC | NWPP | Baker | OR | Wind | 10 | NA | NA | NA | 33.0936 | 32.9692 | 38.0708
Woodline Solar Project | -172552 | Operating | 8 | Solar | 2017 | Pine Gate Renewables, LLC |  | WECC | NWPP | Klamath | OR | Solar | 8 | NA | NA | NA | 24.7874 | 28.1978 | 24.2494
WyEast Solar Project | -785829 | Operating | 10 | Solar | 2018 | Avangrid, Inc. |  | WECC | NWPP | Sherman | OR | Solar | 10 | NA | NA | NA | NA | NA | NA
Xerox Corp | -167394 | Operating | 4 | Internal Combustion | 2007 | Portland General Electric Company |  | WECC | NWPP | Clackamas | OR | Oil | 4 | NA | NA | NA | 0.085616 | 0.12557 | 0.16553
Yamhill Solar Facility | -465338 | Operating | 1 | Solar | 2011 | Fonds de solidarité FTQ |  | WECC | NWPP | Yamhill | OR | Solar | 1 | NA | NA | NA | 10.9018 | 11.7808 | 11.4726
Yamhill Solar Facility | -465337 | Operating | 1 | Solar | 2011 | Caisse de dépôt et placement du Québec |  | WECC | NWPP | Yamhill | OR | Solar | 1 | NA | NA | NA | 10.9018 | 11.7808 | 11.4726
500 Virginia Solar | -169613 | Operating | 1 | Solar | 2011 | 500 Virginia Solar, Lp | PJM | RFC | R-PJM | Montgomery | PA | Solar | 1 | NA | NA | NA | 14.6689 | 5.3311 | 14.863
ABE4 Solar Project | -296616 | Operating | 3 | Solar | 2020 | Greenbacker Renewable Energy Corporation | PJM | RFC | R-PJM | Northampton | PA | Solar | 3 | NA | NA | NA | 17.051 | 18.0632 | 17.2679
Adams Solar Plant (CEI) | -752593 | Operating | 80 | Solar | 2023 | Energix US, LLC | PJM | RFC | R-PJM | Adams | PA | Solar | 80 | NA | NA | NA | NA | NA | NA
Adams Solar Plant (CEI) | -752592 | Operating | 80 | Solar | 2023 | Energix US, LLC | PJM | RFC | R-PJM | Adams | PA | Solar | 80 | NA | NA | NA | NA | NA | NA
Ross Hall Central Utility Plant | -249497 | Operating | 4.6 | Gas Turbine | 2016 | The George Washington University | PJM | RFC | R-PJM | Washington | DC | Gas | 4.1 | 18913 | 13643 | NA | 24.9387 | 47.3299 | NA
Allegheny 5 | -201812 | Operating | 9.2 | Hydraulic Turbine | 1988 | Ontario Power Generation Inc. | PJM | RFC | R-PJM | Armstrong | PA | Water | 10 | NA | NA | NA | 39.6187 | 42.5628 | 46.5502
Allegheny 6 | -201813 | Operating | 9.2 | Hydraulic Turbine | 1988 | Ontario Power Generation Inc. | PJM | RFC | R-PJM | Armstrong | PA | Water | 12 | NA | NA | NA | 33.0156 | 34.0763 | 39.5776
Allegheny 8 (Torrent Hydro) | -427666 | Operating | 13.6 | Hydraulic Turbine | 1990 | FirstLight Power Resources, Inc. | New York | NPCC | NY | Armstrong | PA | Water | 13.6 | NA | NA | NA | 61.4592 | 59.0208 | NA
Allegheny 9 (Torrent Hydro) | -427667 | Operating | 17.8 | Hydraulic Turbine | 1990 | FirstLight Power Resources, Inc. | New York | NPCC | NY | Armstrong | PA | Water | 17.8 | NA | NA | NA | 55.5744 | 55.7539 | NA
Rowan | -10766 | Operating | 598.2 | Gas Turbine | 2001 | Southern Power Company |  | SERC | VACAR | Rowan | NC | Gas | 554.2 | 11042 | 10665 | 10737 | 5.3585 | 14.4767 | 10.3131
Rowan CC | -60571 | Operating | 593.8 | Combined Cycle | 2003 | Southern Power Company |  | SERC | VACAR | Rowan | NC | Gas | 565 | 6820 | 6808 | 6860 | 81.9997 | 76.2081 | 78.4374
Rowesville Road | -6381 | Operating | 9.6 | Gas Turbine | 1994 | City of Orangeburg |  | SERC | VACAR | Orangeburg | SC | Gas | 9.6 | 5508 | 15627 | 19432 | 0.91562 | 1.27 | 0.052321
RS Cogeneration | -788841 | Operating | 493 | Combined Cycle | 2002 | Eagle Spinco Inc. | MISO | SERC | DELTA | Calcasieu | LA | Gas | 446.6 | 10208 | 10581 | NA | 53.9683 | 68.9409 | NA
Allegheny Ridge Wind Farm | -143948 | Operating | 80 | Wind Turbine | 2007 | Leeward Renewable Energy, LLC | PJM | RFC | R-PJM | Cambria | PA | Wind | 80 | NA | NA | NA | 25.4241 | 28.3733 | 28.0117
Allenwood (PPLRE Lycoming County Landfill Project) | -647455 | Operating | 3.2 | Internal Combustion | 2012 | NextEra Energy Resources, LLC | PJM | RFC | R-PJM | Lycoming | PA | Biomass | 3.2 | 10609 | NA | NA | 80.4295 | NA | NA
Alpaca Gas Project | -769837 | Operating | 21 | Internal Combustion | 2017 | Tenaska Energy Holdings, LLC | PJM | RFC | R-PJM | Bradford | PA | Gas | 20.4 | 8979 | NA | NA | 30.0262 | NA | NA
Alpaca Gas Project | -769836 | Operating | 21 | Internal Combustion | 2017 | Tenaska Energy, Inc. | PJM | RFC | R-PJM | Bradford | PA | Gas | 20.4 | 8979 | NA | NA | 30.0262 | NA | NA
Altairnano PJM Li-ion Battery Storage Project | -172392 | Operating | 1 | Battery | 2009 | AES Energy Storage, LLC | PJM | RFC | R-PJM | Berks | PA | Energy Storage | 1 | NA | NA | NA | NA | NA | NA
Andromeda One A Biomass Plant | -641118 | Operating | 4 | Internal Combustion | 2016 | B.E.A.R. Oceanics LLC | PJM | RFC | R-PJM | Chester | PA | Biomass | 4 | NA | NA | NA | NA | NA | NA
Aqua Ingrams Mill Solar | -168336 | Operating | 1 | Solar | 2009 | Aqua Pennsylvania, Inc. | PJM | RFC | R-PJM | Chester | PA | Solar | 0.9 | NA | NA | NA | 9.7539 | 10.3754 | 17.0599
Archbald Cogeneration | -364469 | Operating | 23.2 | Steam Turbine | 1988 | PEI Power Corporation | PJM | RFC | R-PJM | Lackawanna | PA | Gas | 20 | 16580 | 15450 | 14242 | 14.0183 | 51.3801 | 58.9424
RS Cogeneration | -788840 | Operating | 493 | Combined Cycle | 2002 | Eagle Spinco Inc. | MISO | SERC | DELTA | Calcasieu | LA | Gas | 446.6 | 10208 | 10581 | NA | 53.9683 | 68.9409 | NA
Arden Landfill | -167826 | Operating | 4.8 | Internal Combustion | 2009 | WM Renewable Energy, LLC | PJM | RFC | R-PJM | Washington | PA | Biomass | 4.8 | 12092 | 12118 | 11954 | 92.0424 | 90.1208 | 93.9093
Armenia Mountain Wind | -95050 | Operating | 100.5 | Wind Turbine | 2009 | ALLETE Clean Energy, Inc. | PJM | RFC | R-PJM | Tioga | PA | Wind | 100.5 | NA | NA | NA | 25.4448 | 30.2849 | 26.8729
Rumford | -158158 | Operating | 274.5 | Combined Cycle | 2000 | The Carlyle Group Inc. | New England | NPCC | NE | Oxford | ME | Gas | 278.6 | 7451 | 7551 | 7548 | 16.5298 | 17.9731 | 14.4737
Aspen Road Solar Project | -807723 | Operating | NA | Solar | 2025 | Urban Grid Solar Projects, LLC | PJM | RFC | R-PJM | Franklin | PA | Solar | 100.1 | NA | NA | NA | NA | NA | NA
Bair Solar Project (Cottontail Solar 1) | -769098 | Operating | 20 | Solar | 2024 | Lightsource Renewable Energy Asset Management, LLC | PJM | RFC | R-PJM | York | PA | Solar | 20 | NA | NA | NA | NA | NA | NA
Beaver Dam Gas Project | -769835 | Operating | 22 | Internal Combustion | 2016 | Tenaska Energy Holdings, LLC | PJM | RFC | R-PJM | Bradford | PA | Gas | 21 | 8427 | NA | NA | 37.0385 | NA | NA
Beaver Dam Gas Project | -769834 | Operating | 22 | Internal Combustion | 2016 | Tenaska Energy, Inc. | PJM | RFC | R-PJM | Bradford | PA | Gas | 21 | 8427 | NA | NA | 37.0385 | NA | NA
Beaver Solar | -172572 | Operating | 1.3 | Solar | 2012 | Eaton Corporation | PJM | RFC | R-PJM | Beaver | PA | Solar | 1.3 | NA | NA | NA | 4.5135 | 11.7053 | 11.5824
Beaver Valley | -752707 | Operating | 1846.8 | Nuclear | 1976 | Vistra Vision LLC | PJM | RFC | R-PJM | Beaver | PA | Nuclear | 1872 | NA | NA | NA | NA | NA | NA
Beaver Valley | -752706 | Operating | 1846.8 | Nuclear | 1976 | Avenue Capital Group, LLC | PJM | RFC | R-PJM | Beaver | PA | Nuclear | 1872 | NA | NA | NA | NA | NA | NA
Beaver Valley | -752705 | Operating | 1846.8 | Nuclear | 1976 | Nuveen Asset Management LLC | PJM | RFC | R-PJM | Beaver | PA | Nuclear | 1872 | NA | NA | NA | NA | NA | NA
Beaver Valley Patterson Dam | -382414 | Operating | 1.2 | Hydraulic Turbine | 1982 | Central Rivers Power, LLC | PJM | RFC | R-PJM | Beaver | PA | Water | 0.8 | NA | NA | NA | 46.1282 | 36.6819 | 51.2367
BE-PINE 1 Cain Road Solar Project | -740369 | Operating | 17.1 | Solar | 2023 | Four Twelve Renewables, Inc. | PJM | RFC | R-PJM | Beaver | PA | Solar | 17.1 | NA | NA | NA | 0.4159 | NA | NA
BE-PINE 2 Dam Road Solar Project | -740368 | Operating | 17.1 | Solar | 2023 | Four Twelve Renewables, Inc. | PJM | RFC | R-PJM | Beaver | PA | Solar | 17.1 | NA | NA | NA | 0.65289 | NA | NA
Russell City Energy Center | -745048 | Operating | 655 | Combined Cycle | 2013 | Calpine Corporation | CAISO | WECC | CAMX | Alameda | CA | Gas | 617 | 7274 | 7275 | 7817 | 33.2501 | 18.7379 | 6.189
Russell City Energy Center | -745047 | Operating | 655 | Combined Cycle | 2013 | Calpine Corporation | CAISO | WECC | CAMX | Alameda | CA | Gas | 617 | 7274 | 7275 | 7817 | 33.2501 | 18.7379 | 6.189
Big Level Wind Project (Cunningham) | -676685 | Operating | 90 | Wind Turbine | 2019 | TransAlta Renewables Inc. | PJM | RFC | R-PJM | Potter | PA | Wind | 90 | NA | NA | NA | 32.2927 | NA | NA
Russell Energy Center | -12549 | Operating | 15 | Gas Turbine | 2002 | City of Russell, Kansas | SPP | MRO | MRO-US | Russell | KS | Gas | 15.8 | 13137 | 13075 | 12249 | 1.7188 | 1.6849 | 0.41544
Rutgers Biomedical and Health Cogen Project | -7369 | Operating | 10.5 | Gas Turbine | 1989 | University of Medicine and Dentistry of New Jersey | PJM | RFC | R-PJM | Essex | NJ | Gas | 11.1 | 10615 | 14853 | NA | 24.0333 | 28.7239 | 0
Rutland | -465291 | Operating | 13.2 | Gas Turbine | 1962 | Fonds de solidarité FTQ | New England | NPCC | NE | Rutland | VT | Oil | 12.8 | 31625 | 26215 | 31157 | 0.099886 | 0.47267 | 0.1534
Rutland | -465290 | Operating | 13.2 | Gas Turbine | 1962 | Caisse de dépôt et placement du Québec | New England | NPCC | NE | Rutland | VT | Oil | 12.8 | 31625 | 26215 | 31157 | 0.099886 | 0.47267 | 0.1534
S.O. Purdom CC | -6413 | Operating | 270.1 | Combined Cycle | 2000 | City of Tallahassee, Florida |  | SERC | FP | Wakulla | FL | Gas | 258 | 7785 | 7820 | 7783 | 61.7125 | 59.951 | 59.2275
SABIC Innovative Plastics Mt. Vernon Cogen Plant | -173249 | Operating | 85 | Gas Turbine | 2017 | SABIC Innovative Plastics Mt. Vernon, LLC | MISO | RFC | R-MISO | Posey | IN | Gas | 85 | 12418 | 11556 | 11783 | 68.5266 | 75.2528 | 69.1779
Sabine River Works | -252640 | Operating | 601.1 | Combined Cycle | 1948 | EIDP, Inc. | MISO | SERC | DELTA | Orange | TX | Gas | 548 | 11612 | 10062 | 9535 | 48.0043 | 60.6305 | 63.2183
Blairs Valley Solar Project | -791269 | Operating | 20 | Solar | 2024 | CleanChoice Energy, Inc. | PJM | RFC | R-PJM | Franklin | PA | Solar | 20 | NA | NA | NA | NA | NA | NA
Blairs Valley Solar Project | -791268 | Operating | 20 | Solar | 2024 | CleanChoice Energy, Inc. | PJM | RFC | R-PJM | Franklin | PA | Solar | 20 | NA | NA | NA | NA | NA | NA
Blakely (PA) RTO BTM IC Plant | -674079 | Operating | 5.4 | Internal Combustion | 2022 | American Municipal Power, Inc. | PJM | RFC | R-PJM | Lackawanna | PA | Oil | 5.4 | 8124 | 8726 | NA | 0.2727 | 0.13107 | NA
Sachigo First Nation | -99822 | Operating | 1.25 | Gas Turbine | 1999 | Hydro One Remote Communities Inc. | Ontario | NPCC | ONT |  |  | Oil | 1.25 | NA | NA | NA | NA | NA | NA
Brunner Island | -759692 | Operating | 1616.1 | Steam Turbine | 1961 | Talen Generation LLC | PJM | RFC | R-PJM | York | PA | Gas | 1411 | 11365 | 11201 | 11311 | 21.7218 | 29.7142 | 20.3759
Saguaro CT | -6426 | Operating | 184.5 | Gas Turbine | 1972 | Arizona Public Service Company |  | WECC | AZNMSN | Pinal | AZ | Gas | 194.1 | 13723 | 12600 | 12610 | 10.4958 | 4.685 | 4.7676
Saguaro Power Company | -727365 | Operating | 127.2 | Combined Cycle | 1991 | Nightpeak Energy LLC |  | WECC | AZNMSN | Clark | NV | Gas | 105 | 9228 | NA | NA | 22.7315 | NA | NA
Salem CT | -396425 | Operating | 41.8 | Gas Turbine | 1971 | Constellation Energy Corporation | PJM | RFC | R-PJM | Salem | NJ | Oil | 38.4 | NA | NA | NA | 0 | 0 | NA
Carlisle Area School District | -641054 | Operating | 1.3 | Solar | 2010 | Carlisle Pennsylvania Area School District | PJM | RFC | R-PJM | Cumberland | PA | Solar | 1.3 | NA | NA | NA | 0.0087812 | 0 | 0
Casselman Wind | -785768 | Operating | 34.5 | Wind Turbine | 2007 | Avangrid Renewables, LLC | PJM | RFC | R-PJM | Somerset | PA | Wind | 34.5 | NA | NA | NA | NA | NA | NA
Salem CT | -6431 | Operating | 41.8 | Gas Turbine | 1971 | PSEG Nuclear LLC | PJM | RFC | R-PJM | Salem | NJ | Oil | 38.4 | NA | NA | NA | 0 | 0 | -0.012188
Salem Energy Systems LLC | -349433 | Operating | 4.5 | Gas Turbine | 1996 | Energy Power Investment Company, LLC |  | SERC | VACAR | Forsyth | NC | Biomass | 3.6 | 15975 | 16843 | 16801 | 82.2045 | 84.681 | 77.7302
Chestnut Flats Windfarm | -806720 | Operating | 38 | Wind Turbine | 2011 | Acen International Inc. | PJM | RFC | R-PJM | Blair | PA | Wind | 38 | NA | NA | NA | 27.8734 | 28.2612 | 26.4891
Chestnut Flats Windfarm | -806719 | Operating | 38 | Wind Turbine | 2011 | Acen International Inc. | PJM | RFC | R-PJM | Blair | PA | Wind | 38 | NA | NA | NA | 27.8734 | 28.2612 | 26.4891
Chestnut Flats Windfarm | -806718 | Operating | 38 | Wind Turbine | 2011 | ACEN CAYMAN | PJM | RFC | R-PJM | Blair | PA | Wind | 38 | NA | NA | NA | 27.8734 | 28.2612 | 26.4891
Chestnut Flats Windfarm | -806717 | Operating | 38 | Wind Turbine | 2011 | ACEN CAYMAN | PJM | RFC | R-PJM | Blair | PA | Wind | 38 | NA | NA | NA | 27.8734 | 28.2612 | 26.4891
Chestnut Flats Windfarm | -806716 | Operating | 38 | Wind Turbine | 2011 | Acen Finance Limited | PJM | RFC | R-PJM | Blair | PA | Wind | 38 | NA | NA | NA | 27.8734 | 28.2612 | 26.4891
Chestnut Flats Windfarm | -806715 | Operating | 38 | Wind Turbine | 2011 | Acen Finance Limited | PJM | RFC | R-PJM | Blair | PA | Wind | 38 | NA | NA | NA | 27.8734 | 28.2612 | 26.4891
Chestnut Flats Windfarm | -806714 | Operating | 38 | Wind Turbine | 2011 | Acen Corporation | PJM | RFC | R-PJM | Blair | PA | Wind | 38 | NA | NA | NA | 27.8734 | 28.2612 | 26.4891
Chestnut Flats Windfarm | -806713 | Operating | 38 | Wind Turbine | 2011 | Acen Corporation | PJM | RFC | R-PJM | Blair | PA | Wind | 38 | NA | NA | NA | 27.8734 | 28.2612 | 26.4891
Chestnut Flats Windfarm | -746910 | Operating | 38 | Wind Turbine | 2011 | Pivot Power Management, LLC | PJM | RFC | R-PJM | Blair | PA | Wind | 38 | NA | NA | NA | 27.8734 | NA | NA
Chestnut Flats Windfarm | -746909 | Operating | 38 | Wind Turbine | 2011 | UPC Renewables Group | PJM | RFC | R-PJM | Blair | PA | Wind | 38 | NA | NA | NA | 27.8734 | NA | NA
Clairton Works | -2472 | Operating | 31 | Steam Turbine | 1955 | United States Steel Corporation | PJM | RFC | R-PJM | Allegheny | PA | Other | 26 | NA | 48618 | NA | 48.0194 | 56.2206 | 48.3535
CL-Viaduct Solar Project | -638433 | Operating | 20 | Solar | 2023 | Pine Gate Renewables, LLC | PJM | RFC | R-PJM | Clearfield | PA | Solar | 20 | NA | NA | NA | 13.0268 | NA | NA
Colver Power Project | -317077 | Operating | 118 | Steam Turbine | 1995 | Generation Holdings, LP | PJM | RFC | R-PJM | Cambria | PA | Coal | 110 | 11360 | 11619 | 11799 | 72.8857 | 72.4618 | 66.7939
Conemaugh | -759697 | Operating | 1951 | Steam Turbine | 1970 | Talen Generation LLC | PJM | RFC | R-PJM | Indiana | PA | Coal | 1700 | 10542 | 10224 | 10223 | 19.2004 | 38.3744 | 48.771
Conemaugh | -298745 | Operating | 1951 | Steam Turbine | 1970 | Chief Power Transfer Parent LLC | PJM | RFC | R-PJM | Indiana | PA | Coal | 1700 | 10542 | 10224 | 10223 | 19.2004 | 38.3744 | 48.771
Conemaugh | -298744 | Operating | 1951 | Steam Turbine | 1970 | Bardin Hill Investment Partners LP | PJM | RFC | R-PJM | Indiana | PA | Coal | 1700 | 10542 | 10224 | 10223 | 19.2004 | 38.3744 | 48.771
Conemaugh | -298743 | Operating | 1951 | Steam Turbine | 1970 | Riverstone Holdings LLC | PJM | RFC | R-PJM | Indiana | PA | Coal | 1700 | 10542 | 10224 | 10223 | 19.2004 | 38.3744 | 48.771
Conemaugh | -298742 | Operating | 1951 | Steam Turbine | 1970 | ArcLight Capital Partners, LLC | PJM | RFC | R-PJM | Indiana | PA | Coal | 1700 | 10542 | 10224 | 10223 | 19.2004 | 38.3744 | 48.771
Conemaugh | -151417 | Operating | 1951 | Steam Turbine | 1970 | Olympus Power, LLC | PJM | RFC | R-PJM | Indiana | PA | Coal | 1700 | 10542 | 10224 | 10223 | 19.2004 | 38.3744 | 48.771
Conemaugh Hydroelectric | -756789 | Operating | 15 | Hydraulic Turbine | 1989 | Pennsylvania Renewable Resources Associates | PJM | RFC | R-PJM | Westmoreland | PA | Water | 15 | NA | NA | NA | 33.9018 | 43.3729 | 35.6621
Conemaugh Hydroelectric | -9687 | Operating | 15 | Hydraulic Turbine | 1989 | PSEG Global L.L.C. | PJM | RFC | R-PJM | Westmoreland | PA | Water | 15 | NA | NA | NA | 33.9018 | 43.3729 | 35.6621
Conemaugh IC | -759698 | Operating | 12 | Internal Combustion | 1970 | Talen Generation LLC | PJM | RFC | R-PJM | Indiana | PA | Oil | 11.2 | 10611 | 10109 | 10202 | 0.018346 | 0.38425 | 0.19671
Conemaugh IC | -205219 | Operating | 12 | Internal Combustion | 1970 | ArcLight Capital Partners, LLC | PJM | RFC | R-PJM | Indiana | PA | Oil | 11.2 | 10611 | 10109 | 10202 | 0.018346 | 0.38425 | 0.19671
Conemaugh IC | -151430 | Operating | 12 | Internal Combustion | 1970 | Olympus Power, LLC | PJM | RFC | R-PJM | Indiana | PA | Oil | 11.2 | 10611 | 10109 | 10202 | 0.018346 | 0.38425 | 0.19671
Cottontail Solar 1 Project | -788062 | Operating | 20 | Solar | 2024 | Lightsource bp Renewable Energy Investments Limited | PJM | RFC | R-PJM | York | PA | Solar | 20 | NA | NA | NA | NA | NA | NA
Cottontail Solar 2 Project | -756494 | Operating | 20 | Solar | 2024 | Lightsource bp Renewable Energy Investments Limited | PJM | RFC | R-PJM | York | PA | Solar | 20 | NA | NA | NA | NA | NA | NA
Cottontail Solar 4 (East Chilli Solar) | -780953 | Operating | 20 | Solar | 2024 | Lightsource bp Renewable Energy Investments Limited | PJM | RFC | R-PJM | Northumberland | PA | Solar | 20 | NA | NA | NA | NA | NA | NA
Cottontail Solar 5 Project (Walker Solar) | -757283 | Operating | 20 | Solar | 2024 | Lightsource bp Renewable Energy Investments Limited | PJM | RFC | R-PJM | Juniata | PA | Solar | 20 | NA | NA | NA | NA | NA | NA
Cottontail Solar 6 Project | -761576 | Operating | 20 | Solar | 2024 | Lightsource bp Renewable Energy Investments Limited | PJM | RFC | R-PJM | Snyder | PA | Solar | 20 | NA | NA | NA | NA | NA | NA
Cottontail Solar 8 Project | -761563 | Operating | 20 | Solar | 2024 | Lightsource bp Renewable Energy Investments Limited | PJM | RFC | R-PJM | York | PA | Solar | 20 | NA | NA | NA | NA | NA | NA
Covanta Plymouth (Montenay Montgomery) | -383264 | Operating | 32.1 | Steam Turbine | 1991 | Covanta Plymouth Renewable Energy L.P. | PJM | RFC | R-PJM | Montgomery | PA | Biomass | 28 | 18980 | 18375 | 18470 | 74.7909 | 80.3253 | 83.4499
Salem Energy Systems LLC | -218341 | Operating | 4.5 | Gas Turbine | 1996 | DTE Biomass Energy, Inc. |  | SERC | VACAR | Forsyth | NC | Biomass | 3.6 | 15975 | 16843 | 16801 | 82.2045 | 84.681 | 77.7302
Salem Harbor Station NGCC | -777279 | Operating | 798.8 | Combined Cycle | 2018 | Undisclosed buyer | New England | NPCC | NE | Essex | MA | Gas | 710.4 | 7758 | NA | NA | 11.2093 | NA | NA
Salem Harbor Station NGCC | -773363 | Operating | 798.8 | Combined Cycle | 2018 | Highstar Capital GP IV, L.P. | New England | NPCC | NE | Essex | MA | Gas | 710.4 | 7758 | NA | NA | 11.2093 | NA | NA
Salem Harbor Station NGCC | -773362 | Operating | 798.8 | Combined Cycle | 2018 | Starwood Property Trust, Inc. | New England | NPCC | NE | Essex | MA | Gas | 710.4 | 7758 | NA | NA | 11.2093 | NA | NA
Salinas River Cogeneration | -77974 | Operating | 38.9 | Gas Turbine | 1991 | Chevron Power Holdings Inc. | CAISO | WECC | CAMX | Monterey | CA | Gas | 35 | 13495 | 13516 | 13317 | 66.3933 | 87.3281 | 90.5574
Sam Rayburn CC | -166007 | Operating | 189.6 | Combined Cycle | 2003 | South Texas Electric Cooperative, Inc | ERCOT | TRE | TRE | Victoria | TX | Gas | 183 | 9267 | 9117 | 9719 | 19.5848 | 23.9379 | 13.4482
Samuel A Carlson CT (Jamestown) | -6462 | Operating | 47.3 | Gas Turbine | 2001 | Jamestown Board of Public Utilities | New York | NPCC | NY | Chautauqua | NY | Gas | 47 | 10544 | 13927 | 10103 | 10.17 | 11.4653 | 14.3316
Crane Clean Energy Center Project (Three Mile Island) | -396441 | Out of Service | 980.8 | Nuclear | 1974 | Constellation Energy Corporation | PJM | RFC | R-PJM | Dauphin | PA | Nuclear | NA | NA | NA | NA | NA | NA | NA
Crayola Solar Park | -782141 | Operating | 2.8 | Solar | 2010 | UGI Development Company | PJM | RFC | R-PJM | Northampton | PA | Solar | 2.8 | NA | NA | NA | NA | NA | NA
Crayola Solar Park | -647451 | Operating | 2.8 | Solar | 2010 | NextEra Energy Resources, LLC | PJM | RFC | R-PJM | Northampton | PA | Solar | 2.8 | NA | NA | NA | 11.0445 | NA | NA
San Diego State University | -6465 | Operating | 14.3 | Combined Cycle | 1986 | San Diego State University | CAISO | WECC | CAMX | San Diego | CA | Gas | 11.9 | 13940 | 13117 | 12182 | 58.2541 | 51.629 | 48.2543
San Jacinto Peaking Power | -168039 | Operating | 170 | Gas Turbine | 2009 | East Texas Electric Cooperative, Inc. | MISO, SPP | SERC | DELTA | San Jacinto | TX | Gas | 170 | 9712 | 13095 | 12866 | 7.7319 | 6.1304 | 11.2887
Delaware County Resource Recovery Facility | -383255 | Operating | 90 | Steam Turbine | 1991 | Covanta Energy, LLC | PJM | RFC | R-PJM | Delaware | PA | Biomass | 80 | 20013 | 21542 | 19701 | 81.631 | 73.5397 | 84.0902
San Jacinto SES | -107176 | Operating | 176.4 | Gas Turbine | 1995 | NRG Texas Power LLC | ERCOT | TRE | TRE | Harris | TX | Gas | 174 | 12196 | 14004 | 13960 | 46.9748 | 46.61 | 59.2022
Dickinson Solar Project (Carlisle) | -249472 | Operating | 3 | Solar | 2016 | NextEra Energy Resources, LLC | PJM | RFC | R-PJM | Cumberland | PA | Solar | 3 | NA | NA | NA | 16.6781 | 17.5342 | 17.4658
San Jose Cogeneration | -6485 | Operating | 6 | Gas Turbine | 1984 | San Jose State University | CAISO | WECC | CAMX | Santa Clara | CA | Gas | 5.6 | 15271 | 15947 | 15925 | 53.4695 | 49.26 | 52.328
Ebensburg Power Company | -122339 | Operating | 57.6 | Steam Turbine | 1991 | Revloc Reclamation Service, Inc. | PJM | RFC | R-PJM | Cambria | PA | Coal | 50 | 15024 | 14699 | 14596 | 65.0957 | 83.6043 | 52.9221
San Juan Combined Cycle Power Plant | -764183 | Operating | 440 | Combined Cycle | 2008 | Puerto Rico Electric Power Authority |  |  |  | San Juan | PR | Oil | 440 | 8536 | 9943 | NA | 74.9032 | 38.0736 | NA
San Juan Gas Processing | -242316 | Operating | 8 | Gas Turbine | 1986 | ConocoPhillips Company |  | WECC | AZNMSN | San Juan | NM | Gas | 8 | NA | NA | NA | NA | NA | NA
Eddystone 3-4 | -396491 | Operating | 782 | Steam Turbine | 1974 | Constellation Energy Corporation | PJM | RFC | R-PJM | Delaware | PA | Gas | 760 | 19614 | 17578 | NA | 0.3999 | 0.26786 | NA
San Juan Gas Processing | -102380 | Operating | 8 | Gas Turbine | 1986 | BP p.l.c. |  | WECC | AZNMSN | San Juan | NM | Gas | 8 | NA | NA | NA | NA | NA | NA
EDF Saucon Valley Solar Project | -769247 | Operating | 2.6 | Solar | 2024 | Standard Solar, Inc. | PJM | RFC | R-PJM | Northampton | PA | Solar | 2.6 | NA | NA | NA | NA | NA | NA
Elizabethtown Solar | -674208 | Operating | 2 | Solar | 2016 | PIP5 LUMOS LLC | PJM | RFC | R-PJM | Lancaster | PA | Solar | 2 | NA | NA | NA | 16.0959 | 17.8082 | 16.7523
Elizabethtown Solar | -674207 | Operating | 2 | Solar | 2016 | Aes Clean Energy Development Holdings, Llc | PJM | RFC | R-PJM | Lancaster | PA | Solar | 2 | NA | NA | NA | 16.0959 | 17.8082 | 16.7523
Elk Hill Solar 1 | -611285 | Operating | 20 | Solar | 2022 | Lightsource bp Renewable Energy Investments Limited | PJM | RFC | R-PJM | Franklin | PA | Solar | 20 | NA | NA | NA | 21.6136 | 0.42694 | NA
Elk Hill Solar 2 Project | -747063 | Operating | 15 | Solar | 2020 | Elk Hill Solar 2 Holdings, LLC | PJM | RFC | R-PJM | Franklin | PA | Solar | 15 | NA | NA | NA | 21.0868 | 21.3052 | 20.8151
Elk Hill Solar 2 Project | -747062 | Operating | 15 | Solar | 2020 | Elk Hill Solar 2 Holdings, LLC | PJM | RFC | R-PJM | Franklin | PA | Solar | 15 | NA | NA | NA | 21.0868 | 21.3052 | 20.8151
Ephrata PA BTM IC Power Plant | -676250 | Operating | 5.4 | Internal Combustion | 2021 | Ephrata Borough of | PJM | RFC | R-PJM | Lancaster | PA | Oil | 5.4 | 8079 | 8294 | NA | 0.16066 | 0.21563 | NA
Ephrata PA BTM IC Power Plant | -676249 | Operating | 5.4 | Internal Combustion | 2021 | American Municipal Power, Inc. | PJM | RFC | R-PJM | Lancaster | PA | Oil | 5.4 | 8079 | 8294 | NA | 0.16066 | 0.21563 | NA
ER Bison Solar CSG Project | -615045 | Operating | 1.4 | Solar | 2023 | Greenbacker Renewable Energy Corporation | PJM | RFC | R-PJM | Union | PA | Solar | 1.4 | NA | NA | NA | 17.6533 | NA | NA
Erie County Solar Project | -807693 | Operating | NA | Solar | 2025 | Cypress Creek Renewables, LLC | PJM | RFC | R-PJM | Erie | PA | Solar | 24 | NA | NA | NA | NA | NA | NA
Exelon-Conergy Solar Energy Center | -98008 | Operating | 3 | Solar | 2008 | Conergy AG | PJM | RFC | R-PJM | Bucks | PA | Solar | 3 | NA | NA | NA | 11.7161 | 13.1583 | 13.5769
Sand Hill Energy Center | -164067 | Operating | 308.4 | Gas Turbine | 2001 | Austin Energy | ERCOT | TRE | TRE | Travis | TX | Gas | 283.8 | 9552 | 9904 | 9828 | 20.159 | 15.5327 | 12.0639
Falling Spring | -2372 | Operating | 7.2 | Internal Combustion | 1967 | Chambersburg Borough of | PJM | RFC | R-PJM | Franklin | PA | Gas | 7.1 | 10929 | 10908 | 10242 | 2.8603 | 4.28 | 3.378
Sand Hill Energy Center CC | -164232 | Operating | 388 | Combined Cycle | 2004 | Austin Energy | ERCOT | TRE | TRE | Travis | TX | Gas | 344 | 8077 | 8077 | 8080 | 45.1539 | 40.8651 | 35.5177
Sandersville Energy Facility | -364050 | Operating | 692 | Gas Turbine | 2002 | Gulf Pacific Power, LLC |  | SERC | SOU | Washington | GA | Gas | 677.4 | 13188 | 6764 | 12208 | 1.5211 | 4.8093 | 2.2
Fort Indiantown Gap Solar Project (FTIG) | -465392 | Operating | 3 | Solar | 2019 | Fonds de solidarité FTQ | PJM | RFC | R-PJM | Lebanon | PA | Solar | 3 | NA | NA | NA | 19.7032 | 19.6918 | 18.5426
Fort Indiantown Gap Solar Project (FTIG) | -465391 | Operating | 3 | Solar | 2019 | Caisse de dépôt et placement du Québec | PJM | RFC | R-PJM | Lebanon | PA | Solar | 3 | NA | NA | NA | 19.7032 | 19.6918 | 18.5426
Forward WindPower LLC | -663018 | Operating | 29.4 | Wind Turbine | 2008 | Clearway Energy, Inc. | PJM | RFC | R-PJM | Somerset | PA | Wind | 29.4 | NA | NA | NA | 17.2041 | NA | NA
Forward WindPower LLC | -663017 | Operating | 29.4 | Wind Turbine | 2008 | Clearway Energy, Inc. | PJM | RFC | R-PJM | Somerset | PA | Wind | 29.4 | NA | NA | NA | 17.2041 | NA | NA
Franklin Solar | -350382 | Operating | NA | Solar | NA | Repsol, S.A. | PJM | RFC | R-PJM | Franklin | PA | Solar | 20 | NA | NA | NA | NA | NA | NA
Franklin Solar | -350381 | Operating | NA | Solar | NA | Hecate Energy LLC | PJM | RFC | R-PJM | Franklin | PA | Solar | 20 | NA | NA | NA | NA | NA | NA
Frey Farm Landfill | -647440 | Operating | 3.2 | Internal Combustion | 2006 | NextEra Energy Resources, LLC | PJM | RFC | R-PJM | Lancaster | PA | Biomass | 3.2 | 11080 | NA | NA | 58.4297 | NA | NA
Gans Solar Project | -789950 | Operating | 14 | Solar | 2024 | Mitsubishi Heavy Industries America, Inc. | PJM | RFC | R-PJM | Fayette | PA | Solar | 14 | NA | NA | NA | NA | NA | NA
Gaucho Solar Project | -763531 | Operating | 20 | Solar | 2023 | Octopus Energy Limited | PJM | RFC | R-PJM | Beaver | PA | Solar | 20 | NA | NA | NA | NA | NA | NA
General Electric Company | -3510 | Operating | 4.4 | Internal Combustion | 1984 | General Electric Company | PJM | RFC | R-PJM | Mercer | PA | Oil | 4.3 | NA | 43108 | 36339 | 7.4546 | 8.9784 | 9.1882
Gettysburg Energy & Nutrient Recovery Facility (GENRF) | -756834 | Out of Service | 3.3 | Steam Turbine | 2013 | EnergyWorks, Inc. | PJM | RFC | R-PJM | Adams | PA | Biomass | NA | NA | NA | NA | NA | NA | NA
Girard (PA) RTO BTM | -674082 | Operating | 2.7 | Internal Combustion | 2022 | American Municipal Power, Inc. | PJM | RFC | R-PJM | Erie | PA | Oil | 2.7 | 8188 | 8181 | NA | 0.33824 | 0.35092 | NA
Glades Pike Cogeneration Plant IC | -172606 | Operating | 3.2 | Internal Combustion | 2011 | State Correctional Institution (Laurel Highlands) | PJM | RFC | R-PJM | Somerset | PA | Biomass | 3.2 | 10772 | 11513 | 11206 | 39.4371 | 34.9172 | 37.6177
Sandy Lake First Nation | -99842 | Operating | 4 | Gas Turbine | 1999 | Hydro One Remote Communities Inc. | Ontario | NPCC | ONT |  |  | Oil | 4.5 | NA | NA | NA | NA | NA | NA
Great Cove Solar II Project | -754464 | Operating | 150 | Solar | 2023 | PIP5 LUMOS LLC | PJM | RFC | R-PJM | Franklin | PA | Solar | 150 | NA | NA | NA | 0.025571 | NA | NA
Great Cove Solar II Project | -752449 | Operating | 150 | Solar | 2023 | Aes Clean Energy Development Holdings, Llc | PJM | RFC | R-PJM | Franklin | PA | Solar | 150 | NA | NA | NA | 0.025571 | NA | NA
Great Cove Solar Project | -747641 | Operating | 70 | Solar | 2023 | PIP5 LUMOS LLC | PJM | RFC | R-PJM | Fulton | PA | Solar | 70 | NA | NA | NA | 0.14432 | NA | NA
Great Cove Solar Project | -747640 | Operating | 70 | Solar | 2023 | Aes Clean Energy Development Holdings, Llc | PJM | RFC | R-PJM | Fulton | PA | Solar | 70 | NA | NA | NA | 0.14432 | NA | NA
Greater Lebanon Refuse Authority Landfill | -647441 | Operating | 3.2 | Internal Combustion | 2007 | NextEra Energy Resources, LLC | PJM | RFC | R-PJM | Lebanon | PA | Biomass | 3.2 | 10785 | NA | NA | 50.7099 | NA | NA
Sanford CC | -164051 | Operating | 2377.8 | Combined Cycle | 2002 | Florida Power & Light Company |  | SERC | FP | Volusia | FL | Gas | 2432 | 7306 | 7321 | 7229 | 38.0814 | 43.9473 | 43.4572
Green Mountain Battery Storage System | -173135 | Operating | 10.4 | Battery | 2016 | NextEra Energy Resources, LLC | PJM | RFC | R-PJM | Somerset | PA | Energy Storage | 10.4 | NA | NM | NM | 14.7612 | 21.8629 | 18.7654
GSK York RDC Solar Facility | -169016 | Operating | 2.6 | Solar | 2010 | GlaxoSmithKline | PJM | RFC | R-PJM | York | PA | Solar | 1.6 | NA | NA | NA | 11.7223 | 7.9837 | 16.2243
Sanger | -790378 | Operating | 61.5 | Combined Cycle | 1991 | Algonquin Power Sanger, LLC | CAISO | WECC | CAMX | Fresno | CA | Gas | 61.5 | 9961 | 7214 | 7018 | 2.7618 | 32.8483 | 31.9657
Santa Clara Cogeneration | -6522 | Operating | 7.8 | Gas Turbine | 1982 | City of Santa Clara | CAISO | WECC | CAMX | Santa Clara | CA | Gas | 7 | 18535 | 16116 | 16567 | 24.9087 | 45.0652 | 70.6491
Hatfield PA BTM IC Power Plant | -674516 | Operating | 2.7 | Internal Combustion | 2022 | American Municipal Power, Inc. | PJM | RFC | R-PJM | Montgomery | PA | Oil | 2.7 | 8169 | 8550 | NA | 0.27482 | 0.084559 | NA
Hazle Township Flywheel Storage | -610292 | Operating | 20 | Mechanical Storage | 2013 | Convergent Energy and Power LP | PJM | RFC | R-PJM | Luzerne | PA | Energy Storage | 20 | NA | NA | NM | -6.9172 | -7.782 | 17.3299
Santa Rosa Energy Center | -427652 | Operating | 274.5 | Combined Cycle | 2003 | LS Power Development, LLC |  | SERC | FP | Santa Rosa | FL | Gas | 247.9 | 7665 | 7542 | 7598 | 51.9489 | 60.6936 | 31.4509
Heidlersburg Solar Project | -768595 | Operating | 2.5 | Solar | 2021 | Enbridge Inc. | PJM | RFC | R-PJM | Adams | PA | Solar | 2.5 | NA | NA | NA | NA | NA | NA
Santa Ynez Facility | -113370 | Out of Service | 49.3 | Combined Cycle | 1993 | Exxon Mobil Corporation | CAISO | WECC | CAMX | Santa Barbara | CA | Gas | NA | NA | NA | NA | NA | NA | NA
Santan | -165521 | Operating | 1326 | Combined Cycle | 1974 | Salt River Project Agricultural Improvement and Power District, Arizona |  | WECC | AZNMSN | Maricopa | AZ | Gas | 1358 | 7708 | 7932 | 7714 | 47.8919 | 28.8275 | 39.3772
Highland North Wind Farm | -762158 | Operating | 75 | Wind Turbine | 2012 | Exus Management Partners, S.L.U | PJM | RFC | R-PJM | Cambria | PA | Wind | 75 | NA | NA | NA | NA | NA | NA
Highland Wind Project (Krayn Wind) | -405098 | Operating | 62.5 | Wind Turbine | 2009 | Unicaja Banco, S.A. | PJM | RFC | R-PJM | Cambria | PA | Wind | 62.5 | NA | NA | NA | 22.2016 | 25.1536 | 22.8289
Highland Wind Project (Krayn Wind) | -220900 | Operating | 62.5 | Wind Turbine | 2009 | Masaveu Internacional, S.L., | PJM | RFC | R-PJM | Cambria | PA | Wind | 62.5 | NA | NA | NA | 22.2016 | 25.1536 | 22.8289
Saranac Facility | -141119 | Operating | 285.6 | Combined Cycle | 1994 | CE Generation, LLC | New York | NPCC | NY | Clinton | NY | Gas | 270.5 | 9592 | 9512 | 8949 | 9.8939 | 4.1284 | 1.928
Saranac Facility | -141118 | Operating | 285.6 | Combined Cycle | 1994 | CE Generation, LLC | New York | NPCC | NY | Clinton | NY | Gas | 270.5 | 9592 | 9512 | 8949 | 9.8939 | 4.1284 | 1.928
Holtwood Hydroelectric Plant | -695503 | Operating | 247.3 | Hydraulic Turbine | 1910 | Brookfield Renewable Partners L.P. | PJM | RFC | R-PJM | Lancaster | PA | Water | 249 | NA | NA | NA | 43.5437 | 40.4778 | 50.9869
Honey Brook Generating Station (Granger) | -167530 | Operating | 3.2 | Internal Combustion | 2006 | Granger Energy of Honey Brook, L.L.C. | PJM | RFC | R-PJM | Lancaster | PA | Biomass | 3.2 | 13286 | 9428 | 14792 | 63.3098 | 54.2451 | 61.2086
Hunker Solar River Project | -376602 | Operating | 3.3 | Solar | 2021 | SolRiver, LLC | PJM | RFC | R-PJM | Westmoreland | PA | Solar | 3.3 | NA | NA | NA | 12.4775 | 12.0555 | 5.1854
Hunker Solar River Project | -376601 | Operating | 3.3 | Solar | 2021 | Rockland Capital, LP | PJM | RFC | R-PJM | Westmoreland | PA | Solar | 3.3 | NA | NA | NA | 12.4775 | 12.0555 | 5.1854
Saranac Facility | -10446 | Operating | 285.6 | Combined Cycle | 1994 | Gas and Power Co., Ltd. | New York | NPCC | NY | Clinton | NY | Gas | 270.5 | 9592 | 9512 | 8949 | 9.8939 | 4.1284 | 1.928
Sargent Canyon Cogeneration | -94137 | Out of Service | 38.2 | Gas Turbine | 1991 | Chevron Global Energy Inc. | CAISO | WECC | CAMX | Monterey | CA | Gas | NA | NA | NA | NA | NA | NA | 0
Sargent Canyon Cogeneration | -77982 | Out of Service | 38.2 | Gas Turbine | 1991 | Chevron Power Holdings Inc. | CAISO | WECC | CAMX | Monterey | CA | Gas | NA | NA | NA | NA | NA | NA | 0
IESI Blue Ridge Landfill | -647454 | Operating | 6.4 | Internal Combustion | 2013 | NextEra Energy Resources, LLC | PJM | RFC | R-PJM | Franklin | PA | Biomass | 6.4 | 11849 | NA | NA | 81.9385 | NA | NA
IKEA Conshohocken Rooftop PV System | -174002 | Operating | 1 | Solar | 2012 | IKEA Energy US LLC | PJM | RFC | R-PJM | Montgomery | PA | Solar | 1 | NA | NA | NA | 0 | 2.3288 | 11.5753
Indiana University of Pennsylvania | -4122 | Operating | 24.4 | Internal Combustion | 1988 | Indiana University Of Pennsylvania | PJM | RFC | R-PJM | Indiana | PA | Gas | 24 | 10605 | 10630 | 10755 | 10.7154 | 13.497 | 9.4763
Jefferson Torresdale Hospital IC Project (Cogen) | -249827 | Operating | 1.1 | Internal Combustion | 2016 | Jefferson Torresdale Hospital | PJM | RFC | R-PJM | Philadelphia | PA | Gas | 1.1 | 10500 | 9552 | 9342 | 25.9444 | 18.9083 | 30.6974
John B Rich Memorial Power Station | -795702 | Operating | 88.4 | Steam Turbine | 1988 | RI-CORP Development Inc. | PJM | RFC | R-PJM | Schuylkill | PA | Coal | 80 | 14415 | 14857 | 15227 | 89.0489 | 90.9735 | 83.2586
Johnsonburg Mill | -388851 | Operating | 54 | Steam Turbine | 1993 | Domtar Paper Company, LLC | PJM | RFC | R-PJM | Elk | PA | Biomass | 49 | NA | NM | 39418 | 15.1663 | 34.5734 | 47.8762
Jordan Energy-DFA Middlebury Center Plant | -678672 | Operating | 1.1 | Solar | 2021 | Distributed Solar Development, LLC | PJM | RFC | R-PJM | Tioga | PA | Solar | 1.1 | NA | NA | NA | 17.0818 | NA | NA
Sarnia Cogen Plant | -164195 | Operating | 90 | Gas Turbine | 2004 | Imperial Oil Limited | Ontario | NPCC | ONT |  |  | Gas | 90 | NA | NA | NA | NA | NA | NA
Keystone | -759705 | Operating | 1872 | Steam Turbine | 1967 | Talen Generation LLC | PJM | RFC | R-PJM | Armstrong | PA | Coal | 1700 | 10735 | 10412 | 10480 | 18.5566 | 34.0934 | 49.7951
Keystone | -298749 | Operating | 1872 | Steam Turbine | 1967 | Chief Power Transfer Parent LLC | PJM | RFC | R-PJM | Armstrong | PA | Coal | 1700 | 10735 | 10412 | 10480 | 18.5566 | 34.0934 | 49.7951
Keystone | -298748 | Operating | 1872 | Steam Turbine | 1967 | Bardin Hill Investment Partners LP | PJM | RFC | R-PJM | Armstrong | PA | Coal | 1700 | 10735 | 10412 | 10480 | 18.5566 | 34.0934 | 49.7951
Keystone | -298747 | Operating | 1872 | Steam Turbine | 1967 | Riverstone Holdings LLC | PJM | RFC | R-PJM | Armstrong | PA | Coal | 1700 | 10735 | 10412 | 10480 | 18.5566 | 34.0934 | 49.7951
Keystone | -298746 | Operating | 1872 | Steam Turbine | 1967 | ArcLight Capital Partners, LLC | PJM | RFC | R-PJM | Armstrong | PA | Coal | 1700 | 10735 | 10412 | 10480 | 18.5566 | 34.0934 | 49.7951
Keystone | -151440 | Operating | 1872 | Steam Turbine | 1967 | Olympus Power, LLC | PJM | RFC | R-PJM | Armstrong | PA | Coal | 1700 | 10735 | 10412 | 10480 | 18.5566 | 34.0934 | 49.7951
Keystone IC | -759706 | Operating | 11.2 | Internal Combustion | 1968 | Talen Generation LLC | PJM | RFC | R-PJM | Armstrong | PA | Oil | 11.2 | 10418 | 11253 | 11322 | 0.056058 | 0.22118 | 0.212
Keystone IC | -211294 | Operating | 11.2 | Internal Combustion | 1968 | ArcLight Capital Partners, LLC | PJM | RFC | R-PJM | Armstrong | PA | Oil | 11.2 | 10418 | 11253 | 11322 | 0.056058 | 0.22118 | 0.212
Keystone IC | -151448 | Operating | 11.2 | Internal Combustion | 1968 | Olympus Power, LLC | PJM | RFC | R-PJM | Armstrong | PA | Oil | 11.2 | 10418 | 11253 | 11322 | 0.056058 | 0.22118 | 0.212
Keystone Solar Project | -797957 | Operating | 5 | Solar | 2012 | D. E. Shaw Renewable Investments, L.L.C. | PJM | RFC | R-PJM | Lancaster | PA | Solar | 5 | NA | NA | NA | NA | NA | NA
Keystone Solar Project | -797956 | Operating | 5 | Solar | 2012 | Macquarie Asset Management Pty Limited | PJM | RFC | R-PJM | Lancaster | PA | Solar | 5 | NA | NA | NA | NA | NA | NA
Keystone Solar Project | -52028 | Operating | 5 | Solar | 2012 | Bright Plain Renewable Energy, LLC | PJM | RFC | R-PJM | Lancaster | PA | Solar | 5 | NA | NA | NA | 16.742 | 17.8425 | 17.1256
Kinzua Pumped Storage Project (Seneca) | -69188 | Operating | 437.9 | Pumped Storage | 1970 | Harbor Hydro Holdings, LLC | PJM | RFC | R-PJM | Warren | PA | Water | 463.4 | NA | NA | NA | 24.7026 | 19.9193 | 11.4293
Knouse Foods Solar Plant | -168408 | Operating | 3 | Solar | 2010 | Knouse Foods Co-Operative Inc | PJM | RFC | R-PJM | Cumberland | PA | Solar | 3 | NA | NA | NA | 16.0008 | 15.2549 | 15.7078
Sarnia Regional Cogeneration Plant | -676644 | Operating | 499 | Combined Cycle | 2003 | TransAlta Renewables Inc. | Ontario | NPCC | ONT |  |  | Gas | 499 | NA | NA | NA | NA | NA | NA
Sarpy County | -511541 | Operating | 334.9 | Gas Turbine | 1972 | Omaha Public Power District | SPP | MRO | MRO-US | Sarpy | NE | Gas | 316.4 | 13404 | 13937 | 13448 | 5.8361 | 5.2162 | 4.4402
Savannah River Mill CT | -6542 | Operating | 50.4 | Gas Turbine | 1986 | Georgia-Pacific LLC |  | SERC | SOU | Effingham | GA | Gas | 24.7 | NA | NM | 27898 | 3.1085 | 0.75634 | 4.327
Sayreville Cogeneration | -228933 | Operating | 430.2 | Combined Cycle | 1991 | North Jersey Energy Associates, L.P. | PJM | RFC | R-PJM | Middlesex | NJ | Gas | 333.1 | 8815 | 8357 | 7867 | 32.1524 | 22.9297 | 25.3556
Scattergood Repowering CC | -164083 | Operating & Planned | 335.8 | Combined Cycle | 2015 | Los Angeles Department of Water and Power, California |  | WECC | CAMX | Los Angeles | CA | Gas | 313 | 7354 | 7286 | 7198 | 40.8327 | 63.3939 | 64.5685
Lakeview Gas Recovery | -4567 | Operating | 6 | Internal Combustion | 1997 | WM Renewable Energy, LLC | PJM | RFC | R-PJM | Erie | PA | Biomass | 6 | 11598 | 11777 | 12170 | 75.1693 | 68.1202 | 61.3147
Lancaster County Resource Recovery | -4579 | Operating | 35.7 | Steam Turbine | 1991 | Lancaster County Solid Waste Management Authority | PJM | RFC | R-PJM | Lancaster | PA | Biomass | 32.4 | 21837 | 21803 | 21481 | 65.8172 | 67.1004 | 67.6003
Laurel Hill | -695573 | Operating | 69 | Wind Turbine | 2012 | Brookfield Renewable Partners L.P. | PJM | RFC | R-PJM | Lycoming | PA | Wind | 69 | NA | NA | NA | 25.5028 | NA | NA
Laurel Hill | -193168 | Operating | 69 | Wind Turbine | 2012 | John Hancock Life Insurance Company (U.S.A) | PJM | RFC | R-PJM | Lycoming | PA | Wind | 69 | NA | NA | NA | 25.5028 | 37.5296 | 26.1348
Scattergood Repowering CT | -171018 | Operating | 213.8 | Gas Turbine | 2015 | Los Angeles Department of Water and Power, California |  | WECC | CAMX | Los Angeles | CA | Gas | 204 | 9618 | 10384 | 10942 | 9.8259 | 4.9691 | 3.296
Limerick | -396404 | Operating | 2277 | Nuclear | 1986 | Constellation Energy Corporation | PJM | RFC | R-PJM | Montgomery | PA | Nuclear | 2348.2 | NA | NA | NA | 92.8238 | 92.3922 | NA
Lincoln Financial Field Solar Plant | -663162 | Operating | 2.9 | Solar | 2013 | Clearway Energy, Inc. | PJM | RFC | R-PJM | Philadelphia | PA | Solar | 2.9 | NA | NA | NA | 11.1282 | NA | NA
Lincoln Financial Field Solar Plant | -663161 | Operating | 2.9 | Solar | 2013 | Clearway Energy, Inc. | PJM | RFC | R-PJM | Philadelphia | PA | Solar | 2.9 | NA | NA | NA | 11.1282 | NA | NA
Listonburg Solar Project | -793436 | Operating | NA | Solar | 2024 | Mitsubishi Heavy Industries America, Inc. | PJM | RFC | R-PJM | Somerset | PA | Solar | 15 | NA | NA | NA | NA | NA | NA
Locust Ridge II | -785795 | Operating | 102 | Wind Turbine | 2009 | Avangrid Renewables, LLC | PJM | RFC | R-PJM | Schuylkill | PA | Wind | 102 | NA | NA | NA | NA | NA | NA
Locust Ridge Wind Farm | -785765 | Operating | 26 | Wind Turbine | 2007 | Avangrid Renewables, LLC | PJM | RFC | R-PJM | Schuylkill | PA | Wind | 26 | NA | NA | NA | NA | NA | NA
Longwood Gardens Solar Plant | -163609 | Operating | 1.3 | Solar | 2010 | Ecogy Pennsylvania Systems, Llc | PJM | RFC | R-PJM | Chester | PA | Solar | 1.3 | NA | NA | NA | 17.4745 | 16.974 | 16.4735
Lookout WindPower LLC | -663020 | Operating | 37.8 | Wind Turbine | 2008 | Clearway Energy, Inc. | PJM | RFC | R-PJM | Somerset | PA | Wind | 37.8 | NA | NA | NA | 26.2164 | NA | NA
Lookout WindPower LLC | -663019 | Operating | 37.8 | Wind Turbine | 2008 | Clearway Energy, Inc. | PJM | RFC | R-PJM | Somerset | PA | Wind | 37.8 | NA | NA | NA | 26.2164 | NA | NA
SCE Gas Turbine Hybrid Project | -173339 | Operating | 50 | Gas Turbine | 2017 | Southern California Edison Company | CAISO | WECC | CAMX | Los Angeles | CA | Gas | 50 | NA | NA | NA | NA | NA | NA
Lycoming County Landfill Project (PPL Renewable) | -647456 | Operating | 3.2 | Internal Combustion | 2012 | NextEra Energy Resources, LLC | PJM | RFC | R-PJM | Lycoming | PA | Biomass | 3 | 11825 | NA | NA | 70.7116 | NA | NA
Lyons Solar Project | -798660 | Operating | 20 | Solar | 2023 | Qualitas Energy Private Equity, S.G.E.I.C., S.A. | PJM | RFC | R-PJM | Berks | PA | Solar | 20 | NA | NA | NA | NA | NA | NA
Mahoning Creek | -213855 | Operating | 6 | Hydraulic Turbine | 2013 | Ontario Power Generation Inc. | PJM | RFC | R-PJM | Armstrong | PA | Water | 6.7 | NA | NA | NA | 14.4534 | 31.1712 | 19.3911
Maple Hill Solar Project | -752366 | Operating | 100 | Solar | 2023 | Competitive Power Ventures, Inc. | PJM | RFC | R-PJM | Cambria | PA | Solar | 100 | NA | NA | NA | 1.3828 | NA | NA
Maple Hill Solar Project | -752365 | Operating | 100 | Solar | 2023 | Competitive Power Ventures, Inc. | PJM | RFC | R-PJM | Cambria | PA | Solar | 100 | NA | NA | NA | 1.3828 | NA | NA
Maple Hill Solar Project | -752364 | Operating | 100 | Solar | 2023 | Competitive Power Ventures, Inc. | PJM | RFC | R-PJM | Cambria | PA | Solar | 100 | NA | NA | NA | 1.3828 | NA | NA
Maple Hill Solar Project | -752363 | Operating | 100 | Solar | 2023 | Competitive Power Ventures, Inc. | PJM | RFC | R-PJM | Cambria | PA | Solar | 100 | NA | NA | NA | 1.3828 | NA | NA
Schiller CT | -791367 | Operating | 21.2 | Gas Turbine | 1970 | Atlas Capital Resources II (A7) LP | New England | NPCC | NE | Rockingham | NH | Oil | 18 | 15878 | 14577 | 15619 | 0.37861 | 0.63039 | 0.32471
Schiller CT | -791366 | Operating | 21.2 | Gas Turbine | 1970 | Atlas Capital Resources (p) Ii Lp | New England | NPCC | NE | Rockingham | NH | Oil | 18 | 15878 | 14577 | 15619 | 0.37861 | 0.63039 | 0.32471
Schuylkill CT | -396430 | Operating | 39.8 | Gas Turbine | 1969 | Constellation Energy Corporation | PJM | RFC | R-PJM | Philadelphia | PA | Oil | 40.3 | 17778 | 13750 | NA | 0.012747 | 0.39474 | NA
Scoria 318S Cogeneration | -176980 | Operating | 45 | Gas Turbine | 2019 | Pembina NGL Corporation | Alberta | WECC | WECCCN |  |  | Gas | 45 | NA | NA | NA | NA | NA | NA
Marlboro Mushrooms Solar Field | -172095 | Operating | 1 | Solar | 2011 | Marlborough Mushrooms | PJM | RFC | R-PJM | Chester | PA | Solar | 1 | NA | NA | NA | 17.032 | 13.4703 | 15.5594
Martin Limestone Solar Array Plant | -170856 | Operating | 1 | Solar | 2012 | Sunstream Energy Llc | PJM | RFC | R-PJM | Lancaster | PA | Solar | 1 | NA | NA | NA | 18.0479 | 17.6826 | 17.5114
Martins Creek 3 and 4 | -759709 | Operating | 1701 | Steam Turbine | 1975 | Talen Generation LLC | PJM | RFC | R-PJM | Northampton | PA | Gas | 1700 | 13091 | 14499 | 13446 | 3.6449 | 1.434 | 2.317
Masser Farms Realty Solar | -169633 | Operating | 1 | Solar | 2011 | Masser Farms Realty, Ltd. | PJM | RFC | R-PJM | Schuylkill | PA | Solar | 1 | NA | NA | NA | 8.6073 | 9.7489 | 11.7694
Mehoopany | -125322 | Operating | 2.6 | Steam Turbine | 1984 | The Procter & Gamble Company | PJM | RFC | R-PJM | Wyoming | PA | Gas | 1.6 | 23615 | 23615 | 23621 | 36.0731 | 36.9007 | 33.9826
Scotford Cogeneration | -781313 | Operating | 170 | Combined Cycle | 2003 | TransAlta Corporation | Alberta | WECC | WECCCN |  |  | Gas | 170 | NA | NA | NA | NA | NA | NA
Mehoopany Wind | -765863 | Operating | 140.8 | Wind Turbine | 2012 | Blackstone Inc. | PJM | RFC | R-PJM | Wyoming | PA | Wind | 140.8 | NA | NA | NA | 27.8358 | NA | NA
Mehoopany Wind | -765862 | Operating | 140.8 | Wind Turbine | 2012 | Invenergy LLC | PJM | RFC | R-PJM | Wyoming | PA | Wind | 140.8 | NA | NA | NA | 27.8358 | NA | NA
Mehoopany Wind | -765861 | Operating | 140.8 | Wind Turbine | 2012 | Caisse de dépôt et placement du Québec | PJM | RFC | R-PJM | Wyoming | PA | Wind | 140.8 | NA | NA | NA | 27.8358 | NA | NA
Mehoopany Wind | -163413 | Operating | 140.8 | Wind Turbine | 2012 | BP Wind Energy North America Inc. | PJM | RFC | R-PJM | Wyoming | PA | Wind | 140.8 | NA | NA | NA | 27.8358 | 31.6126 | 30.9314
Merck-Upper Gwynedd Solar Array | -173645 | Operating | 1.5 | Solar | 2011 | Merck & Co., Inc. | PJM | RFC | R-PJM | Montgomery | PA | Solar | 1.5 | NA | NA | NA | 13.9574 | 11.2938 | 0
Meyersdale Battery Storage Project | -194294 | Operating | 18 | Battery | 2015 | NextEra Energy, Inc. | PJM | RFC | R-PJM | Somerset | PA | Energy Storage | 18 | NA | NM | NM | 16.6331 | 20.4027 | 18.0866
Meyersdale Wind Project | -177089 | Operating | 30 | Wind Turbine | 2003 | GlidePath Power Solutions LLC | PJM | RFC | R-PJM | Somerset | PA | Wind | 30 | NA | NA | NA | 14.0053 | 14.9102 | 18.4323
Mifflinburg Behind The Meter Internal Combustion Plant | -769114 | Operating | 5.4 | Internal Combustion | 2024 | American Municipal Power, Inc. | MISO, PJM | RFC | R-PJM | Union | PA | Oil | 5.4 | NA | NA | NA | NA | NA | NA
Milan Gas Project | -769833 | Operating | 21 | Internal Combustion | 2017 | Tenaska Energy Holdings, LLC | PJM | RFC | R-PJM | Bradford | PA | Gas | 20.4 | 9015 | NA | NA | 27.8153 | NA | NA
Milan Gas Project | -769832 | Operating | 21 | Internal Combustion | 2017 | Tenaska Energy, Inc. | PJM | RFC | R-PJM | Bradford | PA | Gas | 20.4 | 9015 | NA | NA | 27.8153 | NA | NA
Mill Run Wind Farm | -177087 | Operating | 15 | Wind Turbine | 2001 | GlidePath Power Solutions LLC | PJM | RFC | R-PJM | Fayette | PA | Wind | 15 | NA | NA | NA | 11.9323 | 10.6416 | 11.4536
Mon Valley Works | -5176 | Operating | 52.5 | Steam Turbine | 1943 | United States Steel Corporation | PJM | RFC | R-PJM | Allegheny | PA | Other | 67.9 | 23203 | 23074 | 24608 | 79.6397 | 69.9733 | 75.7381
Montour | -759716 | Operating | 1757.9 | Steam Turbine | 1972 | Talen Generation LLC | PJM | RFC | R-PJM | Montour | PA | Gas | 1504 | 11396 | 10932 | 10591 | 4.2678 | 10.0646 | 9.5661
Morgantown Generating Station | -172965 | Operating | 1.6 | Internal Combustion | 2016 | Granger Electric Co | PJM | RFC | R-PJM | Berks | PA | Biomass | 1.6 | 10727 | 10615 | 9794 | 34.2466 | 40.9247 | 39.091
Morgantown Solar Park | -641106 | Operating | 2 | Solar | 2011 | The Hankin Group, Inc. | PJM | RFC | R-PJM | Berks | PA | Solar | 1.6 | NA | NA | NA | 9.0183 | 12.6213 | 12.607
Seadrift | -227301 | Operating | 168 | Combined Cycle | 1964 | Union Carbide Corporation | ERCOT | TRE | TRE | Calhoun | TX | Gas | 177 | 12462 | 11684 | 10898 | 37.0602 | 46.6776 | 58.8982
Mount Carmel Cogeneration | -16281 | Operating | 47.3 | Steam Turbine | 1990 | Mt Carmel Co-Gen, Inc. | PJM | RFC | R-PJM | Northumberland | PA | Coal | 43 | 20085 | 19700 | 19543 | 27.5348 | 28.1443 | 0.55007
Mount Joy Wire | -194442 | Operating | 1.1 | Internal Combustion | 2011 | Mount Joy Wire Corporation | PJM | RFC | R-PJM | Lancaster | PA | Gas | 1.1 | NA | NA | NA | 0 | 0 | 0
Selkirk Cogeneration | -137366 | Operating | 446 | Combined Cycle | 1992 | Alterna Core Capital Assets Fund II | New York | NPCC | NY | Albany | NY | Gas | 438.59 | NA | 9363 | NA | NA | 8.8298 | NA
Mountain View Landfill | -90926 | Operating | 14.4 | Internal Combustion | 2003 | CCI Power Holdings LLC | PJM | RFC | R-PJM | Franklin | PA | Biomass | 14.4 | 12432 | 11909 | 11975 | 21.4326 | 22.403 | 25.5747
Mountain View Landfill | -90925 | Operating | 14.4 | Internal Combustion | 2003 | CCI Power Holdings LLC | PJM | RFC | R-PJM | Franklin | PA | Biomass | 14.4 | 12432 | 11909 | 11975 | 21.4326 | 22.403 | 25.5747
Seminole CC Plant (Putnam County) | -638786 | Operating | 1183.2 | Combined Cycle | 2023 | Seminole Electric Cooperative, Inc. |  | SERC | FP | Putnam | FL | Gas | 1134.4 | 6345 | NA | NA | 60.3084 | NA | NA
Sentinel Energy Center | -678071 | Operating | 800 | Gas Turbine | 2013 | Climate Adaptive Infrastructure | CAISO | WECC | CAMX | Riverside | CA | Gas | 800 | 9568 | 9965 | NA | 7.9104 | 7.2663 | NA
Sentinel Energy Center | -177283 | Operating | 800 | Gas Turbine | 2013 | MIC Nebraska,Inc. | CAISO | WECC | CAMX | Riverside | CA | Gas | 800 | 9568 | 9965 | 9612 | 7.9104 | 7.2663 | 8.7887
Muddy Run Pumped Storage Facility | -396408 | Operating | 1072 | Pumped Storage | 1967 | Constellation Energy Corporation | PJM | RFC | R-PJM | Lancaster | PA | Water | 1070 | NA | NA | NA | 18.4552 | 17.208 | NA
Navy Yard Battery Storage Project | -591506 | Operating | 6.2 | Battery | 2021 | PIDC Local Development Corporation | PJM | RFC | R-PJM | Philadelphia | PA | Energy Storage | 6.2 | NA | NM | NM | 14.6266 | 10.1635 | 0.28539
Navy Yard Natural Gas Plant | -173464 | Operating | 8 | Internal Combustion | 2018 | PIDC Local Development Corporation | PJM | RFC | R-PJM | Philadelphia | PA | Gas | 8 | 12918 | 11405 | 9251 | 1.6824 | 13.5688 | 7.6698
New Castle | -502719 | Operating | 348 | Steam Turbine | 1939 | GenOn Power Midwest, LP | PJM | RFC | R-PJM | Lawrence | PA | Gas | 327 | 11745 | 12357 | 12794 | 31.4212 | 17.286 | 10.4106
New Castle IC | -502720 | Operating | 6.4 | Internal Combustion | 1968 | GenOn Power Midwest, LP | PJM | RFC | R-PJM | Lawrence | PA | Oil | 2.5 | 8750 | 10179 | 10909 | 0.0091324 | 0.12785 | 0.12557
Newman & Company Inc. | -5411 | Operating | 1.8 | Steam Turbine | 1964 | Newman & Company, Inc. | PJM | RFC | R-PJM | Philadelphia | PA | Gas | 1.8 | 48850 | 49358 | 48991 | 53.1583 | 71.4485 | 74.9302
North Allegheny Wind | -695635 | Operating | 75 | Wind Turbine | 2009 | Brookfield Renewable Partners L.P. | PJM | RFC | R-PJM | Blair | PA | Wind | 75 | NA | NA | NA | 11.0869 | NA | NA
North Allegheny Wind | -193221 | Operating | 75 | Wind Turbine | 2009 | John Hancock Life Insurance Company (U.S.A) | PJM | RFC | R-PJM | Blair | PA | Wind | 75 | NA | NA | NA | 11.0869 | 20.9304 | 23.3175
North Wales Diesel | -504004 | Operating | 7.2 | Internal Combustion | 2010 | North Wales Diesel | PJM | RFC | R-PJM | Montgomery | PA | Oil | 6 | NA | NA | NA | NA | NA | NA
Northampton | -95048 | Operating | 134.1 | Steam Turbine | 1995 | EIF Northampton LLC | PJM | RFC | R-PJM | Northampton | PA | Coal | 112 | 11869 | 12008 | 12009 | 51.8701 | 43.6134 | 6.3249
Northampton | -94640 | Operating | 134.1 | Steam Turbine | 1995 | EIF Northampton LLC | PJM | RFC | R-PJM | Northampton | PA | Coal | 112 | 11869 | 12008 | 12009 | 51.8701 | 43.6134 | 6.3249
Northern Tier Landfill | -647449 | Operating | 1.6 | Internal Combustion | 2009 | NextEra Energy Resources, LLC | PJM | RFC | R-PJM | Bradford | PA | Biomass | 1.6 | 12183 | NA | NA | 63.0922 | NA | NA
Sentinel Energy Center | -166878 | Operating | 800 | Gas Turbine | 2013 | Diamond Generating Corporation | CAISO | WECC | CAMX | Riverside | CA | Gas | 800 | 9568 | 9965 | 9612 | 7.9104 | 7.2663 | 8.7887
Orchard Park | -166220 | Operating | 24 | Internal Combustion | 2003 | Chambersburg Borough of | PJM | RFC | R-PJM | Franklin | PA | Gas | 23.2 | 9043 | 9251 | 9174 | 7.9677 | 16.6332 | 5.8037
Sentinel Energy Center | -64110 | Operating | 800 | Gas Turbine | 2013 | Voltage Finance LLC | CAISO | WECC | CAMX | Riverside | CA | Gas | 800 | 9568 | 9965 | 9612 | 7.9104 | 7.2663 | 8.7887
Oxbow Creek Energy | -769831 | Operating | 22 | Internal Combustion | 2019 | Tenaska Energy Holdings, LLC | PJM | RFC | R-PJM | Wyoming | PA | Gas | 21 | 9240 | NA | NA | 33.909 | NA | NA
Oxbow Creek Energy | -769830 | Operating | 22 | Internal Combustion | 2019 | Tenaska Energy, Inc. | PJM | RFC | R-PJM | Wyoming | PA | Gas | 21 | 9240 | NA | NA | 33.909 | NA | NA
P.H. Glatfelter Company - Pennsylvania | -165333 | Operating | 103.6 | Steam Turbine | 1948 | Glatfelter Corporation | PJM | RFC | R-PJM | York | PA | Coal | 85 | 31941 | 30699 | 30914 | 55.1378 | 60.7971 | 59.4445
PA Solar Park II Project | -521496 | Operating | 10 | Solar | 2020 | Consolidated Edison Development, Inc. | PJM | RFC | R-PJM | Carbon | PA | Solar | 10 | NA | NA | NA | 14 | NA | NA
PA Solar Park Project | -521375 | Operating | 10.1 | Solar | 2012 | Consolidated Edison Development, Inc. | PJM | RFC | R-PJM | Carbon | PA | Solar | 10 | NA | NA | NA | 14.8607 | NA | NA
PA4 Solar Farm | -176717 | Operating | 3.6 | Solar | 2019 | Alchemy Renewable Energy, LLC | PJM | RFC | R-PJM | Lancaster | PA | Solar | 3.6 | NA | NA | NA | NA | NA | NA
Settler's Hill Gas Recovery | -6634 | Operating | 6 | Gas Turbine | 1988 | Waste Management, Inc. | PJM | RFC | R-PJM | Kane | IL | Biomass | 6.6 | 19627 | 22233 | 20827 | 43.0227 | 40.4283 | 48.0801
Sewaren Gas Power Plant | -410440 | Operating | 609.5 | Combined Cycle | 2018 | Arclight Energy Partners Fund VII, L.P. | PJM | RFC | R-PJM | Middlesex | NJ | Gas | 538 | 6911 | 6863 | NA | 67.9411 | 57.1004 | NA
Sewell Creek Energy | -6642 | Operating | 570 | Gas Turbine | 2000 | Smarr EMC |  | SERC | SOU | Polk | GA | Gas | 511.4 | 11420 | 8653 | 11437 | 9.4906 | 10.1549 | 8.2221
Panther Creek | -794772 | Operating | 94 | Steam Turbine | 1992 | Backbone Mining Solutions LLC | PJM | RFC | R-PJM | Carbon | PA | Coal | 80 | NA | NA | NA | NA | NA | NA
Shady Hills | -12726 | Operating | 541.2 | Gas Turbine | 2002 | GE Energy Financial Services |  | SERC | FP | Pasco | FL | Gas | 510.6 | 10961 | 10849 | 10981 | 3.4229 | 16.2342 | 6.8634
Shawnee CT | -647668 | Operating | 20 | Gas Turbine | 1972 | Heritage Power, LLC | PJM | RFC | R-PJM | Monroe | PA | Oil | 24 | NA | NM | 37917 | -0.071347 | 0.0038052 | 0.062785
Patton Wind Farm | -762149 | Operating | 30 | Wind Turbine | 2012 | Exus Management Partners, S.L.U | PJM | RFC | R-PJM | Cambria | PA | Wind | 30 | NA | NA | NA | NA | NA | NA
Paxton Creek Cogeneration | -662994 | Operating | 12.6 | Internal Combustion | 1986 | Clearway Energy, Inc. | PJM | RFC | R-PJM | Dauphin | PA | Gas | 12 | 10114 | NA | NA | 0.39288 | NA | NA
Paxton Creek Cogeneration | -662993 | Operating | 12.6 | Internal Combustion | 1986 | Clearway Energy, Inc. | PJM | RFC | R-PJM | Dauphin | PA | Gas | 12 | 10114 | NA | NA | 0.39288 | NA | NA
Peach Bottom | -396416 | Operating | 2876.4 | Nuclear | 1974 | Constellation Energy Corporation | PJM | RFC | R-PJM | York | PA | Nuclear | 2684.6 | NA | NA | NA | 94.387 | 93.9735 | NA
Peach Bottom | -155233 | Operating | 2876.4 | Nuclear | 1974 | PSEG Nuclear LLC | PJM | RFC | R-PJM | York | PA | Nuclear | 2684.6 | NA | NA | NA | 94.387 | 93.9735 | 94.3312
Pechin Solar Project | -779536 | Operating | 14 | Solar | 2024 | Mitsubishi Heavy Industries America, Inc. | PJM | RFC | R-PJM | Fayette | PA | Solar | 14 | NA | NA | NA | NA | NA | NA
Perkasie PA BTM IC Project | -674070 | Operating | 4.4 | Internal Combustion | 2022 | American Municipal Power, Inc. | PJM | RFC | R-PJM | Bucks | PA | Oil | 4.4 | 8162 | 7947 | NA | 0.25685 | 0.38917 | NA
PG Solar 1 | -793911 | Operating | 3 | Solar | 2021 | IMG Energy Solutions LLC | PJM | RFC | R-PJM | Allegheny | PA | Solar | 3 | NA | NA | NA | NA | NA | NA
Sheboygan Falls | -57744 | Operating | 346.8 | Gas Turbine | 2005 | Wisconsin Power and Light Company | MISO | MRO | MRO-US | Sheboygan | WI | Gas | 368.1 | 11768 | 13222 | NA | 16.9492 | 12.9393 | 11.8629
Pickering Solar | -170929 | Operating | 1.5 | Solar | 2012 | Essential Utilities, Inc. | PJM | RFC | R-PJM | Chester | PA | Solar | 1.4 | NA | NA | NA | 15.3702 | 14.302 | 14.4814
Pine Grove Landfill | -90899 | Operating | 5.4 | Internal Combustion | 2008 | CCI Power Holdings LLC | PJM | RFC | R-PJM | Schuylkill | PA | Oil | 5.4 | 10167 | 10154 | 11374 | 0.050736 | 0.027482 | 0.19237
Pine Grove Landfill | -90898 | Operating | 5.4 | Internal Combustion | 2008 | CCI Power Holdings LLC | PJM | RFC | R-PJM | Schuylkill | PA | Oil | 5.4 | 10167 | 10154 | 11374 | 0.050736 | 0.027482 | 0.19237
Piney | -695531 | Operating | 30 | Hydraulic Turbine | 1924 | Brookfield Renewable Partners L.P. | PJM | RFC | R-PJM | Clarion | PA | Water | 33.2 | NA | NA | NA | 18.9859 | 23.1567 | 22.8145
Pioneer Crossing Landfill | -97650 | Operating | 8 | Internal Combustion | 2008 | Fortistar LLC | PJM | RFC | R-PJM | Berks | PA | Biomass | 8 | 11304 | 11613 | 11922 | 58.6059 | 48.4218 | 48.4418
Pittsburgh Airport Gas Plant | -750801 | Operating | 22 | Internal Combustion | 2021 | Cordia LLC | PJM | RFC | R-PJM | Allegheny | PA | Gas | 22 | NA | NA | NA | NA | NA | NA
PNY BESS Project | -778238 | Operating | 6.2 | Battery | 2021 | PNY BESS LLC | PJM | RFC | R-PJM | Philadelphia | PA | Energy Storage | 6.2 | NA | NA | NA | NA | NA | NA
Pocono Raceway Solar Project | -168721 | Operating | 2.7 | Solar | 2010 | Pocono International Raceway Inc. | PJM | RFC | R-PJM | Monroe | PA | Solar | 2.5 | NA | NA | NA | 14.0959 | 14.2511 | 14.9361
Shelby County | -390053 | Operating | 483 | Gas Turbine | 2000 | Tremolo Energy, LLC | MISO, PJM | SERC | GATEWY | Shelby | IL | Gas | 388 | 10172 | 10384 | NA | 5.0009 | 4.4868 | NA
PPG Monroeville Chemicals Center | -65012 | Operating | 1.1 | Internal Combustion | 1998 | PPG Monroeville Chemicals Center | PJM | RFC | R-PJM | Allegheny | PA | Oil | 1.1 | NA | NA | NA | 0 | 0 | 0
PPG Place | -6032 | Operating | 2.3 | Internal Combustion | 1990 | PPG Industries, Inc. | PJM | RFC | R-PJM | Allegheny | PA | Oil | 2.3 | NA | NA | NA | NA | NA | NA
Shell Chemical | -12094 | Operating | 80 | Gas Turbine | 2002 | Air Liquide America Corp. | MISO | SERC | DELTA | Ascension | LA | Gas | 76.4 | 15204 | 15789 | 16760 | 83.7339 | 80.3657 | 80.4393
PWD Northeast WPCP Biogas Cogen | -641126 | Operating | 5.6 | Internal Combustion | 2013 | City Of Philadelphia Water Department | PJM | RFC | R-PJM | Philadelphia | PA | Biomass | 5.6 | 11230 | 9947 | 10049 | 50.9397 | 54.7864 | 52.2179
Quakertown Power Plant | -746110 | Operating | 10.8 | Internal Combustion | 2023 | American Municipal Power, Inc. | PJM | RFC | R-PJM | Bucks | PA | Oil | 10.8 | 8167 | NA | NA | 0.012684 | NA | NA
Shell Chemical Appalachia Cogen | -751679 | Operating | 309.8 | Combined Cycle | 2021 | Shell Chemical Appalachia LLC | PJM | RFC | R-PJM | Beaver | PA | Gas | 291.1 | 10413 | 10334 | 10590 | 60.0236 | 55.2096 | 8.3295
Ringer Hill Wind Farm | -226428 | Operating | 39.9 | Wind Turbine | 2016 | Ardian Infrastructure | PJM | RFC | R-PJM | Somerset | PA | Wind | 38.3 | NA | NA | NA | 29.7838 | 31.3602 | 31.421
Ringer Hill Wind Farm | -153984 | Operating | 39.9 | Wind Turbine | 2016 | Transatlantic Power Holdings LLC | PJM | RFC | R-PJM | Somerset | PA | Wind | 38.3 | NA | NA | NA | 29.7838 | 31.3602 | 31.421
Romark PA Solar | -168409 | Operating | 1.8 | Solar | 2011 | Romark Logistics Of Pa, Inc. | PJM | RFC | R-PJM | Luzerne | PA | Solar | 1.8 | NA | NA | NA | 10.7877 | 11.5424 | 13.3118
Roundtop | -769827 | Operating | 22 | Internal Combustion | 2015 | Tenaska Energy Holdings, LLC | PJM | RFC | R-PJM | Susquehanna | PA | Gas | 21 | 9192 | NA | NA | 32.7577 | NA | NA
Roundtop | -769826 | Operating | 22 | Internal Combustion | 2015 | Tenaska Energy, Inc. | PJM | RFC | R-PJM | Susquehanna | PA | Gas | 21 | 9192 | NA | NA | 32.7577 | NA | NA
Safe Harbor | -695537 | Operating | 417.5 | Hydraulic Turbine | 1931 | Brookfield Renewable Partners L.P. | PJM | RFC | R-PJM | Lancaster | PA | Water | 417.5 | NA | NA | NA | 27.0484 | 26.4783 | 32.4788
Sandy Ridge Wind 2 Plant | -788760 | Operating | 87.6 | Wind Turbine | 2023 | Clearlight Energy | PJM | RFC | R-PJM | Centre | PA | Wind | 87.6 | NA | NA | NA | NA | NA | NA
Sandy Ridge Wind Farm | -788536 | Operating | 50 | Wind Turbine | 2012 | Clearlight Energy | PJM | RFC | R-PJM | Blair | PA | Wind | 48.2 | NA | NA | NA | NA | NA | NA
Shell Deer Park CT | -6674 | Operating | 182.2 | Gas Turbine | 1995 | Shell USA, Inc. | ERCOT | TRE | TRE | Harris | TX | Gas | 177 | 12969 | 13410 | 13741 | 79.0995 | 81.1712 | 80.2193
Schuylkill Haven BTM PA Generation Project | -669899 | Operating | 5.4 | Internal Combustion | 2023 | American Municipal Power, Inc. | PJM | RFC | R-PJM | Schuylkill | PA | Oil | 5.4 | 8112 | NA | NA | 0.26425 | NA | NA
Scrubgrass | -794773 | Operating | 94.7 | Steam Turbine | 1993 | Backbone Mining Solutions LLC | PJM | RFC | R-PJM | Venango | PA | Coal | 85.2 | NA | NA | NA | NA | NA | NA
SECCRA Community Landfill | -167929 | Operating | 2.5 | Internal Combustion | 2007 | Southeastern Chester County Refuse Authority | PJM | RFC | R-PJM | Chester | PA | Biomass | 2.5 | 9188 | 9719 | 9515 | 15.4795 | 22.0959 | 26.6164
Seward Waste Coal | -102893 | Operating | 585 | Steam Turbine | 2004 | Seward Generation, LLC | PJM | RFC | R-PJM | Indiana | PA | Coal | 521 | 11916 | 11337 | 10977 | 44.5173 | 58.635 | 62.6371
Shell Martinez Refining Company | -386048 | Operating | 100 | Combined Cycle | 1995 | Shell Martinez Refinery | CAISO | WECC | CAMX | Contra Costa | CA | Gas | 104 | 13834 | 13238 | 13795 | 80.2905 | 85.2618 | 83.9978
Shawville | -619549 | Operating | 626 | Steam Turbine | 1954 | Heritage Power, LLC | PJM | RFC | R-PJM | Clearfield | PA | Gas | 596 | 11210 | 11250 | 11618 | 29.703 | 20.0725 | 12.1602
Shawville IC | -619551 | Operating | 6 | Internal Combustion | 1960 | Heritage Power, LLC | PJM | RFC | R-PJM | Clearfield | PA | Oil | 6 | 11146 | 10618 | 10768 | 0.078006 | 0.29871 | 0.18075
Shepard Energy Centre | -763864 | Operating | 873 | Combined Cycle | 2015 | ENMAX Generation Portfolio Inc. | Alberta | WECC | WECCCN |  |  | Gas | 873 | NA | NA | NA | NA | NA | NA
Shippensburg (Cumberland County) Landfill | -647443 | Operating | 6.4 | Internal Combustion | 2009 | NextEra Energy Resources, LLC | PJM | RFC | R-PJM | Cumberland | PA | Biomass | 6.4 | 11688 | NA | NA | 81.662 | NA | NA
Somerset Wind Project | -177094 | Operating | 9 | Wind Turbine | 2001 | GlidePath Power Solutions LLC | PJM | RFC | R-PJM | Somerset | PA | Wind | 9 | NA | NA | NA | 7.2121 | 11.1479 | 10.4198
South Chestnut Wind Project | -785804 | Operating | 50.4 | Wind Turbine | 2012 | Avangrid Renewables, LLC | PJM | RFC | R-PJM | Fayette | PA | Wind | 50.4 | NA | NA | NA | NA | NA | NA
Shepard Energy Centre | -167334 | Operating | 873 | Combined Cycle | 2015 | Capital Power GP Holdings Inc. | Alberta | WECC | WECCCN |  |  | Gas | 873 | NA | NA | NA | NA | NA | NA
Spring House IC Plant | -172048 | Operating | 3.8 | Internal Combustion | 2013 | Janssen Pharmaceuticals, Inc. | PJM | RFC | R-PJM | Montgomery | PA | Gas | 3.8 | 8433 | 8733 | 13082 | 24.3091 | 46.2299 | 70.1935
Spring Lane Solar Project | -789350 | Operating | 13.8 | Solar | 2024 | MN8 Energy, Inc. | PJM | RFC | R-PJM | Westmoreland | PA | Solar | 13.8 | NA | NA | NA | NA | NA | NA
St. Nicholas Cogeneration | -6947 | Operating | 99.2 | Steam Turbine | 1990 | Schuylkill Energy Resources Inc | PJM | RFC | R-PJM | Schuylkill | PA | Coal | 86 | 15526 | 16259 | 15490 | 85.8944 | 83.8003 | 87.5666
Stony Creek Wind Farm | -751593 | Operating | 52.5 | Wind Turbine | 2009 | RWE Aktiengesellschaft | PJM | RFC | R-PJM | Somerset | PA | Wind | 52.5 | NA | NA | NA | 27.833 | NA | NA
Stony Creek Wind Farm | -202015 | Operating | 52.5 | Wind Turbine | 2009 | EC&R Investco Mgmt, LLC | PJM | RFC | R-PJM | Somerset | PA | Wind | 52.5 | NA | NA | NA | 27.833 | 29.7247 | 29.2616
Shepard Energy Centre | -98757 | Operating | 873 | Combined Cycle | 2015 | Capital Power Corporation | Alberta | WECC | WECCCN |  |  | Gas | 873 | NA | NA | NA | NA | NA | NA
Sunbury IC | -12842 | Operating | 5.5 | Internal Combustion | 1967 | Corona Power, LLC | PJM | RFC | R-PJM | Snyder | PA | Oil | 5 | 18667 | 5833 | 12507 | 0.013699 | 0.013699 | 0.17123
Susquehanna Nuclear | -759717 | Operating | 2532 | Nuclear | 1983 | Talen Generation LLC | PJM | RFC | R-PJM | Luzerne | PA | Nuclear | 2494 | NA | NA | NA | 86.9711 | 91.8416 | 91.2855
Susquehanna Nuclear | -155267 | Operating | 2532 | Nuclear | 1983 | Allegheny Electric Cooperative, Inc. | PJM | RFC | R-PJM | Luzerne | PA | Nuclear | 2494 | NA | NA | NA | 86.9711 | 91.8416 | 91.2855
Susquehanna Resource Management Complex (Harrisburg Facility Cogen) | -85344 | Operating | 24.1 | Steam Turbine | 1986 | Lancaster County Solid Waste Management Authority | PJM | RFC | R-PJM | Dauphin | PA | Biomass | 16.7 | 24418 | 22535 | 22707 | 74.0984 | 79.3577 | 76.8552
Susquehanna University Solar Project | -493840 | Operating | 3 | Solar | 2018 | Undisclosed buyer | PJM | RFC | R-PJM | Snyder | PA | Solar | 3 | NA | NA | NA | 18.0251 | 14.9201 | 15.9437
Temple SEGF Plant | -87191 | Operating | 16 | Internal Combustion | 1993 | Temple University | PJM | RFC | R-PJM | Philadelphia | PA | Gas | 16 | 12574 | 11948 | 12089 | 0.46518 | 0.84404 | 0.80551
Temple Solar Arrays Project | -169347 | Operating | 2.2 | Solar | 2011 | UGI Energy Services, LLC | PJM | RFC | R-PJM | Berks | PA | Solar | 2.2 | NA | NA | NA | 11.9448 | 12.1108 | 13.1382
Sherman Avenue | -745151 | Operating | 112.8 | Gas Turbine | 1991 | Calpine New Jersey Generation LLC | PJM | RFC | R-PJM | Cumberland | NJ | Gas | 99 | 13679 | 13573 | 13898 | 3.7915 | 2.4551 | 1.4438
Sherman Avenue | -745150 | Operating | 112.8 | Gas Turbine | 1991 | Calpine New Jersey Generation LLC | PJM | RFC | R-PJM | Cumberland | NJ | Gas | 99 | 13679 | 13573 | 13898 | 3.7915 | 2.4551 | 1.4438
Sherwood H. Smith Jr. Energy Complex (Richmond County) | -41839 | Operating | 997 | Gas Turbine | 2001 | Duke Energy Progress, LLC |  | SERC | VACAR | Richmond | NC | Gas | 960 | 11067 | 10726 | 11331 | 14.3217 | 23.2211 | 15.6952
Sherwood H. Smith Jr. Energy Complex CC | -41917 | Operating | 1247.8 | Combined Cycle | 2002 | Duke Energy Progress, LLC |  | SERC | VACAR | Richmond | NC | Gas | 1252 | 7199 | 7256 | 7157 | 67.518 | 72.7636 | 63.4394
The Borough of Chambersburg Solar Center | -502563 | Operating | 15 | Solar | 2021 | Safari Energy, LLC | PJM | RFC | R-PJM | Franklin | PA | Solar | 15 | NA | NA | NA | NA | NA | NA
Shoemaker | -14443 | Operating | 41.9 | Gas Turbine | 1971 | Alliance Energy Renewables, LLC | New York | NPCC | NY | Orange | NY | Gas | 40 | 13582 | 18396 | 23171 | 0.16039 | 0.11672 | 0.043379
Shoreham | -10502 | Operating | 71.5 | Gas Turbine | 1966 | National Grid Generation LLC | New York | NPCC | NY | Suffolk | NY | Oil | 84.7 | 22269 | 20005 | 15558 | 0.10337 | 0.11577 | 0.53439
Towanda Internal Combustion Project | -674057 | Operating | 4.8 | Internal Combustion | 2021 | Rev LNG SSL BC LLC | PJM | RFC | R-PJM | Bradford | PA | Gas | 4.5 | 7946 | 8612 | NA | 39.003 | 44.6677 | NA
Townsend Hydro | -7250 | Operating | 5.2 | Hydraulic Turbine | 1987 | Beaver Falls Municipal Authority | PJM | RFC | R-PJM | Beaver | PA | Water | 4.2 | NA | NA | NA | 47.9697 | 49.1302 | 49.9103
TPE Pennsylvania Solar 1 | -218006 | Operating | 3.6 | Solar | 2019 | Alchemy Renewable Energy, LLC | PJM | RFC | R-PJM | Lancaster | PA | Solar | 3.6 | NA | NA | NA | 18.528 | 18.1095 | 9.4939
Tullytown Landfill Gas Facility | -170438 | Operating | 1.6 | Internal Combustion | 2013 | WM Renewable Energy, LLC | PJM | RFC | R-PJM | Bucks | PA | Biomass | 1.6 | 10639 | 10593 | 10782 | 94.1139 | 92.1233 | 71.9249
Turkey Point Wind Project (Frey Farm Wind) | -647452 | Operating | 3.2 | Wind Turbine | 2011 | NextEra Energy Resources, LLC | PJM | RFC | R-PJM | Lancaster | PA | Wind | 3.2 | NA | NA | NA | 20.1234 | NA | NA
Twin Ridges Wind Farm | -762147 | Operating | 139.4 | Wind Turbine | 2012 | Exus Management Partners, S.L.U | PJM | RFC | R-PJM | Somerset | PA | Wind | 139.4 | NA | NA | NA | NA | NA | NA
University Park Solar Project | -163963 | Operating | 1.5 | Solar | 2018 | SS Pa II PSU LLC | PJM | RFC | R-PJM | Centre | PA | Solar | 1.5 | NA | NA | NA | 16.895 | 16.3851 | 17.6104
UN-School House Solar Project | -638432 | Operating | 20 | Solar | 2023 | Pine Gate Renewables, LLC | PJM | RFC | R-PJM | Clearfield | PA | Solar | 20 | NA | NA | NA | 17.6729 | NA | NA
Vitro Architectural Glass (PA) | -785450 | Operating | 5 | Internal Combustion | 1972 | PPG Industries, Inc. | PJM | RFC | R-PJM | Cumberland | PA | Oil | 5 | 10139 | 9576 | 12146 | 0.16438 | 0.30137 | 0.13372
Wallenpaupack | -695563 | Operating | 40 | Hydraulic Turbine | 1926 | Brookfield Renewable Partners L.P. | PJM | RFC | R-PJM | Pike | PA | Water | 44 | NA | NA | NA | 23.4034 | 17.047 | 30.2955
Shoreham Peaking | -790223 | Operating | 100 | Gas Turbine | 2002 | Hull Street Energy, LLC | New York | NPCC | NY | Suffolk | NY | Oil | 94 | NA | NA | NA | NA | NA | NA
Warrior Ridge Hydroelectric | -7589 | Operating | 2.8 | Hydraulic Turbine | 1985 | American Hydro Power Co. | PJM | RFC | R-PJM | Huntingdon | PA | Water | 2.8 | NA | NA | NA | 0.318 | 0.6197 | 2.9517
Waymart Wind Farm | -177088 | Operating | 64.5 | Wind Turbine | 2003 | GlidePath Power Solutions LLC | PJM | RFC | R-PJM | Wayne | PA | Wind | 64.5 | NA | NA | NA | 18.2001 | 17.9778 | 19.7508
Weatherly Behind The Meter Internal Combustion Plant | -648267 | Operating | 5.4 | Internal Combustion | 2023 | American Municipal Power, Inc. | MISO, PJM | RFC | R-PJM | Carbon | PA | Oil | 5.4 | 7930 | NA | NA | 0.090901 | NA | NA
West Campus Plant | -408485 | Operating | 7.9 | Steam Turbine | 1938 | The Pennsylvania State University | PJM | RFC | R-PJM | Centre | PA | Gas | 7.1 | NA | NM | NA | 17.2551 | 18.9417 | 20.7087
Shute Creek Facility (LaBarge) | -165917 | Operating | 108 | Gas Turbine | 2005 | Exxon Mobil Corporation |  | WECC | NWPP | Lincoln | WY | Gas | 108 | 12163 | 12849 | 11752 | 90.5954 | 86.5304 | 88.3922
Signal Hill West Unit | -170085 | Operating | 5.7 | Gas Turbine | 2004 | Signal Hill Petroleum | CAISO | WECC | CAMX | Los Angeles | CA | Other | 5.7 | 16917 | 15520 | 16094 | 70.4698 | 75.016 | 79.5121
West Point Facility IC | -776466 | Operating | 21.4 | Internal Combustion | 1972 | Merck & Co., Inc. | PJM | RFC | R-PJM | Montgomery | PA | Gas | 16.8 | NA | NA | NA | NA | NA | NA
Westwood Generating Station | -129587 | Operating | 36 | Steam Turbine | 1987 | Rausch Creek Development Llc | PJM | RFC | R-PJM | Schuylkill | PA | Coal | 30 | 16817 | 16141 | 15538 | 59.4775 | 65.9467 | 55.8116
Westwood Generating Station | -129586 | Operating | 36 | Steam Turbine | 1987 | RCL Holdings Ltd | PJM | RFC | R-PJM | Schuylkill | PA | Coal | 30 | 16817 | 16141 | 15538 | 59.4775 | 65.9467 | 55.8116
Westwood Generating Station | -56376 | Operating | 36 | Steam Turbine | 1987 | Treemont Funding, LLC | PJM | RFC | R-PJM | Schuylkill | PA | Coal | 30 | 16817 | 16141 | 15538 | 59.4775 | 65.9467 | 55.8116
Wheelabrator Falls | -154327 | Operating | 53.3 | Steam Turbine | 1994 | Wheelabrator Technologies Holdings Inc. | PJM | RFC | R-PJM | Bucks | PA | Biomass | 43.9 | 16662 | 16997 | 16973 | 82.1286 | 67.4678 | 81.1659
Whitetail Solar 1 | -220380 | Operating | 13.5 | Solar | 2019 | Lightsource bp Renewable Energy Investments Limited | PJM | RFC | R-PJM | Franklin | PA | Solar | 13.5 | NA | NA | NA | 19.825 | 21.5415 | 20.5716
Whitetail Solar 2 | -256381 | Operating | 20 | Solar | 2020 | Lightsource bp Renewable Energy Investments Limited | PJM | RFC | R-PJM | Franklin | PA | Solar | 20 | NA | NA | NA | 20.9669 | 21.3082 | 20.9435
Whitetail Solar 3 | -252908 | Operating | 20 | Solar | 2020 | Lightsource bp Renewable Energy Investments Limited | PJM | RFC | R-PJM | Franklin | PA | Solar | 20 | NA | NA | NA | 18.4355 | 19.8316 | 19.1667
Wind Park Bear Creek Project | -162849 | Operating | 24 | Wind Turbine | 2006 | JPMorgan Chase & Co. | PJM | RFC | R-PJM | Luzerne | PA | Wind | 24 | NA | NA | NA | 24.9914 | 30.5446 | 29.493
Wind Park Bear Creek Project | -144051 | Operating | 24 | Wind Turbine | 2006 | Leeward Renewable Energy, LLC | PJM | RFC | R-PJM | Luzerne | PA | Wind | 24 | NA | NA | NA | 24.9914 | 30.5446 | 29.493
Wind Park Bear Creek Project | -85197 | Operating | 24 | Wind Turbine | 2006 | Community Energy, Inc. | PJM | RFC | R-PJM | Luzerne | PA | Wind | 24 | NA | NA | NA | 24.9914 | 30.5446 | 29.493
Wind Park Bear Creek Project | -60078 | Operating | 24 | Wind Turbine | 2006 | Central Hudson Enterprises Corporation | PJM | RFC | R-PJM | Luzerne | PA | Wind | 24 | NA | NA | NA | 24.9914 | 30.5446 | 29.493
Wm F Matson Generating Station | -7832 | Operating | 21.7 | Hydraulic Turbine | 1988 | Allegheny Electric Cooperative, Inc. | PJM | RFC | R-PJM | Huntingdon | PA | Water | 21.7 | NA | NA | NA | 34.4581 | 48.9852 | 49.8164
Wolf Run Energy Project | -769839 | Operating | 22 | Internal Combustion | 2019 | Tenaska Energy Holdings, LLC | PJM | RFC | R-PJM | Bradford | PA | Gas | 22 | 9172 | NA | NA | 34.299 | NA | NA
Wolf Run Energy Project | -769838 | Operating | 22 | Internal Combustion | 2019 | Tenaska Energy, Inc. | PJM | RFC | R-PJM | Bradford | PA | Gas | 22 | 9172 | NA | NA | 34.299 | NA | NA
Sikorsky Aircraft CHP Cogen Project | -174005 | Operating | 9.2 | Gas Turbine | 2011 | Sikorsky Aircraft Corporation | New England | NPCC | NE | Greater Bridgeport Planning Region | CT | Gas | 11.8 | 14528 | 12690 | 12534 | 62.1585 | 68.4496 | 69.0842
Silas Ray CC | -6704 | Operating | 75 | Combined Cycle | 1962 | Brownsville Public Utilities Board | ERCOT | TRE | TRE | Cameron | TX | Gas | 72 | 12199 | 12307 | 11063 | 12.0061 | 5.8558 | 8.5323
York County Resource Recovery Center | -757765 | Operating | 36.5 | Steam Turbine | 1989 | York County Pennsylvania Solid Waste & Refuse Authority | PJM | RFC | R-PJM | York | PA | Biomass | 36.5 | 16198 | 16471 | 16164 | 79.8433 | 80.5899 | 81.6438
Silas Ray CT | -166472 | Operating | 61 | Gas Turbine | 2004 | Brownsville Public Utilities Board | ERCOT | TRE | TRE | Cameron | TX | Gas | 48 | 11282 | 11330 | 11785 | 11.7333 | 6.2172 | 5.415
Silver Creek CT | -166005 | Operating | 250.5 | Gas Turbine | 2003 | Cooperative Energy | MISO | SERC | SOU | Jefferson Davis | MS | Gas | 250.5 | 12162 | 12331 | 12513 | 9.5804 | 3.7586 | 3.4316
York Haven | -201829 | Operating | 19.6 | Hydraulic Turbine | 1905 | Ontario Power Generation Inc. | PJM | RFC | R-PJM | York | PA | Water | 19 | NA | NA | NA | 66.317 | 59.1372 | 57.8911
Yough Hydro Power | -7917 | Operating | 12.2 | Hydraulic Turbine | 1989 | D/R Hydro Company | PJM | RFC | R-PJM | Somerset | PA | Water | 12.2 | NA | NA | NA | 36.1124 | 39.959 | 36.3089
Zook Generating Station (L&S Sweetners) | -171035 | Operating | 3.2 | Internal Combustion | 2013 | Granger Electric Co | PJM | RFC | R-PJM | Lancaster | PA | Biomass | 3.2 | 17114 | 9169 | 12026 | 53.7743 | 82.2774 | 75.0107
AbbVie Internal Combustion Plant | -765040 | Operating & Planned | 30.6 | Internal Combustion | 1991 | AbbVie Inc. |  |  |  | Barceloneta | PR | Gas | 30.6 | NA | NA | NA | NA | NA | NA
Silverhawk Power Plant | -772452 | Operating | 440 | Gas Turbine | 2024 | Nevada Power Company |  | WECC | AZNMSN | Clark | NV | Gas | 440 | NA | NA | NA | NA | NA | NA
Silverhawk Power Project | -140732 | Operating | 664.7 | Combined Cycle | 2004 | Nevada Power Company |  | WECC | AZNMSN | Clark | NV | Gas | 628 | 7249 | 7948 | 7857 | 47.3237 | 33.1781 | 30.993
Aguirre Steam Plant | -498434 | Operating | 900 | Steam Turbine | 1975 | Puerto Rico Electric Power Authority |  |  |  | Salinas | PR | Oil | 900 | 11201 | 11270 | 11288 | 20.0395 | 25.1928 | 36.065
Arecibo Filtration Plant | -765429 | Operating | 1 | Solar | 2014 | PV Properties, Inc. |  |  |  | Arecibo | PR | Solar | 1 | NA | NA | NA | NA | NA | NA
Silverhawk Power Project | -140731 | Operating | 664.7 | Combined Cycle | 2004 | Nevada Power Company |  | WECC | AZNMSN | Clark | NV | Gas | 628 | 7249 | 7948 | 7857 | 47.3237 | 33.1781 | 30.993
Sithe Independence Combined Cycle Project | -755754 | Operating | 27 | Combined Cycle | 2023 | Sithe/Independence Power Partners, L.P. | New York | NPCC | NY | Oswego | NY | Gas | 27 | NA | NA | NA | NA | NA | NA
Bacardi Catano IC Plant | -765696 | Operating | 2.4 | Internal Combustion | 1990 | Bacardi Corporation |  |  |  | Catano | PR | Oil | 2.4 | NA | NA | NA | NA | NA | NA
Bacardi Catano Steam Plant | -765100 | Operating | 3.3 | Steam Turbine | 2009 | Bacardi Corporation |  |  |  | Catano | PR | Oil | 3.3 | NA | NA | NA | NA | NA | NA
Bayamon Medical Center Internal Combustion Plant | -765424 | Operating | 2.8 | Internal Combustion | 2007 | Bayamon Medical Center |  |  |  | Bayamon | PR | Oil | 2.8 | NA | NA | NA | NA | NA | NA
SJRR Power Project | -480155 | Operating & Planned | 100 | Gas Turbine | 2022 | Castleman Power Development LLC | ERCOT | TRE | TRE | Harris | TX | Gas | 96 | 10468 | 9370 | NA | 18.0956 | 12.0248 | NA
Canovanas Filtration Plant | -764610 | Operating | 1 | Solar | 2013 | PV Properties, Inc. |  |  |  | Canovanas | PR | Solar | 1 | NA | NA | NA | NA | NA | NA
Caonillas-1 Hydro Plant | -498438 | Operating | 22 | Hydraulic Turbine | 1949 | Puerto Rico Electric Power Authority |  |  |  | Utuado | PR | Water | 22 | NA | NA | NA | 0 | 0 | 0
Caribbean Medical Center Power Plant | -765086 | Operating | 2.1 | Internal Combustion | 2001 | Caribbean Medical Center Servicios |  |  |  | Fajardo | PR | Oil | 2.1 | NA | NA | NA | NA | NA | NA
Smarr Energy Center | -6751 | Operating | 242 | Gas Turbine | 1999 | Smarr EMC |  | SERC | SOU | Monroe | GA | Gas | 218.2 | 12248 | 11483 | 12565 | 8.147 | 14.7474 | 8.0375
Central Hidroeléctrica Dos Bocas Arecibo | -487191 | Operating | 15 | Hydraulic Turbine | 1942 | Puerto Rico Electric Power Authority |  |  |  | Arecibo | PR | Water | 15 | NA | NA | NA | NA | NA | NA
Central Hidroeléctrica Garzas | -487193 | Operating | 12.2 | Hydraulic Turbine | 1941 | Puerto Rico Electric Power Authority |  |  |  | Penuelas | PR | Water | 12.2 | NA | NA | NA | NA | NA | NA
Central Hidroeléctrica Patillas | -765298 | Operating | 1.4 | Hydraulic Turbine | 1985 | Puerto Rico Electric Power Authority |  |  |  | Patillas | PR | Water | 1.4 | NA | NA | NA | NA | NA | NA
Central Hidroeléctrica Río Blanco | -487203 | Operating | 5 | Hydraulic Turbine | 1929 | Puerto Rico Electric Power Authority |  |  |  | Naguabo | PR | Water | 5 | NA | NA | NA | NA | NA | NA
Central Hidroeléctrica Toro Negro I | -487219 | Operating | 8.64 | Hydraulic Turbine | 1937 | Puerto Rico Electric Power Authority |  |  |  | Villalba | PR | Water | 8.64 | NA | NA | NA | NA | NA | NA
Central Hidroeléctrica Yauco | -487223 | Operating | 34 | Hydraulic Turbine | 1956 | Puerto Rico Electric Power Authority |  |  |  | Yauco | PR | Water | 20 | NA | NA | NA | NA | NA | NA
Cervecera De Puerto Rico Power Plant | -765607 | Operating | 3.7 | Internal Combustion | 2005 | Compañía Cervecera de Puerto Rico |  |  |  | Mayaguez | PR | Oil | 3.7 | NA | NA | NA | NA | NA | NA
Coto Laurel Solar Farm | -770347 | Operating | 10 | Solar | 2020 | PV Properties, Inc. |  |  |  | Ponce | PR | Solar | 10 | NA | NA | NA | NA | NA | NA
Culebra Internal Combustion Plant | -764665 | Operating | 2.1 | Internal Combustion | 1972 | Puerto Rico Electric Power Authority |  |  |  | Culebra | PR | Oil | 2.1 | NA | NA | NA | NA | NA | NA
Eaton Arecibo Battery Storage Project | -782114 | Operating | 2 | Battery | 2024 | Enel X North America, Inc. |  |  |  | Arecibo | PR | Energy Storage | 2 | NA | NA | NA | NA | NA | NA
Eaton Arecibo Solar Plant | -785631 | Operating | 4.4 | Solar | 2024 | Enel X North America, Inc. |  |  |  | Arecibo | PR | Solar | 4.4 | NA | NA | NA | NA | NA | NA
Eaton Corporation Arecibo IC Plant | -767087 | Operating | 8.2 | Internal Combustion | 1998 | Eaton Corporation |  |  |  | Arecibo | PR | Oil | 8.2 | NA | NA | NA | NA | NA | NA
El Yunque Filtration Plant | -765417 | Operating | 2 | Solar | 2013 | PV Properties, Inc. |  |  |  | Rio Grande | PR | Solar | 2 | NA | NA | NA | NA | NA | NA
Eli Lilly Carolina Internal Combustion Plant | -486753 | Operating | 5 | Internal Combustion | 1988 | Eli Lilly and Company |  |  |  | Carolina | PR | Oil | 5 | NA | NA | NA | NA | NA | NA
Fajardo MSWL IC Plant | -767130 | Operating | 2.4 | Internal Combustion | 2016 | Landfill Gas Technologies of Fajardo, LLC |  |  |  | Fajardo | PR | Biomass | 2.4 | NA | NA | NA | NA | NA | NA
Fort Buchanan Distributed Generation Power Plant | -765281 | Operating | 5.8 | Solar | 2014 | Directorate Of Public Works USAG Fort Buchanan |  |  |  | Guaynabo | PR | Solar | 5.8 | NA | NA | NA | NA | NA | NA
Fort Buchanan Distributed Generation Wind Plant | -765291 | Operating | 0.6 | Wind Turbine | 2014 | Directorate Of Public Works USAG Fort Buchanan |  |  |  | Guaynabo | PR | Wind | 0.6 | NA | NA | NA | NA | NA | NA
Hewlett Packard Puerto Rico Battery Storage Powe Plant | -765120 | Operating | 2 | Battery | 2022 | Hewlett-Packard Puerto Rico B.V. |  |  |  | Aguadilla | PR | Energy Storage | 2 | NA | NA | NA | NA | NA | NA
Hewlett Packard Puerto Rico IC Pant | -765118 | Operating | 4 | Internal Combustion | 2022 | Hewlett-Packard Puerto Rico B.V. |  |  |  | Aguadilla | PR | Gas | 4 | NA | NA | NA | NA | NA | NA
HIMA San Pablo Bayamon Internal Combustion Plant | -764983 | Operating | 4.5 | Internal Combustion | 1994 | HIMA-San Pablo Group |  |  |  | Bayamon | PR | Oil | 4.5 | NA | NA | NA | NA | NA | NA
HIMA San Pablo Caguas Internal Combustion Plant | -765331 | Operating | 9 | Internal Combustion | 2007 | Hospital Hima San Pablo Caguas |  |  |  | Caguas | PR | Oil | 9 | NA | NA | NA | NA | NA | NA
HIMA San Pablo Cupey Internal Combustion Plant | -765401 | Operating | 1.2 | Internal Combustion | 2011 | HIMA San Pablo Cupey |  |  |  | San Juan | PR | Oil | 1.2 | NA | NA | NA | NA | NA | NA
HIMA San Pablo Fajardo IC Plant | -767264 | Operating | 3 | Internal Combustion | 1998 | Hima San Pablo Fajardo |  |  |  | Fajardo | PR | Oil | 3 | NA | NA | NA | NA | NA | NA
HIMA San Pablo Humacao IC Plant | -767138 | Operating | 1.6 | Internal Combustion | 2018 | Grupo HIMA-San Pablo, Inc. |  |  |  | Humacao | PR | Oil | 1.6 | NA | NA | NA | NA | NA | NA
Holsum De Puerto Rico Inc Planta De Combustión Interna | -765326 | Operating | 4 | Internal Combustion | 2021 | Holsum De Puerto Rico, Inc. |  |  |  | Toa Baja | PR | Oil | 4 | NA | NA | NA | NA | NA | NA
Horizon Energy (PR) Hybrid Plant | -765432 | Operating | 10 | Solar | 2015 | Horizon Energy, LLC |  |  |  | Salinas | PR | Solar | 10 | NA | NA | NA | NA | NA | NA
Horizon Energy BESS (PR) Hybrid | -769263 | Operating | 5.1 | Battery | 2015 | Horizon Energy, LLC |  |  |  | Salinas | PR | Energy Storage | 5.1 | NA | NA | NA | NA | NA | NA
Hospital Auxilio Mutuo IC Plant | -767133 | Operating | 6 | Internal Combustion | 1999 | Hospital Espanol Auxilio Mutuo De Puerto Rico Inc. |  |  |  | San Juan | PR | Oil | 6 | NA | NA | NA | NA | NA | NA
Humacao Solar Project LLC | -765300 | Operating & Planned | 20 | Solar | 2016 | Fonroche Energy America Inc. |  |  |  | Catano | PR | Solar | 20 | NA | NA | NA | NA | NA | NA
Smith College Central Heating Plant | -694043 | Operating | 5.3 | Gas Turbine | 2008 | Smith College | New England | NPCC | NE | Hampshire | MA | Gas | 3.5 | 16081 | 16471 | 17208 | 49.2237 | 46.6243 | 43.7019
Janssen Ortho LLC | -769290 | Operating | 16.5 | Internal Combustion | 1997 | Janssen Ortho LLC |  |  |  | Gurabo | PR | Oil | 16.5 | NA | NA | NA | NA | NA | NA
Lilly del Caribe IC Plant | -768705 | Operating | 27.6 | Internal Combustion | 1991 | Lilly Del Caribe Inc. |  |  |  | Carolina | PR | Oil | 27.6 | NA | NA | NA | NA | NA | NA
Lilly del Caribe Solar Plant | -768707 | Operating | 2 | Solar | 2023 | Lilly Del Caribe Inc. |  |  |  | Carolina | PR | Solar | 2 | NA | NA | NA | NA | NA | NA
Manati Medical Center IC Plant | -767149 | Operating | 3.8 | Internal Combustion | 2010 | Manati Medical Center |  |  |  | Manati | PR | Oil | 3.8 | NA | NA | NA | NA | NA | NA
Martino Solar Farm | -764033 | Operating | 3.6 | Solar | 2011 | PV Properties, Inc. |  |  |  | Ponce | PR | Solar | 3.6 | NA | NA | NA | NA | NA | NA
Solar Flower Garden (Solar BESS Hybrid ) Natural Gas Plant | -612562 | Operating | 1 | Gas Turbine | 2022 | Cobb Electric Membership Corporation |  | SERC | SOU | Cobb | GA | Gas | 1 | NA | NA | NA | 0 | NA | NA
Mayaguez Medical Center IC Plant | -768901 | Operating | 4.4 | Internal Combustion | 2010 | Mayaguez Medical Center |  |  |  | Mayaguez | PR | Oil | 4.4 | NA | NA | NA | NA | NA | NA
Medtronic Solar Plant | -764594 | Operating | 4 | Solar | 2019 | Rea Investments Limited |  |  |  | Juncos | PR | Solar | 4 | NA | NA | NA | NA | NA | NA
Neolpharma CHP LLC | -765010 | Operating | 3.3 | Internal Combustion | 2023 | MPC Energy Solutions N.V. |  |  |  | Caguas | PR | Gas | 3.3 | NA | NA | NA | NA | NA | NA
Solutia Pensacola CT | -31786 | Operating | 86 | Gas Turbine | 1993 | Ascend Performance Materials Operations LLC |  | SERC | FP | Escambia | FL | Gas | 100 | 11655 | 11657 | 12015 | 50.6592 | 54.0412 | 70.5643
Palo Seco Internal Combustion Power Plant | -762963 | Operating | 217 | Internal Combustion | 2023 | Puerto Rico Electric Power Authority |  |  |  | Toa Baja | PR | Gas | 217 | NA | NA | NA | NA | NA | NA
Palo Seco Steam Plant | -487195 | Operating | 602 | Steam Turbine | 1960 | Puerto Rico Electric Power Authority |  |  |  | Toa Baja | PR | Oil | 602 | 10888 | 10957 | 10965 | 28.8254 | 32.9455 | 24.8754
Parque Eólico Punta Lima | -793645 | Operating | 26 | Wind Turbine | 2012 | Polaris Renewable Energy Inc. |  |  |  | Naguabo | PR | Wind | 26 | NA | NA | NA | NA | NA | NA
Pfizer Guayama Solar Plant | -764655 | Operating | 2.7 | Solar | 2016 | PV Properties, Inc. |  |  |  | Guayama | PR | Solar | 2.7 | NA | NA | NA | NA | NA | NA
Pfizer Vega Baja Solar Plant | -764031 | Operating | 3.1 | Solar | 2016 | PV Properties, Inc. |  |  |  | Vega Baja | PR | Solar | 3.1 | NA | NA | NA | NA | NA | NA
Planta de combustión interna de iPR Pharmaceuticals | -765027 | Operating | 3.2 | Internal Combustion | 2018 | IPR Pharmaceuticals Inc. |  |  |  | Canovanas | PR | Gas | 3.2 | NA | NA | NA | NA | NA | NA
Planta de Combustión Interna de Vieques | -764641 | Operating | 7.6 | Internal Combustion | 1989 | Puerto Rico Electric Power Authority |  |  |  | Vieques | PR | Oil | 6.6 | NA | 11217 | NM | NA | 0.27638 | 0.0075102
Planta de Combustión Interna del Hospital de Mujeres y Niños de Puerto Rico | -769819 | Operating | 2 | Internal Combustion | 2007 | Dorado Health, Inc. |  |  |  | Bayamon | PR | Oil | 2 | NA | NA | NA | NA | NA | NA
Planta de Energía Solar del Centro de Conv enciones de Puerto Rico | -764952 | Operating | 5 | Solar | 2014 | X-Elio North America, Inc. |  |  |  | San Juan | PR | Solar | 5 | NA | NA | NA | NA | NA | NA
Solway CT | -164155 | Operating | 50 | Gas Turbine | 2003 | Otter Tail Power Company | MISO | MRO | MRO-US | Beltrami | MN | Gas | 50 | 10030 | 10480 | 10353 | 37.3027 | 20.641 | 26.2702
South Belridge Cogeneration | -17850 | Operating | 94.2 | Gas Turbine | 1985 | Exxon Mobil Corporation | CAISO | WECC | CAMX | Kern | CA | Gas | 63 | 11566 | 11575 | 11517 | 77.4407 | 87.2362 | 88.1637
South Belridge Cogeneration | -6796 | Operating | 94.2 | Gas Turbine | 1985 | Shell Exploration & Production Company | CAISO | WECC | CAMX | Kern | CA | Gas | 63 | 11566 | 11575 | 11517 | 77.4407 | 87.2362 | 88.1637
South Energy Center | -167551 | Operating | 4.1 | Gas Turbine | 2009 | Gainesville Regional Utilities |  | SERC | FP | Alachua | FL | Gas | 4.3 | 11711 | 11915 | 11991 | 13.8075 | 4.4122 | 13.8075
Planta de Vapor AES-PR Guayama | -487182 | Operating | 510 | Steam Turbine | 2001 | AES Puerto Rico, Inc. |  |  |  | Guayama | PR | Coal | 510 | 10902 | 11002 | 10768 | 59.3574 | 66.3194 | 72.9087
Planta De Vapor Cambalache Arecibo | -487185 | Operating | 77 | Steam Turbine | 2015 | Energy Answers International, Inc. |  |  |  | Arecibo | PR | Biomass | 77 | NA | NA | NA | NA | NA | NA
Planta De Vapor Cambalache Arecibo | -487184 | Operating | 77 | Steam Turbine | 2015 | Energy Answers International, Inc. |  |  |  | Arecibo | PR | Biomass | 77 | NA | NA | NA | NA | NA | NA
Planta de Vapor Costa Sur | -487189 | Operating | 820 | Steam Turbine | 1958 | Puerto Rico Electric Power Authority |  |  |  | Guayanilla | PR | Oil | 820 | 12113 | 11666 | 11733 | 40.18 | 46.4436 | 41.4729
Planta Eólica Punta De Lima | -487202 | Operating | 23.4 | Wind Turbine | 2012 | Santander Holdings USA, Inc. |  |  |  | Naguabo | PR | Wind | 23.4 | NA | NA | NA | NA | NA | NA
Planta Eólica Punta De Lima | -487201 | Operating | 23.4 | Wind Turbine | 2012 | Santander Holdings USA, Inc. |  |  |  | Naguabo | PR | Wind | 23.4 | NA | NA | NA | NA | NA | NA
Planta Solar AES Ilumina | -487181 | Operating | 20 | Solar | 2012 | AES Puerto Rico, Inc. |  |  |  | Guayama | PR | Solar | 20 | NA | NA | NA | 19.7568 | 20.3088 | 21.6119
Pr Convention Center Solar Power Plant | -795406 | Operating | NA | Solar | NA | X-ELIO Energy, S.L. |  |  |  |  | PR | Solar | 5.62 | NA | NA | NA | NA | NA | NA
Puerto Rico Internal Combustion Plant | -487179 | Operating | 20.9 | Internal Combustion | 1984 | Abbott Chemicals, Inc. |  |  |  | Barceloneta | PR | Oil | 20.9 | NA | NA | NA | NA | NA | NA
San Fermin BESS Solar Farm Hybrid | -769251 | Operating | 3.6 | Battery | 2015 | Uriel Renovables Sa. |  |  |  | Loiza | PR | Energy Storage | 3.6 | NA | NA | NA | NA | NA | NA
San Fermin IC Power Plant Hybrid | -769253 | Operating | 4 | Internal Combustion | 2015 | Uriel Renovables Sa. |  |  |  | Loiza | PR | Oil | 4 | NA | NA | NA | NA | NA | NA
San Fermin Solar Plant | -487205 | Operating | 20 | Solar | 2013 | Uriel Renovables Sa. |  |  |  | Loiza | PR | Solar | 20 | NA | NA | NA | 11.988 | 12.6963 | 18.3168
South Field Energy | -510525 | Operating | 1210.4 | Combined Cycle | 2021 | Development Bank of Japan Inc. | PJM | RFC | R-PJM | Columbiana | OH | Gas | 1210.4 | 6050 | 6022 | 6059 | 77.8385 | 80.0756 | 20.7364
San Juan Internal Combustion Plant | -787229 | Operating | 284 | Internal Combustion | 2023 | New Fortress Energy Inc. |  |  |  | San Juan | PR | Gas | 284 | NA | NA | NA | NA | NA | NA
San Juan Internal Combustion Plant | -768889 | Operating | 284 | Internal Combustion | 2023 | Puerto Rico Electric Power Authority |  |  |  | San Juan | PR | Gas | 284 | NA | NA | NA | NA | NA | NA
San Juan Thermoelectric Power Plant | -487211 | Operating | 388 | Steam Turbine | 1956 | Puerto Rico Electric Power Authority |  |  |  | San Juan | PR | Oil | 190 | 12083 | 11815 | NA | 15.8665 | 25.4641 | NA
Santa Isabel Pattern Wind Plant | -487213 | Operating | 101.2 | Wind Turbine | 2012 | Pattern Energy Group LLC |  |  |  | Santa Isabel | PR | Wind | 101.2 | NA | NA | NA | 11.9342 | 17.4853 | 18.6943
Sonnedix Oriana Battery Storage Plant | -764676 | Operating | 21.8 | Battery | 2016 | ArcLight Capital Partners, LLC |  |  |  | Isabela | PR | Energy Storage | 21.8 | NA | NA | NA | NA | NA | NA
Sonnedix Oriana Solar Plant | -764640 | Operating | 45 | Solar | 2016 | ArcLight Capital Partners, LLC |  |  |  | Isabela | PR | Solar | 45 | NA | NA | NA | 20.6936 | 21.7235 | 23.8054
Sonnedix Salinas Battery Storage Project | -619946 | Operating | 1.3 | Battery | 2016 | Sonnedix Solar L.P |  |  |  | Salinas | PR | Energy Storage | 1.3 | NA | NA | NA | NA | NA | NA
Sonnedix Salinas Solar Plant | -487217 | Operating | 15.5 | Solar | 2016 | Sonnedix Solar L.P |  |  |  | Salinas | PR | Solar | 15.5 | NA | NA | NA | NA | NA | NA
Toa Baja MSWL Plant | -767258 | Operating | 2.4 | Internal Combustion | 2020 | Landfill Gas Technologies of Fajardo, LLC |  |  |  | Toa Baja | PR | Biomass | 2.4 | NA | NA | NA | NA | NA | NA
USCG Puerto Rico PV Power Plant | -765271 | Mothballed | 2.3 | Solar | 2011 | United States Coast Guard |  |  |  | Aguadilla | PR | Solar | NA | NA | NA | NA | NA | NA | NA
South Field Energy | -423109 | Operating | 1210.4 | Combined Cycle | 2021 | NH Investment & Securities Co., Ltd. | PJM | RFC | R-PJM | Columbiana | OH | Gas | 1210.4 | 6050 | 6022 | 6059 | 77.8385 | 80.0756 | 20.7364
South Field Energy | -377158 | Operating | 1210.4 | Combined Cycle | 2021 | ENEOS Power USA LLC | PJM | RFC | R-PJM | Columbiana | OH | Gas | 1210.4 | 6050 | 6022 | 6059 | 77.8385 | 80.0756 | 20.7364
10 Briggs Solar NG Project | -364993 | Operating | 5 | Solar | 2021 | NuGen Capital Management, LLC | New England | NPCC | NE | Kent | RI | Solar | 5 | NA | NA | NA | 17.6461 | 16.137 | 8.3219
A Street 2 Solar Project | -366303 | Operating | 1.6 | Solar | 2018 | Southern Sky Renewable Energy, Llc | New England | NPCC | NE | Providence | RI | Solar | 1.6 | NA | NA | NA | 20.5908 | 21.611 | 20.655
A Street Solar Project | -192711 | Operating | 1.2 | Solar | 2018 | Southern Sky Renewable Energy, Llc | New England | NPCC | NE | Providence | RI | Solar | 1.2 | NA | NA | NA | 19.0354 | 20.2245 | 19.0354
Alton Road Solar Project | -378318 | Operating | 13.9 | Solar | 2019 | Revity Energy LLC | New England | NPCC | NE | Washington | RI | Solar | 13.9 | NA | NA | NA | 19.5238 | 20.0076 | 19.978
Blackhorse Farm Solar | -316929 | Operating | 3.8 | Solar | 2020 | AES Distributed Energy, Inc. | New England | NPCC | NE | Bristol | RI | Solar | 3.8 | NA | NA | NA | 18.4691 | 19.1691 | 17.1203
Block Island | -164377 | Operating | 7.1 | Internal Combustion | 1972 | Block Island Power Co. | New England | NPCC | NE | Washington | RI | Oil | 7.1 | 11273 | 10454 | 15000 | 0.08843 | 0.55631 | 0.0032156
Block Island Offshore Wind | -175943 | Operating | 30 | Wind Turbine | 2016 | Ørsted US Offshore Wind | New England | NPCC | NE | Washington | RI | Wind | 29.3 | NA | NA | NA | 34.0533 | 43.3225 | 32.8081
Brookside Solar Project | -493825 | Operating | 1 | Solar | 2015 | Undisclosed buyer | New England, New York | NPCC | NE | Providence | RI | Solar | 1 | NA | NA | NA | 17.226 | 17.8425 | 16.6781
CED Foster Solar Project | -521460 | Operating | 2 | Solar | 2017 | Consolidated Edison Development, Inc. | New England | NPCC | NE | Providence | RI | Solar | 2 | NA | NA | NA | 18.2705 | NA | NA
Central Power | -192064 | Operating | 2 | Steam Turbine | 1932 | State Of Rhode Island | New England | NPCC | NE | Providence | RI | Gas | 2 | NA | NA | NA | 0 | 0 | 0
South Field Energy | -377157 | Operating | 1210.4 | Combined Cycle | 2021 | Bechtel Development Company, Inc | PJM | RFC | R-PJM | Columbiana | OH | Gas | 1210.4 | 6050 | 6022 | 6059 | 77.8385 | 80.0756 | 20.7364
Central Power Plant IC | -172694 | Operating | 2 | Internal Combustion | 2015 | State Of Rhode Island | New England | NPCC | NE | Providence | RI | Gas | 2 | 13494 | 11731 | 11457 | 3.847 | 5.5708 | 13.5274
Cranston Solar Project | -613049 | Operating | 3.1 | Solar | 2020 | Pansolo Holding Inc. | New England | NPCC | NE | Providence | RI | Solar | 3.1 | NA | NA | NA | 15.6172 | 16.7992 | 15.6319
Cranston Solar Project | -316913 | Operating | 3.1 | Solar | 2020 | Nautilus Solar Energy, LLC | New England | NPCC | NE | Providence | RI | Solar | 3.1 | NA | NA | NA | 15.6172 | 16.7992 | 15.6319
Cranston Solar Project | -316911 | Operating | 3.1 | Solar | 2020 | Nautilus Solar Energy, LLC | New England | NPCC | NE | Providence | RI | Solar | 3.1 | NA | NA | NA | 15.6172 | 16.7992 | 15.6319
Dean's Warehouse Solar Project | -173057 | Operating | 1 | Solar | 2014 | Altus Power America Management, LLC | New England | NPCC | NE | Providence | RI | Solar | 1 | NA | NA | NA | NA | NA | NA
Douglas Pike Solar Project | -754898 | Operating | 1.8 | Solar | 2023 | Oak Square Partners, LLC | New England | NPCC | NE | Providence | RI | Solar | 1.8 | NA | NA | NA | 14.8592 | NA | NA
Dry Bridge Solar Project (Brown University) | -746565 | Operating | 40 | Solar | 2023 | Constellation Energy Corporation | New England | NPCC | NE | Washington | RI | Solar | 40 | NA | NA | NA | 4.2991 | NA | NA
Exeter Mail Solar Project | -793764 | Operating | NA | Solar | 2025 | Nautilus Solar Solutions, LLC | New England | NPCC | NE | Washington | RI | Solar | 5 | NA | NA | NA | NA | NA | NA
Exeter Mail Solar Project | -793763 | Operating | NA | Solar | 2025 | Nautilus Solar Solutions, LLC | New England | NPCC | NE | Washington | RI | Solar | 5 | NA | NA | NA | NA | NA | NA
Exeter Mail Solar Project | -793762 | Operating | NA | Solar | 2025 | Pansolo Holding Inc. | New England | NPCC | NE | Washington | RI | Solar | 5 | NA | NA | NA | NA | NA | NA
Exeter Renewables 1 Solar Project | -789217 | Operating | 10 | Solar | 2024 | Energy Development Partners | New England | NPCC | NE | Washington | RI | Solar | 10 | NA | NA | NA | NA | NA | NA
Exeter Ten Solar Plant | -789380 | Operating | 2.8 | Solar | 2024 | Nautilus Solar Energy, LLC | New England | NPCC | NE | Washington | RI | Solar | 2.8 | NA | NA | NA | NA | NA | NA
Exeter Ten Solar Plant | -789379 | Operating | 2.8 | Solar | 2024 | Nautilus Solar Energy, LLC | New England | NPCC | NE | Washington | RI | Solar | 2.8 | NA | NA | NA | NA | NA | NA
Exeter Ten Solar Plant | -789378 | Operating | 2.8 | Solar | 2024 | Pansolo Holding Inc. | New England | NPCC | NE | Washington | RI | Solar | 2.8 | NA | NA | NA | NA | NA | NA
Forbes Street Landfill Solar Project | -350343 | Operating | 6 | Solar | 2013 | Repsol, S.A. | New England | NPCC | NE | Providence | RI | Solar | 6 | NA | NA | NA | 6.4136 | 6.4536 | 8.2078
Forbes Street Landfill Solar Project | -350342 | Operating | 6 | Solar | 2013 | Hecate Energy LLC | New England | NPCC | NE | Providence | RI | Solar | 6 | NA | NA | NA | 6.4136 | 6.4536 | 8.2078
Forbes Street Landfill Solar Project | -169073 | Operating | 6 | Solar | 2013 | Desri V, L.L.C. | New England | NPCC | NE | Providence | RI | Solar | 6 | NA | NA | NA | 6.4136 | 6.4536 | 8.2078
Forbes Street Landfill Solar Project | -169071 | Operating | 6 | Solar | 2013 | CME North American Merchant Energy LLC | New England | NPCC | NE | Providence | RI | Solar | 6 | NA | NA | NA | 6.4136 | 6.4536 | 8.2078
Foster Solar Project | -508223 | Operating | 1.2 | Solar | 2016 | Nexamp Capital, LLC | New England | NPCC | NE | Providence | RI | Solar | 1.1 | NA | NA | NA | 16.3242 | 15.7439 | NA
Founder’s Homestead Farm Solar Project | -207241 | Operating | 4.5 | Solar | 2019 | AES Distributed Energy, Inc. | New England | NPCC | NE | Newport | RI | Solar | 4.5 | NA | NA | NA | 17.4049 | 16.9457 | 17.519
GD Gloscester White Oak I Solar Project | -317642 | Operating | 1.8 | Solar | 2020 | Green Development LLC | New England | NPCC | NE | Providence | RI | Solar | 1.8 | NA | NA | NA | 15.8422 | 19.1717 | 17.2628
GD Hopkinton Main I Solar Project | -310817 | Operating | 10.6 | Solar | 2020 | Green Development LLC | New England | NPCC | NE | Washington | RI | Solar | 10.6 | NA | NA | NA | 17.0027 | 18.1841 | 16.769
GD Johnston Scituate I Solar Project | -509427 | Operating | 4.3 | Solar | 2021 | GD Johnston Scituate I, LLC | New England | NPCC | NE | Providence | RI | Solar | 4.3 | NA | NA | NA | 15.2676 | 13.2606 | 0.0026548
GD Richmond Buttonwoods I | -220526 | Operating | 1.3 | Solar | 2019 | Green Development LLC | New England | NPCC | NE | Washington | RI | Solar | 1.3 | NA | NA | NA | 16.8774 | 17.8872 | 16.9389
GD West Greenwich Nooseneck I Solar Project | -763284 | Operating | 20 | Solar | 2022 | Green Development LLC | New England | NPCC | NE | Kent | RI | Solar | 20 | NA | NA | NA | 15.746 | NA | NA
GD West Greenwich Victory I Solar Project | -222416 | Operating | 1.8 | Solar | 2020 | Green Development LLC | New England | NPCC | NE | Kent | RI | Solar | 1.8 | NA | NA | NA | 16.9584 | 17.7258 | 17.675
GDIM 1 Solar Project | -503485 | Operating | 9.6 | Solar | 2021 | Green Development LLC | New England | NPCC | NE | Providence | RI | Solar | 9.6 | NA | NA | NA | 15.7094 | 14.8996 | 0.0011891
GDIM 2 Solar Project | -503493 | Operating | 9.6 | Solar | 2021 | Green Development LLC | New England | NPCC | NE | Providence | RI | Solar | 9.6 | NA | NA | NA | 15.0221 | 10.4702 | 0.0011891
GDIM 3 Solar Project | -508154 | Operating | 9.6 | Solar | 2021 | Green Development LLC | New England | NPCC | NE | Providence | RI | Solar | 9.6 | NA | NA | NA | 16.0602 | 11.9708 | 0.0011891
GDIM 4 Solar Project | -503491 | Operating | 9.6 | Solar | 2021 | Green Development LLC | New England | NPCC | NE | Providence | RI | Solar | 9.6 | NA | NA | NA | 16.4015 | 14.2706 | 0.0011891
Green Providence Wind I Project | -508463 | Operating | 1.5 | Wind Turbine | 2021 | Green Development LLC | New England | NPCC | NE | Providence | RI | Wind | 1.5 | NA | NA | NA | 11.0578 | 13.0822 | 0.0076104
Green Providence Wind II | -503520 | Operating | 3 | Wind Turbine | 2021 | Green Providence Wind II, LLC | New England | NPCC | NE | Providence | RI | Wind | 3 | NA | NA | NA | 11.8113 | 9.433 | 0.0038052
Hartford Pike Solar Project | -349166 | Operating | 2 | Solar | 2021 | Sunlight General Capital | New England | NPCC | NE | Providence | RI | Solar | 2 | NA | NA | NA | NA | NA | NA
Hope Farm Solar Array | -767163 | Operating | 10 | Solar | 2019 | Adapture Renewables, Inc. | New England | NPCC | NE | Providence | RI | Solar | 10 | NA | NA | NA | 18.1724 | 19.4532 | 17.758
Hopkins Hill Project | -739694 | Operating | 11.4 | Solar | 2020 | Nautilus Solar Solutions, LLC | New England | NPCC | NE | Kent | RI | Solar | 11.4 | NA | NA | NA | 10.5574 | 9.527 | 10.1805
Hopkins Hill Project | -739693 | Operating | 11.4 | Solar | 2020 | Nautilus Solar Solutions, LLC | New England | NPCC | NE | Kent | RI | Solar | 11.4 | NA | NA | NA | 10.5574 | 9.527 | 10.1805
Hopkins Hill Project | -739692 | Operating | 11.4 | Solar | 2020 | Pansolo Holding Inc. | New England | NPCC | NE | Kent | RI | Solar | 11.4 | NA | NA | NA | 10.5574 | 9.527 | 10.1805
Hopkins Hill Project | -641170 | Operating | 11.4 | Solar | 2020 | Turning Point Energy, LLC | New England | NPCC | NE | Kent | RI | Solar | 11.4 | NA | NA | NA | 10.5574 | 9.527 | 10.1805
Hopkinton Industrial Park Solar Project | -163971 | Operating | 1.17 | Solar | 2019 | Hi Tech Profiles, Inc. | New England | NPCC | NE | Washington | RI | Solar | 1.17 | NA | NA | NA | NA | NA | NA
Hopkinton Phase 2 Solar Project | -256431 | Operating | 2.5 | Solar | 2020 | Vista Solar, Inc. | New England | NPCC | NE | Washington | RI | Solar | 2.5 | NA | NA | NA | 16.6804 | 16.5799 | 16.8082
Howard Lane Solar | -704311 | Operating | 3 | Solar | 2023 | NJR Clean Energy Ventures III Corporation | New England | NPCC | NE | Providence | RI | Solar | 3 | NA | NA | NA | 3.204 | NA | NA
South Field Energy | -377156 | Operating | 1210.4 | Combined Cycle | 2021 | Advanced Power Services (NA) Inc. | PJM | RFC | R-PJM | Columbiana | OH | Gas | 1210.4 | 6050 | 6022 | 6059 | 77.8385 | 80.0756 | 20.7364
Johnston Solar Project | -172436 | Operating | 1.4 | Solar | 2015 | Half Moon Power LLC | New England | NPCC | NE | Providence | RI | Solar | 1.4 | NA | NA | NA | 13.4459 | 14.14 | 13.7153
Johnston Solar Project | -172435 | Operating | 1.4 | Solar | 2015 | Cwp Usa Inc. | New England | NPCC | NE | Providence | RI | Solar | 1.4 | NA | NA | NA | 13.4459 | 14.14 | 13.7153
Johnston Solar Project (Altus Power) | -173529 | Operating | 3 | Solar | 2018 | Altus Power America Management, LLC | New England | NPCC | NE | Providence | RI | Solar | 3 | NA | NA | NA | NA | NA | NA
Johnston Waste-to-Energy Project (Orbit Energy RI) | -170672 | Operating | 3.2 | Internal Combustion | 2016 | Blue Sphere Corporation | New England | NPCC | NE | Providence | RI | Biomass | 3.2 | NA | 10329 | 10265 | NA | 13.0815 | 14.5334
Johnston Waste-to-Energy Project (Orbit Energy RI) | -170671 | Operating | 3.2 | Internal Combustion | 2016 | JGD Management Corp. | New England | NPCC | NE | Providence | RI | Biomass | 3.2 | NA | 10329 | 10265 | NA | 13.0815 | 14.5334
Kearsarge East Providence Solar Project | -378314 | Operating | 2 | Solar | 2020 | Kearsarge Energy LP | New England | NPCC | NE | Providence | RI | Solar | 2 | NA | NA | NA | 19.0868 | 20.7648 | 19.8116
Kearsarge Fogland Solar Facility | -378316 | Operating | 2.4 | Solar | 2020 | Kearsarge Fogland LLC | New England | NPCC | NE | Newport | RI | Solar | 2.4 | NA | NA | NA | 9.3512 | 17.8986 | 14.7593
Kearsarge SKSC2 Solar Project | -193893 | Operating | 3.1 | Solar | 2018 | Kearsarge Energy LP | New England | NPCC | NE | Washington | RI | Solar | 3.1 | NA | NA | NA | 21.0377 | 21.3765 | 21.4354
Kearsarge Smithfield Solar | -638819 | Operating | 8 | Solar | 2023 | Kearsarge Solar LLC | New England | NPCC | NE | Providence | RI | Solar | 8 | NA | NA | NA | 15.5765 | NA | NA
Kearsarge West Shore Solar Project | -611348 | Operating | 5 | Solar | 2022 | Kearsarge Solar LLC | New England | NPCC | NE | Newport | RI | Solar | 5 | NA | NA | NA | 16.3699 | NA | NA
Kearsarge Westerly Solar Project | -378777 | Operating | 4 | Solar | 2020 | Kearsarge Westerly LLC | New England | NPCC | NE | Washington | RI | Solar | 4 | NA | NA | NA | 18.1764 | 20.6022 | 19.6718
King Solar Electric Plant | -613165 | Operating | 12.7 | Solar | 2022 | Pansolo Holding Inc. | New England | NPCC | NE | Providence | RI | Solar | 12.7 | NA | NA | NA | 17.3732 | 15.0173 | NA
King Solar Electric Plant | -510991 | Operating | 12.7 | Solar | 2022 | Nautilus Solar Energy, LLC | New England | NPCC | NE | Providence | RI | Solar | 12.7 | NA | NA | NA | 17.3732 | 15.0173 | NA
King Solar Electric Plant | -510989 | Operating | 12.7 | Solar | 2022 | Nautilus Solar Energy, LLC | New England | NPCC | NE | Providence | RI | Solar | 12.7 | NA | NA | NA | 17.3732 | 15.0173 | NA
Little Bay Solar | -171813 | Operating | 1.3 | Solar | 2014 | Altus Power America Management, LLC | New England | NPCC | NE | Providence | RI | Solar | 1.3 | NA | NA | NA | 12.759 | 15.0861 | 14.7085
South Field Energy | -377155 | Operating | 1210.4 | Combined Cycle | 2021 | Kyushu Electric Power Company, Incorporated | PJM | RFC | R-PJM | Columbiana | OH | Gas | 1210.4 | 6050 | 6022 | 6059 | 77.8385 | 80.0756 | 20.7364
McAllister Landfill Solar Project | -763282 | Operating | 1 | Solar | 2022 | Solar Breakers LLC | New England | NPCC | NE | Newport | RI | Solar | 1 | NA | NA | NA | 7.911 | NA | NA
Nautilus Goat Island Solar Project | -766140 | Operating | 2.5 | Solar | 2019 | Virgo Goat Island Holdco, LLC | New England | NPCC | NE | Providence | RI | Solar | 2.5 | NA | NA | NA | 18.3744 | 19.3973 | 18.8995
NBC Field's Point Wind Farm | -169410 | Operating | 4.5 | Wind Turbine | 2012 | Narragansett Bay Commission | New England | NPCC | NE | Providence | RI | Wind | 4.5 | NA | NA | NA | 14.6651 | 18.5921 | 17.519
North Kingstown Green (Green Greenville Wind) | -169133 | Operating | 1.5 | Wind Turbine | 2012 | Green Development LLC | New England | NPCC | NE | Washington | RI | Wind | 1.5 | NA | NA | NA | NA | NA | NA
North Kingstown Solar Project | -678330 | Operating | 1.9 | Solar | 2022 | Ameresco, Inc. | New England | NPCC | NE | Washington | RI | Solar | 1.9 | NA | NA | NA | 19.9231 | 4.6563 | NA
North Providence Solar Project - Sky | -174100 | Operating | 2 | Solar | 2018 | Southern Sky Renewable Energy, Llc | New England | NPCC | NE | Providence | RI | Solar | 2 | NA | NA | NA | 18.6758 | 18.9098 | 20.6279
North Smithfield Solar Power 1 | -776623 | Operating | 2 | Solar | 2018 | OnSite Partners, LLC | New England | NPCC | NE | Providence | RI | Solar | 2 | NA | NA | NA | NA | NA | NA
North Smithfield Solar Power 1 | -776622 | Operating | 2 | Solar | 2018 | OnSite Partners, LLC | New England | NPCC | NE | Providence | RI | Solar | 2 | NA | NA | NA | NA | NA | NA
NuGen Solar (Bristol Landfill Solar) | -762807 | Operating | 4.98 | Solar | 2024 | NuGen Capital Management, LLC | New England | NPCC | NE | Bristol | RI | Solar | 4.98 | NA | NA | NA | NA | NA | NA
Ocean State BTM Battery Storage | -680251 | Operating | 3 | Battery | 2022 | Agilitas Energy, LLC | New England | NPCC | NE | Providence | RI | Energy Storage | 3 | NA | NM | NA | 3.71 | 42.8387 | NA
South Field Energy | -377153 | Operating | 1210.4 | Combined Cycle | 2021 | Shikoku Electric Power Company, Incorporated | PJM | RFC | R-PJM | Columbiana | OH | Gas | 1210.4 | 6050 | 6022 | 6059 | 77.8385 | 80.0756 | 20.7364
South Field Energy | -377152 | Operating | 1210.4 | Combined Cycle | 2021 | Showa Shell Sekiyu K.K. | PJM | RFC | R-PJM | Columbiana | OH | Gas | 1210.4 | 6050 | 6022 | 6059 | 77.8385 | 80.0756 | 20.7364
Pawtucket Hydro Project | -783510 | Operating | 1.3 | Hydraulic Turbine | 1981 | Gravity Renewables, Inc. | New England | NPCC | NE | Providence | RI | Water | 1.3 | NA | NA | NA | NA | NA | NA
Pine Hill Battery Storage Project | -776742 | Operating | NA | Battery | NA | OnSite Partners, LLC | New England | NPCC | NE | Providence | RI | Energy Storage | 5 | NA | NA | NA | NA | NA | NA
Pine Hill Battery Storage Project | -776741 | Operating | NA | Battery | NA | OnSite Partners, LLC | New England | NPCC | NE | Providence | RI | Energy Storage | 5 | NA | NA | NA | NA | NA | NA
Pine Hill Solar Partners Project | -776681 | Operating | 5 | Solar | 2020 | OnSite Partners, LLC | New England | NPCC | NE | Providence | RI | Solar | 5 | NA | NA | NA | NA | NA | NA
Pine Hill Solar Partners Project | -776680 | Operating | 5 | Solar | 2020 | OnSite Partners, LLC | New England | NPCC | NE | Providence | RI | Solar | 5 | NA | NA | NA | NA | NA | NA
Plainfield Pike Solar Project | -366638 | Operating | 2 | Solar | 2019 | Captona Plainfield Pike Johnston LLC | New England | NPCC | NE | Providence | RI | Solar | 2 | NA | NA | NA | 21.0959 | 22.3002 | 20.5708
South Field Energy | -377151 | Operating | 1210.4 | Combined Cycle | 2021 | The Chugoku Electric Power Co., Inc. | PJM | RFC | R-PJM | Columbiana | OH | Gas | 1210.4 | 6050 | 6022 | 6059 | 77.8385 | 80.0756 | 20.7364
Rhode Island Hospital | -6211 | Operating | 10.4 | Steam Turbine | 1974 | Rhode Island Hospital | New England | NPCC | NE | Providence | RI | Gas | 10.4 | 36596 | 31589 | 46631 | 19.054 | 26.5521 | 19.1452
Rhode Island Solar Renewable Energy IV Project | -752545 | Operating | 11.8 | Solar | 2023 | Rhode Island Solar Renewable Energy IV, LLC | New England | NPCC | NE | Newport | RI | Solar | 11.8 | NA | NA | NA | 0.00096742 | NA | NA
South Field Energy | -377150 | Operating | 1210.4 | Combined Cycle | 2021 | NH Investment & Securities Co., Ltd. | PJM | RFC | R-PJM | Columbiana | OH | Gas | 1210.4 | 6050 | 6022 | 6059 | 77.8385 | 80.0756 | 20.7364
Richmond Solar Power 1 Project | -163883 | Operating | 4 | Solar | 2018 | AES Distributed Energy, Inc. | New England, New York | NPCC | NE | Washington | RI | Solar | 4 | NA | NA | NA | 18.1364 | 17.891 | 17.032
Ridgewood Providence Power | -423841 | Operating | 6.4 | Internal Combustion | 1990 | Energy Developments Pty Limited | New England | NPCC | NE | Providence | RI | Biomass | 6 | 9558 | 10090 | NA | 19.3931 | 0.61263 | 0
Robin Hollow Solar Project | -747989 | Operating | 40.7 | Solar | 2023 | Robin Hollow Solar, LLC | New England | NPCC | NE | Kent | RI | Solar | 40.6 | NA | NA | NA | NA | NA | NA
Roger Williams University (Melville at Portsmouth) | -396775 | Operating | 3 | Solar | 2021 | Constellation Energy Resources, LLC | New England | NPCC | NE | Newport | RI | Solar | 3 | NA | NA | NA | 17.9528 | 16.8531 | NA
Smithfield Solar Project (Providence County) | -378652 | Operating | 2.4 | Solar | 2020 | FMR LLC | New England | NPCC | NE | Providence | RI | Solar | 2.4 | NA | NA | NA | 20.8761 | 20.1674 | 20.7572
South Kingstown Solar Consortium | -174094 | Operating | 3.8 | Solar | 2018 | Kearsarge Energy LP | New England | NPCC | NE | Washington | RI | Solar | 3.8 | NA | NA | NA | 18.0365 | 19.4424 | 18.6163
SSRE RI Gold Meadow Farms | -434081 | Operating | 21.3 | Solar | 2019 | Captona LLC | New England | NPCC | NE | Providence | RI | Solar | 16.2 | NA | NA | NA | 19.3451 | 20.6868 | 19.6467
Tank Farm 4 (Breakers 4) Solar Plant | -763290 | Operating | 10 | Solar | 2022 | NextEra Energy Resources, LLC | New England | NPCC | NE | Newport | RI | Solar | 10 | NA | NA | NA | 4.9692 | NA | NA
Thundermist Hydro | -757332 | Operating | 1.2 | Hydraulic Turbine | 1981 | City of Woonsocket, Rhode Island | New England | NPCC | NE | Providence | RI | Water | 1.1 | NA | NA | NA | 41.9884 | 44.2715 | NA
South Fond Du Lac | -10246 | Operating | 381.6 | Gas Turbine | 1993 | WPPI Energy | MISO | MRO | MRO-US | Fond du Lac | WI | Gas | 405.2 | 17216 | 16979 | 3269 | 0.40833 | 1.482 | 0.98639
Tiverton Solar Project | -324103 | Operating | 4.95 | Solar | 2021 | Ameresco, Inc. | New England | NPCC | NE | Newport | RI | Solar | 4.95 | NA | NA | NA | NA | NA | NA
Toray Plastic America Combined Heat and Power Project | -174044 | Operating | 12.5 | Internal Combustion | 2014 | Toray Plastics (America), Inc. | New England | NPCC | NE | Washington | RI | Gas | 12.5 | 8720 | 8691 | 8763 | 92.1333 | 87.3699 | 88.6922
Town of Burrillville Solar Project | -695856 | Operating | 3.3 | Solar | 2020 | Standard Solar, Inc. | New England | NPCC | NE | Providence | RI | Solar | 3.3 | NA | NA | NA | 14.0653 | 13.581 | NA
TPE RI WA1 Solar Project | -769112 | Operating | 3.5 | Solar | 2024 | Nexamp, Inc. | New England | NPCC | NE | Bristol | RI | Solar | 3.5 | NA | NA | NA | NA | NA | NA
TPE RI WA2 Solar Project | -769113 | Operating | 3.4 | Solar | 2024 | Nexamp, Inc. | New England | NPCC | NE | Bristol | RI | Solar | 3.4 | NA | NA | NA | NA | NA | NA
Tupperware | -25054 | Operating | 1.6 | Hydraulic Turbine | 1981 | Blackstone Hydro, Inc. | New England | NPCC | NE | Providence | RI | Water | 1.6 | NA | NA | NA | 24.8787 | 22.1818 | 31.7851
University Solar 2 Power Project | -524326 | Operating | 7.34 | Solar | 2021 | Energy Development Partners | New England | NPCC | NE | Kent | RI | Solar | 7.34 | NA | NA | NA | NA | NA | NA
University Solar Project | -220928 | Operating | 24 | Solar | 2019 | AES Distributed Energy, Inc. | New England | NPCC | NE | Kent | RI | Solar | 24 | NA | NA | NA | 14.8359 | 16.152 | 15.8628
Warwick Solar Farm Project | -146416 | Operating | 4.7 | Solar | 2018 | Captona LLC | New England | NPCC | NE | Kent | RI | Solar | 4.7 | NA | NA | NA | 20.0015 | 21.4612 | 20.3051
WED Coventry 1 | -171712 | Operating | 1.5 | Wind Turbine | 2016 | National Grid Generation LLC | New England | NPCC | NE | Kent | RI | Wind | 1.5 | NA | NA | NA | 17.8311 | 20.6925 | 18.7671
WED Coventry 2 | -170663 | Operating | 4.5 | Wind Turbine | 2016 | City of West Warwick, Rhode Island | New England | NPCC | NE | Kent | RI | Wind | 4.5 | NA | NA | NA | 18.4475 | 26.0452 | 23.3105
WED Coventry 3 | -171713 | Operating | 1.5 | Wind Turbine | 2016 | National Grid Generation LLC | New England | NPCC | NE | Kent | RI | Wind | 1.5 | NA | NA | NA | 17.8691 | 14.0868 | 23.4247
WED Coventry 4 | -171714 | Operating | 1.5 | Wind Turbine | 2016 | National Grid Generation LLC | New England | NPCC | NE | Kent | RI | Wind | 1.5 | NA | NA | NA | 16.4307 | 18.8204 | 18.8813
WED Coventry 5 | -171822 | Operating | 1.5 | Wind Turbine | 2016 | Green Development LLC | New England | NPCC | NE | Kent | RI | Wind | 1.5 | NA | NA | NA | 18.1202 | 24.6575 | 22.5951
WED Coventry 6 | -171823 | Operating | 4.5 | Wind Turbine | 2016 | Green Development LLC | New England | NPCC | NE | Kent | RI | Wind | 4.5 | NA | NA | NA | 17.2324 | 21.933 | 20.6494
WED Coventry Seven Solar Project | -317926 | Operating | 3 | Solar | 2020 | Green Development LLC | New England | NPCC | NE | Kent | RI | Solar | 3 | NA | NA | NA | 19.1286 | 16.0845 | 13.3067
WED Green Hill Wind (Johnston Onshore) | -174080 | Operating | 3 | Wind Turbine | 2018 | Green Development LLC | New England | NPCC | NE | Providence | RI | Wind | 3 | NA | NA | NA | 21.9901 | 26.7542 | 24.3227
WED GW Solar Project | -163907 | Operating | 3 | Solar | 2019 | Green Development LLC | New England | NPCC | NE | Providence | RI | Solar | 3 | NA | NA | NA | 16.9064 | 17.2603 | 16.6058
WED Kingstown Solar I (East Array) | -173839 | Operating | 3 | Solar | 2017 | Green Development LLC | New England | NPCC | NE | Washington | RI | Solar | 3 | NA | NA | NA | 15.2702 | 19.532 | 18.3295
WED Kingstown Solar I (West Array) | -173837 | Operating | 1.5 | Solar | 2017 | Green Development LLC | New England | NPCC | NE | Washington | RI | Solar | 1.5 | NA | NA | NA | 13.8128 | 17.618 | 16.7352
WED NK Green Wind Farm | -170439 | Operating | 1.5 | Wind Turbine | 2012 | Green Development LLC | New England | NPCC | NE | Washington | RI | Wind | 1.5 | NA | NA | NA | 16.4307 | 20.9209 | 19.3912
WED Plainfield II Wind (Johnston Onshore) | -174082 | Operating | 3 | Wind Turbine | 2018 | Green Development LLC | New England | NPCC | NE | Providence | RI | Wind | 3 | NA | NA | NA | 22.5685 | 27.618 | 25.3044
WED Plainfield III Wind (Johnston Onshore) | -174083 | Operating | 3 | Wind Turbine | 2018 | Green Development LLC | New England | NPCC | NE | Providence | RI | Wind | 3 | NA | NA | NA | 22.1575 | 24.1667 | 24.1591
WED Plainfield Wind (Johnston Onshore) | -174081 | Operating | 3 | Wind Turbine | 2018 | Green Development LLC | New England | NPCC | NE | Providence | RI | Wind | 3 | NA | NA | NA | 18.0784 | 25.118 | 23.4056
WED Portsmouth One Wind (New Portsmouth Wind) | -172813 | Operating | 1.5 | Wind Turbine | 2016 | Green Development LLC | New England | NPCC | NE | Newport | RI | Wind | 1.5 | NA | NA | NA | 31.7275 | 35.0304 | 33.9574
WED Shun I Wind (Johnston Onshore) | -163908 | Operating | 3 | Wind Turbine | 2019 | Green Development LLC | New England | NPCC | NE | Providence | RI | Wind | 3 | NA | NA | NA | 25.4338 | 29.9467 | 25.5936
WED Shun II Wind (Johnston Onshore) | -174084 | Operating | 3 | Wind Turbine | 2018 | Green Development LLC | New England | NPCC | NE | Providence | RI | Wind | 3 | NA | NA | NA | 23.223 | 27.8006 | 25.1484
WED Shun III Wind (Johnston Onshore) | -174085 | Operating | 3 | Wind Turbine | 2018 | Green Development LLC | New England | NPCC | NE | Providence | RI | Wind | 3 | NA | NA | NA | 24.5129 | 29.1134 | 26.0122
WED Stilson Solar Farm | -173838 | Operating | 2 | Solar | 2017 | Green Development LLC | New England | NPCC | NE | Washington | RI | Solar | 2 | NA | NA | NA | 15.0685 | 19.0126 | 17.1804
West Davisville Solar Facility | -798508 | Operating | 2 | Solar | 2013 | Altus Power, Inc. | New England | NPCC | NE | Washington | RI | Solar | 2 | NA | NA | NA | NA | NA | NA
West Greenwich Solar Plant | -521415 | Operating | 1.9 | Solar | 2013 | Consolidated Edison Development, Inc. | New England | NPCC | NE | Kent | RI | Solar | 1.9 | NA | NA | NA | 15.7835 | NA | NA
West Main 1 & 2 Solar Project | -787196 | Operating | 6.31 | Solar | 2024 | Standard Solar, Inc. | New England | NPCC | NE | Newport | RI | Solar | 6.31 | NA | NA | NA | NA | NA | NA
West Shore Solar Project | -192692 | Operating | 1 | Solar | 2019 | Southern Sky Renewable Energy, Llc | New England | NPCC | NE | Kent | RI | Solar | 1 | NA | NA | NA | NA | NA | NA
White Rock Road Project | -678324 | Operating | 6.5 | Solar | 2022 | Ameresco, Inc. | New England | NPCC | NE | Washington | RI | Solar | 6.5 | NA | NA | NA | 17.2269 | NA | NA
Woodville Solar Project | -793421 | Operating | NA | Solar | 2024 | Standard Solar, Inc. | New England | NPCC | NE | Washington | RI | Solar | 4.5 | NA | NA | NA | NA | NA | NA
Woonsocket | -167735 | Operating | 1.1 | Hydraulic Turbine | 2009 | Thundermist Hydropower Llc | New England | NPCC | NE | Providence | RI | Water | 1.1 | NA | NA | NA | NA | NA | NA
1634 Solar Project | -796518 | Operating | 2 | Solar | 2021 | Southern Current Development I, LLC |  | SERC | VACAR | Darlington | SC | Solar | 2 | NA | NA | NA | 24.6062 | 24.532 | NA
99 Islands | -162869 | Operating | 12 | Hydraulic Turbine | 1910 | Duke Energy Carolinas, LLC |  | SERC | VACAR | Cherokee | SC | Water | 12 | NA | NA | NA | 59.063 | 43.1383 | 58.2097
Abbot Solar Project | -798536 | Operating | 2 | Solar | 2018 | Project Hyperion, LLC |  | SERC | VACAR | Clarendon | SC | Solar | 2 | NA | NA | NA | NA | NA | NA
ACE Solar Project | -798540 | Operating | 1 | Solar | 2020 | Project Hyperion, LLC |  | SERC | VACAR | Anderson | SC | Solar | 1 | NA | NA | NA | NA | NA | NA
Adams Solar Plant | -796574 | Operating | 2 | Solar | 2021 | Southern Current LLC |  | SERC | VACAR | Anderson | SC | Solar | 2 | NA | NA | NA | 25.8562 | 26.2443 | NA
AGA TAG Solar III Farm | -252956 | Operating | 2 | Solar | 2020 | DEPCOM BG, LLC |  | SERC | VACAR | Spartanburg | SC | Solar | 2 | NA | NA | NA | 16.7751 | 22.2203 | 22.4658
Aiken County Solar Facility (Shaw Creek Solar) | -209226 | Operating | 74.9 | Solar | 2019 | NextEra Energy Resources, LLC |  | SERC | VACAR | Aiken | SC | Solar | 74.9 | NA | NA | NA | 26.0579 | 26.3786 | 25.8463
Allendale Biomass Plant (Pinelands) | -347888 | Operating | 19.8 | Steam Turbine | 2013 | Atlantic Power Corporation |  | SERC | VACAR | Allendale | SC | Biomass | 19.2 | 16856 | 17159 | 18093 | 71.9249 | 89.7641 | 84.4065
Allora Solar Project | -638318 | Operating | 75 | Solar | 2023 | Silver Creek Energy LLC |  | SERC | VACAR | Lexington | SC | Solar | 75 | NA | NA | NA | 16.2065 | NA | NA
Allora Solar Project | -638317 | Operating | 75 | Solar | 2023 | Pine Gate Renewables, LLC |  | SERC | VACAR | Lexington | SC | Solar | 75 | NA | NA | NA | 16.2065 | NA | NA
Anderson Solar Project | -382016 | Operating | 2 | Solar | 2021 | Soltage, LLC |  | SERC | VACAR | Anderson | SC | Solar | 2 | NA | NA | NA | 23.0879 | 25.8105 | 5.4338
Ashley Solar | -793214 | Operating | NA | Solar | 2025 | Cedar Lake Power, LLC |  | SERC | VACAR | Darlington | SC | Solar | 2.1 | NA | NA | NA | NA | NA | NA
ATOOD Solar II | -405315 | Operating | 2 | Solar | 2018 | Cypress Creek Renewables, LLC |  | SERC | VACAR | Spartanburg | SC | Solar | 2 | NA | NA | NA | 22.2089 | 23.9783 | 22.7683
ATOOD Solar III Project | -249477 | Operating | 2 | Solar | 2019 | DEPCOM BG, LLC |  | SERC | VACAR | Spartanburg | SC | Solar | 2 | NA | NA | NA | 19.1153 | 19.9372 | 21.2443
Augusta Solar PV Farm | -388448 | Operating | 2 | Solar | 2020 | Augusta Solar, LLC |  | SERC | VACAR | Greenwood | SC | Solar | 2 | NA | NA | NA | 23.6644 | 23.1849 | 20.5023
Bad Creek Pumped Storage Project | -1690 | Operating | 1296 | Pumped Storage | 1991 | Duke Energy Carolinas, LLC |  | SERC | VACAR | Oconee | SC | Water | 1650 | NA | NA | NA | 12.7884 | 13.8516 | 13.0012
Ballenger Road Solar A Project | -464743 | Operating | 2 | Solar | 2020 | Renewable Properties, LLC |  | SERC | VACAR | Spartanburg | SC | Solar | 2 | NA | NA | NA | 24.7032 | 21.5068 | 21.5525
Bani Solar Project | -796516 | Operating | 2 | Solar | 2021 | Southern Current LLC |  | SERC | VACAR | Florence | SC | Solar | 2 | NA | NA | NA | 24.7032 | 26.1016 | NA
Barnwell Solar Farm | -172864 | Operating | 5.4 | Solar | 2017 | Pine Gate Renewables, LLC |  | SERC | VACAR | Barnwell | SC | Solar | 5.4 | NA | NA | NA | 20.1273 | 23.349 | 22.9304
Bell Bay Solar Farm | -510527 | Operating | 1.6 | Solar | 2017 | South Carolina Public Service Authority |  | SERC | VACAR | Horry | SC | Solar | 1.6 | NA | NA | NA | 17.9937 | 18.536 | 18.4575
Berkeley Green Power Project | -510518 | Operating | 3.2 | Internal Combustion | 2011 | South Carolina Public Service Authority |  | SERC | VACAR | Berkeley | SC | Biomass | 3 | 18665 | 18018 | 17054 | 9.3417 | 10.0228 | 10.5479
Berry Road Solar Project | -464760 | Operating | 2.8 | Solar | 2021 | Renewable Properties, LLC |  | SERC | VACAR | Greenville | SC | Solar | 2 | NA | NA | NA | 17.6598 | 20.1598 | 10.1394
Beulah Solar Project | -647528 | Operating | 74.9 | Solar | 2022 | Pine Gate Renewables, LLC |  | SERC | VACAR | Saluda | SC | Solar | 74.9 | NA | NA | NA | 22.4851 | 15.0059 | NA
Birch Solar Project | -756537 | Operating | 2 | Solar | 2024 | China Grove Renewables, LLC |  | SERC | VACAR | Darlington | SC | Solar | 2 | NA | NA | NA | NA | NA | NA
Birch Solar Project | -756536 | Operating | 2 | Solar | 2024 | Kenwood Creek Holdings, LLC |  | SERC | VACAR | Darlington | SC | Solar | 2 | NA | NA | NA | NA | NA | NA
Bishopville Solar II Project | -611347 | Operating | 10 | Solar | 2022 | Soltage, LLC |  | SERC | VACAR | Lee | SC | Solar | 10 | NA | NA | NA | 17.7352 | 0.0091324 | NA
BJU Plant | -164371 | Operating | 4.1 | Internal Combustion | 1978 | Bob Jones University |  | SERC | VACAR | Greenville | SC | Oil | 4.1 | NA | NA | NA | 0 | 0 | 0
Blacktip Solar Project | -798546 | Operating | 2 | Solar | 2018 | Project Hyperion, LLC |  | SERC | VACAR | Florence | SC | Solar | 2 | NA | NA | NA | NA | NA | NA
Blackville Solar Farm | -349916 | Operating | 7.2 | Solar | 2020 | Blackville Solar Farm, LLC |  | SERC | VACAR | Barnwell | SC | Solar | 7.2 | NA | NA | NA | 24.7701 | 25.3884 | 24.8763
Blackville Solar II Farm | -180224 | Operating | 20 | Solar | 2019 | C2 Energy Capital LLC |  | SERC | VACAR | Barnwell | SC | Solar | 20 | NA | NA | NA | 14.9332 | 19.4144 | 21.5234
Bloom Solar Project | -798533 | Operating | 2 | Solar | 2019 | Project Hyperion, LLC |  | SERC | VACAR | Clarendon | SC | Solar | 2 | NA | NA | NA | NA | NA | NA
Bluebird Solar SC Project | -256427 | Operating | 3 | Solar | 2020 | National Renewable Energy Corporation |  | SERC | VACAR | Anderson | SC | Solar | 3 | NA | NA | NA | 25.1332 | 26.1339 | 25.6164
South Fond Du Lac | -6808 | Operating | 381.6 | Gas Turbine | 1993 | Wisconsin Power and Light Company | MISO | MRO | MRO-US | Fond du Lac | WI | Gas | 405.2 | 17216 | 16979 | 3269 | 0.40833 | 1.482 | 0.98639
Bond Solar Project | -798543 | Operating | 2 | Solar | 2018 | Project Hyperion, LLC |  | SERC | VACAR | Clarendon | SC | Solar | 2 | NA | NA | NA | NA | NA | NA
Bonefish Solar Project | -249522 | Operating | 2 | Solar | 2019 | Pine Gate Renewables, LLC |  | SERC | VACAR | Clarendon | SC | Solar | 2 | NA | NA | NA | 20.5422 | 23.8927 | 22.7283
Boyds Mill | -192961 | Operating | 1.4 | Hydraulic Turbine | 1996 | STS Hydropower, LLC |  | SERC | VACAR | Laurens | SC | Water | 1.4 | NA | NA | NA | 30.5936 | 28.71 | 35.3229
Briarwood Solar Project | -376759 | Operating | 2 | Solar | 2020 | Soltage, LLC |  | SERC | VACAR | Greenwood | SC | Solar | 2 | NA | NA | NA | 22.1689 | 20.0913 | 22.4372
South Harper | -138857 | Operating | 351 | Gas Turbine | 2005 | Evergy Missouri West, Inc. | SPP | MRO | MRO-US | Cass | MO | Gas | 321.2 | 11849 | 12063 | 12429 | 6.4143 | 7.9045 | 2.468
South Houston Green Power GP2 (SHGP GP2) | -63922 | Operating | 861 | Combined Cycle | 2003 | Blanchard Holdings Company LLC | ERCOT | TRE | TRE | Galveston | TX | Gas | 570 | 11641 | 12058 | 11503 | 66.986 | 67.0204 | 73.1247
South Houston Green Power Power4 (SHGP Power4) | -55722 | Operating | 191.1 | Combined Cycle | 1986 | Blanchard Holdings Company LLC | ERCOT | TRE | TRE | Galveston | TX | Gas | 156 | 12154 | 14420 | 14447 | 37.7957 | 34.8789 | 17.9327
South Point Energy Center | -745040 | Operating | 708 | Combined Cycle | 2001 | Calpine Corporation |  | WECC | AZNMSN | Mohave | AZ | Gas | 482 | 8034 | 8145 | 7994 | 63.2772 | 32.6414 | 53.472
Bushy Park Solar Project | -780082 | Operating | 1 | Solar | 2016 | Syncarpha Capital LLC |  | SERC | VACAR | Berkeley | SC | Solar | 1 | NA | NA | NA | NA | NA | NA
Cameron Solar II | -172865 | Operating | 4.1 | Solar | 2017 | Pine Gate Renewables, LLC |  | SERC | VACAR | Calhoun | SC | Solar | 4.1 | NA | NA | NA | 22.0904 | 24.4515 | 23.981
Cameron Solar Project | -173762 | Operating | 20 | Solar | 2017 | EDP Renewables North America LLC |  | SERC | VACAR | Calhoun | SC | Solar | 20 | NA | NA | NA | 24.7511 | 25.5223 | 24.7568
Cameron Solar Project | -173761 | Operating | 20 | Solar | 2017 | EDP Renewables North America LLC |  | SERC | VACAR | Calhoun | SC | Solar | 20 | NA | NA | NA | 24.7511 | 25.5223 | 24.7568
Cardinal Solar Farm | -316860 | Operating | 7 | Solar | 2020 | National Renewable Energy Corporation |  | SERC | VACAR | Marion | SC | Solar | 7 | NA | NA | NA | 26.6275 | 27.1331 | 26.135
Catawba | -157758 | Operating | 2410.2 | Nuclear | 1985 | North Carolina Municipal Power Agency Number 1 |  | SERC | VACAR | York | SC | Nuclear | 2378.5 | NA | NA | NA | 91.9842 | 91.0116 | 89.2015
Catawba | -157757 | Operating | 2410.2 | Nuclear | 1985 | Piedmont Municipal Power Agency |  | SERC | VACAR | York | SC | Nuclear | 2378.5 | NA | NA | NA | 91.9842 | 91.0116 | 89.2015
Catawba | -25870 | Operating | 2410.2 | Nuclear | 1985 | North Carolina Electric Membership Corporation |  | SERC | VACAR | York | SC | Nuclear | 2378.5 | NA | NA | NA | 91.9842 | 91.0116 | 89.2015
Catawba | -25869 | Operating | 2410.2 | Nuclear | 1985 | Duke Energy Carolinas, LLC |  | SERC | VACAR | York | SC | Nuclear | 2378.5 | NA | NA | NA | 91.9842 | 91.0116 | 89.2015
Cedar Creek | -2326 | Operating | 45 | Hydraulic Turbine | 1926 | Duke Energy Carolinas, LLC |  | SERC | VACAR | Lancaster | SC | Water | 45 | NA | NA | NA | 35.1895 | 33.8196 | 33.7788
Centerfield Cooper Solar Farm | -310986 | Operating | 75 | Solar | 2020 | Pine Gate Renewables, LLC |  | SERC | VACAR | Chesterfield | SC | Solar | 75 | NA | NA | NA | 21.7026 | 23.5096 | 23.265
South Point Energy Center | -745039 | Operating | 708 | Combined Cycle | 2001 | Calpine Corporation |  | WECC | AZNMSN | Mohave | AZ | Gas | 482 | 8034 | 8145 | 7994 | 63.2772 | 32.6414 | 53.472
Champion Solar Project | -172803 | Operating | 10.8 | Solar | 2017 | Pine Gate Renewables, LLC |  | SERC | VACAR | Lexington | SC | Solar | 10.8 | NA | NA | NA | 22.441 | 24.8034 | 24.0064
South Sioux City Gas Project | -253032 | Operating | 5 | Gas Turbine | 2020 | City of South Sioux City, Nebraska | SPP | MRO | MRO-US | Dakota | NE | Gas | 5 | NA | NA | NA | NA | NA | NA
Cherokee Falls | -241815 | Operating | 4.3 | Hydraulic Turbine | 1985 | Aquenergy Systems, Inc. |  | SERC | VACAR | Cherokee | SC | Water | 4.3 | NA | NA | NA | 3.8547 | 6.1564 | 8.2139
Cherry Blossom Solar Plant | -249372 | Operating | 10 | Solar | 2019 | National Renewable Energy Corporation |  | SERC | VACAR | Williamsburg | SC | Solar | 10 | NA | NA | NA | 23.8402 | 23.5091 | 23.4258
City of Seneca | -167122 | Operating | 10 | Internal Combustion | 2004 | Seneca City of SC |  | SERC | VACAR | Oconee | SC | Oil | 9 | 9121 | 9191 | 9508 | 1.2747 | 1.6692 | 2.0117
City West Diesel Plant | -170069 | Operating | 7.2 | Internal Combustion | 2011 | Lockhart Power Company |  | SERC | VACAR | Union | SC | Oil | 7.2 | 9803 | 9519 | 13240 | 0.10464 | 0.12208 | 0.039637
South Terminal Gas Plant | -348668 | Operating | 20 | Gas Turbine | 2021 | Enbridge Inc. | Alberta | WECC | WECCCN |  |  | Gas | 20 | NA | NA | NA | NA | NA | NA
Clifton Dam 3 Power Station | -176938 | Operating | 1.2 | Hydraulic Turbine | 1985 | Northwoods Energy LLC |  | SERC | VACAR | Spartanburg | SC | Water | 1.2 | NA | NA | NA | 34.1514 | 37.6046 | 46.6514
Southampton | -10503 | Operating | 11.5 | Gas Turbine | 1963 | National Grid Generation LLC | New York | NPCC | NY | Suffolk | NY | Oil | 10.4 | NA | 41143 | 29534 | -0.0010976 | 0.23709 | 0.57956
Colleton Solar Farm (Liberty Solar) | -170771 | Operating | 2.5 | Solar | 2013 | TIG Sun Energy I, LLC |  | SERC | VACAR | Colleton | SC | Solar | 2.5 | NA | NA | NA | 12.4886 | 15.8265 | 17.1279
Columbia | -8521 | Out of Service | 10.6 | Hydraulic Turbine | 1927 | Columbia, South Carolina |  | SERC | VACAR | Richland | SC | Water | NA | NA | NA | NA | NA | NA | NA
Southaven Energy Center | -61769 | Operating | 903.9 | Combined Cycle | 2003 | Tennessee Valley Authority |  | SERC | CENTRL | Desoto | MS | Gas | 891 | 6936 | 6927 | 6922 | 57.6485 | 59.8659 | 58.7981
Cope | -150933 | Operating | 417.3 | Steam Turbine | 1996 | Dominion Energy South Carolina, Inc. |  | SERC | VACAR | Orangeburg | SC | Gas | 415 | 10270 | 10243 | 10090 | 37.8492 | 47.3834 | 43.8685
Cross | -510458 | Operating | 2390.1 | Steam Turbine | 1984 | South Carolina Public Service Authority |  | SERC | VACAR | Berkeley | SC | Coal | 2380 | 10241 | 9847 | 10202 | 40.5262 | 36.5783 | 35.2859
Crown Solar Center | -232274 | Operating | 3 | Solar | 2020 | Crown Solar Center LLC |  | SERC | VACAR | Lancaster | SC | Solar | 3 | NA | NA | NA | 23.7785 | 25.4262 | 24.8326
Southcentral Power Project | -249534 | Operating | 203.9 | Combined Cycle | 2013 | Anchorage Municipal Light & Power, Inc. |  | ASCC | ALASKA | Anchorage | AK | Gas | 203.4 | 8629 | 7646 | 7750 | 50.8084 | 64.6115 | 58.4635
Dearborn | -2859 | Operating | 45 | Hydraulic Turbine | 1923 | Duke Energy Carolinas, LLC |  | SERC | VACAR | Chester | SC | Water | 42 | NA | NA | NA | 23.6076 | 29.7236 | 29.0707
Denmark Solar | -361828 | Operating | 6 | Solar | 2020 | Dominion Energy, Inc. |  | SERC | VACAR | Bamberg | SC | Solar | 6 | NA | NA | NA | 24.844 | 24.1762 | 25.5594
Diamond Solar Farm | -191955 | Operating | 8.2 | Solar | 2019 | C2 Energy Capital LLC |  | SERC | VACAR | Lexington | SC | Solar | 8.2 | NA | NA | NA | 13.9033 | 16.1906 | 20.6482
Dog Creek Solar Farm (Darlington) | -172562 | Operating | 10 | Solar | 2016 | Pine Gate Renewables, LLC |  | SERC | VACAR | Darlington | SC | Solar | 10 | NA | NA | NA | 22.1998 | 21.2751 | 21.4521
Dorchester Biomass Plant (Pinelands) | -347887 | Operating | 22.5 | Steam Turbine | 2013 | Atlantic Power Corporation |  | SERC | VACAR | Dorchester | SC | Biomass | 20 | 17480 | 17957 | 16919 | 86.9292 | 82.0108 | 81.4298
Eastover Battery Energy Storage System | -765289 | Operating | 18 | Battery | 2023 | Pine Gate Renewables, LLC |  | SERC | VACAR | Richland | SC | Energy Storage | 18 | NA | NA | NA | NA | NA | NA
Eastover Facility | -3091 | Operating | 109.6 | Steam Turbine | 1984 | International Paper Company |  | SERC | VACAR | Richland | SC | Gas | 103 | 36395 | 37487 | 29938 | 58.4845 | 59.8281 | 59.5692
Eastover Solar Project | -647648 | Operating | 73.6 | Solar | 2023 | Pine Gate Renewables, LLC |  | SERC | VACAR | Richland | SC | Solar | 73.6 | NA | NA | NA | 12.1183 | NA | NA
Edison Solar Farm | -191956 | Operating | 4.8 | Solar | 2019 | C2 Energy Capital LLC |  | SERC | VACAR | Barnwell | SC | Solar | 4.8 | NA | NA | NA | 20.4005 | 18.7738 | 23.1188
Enoree Landfill | -167612 | Operating | 3.2 | Internal Combustion | 2008 | Greenville Gas Producers, LLC |  | SERC | VACAR | Greenville | SC | Biomass | 1.5 | 27651 | 13463 | 13006 | 1.0807 | 29.1819 | 44.0791
Estill II Solar Project | -405227 | Operating | 10.2 | Solar | 2017 | Cypress Creek Renewables, LLC |  | SERC | VACAR | Hampton | SC | Solar | 10.2 | NA | NA | NA | 20.2984 | 21.4063 | 21.1064
Estill Solar I Project | -173744 | Operating | 20 | Solar | 2017 | EDP Renewables North America LLC |  | SERC | VACAR | Hampton | SC | Solar | 20 | NA | NA | NA | 19.7158 | 22.1033 | 22.4783
Estill Solar I Project | -173743 | Operating | 20 | Solar | 2017 | EDP Renewables North America LLC |  | SERC | VACAR | Hampton | SC | Solar | 20 | NA | NA | NA | 19.7158 | 22.1033 | 22.4783
Estill Solar Project | -405226 | Operating | 12 | Solar | 2018 | Cypress Creek Renewables, LLC |  | SERC | VACAR | Hampton | SC | Solar | 12 | NA | NA | NA | NA | NA | NA
Fairfield PS | -150940 | Operating | 587.2 | Pumped Storage | 1978 | Dominion Energy South Carolina, Inc. |  | SERC | VACAR | Fairfield | SC | Water | 576 | NA | NA | NA | 8.1873 | 8.5959 | 7.319
Fishing Creek | -3301 | Operating | 42.3 | Hydraulic Turbine | 1916 | Duke Energy Carolinas, LLC |  | SERC | VACAR | Chester | SC | Water | 51 | NA | NA | NA | 32.0808 | 31.4529 | 34.4422
Flatwoods Bryant Solar Facility | -638429 | Operating | 2 | Solar | 2023 | JSD Management LLC |  | SERC | VACAR | Spartanburg | SC | Solar | 2 | NA | NA | NA | 13.282 | NA | NA
Florence Mill (Cogen) | -145271 | Operating | 103.8 | Steam Turbine | 1963 | WestRock CP, LLC |  | SERC | VACAR | Florence | SC | Biomass | 98.8 | 37393 | 34993 | 37612 | 45.5061 | 47.9437 | 42.8439
Gaines Solar | -464730 | Operating | 2 | Solar | 2020 | Renewable Properties, LLC |  | SERC | VACAR | Lee | SC | Solar | 2 | NA | NA | NA | 23.0308 | 25.2055 | 26.5639
Gary Solar Project | -798538 | Operating | 2 | Solar | 2018 | Project Hyperion, LLC |  | SERC | VACAR | Lee | SC | Solar | 2 | NA | NA | NA | NA | NA | NA
Gaston Shoals | -200513 | Operating | 6.7 | Hydraulic Turbine | 1908 | Alliance Fund II, LP |  | SERC | VACAR | Cherokee | SC | Water | 7.5 | NA | NA | NA | 29.3775 | 30.5495 | 40.5038
Gaston Shoals | -200512 | Operating | 6.7 | Hydraulic Turbine | 1908 | Northbrook Energy LLC |  | SERC | VACAR | Cherokee | SC | Water | 7.5 | NA | NA | NA | 29.3775 | 30.5495 | 40.5038
Gaston Shoals | -200511 | Operating | 6.7 | Hydraulic Turbine | 1908 | NEO Corporation |  | SERC | VACAR | Cherokee | SC | Water | 7.5 | NA | NA | NA | 29.3775 | 30.5495 | 40.5038
Gaston Solar I Project | -405283 | Operating | 10.2 | Solar | 2018 | Cypress Creek Renewables, LLC |  | SERC | VACAR | Lexington | SC | Solar | 10.2 | NA | NA | NA | 22.4785 | 21.7466 | 18.8569
Gaston Solar II Project | -405316 | Operating | 7.5 | Solar | 2018 | Cypress Creek Renewables, LLC |  | SERC | VACAR | Lexington | SC | Solar | 7.5 | NA | NA | NA | 14.8904 | 18.516 | 18.3333
GenEarth Berkeley Project | -169450 | Operating | 1.6 | Internal Combustion | 2013 | BioEnergy Technologies, LLC |  | SERC | VACAR | Berkeley | SC | Biomass | 1.6 | NA | NA | NA | NA | NA | NA
Georgetown County Landfill | -510516 | Out of Service | 1.1 | Internal Combustion | 2010 | South Carolina Public Service Authority |  | SERC | VACAR | Georgetown | SC | Biomass | NA | NA | NA | NA | 0 | -0.67352 | 0
Georgetown Mill | -3543 | Operating | 95.6 | Steam Turbine | 1966 | International Paper Company |  | SERC | VACAR | Georgetown | SC | Biomass | 91.4 | 38326 | 39155 | 41639 | 58.5279 | 59.0571 | 58.9358
Gold Mine Solar Project | -378090 | Operating | 1.5 | Solar | 2020 | Gold Mine Solar, LLC |  | SERC | VACAR | Greenwood | SC | Solar | 1.5 | NA | NA | NA | 23.7976 | 24.8858 | 22.8387
Goldenrod Solar | -798542 | Operating | 2 | Solar | 2019 | Project Hyperion, LLC |  | SERC | VACAR | Florence | SC | Solar | 2 | NA | NA | NA | NA | NA | NA
Great Falls (SC) | -164795 | Operating | 12 | Hydraulic Turbine | 1907 | Duke Energy Carolinas, LLC |  | SERC | VACAR | Chester | SC | Water | 12 | NA | NA | NA | -0.049467 | 0 | 0
Gunsight Solar Project | -611284 | Operating | 75 | Solar | 2022 | Birch Creek Development, LLC |  | SERC | VACAR | Lexington | SC | Solar | 75 | NA | NA | NA | 23.9184 | NA | NA
H.B. Robinson | -41877 | Operating | 768.6 | Nuclear | 1971 | Duke Energy Progress, LLC |  | SERC | VACAR | Darlington | SC | Nuclear | 792.9 | NA | NA | NA | 96.3801 | 81.9203 | 92.5231
Southcentral Power Project | -167808 | Operating | 203.9 | Combined Cycle | 2013 | Chugach Electric Association, Inc. |  | ASCC | ALASKA | Anchorage | AK | Gas | 203.4 | 8629 | 7646 | 7750 | 50.8084 | 64.6115 | 58.4635
Haley (Allendale) Solar Farm | -172722 | Operating | 8.2 | Solar | 2017 | Pine Gate Renewables, LLC |  | SERC | VACAR | Allendale | SC | Solar | 8.2 | NA | NA | NA | 12.7951 | 22.6988 | 23.9225
Hampton Solar 1 | -172622 | Operating | 6.8 | Solar | 2017 | Pine Gate Renewables, LLC |  | SERC | VACAR | Hampton | SC | Solar | 6.8 | NA | NA | NA | 21.1103 | 23.239 | 21.6677
Hampton Solar 2 | -172626 | Operating | 20 | Solar | 2017 | EDP Renewables North America LLC |  | SERC | VACAR | Hampton | SC | Solar | 20 | NA | NA | NA | 22.7894 | 23.7797 | 23.9561
Hampton Solar 2 | -172625 | Operating | 20 | Solar | 2017 | EDP Renewables North America LLC |  | SERC | VACAR | Hampton | SC | Solar | 20 | NA | NA | NA | 22.7894 | 23.7797 | 23.9561
Hecate Energy West Newberry Solar Project | -364884 | Operating | 3.3 | Solar | 2021 | Repsol, S.A. |  | SERC | VACAR | Newberry | SC | Solar | 3.5 | NA | NA | NA | 20.9883 | 19.0052 | 6.8004
Hecate Energy West Newberry Solar Project | -364883 | Operating | 3.3 | Solar | 2021 | Hecate Energy LLC |  | SERC | VACAR | Newberry | SC | Solar | 3.5 | NA | NA | NA | 20.9883 | 19.0052 | 6.8004
Hickson Solar | -611340 | Operating | 2.8 | Solar | 2022 | Soltage, LLC |  | SERC | VACAR | Marlboro | SC | Solar | 2 | NA | NA | NA | 26.9977 | 0.10845 | NA
Southeast Kern River Cogeneration | -6833 | Operating | 30.8 | Gas Turbine | 1989 | Texaco Inc. | CAISO | WECC | CAMX | Kern | CA | Gas | 21.7 | 11570 | 12457 | 12240 | 36.9075 | 35.3053 | 50.0353
Hollidays Bridge | -192972 | Operating | 4 | Hydraulic Turbine | 1996 | STS Hydropower, LLC |  | SERC | VACAR | Greenville | SC | Water | 4.8 | NA | NA | NA | 22.1818 | 25.245 | 29.6899
Honea Path | -510507 | Operating | 2.9 | Internal Combustion | 2003 | South Carolina Public Service Authority |  | SERC | VACAR | Abbeville | SC | Oil | 2.4 | 10209 | 10455 | 10052 | 0.31868 | 0.31393 | 0.36625
Horry County | -510465 | Operating | 3.1 | Internal Combustion | 2001 | South Carolina Public Service Authority |  | SERC | VACAR | Horry | SC | Biomass | 3.3 | 10948 | 11473 | 13048 | 29.1995 | 19.9011 | 7.766
Huntley Solar PV Project | -236705 | Operating | 75 | Solar | 2020 | Public Sector Pension Investment Board |  | SERC | VACAR | Orangeburg | SC | Solar | 75 | NA | NA | NA | 23.3482 | 24.9756 | 24.8947
Huntley Solar PV Project | -236704 | Operating | 75 | Solar | 2020 | Ontario Teachers' Pension Plan Board |  | SERC | VACAR | Orangeburg | SC | Solar | 75 | NA | NA | NA | 23.3482 | 24.9756 | 24.8947
J. Strom Thurmond | -510891 | Operating | 361.9 | Hydraulic Turbine | 1953 | USCE - Savannah District |  | SERC | VACAR | McCormick | SC | Water | 336 | NA | NA | NA | 21.4869 | 21.282 | 25.008
Jamison Solar Farm | -510529 | Operating | 1.1 | Solar | 2019 | South Carolina Public Service Authority |  | SERC | VACAR | Orangeburg | SC | Solar | 1.2 | NA | NA | NA | 17.7226 | 20.0152 | 19.863
Southold | -10504 | Operating | 14 | Gas Turbine | 1964 | National Grid Generation LLC | New York | NPCC | NY | Suffolk | NY | Oil | 10 | 22475 | 22936 | 22624 | 0.7911 | 0.95205 | 1.5879
Jefferies Hydro | -510470 | Operating | 145.2 | Hydraulic Turbine | 1942 | South Carolina Public Service Authority |  | SERC | VACAR | Berkeley | SC | Water | 140 | NA | NA | NA | 20.1896 | 19.6037 | 19.6773
Jefferson Solar Project (Hartsville) | -796538 | Operating | 8.2 | Solar | 2022 | Southern Current LLC |  | SERC | VACAR | Darlington | SC | Solar | 8.2 | NA | NA | NA | 23.612 | 0.91603 | NA
Jessamine Solar Project | -798541 | Operating | 1.9 | Solar | 2019 | Project Hyperion, LLC |  | SERC | VACAR | Marion | SC | Solar | 1.9 | NA | NA | NA | NA | NA | NA
Jocassee | -4262 | Operating | 774 | Pumped Storage | 1973 | Duke Energy Carolinas, LLC |  | SERC | VACAR | Pickens | SC | Water | 780 | NA | NA | NA | 17.3877 | 19.0509 | 17.6498
Southport | -6841 | Operating | 52.5 | Gas Turbine | 1992 | Archer-Daniels-Midland Company |  | SERC | VACAR | Brunswick | NC | Gas | 52.5 | NA | 15584 | NA | 0 | 0.27462 | 0
Keowee | -4382 | Operating | 157.6 | Hydraulic Turbine | 1971 | Duke Energy Carolinas, LLC |  | SERC | VACAR | Pickens | SC | Water | 152 | NA | NA | NA | 3.6269 | 4.2458 | 5.9913
Landrace Holdings Solar | -746613 | Operating | 55 | Solar | 2023 | Landrace Holdings, LLC |  | SERC | VACAR | Horry | SC | Solar | 55 | NA | NA | NA | 2.4516 | NA | NA
Southwark | -396437 | Operating | 74.4 | Gas Turbine | 1967 | Constellation Energy Corporation | PJM | RFC | R-PJM | Philadelphia | PA | Oil | 74 | 22247 | 14550 | NA | 0.011261 | 0.41334 | NA
Lee County Landfill IC | -510491 | Operating | 5.7 | Internal Combustion | 2005 | South Carolina Public Service Authority |  | SERC | VACAR | Lee | SC | Biomass | 5.4 | 13482 | 15614 | 21990 | 47.8776 | 28.0632 | 42.1761
Lily Solar Plant | -795417 | Operating | 70 | Solar | 2020 | X-ELIO Energy, S.L. |  | SERC | VACAR | Allendale | SC | Solar | 70 | NA | NA | NA | 25.8399 | NA | NA
Limelight Solar I Project | -547004 | Operating | 2 | Solar | 2022 | Limelight Solar I, LLC |  | SERC | VACAR | Spartanburg | SC | Solar | 2 | NA | NA | NA | 20.7591 | 21.9806 | NA
Limelight Solar II Project | -384626 | Operating | 2 | Solar | 2019 | DEPCOM Power, Inc. |  | SERC | VACAR | Spartanburg | SC | Solar | 2 | NA | NA | NA | 16.1416 | 17.2432 | 18.0137
Limelight Solar III | -673548 | Operating | 3.6 | Solar | 2020 | Limelight Solar III, LLC |  | SERC | VACAR | Spartanburg | SC | Solar | 3.6 | NA | NA | NA | 17.6592 | 23.9377 | NA
Lockhart | -165058 | Operating | 18.5 | Hydraulic Turbine | 1921 | Lockhart Power Company |  | SERC | VACAR | Union | SC | Water | 18.5 | NA | NA | NA | 38.081 | 37.1652 | 51.3186
Lone Star Battery Storage Project | -793468 | Operating | 66 | Battery | 2024 | Southern Current LLC |  | SERC | VACAR | Calhoun | SC | Energy Storage | 66 | NA | NA | NA | NA | NA | NA
Lone Star Solar | -793389 | Operating | 66 | Solar | 2024 | Southern Current LLC |  | SERC | VACAR | Calhoun | SC | Solar | 66 | NA | NA | NA | NA | NA | NA
Luz Solar Project | -796541 | Operating | NA | Solar | 2026 | Southern Current LLC |  | SERC | VACAR | Darlington | SC | Solar | 2 | NA | NA | NA | NA | NA | NA
Magdaline Solar Project | -748813 | Operating | 2 | Solar | 2023 | Soltage, LLC |  | SERC | VACAR | Lee | SC | Solar | 2 | NA | NA | NA | 6.5011 | NA | NA
Marine Corps Recruit Depot Parris Island Solar Plant | -174029 | Operating | 6 | Solar | 2018 | Ameresco, Inc. |  | SERC | VACAR | Beaufort | SC | Solar | 6 | NA | NA | NA | 19.6518 | 17.8843 | 17.8748
Marlboro Mill Biomass | -389369 | Operating | 51.4 | Steam Turbine | 2010 | Domtar Paper Company, LLC |  | SERC | VACAR | Marlboro | SC | Biomass | 38 | NA | NA | NA | 0 | 0 | 0
Marshall Solar Project (Hartsville) | -796543 | Operating | 2 | Solar | 2022 | Southern Current LLC |  | SERC | VACAR | Darlington | SC | Solar | 2 | NA | NA | NA | 25.0057 | 6.4555 | NA
May | -220303 | Operating | 19 | Steam Turbine | 1952 | INVISTA S.à r.l. |  | SERC | VACAR | Kershaw | SC | Gas | 18 | NA | NA | NA | 0 | 0 | 0
McMeekin | -151025 | Operating | 293.6 | Steam Turbine | 1958 | Dominion Energy South Carolina, Inc. |  | SERC | VACAR | Lexington | SC | Gas | 250 | 10359 | 10343 | 10347 | 33.2909 | 34.5201 | 42.0245
MCRD Parris Island Battery Storage Project | -583225 | Operating | 4 | Battery | 2018 | Ameresco, Inc. |  | SERC | VACAR | Beaufort | SC | Energy Storage | 4 | NA | NM | NM | 1.7437 | 1.347 | 4.4064
Southwestern Peaking | -166211 | Operating | 173 | Gas Turbine | 2008 | Public Service Company of Oklahoma | SPP | MRO | MRO-US | Caddo | OK | Gas | 170 | 12515 | 12428 | 10472 | 13.1678 | 10.9842 | 9.1886
MCRD Parris Island IC Plant | -177035 | Operating | 4 | Internal Combustion | 2019 | Ameresco, Inc. |  | SERC | VACAR | Beaufort | SC | Oil | 4 | 7638 | 7382 | 7600 | 0.19692 | 0.31393 | 0.19977
Midlands Solar Project | -320412 | Operating | 72.1 | Solar | 2020 | Public Sector Pension Investment Board |  | SERC | VACAR | Calhoun | SC | Solar | 72.1 | NA | NA | NA | 22.1665 | 20.0927 | 24.472
Midlands Solar Project | -320411 | Operating | 72.1 | Solar | 2020 | Ontario Teachers' Pension Plan Board |  | SERC | VACAR | Calhoun | SC | Solar | 72.1 | NA | NA | NA | 22.1665 | 20.0927 | 24.472
Midway Green Solar Project | -789134 | Operating | 12.6 | Solar | 2020 | Pacolet Milliken, LLC |  | SERC | VACAR | Union | SC | Solar | 12.6 | NA | NA | NA | 19.083 | 19.7108 | 19.8893
SOWEGA | -16445 | Operating | 99.6 | Gas Turbine | 1999 | Georgia Energy Cooperative, Inc. |  | SERC | SOU | Mitchell | GA | Gas | 97 | 10089 | 9863 | 9832 | 9.0876 | 7.6078 | 7.4415
Mohea Solar Project | -316891 | Operating | 5 | Solar | 2020 | Pine Gate Renewables, LLC |  | SERC | VACAR | Cherokee | SC | Solar | 5 | NA | NA | NA | 19.5228 | 17.2854 | 18.2055
MTU America Solar Facility | -173470 | Operating | 1 | Solar | 2017 | Rolls-Royce Solutions America Inc. |  | SERC | VACAR | Aiken | SC | Solar | 1 | NA | NA | NA | NA | NA | NA
Spencer, IA | -6874 | Operating | 23.8 | Gas Turbine | 1970 | Spencer City of IA | SPP | MRO | MRO-US | Clay | IA | Oil | 20 | 18225 | 18197 | NA | 0.67066 | 0.45776 | 0
Neal Shoals | -151029 | Operating | 4.4 | Hydraulic Turbine | 1905 | Dominion Energy South Carolina, Inc. |  | SERC | VACAR | Union | SC | Water | 4.4 | NA | NA | NA | 14.9206 | 29.7374 | 45.8281
North Road Peaker | -5488 | Operating | 14 | Internal Combustion | 1987 | City of Orangeburg |  | SERC | VACAR | Orangeburg | SC | Oil | 14 | NA | 9437 | 9947 | -0.22179 | 1.0347 | 0.10845
Oconee | -5578 | Operating | 2666.7 | Nuclear | 1973 | Duke Energy Carolinas, LLC |  | SERC | VACAR | Oconee | SC | Nuclear | 2618 | NA | NA | NA | 97.0046 | 92.114 | 96.829
Odyssey Solar Project | -172802 | Operating | 8.2 | Solar | 2017 | Pine Gate Renewables, LLC |  | SERC | VACAR | Lexington | SC | Solar | 8.2 | NA | NA | NA | 24.2956 | 25.2394 | 22.7002
Ogburn Solar Project | -611341 | Operating | 2 | Solar | 2022 | Soltage, LLC |  | SERC | VACAR | Chesterfield | SC | Solar | 2 | NA | NA | NA | 26.5753 | 0.40525 | NA
Omtanke Solar Project | -250576 | Operating | 6 | Solar | 2020 | NextEra Energy Resources, LLC |  | SERC | VACAR | Berkeley | SC | Solar | 6 | NA | NA | NA | 19.7165 | 19.8421 | 20.5898
Orangeburg County Solar (Eagle Solar) | -760276 | Operating | 75 | Solar | 2024 | Savion, LLC |  | SERC | VACAR | Orangeburg | SC | Solar | 75 | NA | NA | NA | NA | NA | NA
Otarre Solar Park | -173731 | Operating | 1.6 | Solar | 2017 | TIG Sun Energy |  | SERC | VACAR | Lexington | SC | Solar | 1.6 | NA | NA | NA | 19.6204 | 20.5123 | 20.234
Otis Elevator Solar Project | -163968 | Operating | 1 | Solar | 2018 | Otis Worldwide Corporation |  | SERC | VACAR | Florence | SC | Solar | 1 | NA | NA | NA | 18.653 | 19.6119 | 18.847
Pacolet Diesel Generation Facility | -167396 | Operating | 5.4 | Internal Combustion | 2006 | Lockhart Power Company |  | SERC | VACAR | Spartanburg | SC | Oil | 5.4 | NA | NA | NA | -0.19026 | -0.1205 | -0.21774
Palmetto Plains Solar Project | -206400 | Operating | 75 | Solar | 2019 | Public Sector Pension Investment Board |  | SERC | VACAR | Orangeburg | SC | Solar | 75 | NA | NA | NA | 19.6377 | 21.1234 | 24.3834
Palmetto Plains Solar Project | -206399 | Operating | 75 | Solar | 2019 | Ontario Teachers' Pension Plan Board |  | SERC | VACAR | Orangeburg | SC | Solar | 75 | NA | NA | NA | 19.6377 | 21.1234 | 24.3834
Parr Hydro | -151040 | Operating | 15 | Hydraulic Turbine | 1914 | Dominion Energy South Carolina, Inc. |  | SERC | VACAR | Fairfield | SC | Water | 15 | NA | NA | NA | 35.7245 | 33.2002 | 34.0769
Pelzer Lower | -382439 | Operating | 3.3 | Hydraulic Turbine | 1989 | Central Rivers Power, LLC |  | SERC | VACAR | Anderson | SC | Water | 3.1 | NA | NA | NA | 16.9613 | 22.4739 | 24.6354
Pelzer Solar I | -798544 | Operating | 1 | Solar | 2019 | Project Hyperion, LLC |  | SERC | VACAR | Anderson | SC | Solar | 1 | NA | NA | NA | NA | NA | NA
Pelzer Upper | -382440 | Operating | 2 | Hydraulic Turbine | 1989 | Central Rivers Power, LLC |  | SERC | VACAR | Anderson | SC | Water | 1.9 | NA | NA | NA | 27.6736 | 27.0368 | 24.0988
Peony Solar Plant | -172358 | Operating | 39 | Solar | 2018 | Pine Gate Renewables, LLC |  | SERC | VACAR | Orangeburg | SC | Solar | 39 | NA | NA | NA | 19.7354 | 22.7807 | 23.607
Piedmont Hydro Power Project | -382441 | Operating | 1 | Hydraulic Turbine | 1989 | Central Rivers Power, LLC |  | SERC | VACAR | Greenville | SC | Water | 1 | NA | NA | NA | 50.4909 | 5.8562 | 34.9886
Pinson Solar Farm Project | -498614 | Operating | 20 | Solar | 2022 | Johnson Development Associates, Inc. |  | SERC | VACAR | Spartanburg | SC | Solar | 20 | NA | NA | NA | 22.3425 | 9.6416 | NA
Spindle Hill Energy Center | -678946 | Operating | 420 | Gas Turbine | 2007 | Global Energy & Power Infrastructure Fund III, L.P. |  | WECC | RMPA | Weld | CO | Gas | 310 | 11308 | 11631 | 11570 | 9.3058 | 11.8763 | 8.763
Rankin Solar Center | -220339 | Operating | 10 | Solar | 2019 | Coronal Energy |  | SERC | VACAR | Florence | SC | Solar | 10 | NA | NA | NA | 21.8139 | 22.9486 | 23.3037
Redwing Solar Project | -798535 | Operating | 2 | Solar | 2019 | Project Hyperion, LLC |  | SERC | VACAR | Darlington | SC | Solar | 2 | NA | NA | NA | NA | NA | NA
Richardson Solar Farm | -200423 | Operating | 3.6 | Solar | 2019 | C2 Energy Capital LLC |  | SERC | VACAR | Barnwell | SC | Solar | 3.6 | NA | NA | NA | 15.4458 | 23.6618 | 24.0202
Spindle Hill Energy Center | -142750 | Operating | 420 | Gas Turbine | 2007 | AMPCI North America Thermal Power Acquisition LLC |  | WECC | RMPA | Weld | CO | Gas | 310 | 11308 | 11631 | 11570 | 9.3058 | 11.8763 | 8.763
Richland County Landfill - IC | -510520 | Operating | 3.2 | Internal Combustion | 2010 | South Carolina Public Service Authority |  | SERC | VACAR | Richland | SC | Biomass | 3 | 17660 | 13009 | 11606 | 23.9346 | 60.4604 | 65.2359
Ridgeland Solar Farm | -172999 | Operating | 10 | Solar | 2017 | Dominion Generation, Inc. |  | SERC | VACAR | Jasper | SC | Solar | 10 | NA | NA | NA | 21.2979 | 20.6461 | 20.2637
River Solar Project | -798545 | Operating | 2 | Solar | 2018 | Project Hyperion, LLC |  | SERC | VACAR | Lee | SC | Solar | 2 | NA | NA | NA | NA | NA | NA
Rocky River (SC) | -6349 | Operating | 2.6 | Hydraulic Turbine | 1941 | Abbeville City of SC |  | SERC | VACAR | Abbeville | SC | Water | 2.6 | NA | NA | NA | 24.5346 | 13.5318 | 0
Rocky River (SC) IC | -165496 | Operating | 1.3 | Internal Combustion | 1946 | Abbeville City of SC |  | SERC | VACAR | Abbeville | SC | Oil | 1 | NA | NA | NA | 0 | 0 | 0
Spindle Hill Energy Center | -142749 | Operating | 420 | Gas Turbine | 2007 | Invenergy Clean Power, LLC |  | WECC | RMPA | Weld | CO | Gas | 310 | 11308 | 11631 | 11570 | 9.3058 | 11.8763 | 8.763
Runway Solar Farm | -172253 | Operating | 5 | Solar | 2018 | Strata Clean Energy, LLC |  | SERC | VACAR | Horry | SC | Solar | 5 | NA | NA | NA | NA | NA | NA
Runway Solar Farm (SC) | -510534 | Operating | 2 | Solar | 2019 | South Carolina Public Service Authority |  | SERC | VACAR | Horry | SC | Solar | 2 | NA | NA | NA | 18.7842 | 20.9989 | 20.7591
Saint Matthews Solar Project | -172922 | Operating | 10.2 | Solar | 2017 | Pine Gate Renewables, LLC |  | SERC | VACAR | Calhoun | SC | Solar | 10.2 | NA | NA | NA | 21.5899 | 21.6358 | 21.9682
Saluda (Lake Murray) Hydro Plant | -150952 | Operating | 207.3 | Hydraulic Turbine | 1930 | Dominion Energy South Carolina, Inc. |  | SERC | VACAR | Lexington | SC | Water | 198.5 | NA | NA | NA | 6.2963 | 6.7124 | 7.7102
Saluda Hydro | -192996 | Operating | 2.4 | Hydraulic Turbine | 1996 | STS Hydropower, LLC |  | SERC | VACAR | Greenville | SC | Water | 2.4 | NA | NA | NA | 29.5472 | 31.7447 | 45.5479
Saluda Solar I Project | -405242 | Operating | 6.8 | Solar | 2016 | Cypress Creek Renewables, LLC |  | SERC | VACAR | Saluda | SC | Solar | 6.8 | NA | NA | NA | 20.3129 | 23.3196 | 22.2821
Saluda Solar II (Columbia Highway Solar Project) | -172629 | Operating | 3.4 | Solar | 2017 | Pine Gate Renewables, LLC |  | SERC | VACAR | Saluda | SC | Solar | 3.4 | NA | NA | NA | 21.2497 | 22.8109 | 23.2306
Sapphire Solar Project | -798549 | Operating | 2 | Solar | 2018 | Project Hyperion, LLC |  | SERC | VACAR | Florence | SC | Solar | 2 | NA | NA | NA | NA | NA | NA
SCE&G Curie CSG Solar Project | -405261 | Operating | 2 | Solar | 2019 | Cypress Creek Renewables, LLC |  | SERC | VACAR | Hampton | SC | Solar | 2 | NA | NA | NA | 19.8345 | 18.4932 | 19.7089
SCE&G Nimitz CSG Project | -173548 | Operating | 8 | Solar | 2018 | Clean Energy Collective, LLC |  | SERC | VACAR | Jasper | SC | Solar | 8 | NA | NA | NA | 20.9546 | 22.901 | 22.871
SCE&G Nimitz CSG Project | -173547 | Operating | 8 | Solar | 2018 | First Solar, Inc. |  | SERC | VACAR | Jasper | SC | Solar | 8 | NA | NA | NA | 20.9546 | 22.901 | 22.871
SCE&G Springfield CSG Project | -163814 | Operating | 6.1 | Solar | 2018 | Clean Energy Collective, LLC |  | SERC | VACAR | Orangeburg | SC | Solar | 6.1 | NA | NA | NA | 21.0757 | 21.4144 | 22.3726
SCE&G Springfield CSG Project | -163813 | Operating | 6.1 | Solar | 2018 | First Solar, Inc. |  | SERC | VACAR | Orangeburg | SC | Solar | 6.1 | NA | NA | NA | 21.0757 | 21.4144 | 22.3726
Seabrook Solar Facility | -215536 | Operating | 72.5 | Solar | 2019 | Dominion Solar Projects VII, Inc. |  | SERC | VACAR | Beaufort | SC | Solar | 72.5 | NA | NA | NA | 16.4117 | 21.1891 | 23.769
Sediver | -510499 | Operating | 2.9 | Internal Combustion | 2003 | South Carolina Public Service Authority |  | SERC | VACAR | York | SC | Oil | 2.4 | 10476 | 10500 | 10207 | 0.29966 | 0.24734 | 0.41381
Shorthorn Holdings Solar Project | -671674 | Operating | 8.9 | Solar | 2023 | Iron Daisy Solar 2023 Fund LLC |  | SERC | VACAR | Marlboro | SC | Solar | 8.9 | NA | NA | NA | 10.147 | NA | NA
Solvay Solar Energy (Jasper County Solar) (Moffett) | -173277 | Operating | 71.4 | Solar | 2017 | Dominion Generation, Inc. |  | SERC | VACAR | Jasper | SC | Solar | 71.4 | NA | NA | NA | 22.0705 | 22.0161 | 20.6162
Sonoco Products Co | -48098 | Operating | 40.5 | Steam Turbine | 1947 | Sonoco Products Company |  | SERC | VACAR | Darlington | SC | Biomass | 40.5 | NA | NM | 39475 | 16.2726 | 7.0432 | 27.4514
South Solar Project | -798539 | Operating | 2 | Solar | 2018 | Project Hyperion, LLC |  | SERC | VACAR | Florence | SC | Solar | 2 | NA | NA | NA | NA | NA | NA
Southern Current One Facility (Broader Road Solar) | -172621 | Operating | 10.2 | Solar | 2017 | Pine Gate Renewables, LLC |  | SERC | VACAR | Hampton | SC | Solar | 10.2 | NA | NA | NA | 18.5491 | 20.4763 | 21.0885
Spartanburg Water System | -761845 | Operating | 1 | Hydraulic Turbine | 1926 | Spartanburg (City Of) South Carolina Water Enterprise |  | SERC | VACAR | Spartanburg | SC | Water | 1 | NA | NA | NA | 20.5137 | 7.9566 | 23.7671
Spartanburg Water System IC | -761849 | Operating | 2 | Internal Combustion | 1998 | Spartanburg (City Of) South Carolina Water Enterprise |  | SERC | VACAR | Spartanburg | SC | Oil | 2 | 9758 | 9656 | 9492 | 0.54224 | 0.5137 | 0.21793
Spillway | -510479 | Operating | 2 | Hydraulic Turbine | 1950 | South Carolina Public Service Authority |  | SERC | VACAR | Berkeley | SC | Water | 2 | NA | NA | NA | 67.266 | 87.7511 | 75.5023
St. Stephen | -510480 | Operating | 84 | Hydraulic Turbine | 1985 | South Carolina Public Service Authority |  | SERC | VACAR | Berkeley | SC | Water | 84 | NA | NA | NA | 27.9713 | 22.2162 | 33.1408
Stamey Solar Project | -807914 | Operating | NA | Solar | 2023 | Southern Current LLC |  | SERC | VACAR | Darlington | SC | Solar | 2 | NA | NA | NA | NA | NA | NA
Spirit Mound | -6879 | Operating | 135 | Gas Turbine | 1978 | Basin Electric Power Cooperative | SPP | MRO | MRO-US | Clay | SD | Oil | 120 | 13521 | 14773 | 12816 | 0.84085 | 0.64707 | 1.0127
Sunflower Solar Plant | -753118 | Operating | 14 | Solar | 2024 | Iron Daisy Solar 2023 Fund LLC |  | SERC | VACAR | Williamsburg | SC | Solar | 14 | NA | NA | NA | NA | NA | NA
Swamp Fox Solar Project | -172801 | Operating | 10.8 | Solar | 2017 | Pine Gate Renewables, LLC |  | SERC | VACAR | Lexington | SC | Solar | 10.8 | NA | NA | NA | 24.2316 | 23.8405 | 24.926
Tedder Solar Farm | -408505 | Operating | 2 | Solar | 2021 | Soltage, LLC |  | SERC | VACAR | Darlington | SC | Solar | 2 | NA | NA | NA | 26.1016 | 19.3836 | 0.0057078
Thermal Kem | -510501 | Operating | 2.9 | Internal Combustion | 2003 | South Carolina Public Service Authority |  | SERC | VACAR | York | SC | Oil | 2.4 | 10755 | 10476 | 10350 | 0.25209 | 0.29966 | 0.38052
Thomas Solar Project | -761549 | Operating | 2 | Solar | 2024 | Southern Current LLC |  | SERC | VACAR | Lee | SC | Solar | 2 | NA | NA | NA | NA | NA | NA
Trask East Solar Project | -393100 | Operating | 12 | Solar | 2020 | Dominion Energy, Inc. |  | SERC | VACAR | Beaufort | SC | Solar | 12 | NA | NA | NA | 22.1899 | 24.9201 | 23.5712
TWE Bowman Solar Project | -242455 | Operating | 75 | Solar | 2020 | Pine Gate Renewables, LLC |  | SERC | VACAR | Orangeburg | SC | Solar | 73.1 | NA | NA | NA | 20.5034 | 22.5873 | 22.2408
Union County Landfill Energy Facility | -171251 | Operating | 3.2 | Internal Combustion | 2015 | Lockhart Power Company |  | SERC | VACAR | Union | SC | Biomass | 2.6 | 10909 | 10156 | 11831 | 92.8258 | 73.7531 | 69.6347
Upper Pacolet Project | -167576 | Operating | 1.1 | Hydraulic Turbine | 2013 | Lockhart Power Company |  | SERC | VACAR | Spartanburg | SC | Water | 1.1 | NA | NA | NA | 38.2005 | 50.2283 | 54.7738
Urquhart | -150956 | Operating | 100 | Steam Turbine | 1953 | Dominion Energy South Carolina, Inc. |  | SERC | VACAR | Aiken | SC | Gas | 96 | 8255 | 11783 | 11316 | 15.5106 | 5.0222 | 11.1067
Spokane Northeast | -6881 | Operating | 61.8 | Gas Turbine | 1978 | Avista Corporation |  | WECC | NWPP | Spokane | WA | Gas | 66 | 13101 | 12202 | 12464 | 0.018853 | 0.18317 | 0.28867
Spring Creek Power Plant | -138699 | Operating | 346 | Gas Turbine | 2001 | Westar Energy (KPL) | SPP | MRO | MRO-US | Logan | OK | Gas | 288.3 | 13661 | 13616 | 13733 | 7.3089 | 3.2801 | 2.2655
USDOE Savannah River Site (D Area) - Replace | -168032 | Operating | 20.8 | Steam Turbine | 2012 | U.S. Department of Energy |  | SERC | VACAR | Aiken | SC | Biomass | 16 | NA | 29593 | 28235 | 39.0397 | 60.2055 | 63.7222
V.C. Summer | -510481 | Operating | 1029.6 | Nuclear | 1984 | South Carolina Public Service Authority |  | SERC | VACAR | Fairfield | SC | Nuclear | 999.3 | NA | NA | NA | 85.8559 | 98.6612 | 75.2473
V.C. Summer | -150906 | Operating | 1029.6 | Nuclear | 1984 | Dominion Energy South Carolina, Inc. |  | SERC | VACAR | Fairfield | SC | Nuclear | 999.3 | NA | NA | NA | 85.8559 | 98.6612 | 75.2473
Valenite | -510505 | Operating | 2.9 | Internal Combustion | 2003 | South Carolina Public Service Authority |  | SERC | VACAR | Oconee | SC | Oil | 2.4 | 10400 | 9771 | 10390 | 0.14269 | 0.16648 | 0.19502
Vincent Solar Project | -798547 | Operating | 2 | Solar | 2019 | Project Hyperion, LLC |  | SERC | VACAR | Lee | SC | Solar | 2 | NA | NA | NA | NA | NA | NA
Springs Substation Generation Project | -95215 | Operating | 40 | Gas Turbine | 2002 | City of Riverside, California | CAISO | WECC | CAMX | Riverside | CA | Gas | 40 | NA | 14076 | 14136 | 3.1627 | 0.41467 | 0.16153
SRI International Cogeneration | -6901 | Operating | 6 | Gas Turbine | 1987 | Ipt Sri Cogeneration Inc | CAISO | WECC | CAMX | San Mateo | CA | Gas | 5.6 | 16864 | 16065 | 16463 | 55.5997 | 57.5098 | 56.566
St Clair CT | -6909 | Operating | 18.5 | Gas Turbine | 1968 | DTE Electric Company | MISO | RFC | R-MISO | Saint Clair | MI | Gas | 23 | 18599 | 14502 | 13897 | 0.22533 | 1.4369 | 1.3763
Ware Shoals Hydroelectric Project | -382451 | Operating | 6.2 | Hydraulic Turbine | 1939 | Central Rivers Power, LLC |  | SERC | VACAR | Laurens | SC | Water | 6 | NA | NA | NA | 0 | 4.5148 | 13.965
Washington Solar I Project | -796557 | Operating | 2 | Solar | 2023 | Southern Current LLC |  | SERC | VACAR | Marion | SC | Solar | 2 | NA | NA | NA | 14.5491 | NA | NA
Watauga Solar Project | -798534 | Operating | 2 | Solar | 2019 | Project Hyperion, LLC |  | SERC | VACAR | Darlington | SC | Solar | 2 | NA | NA | NA | NA | NA | NA
Wateree | -150996 | Operating | 771.8 | Steam Turbine | 1970 | Dominion Energy South Carolina, Inc. |  | SERC | VACAR | Richland | SC | Coal | 684 | 10611 | 10221 | 10428 | 29.1064 | 30.514 | 25.1784
Wateree Hydro | -7606 | Operating | 90.5 | Hydraulic Turbine | 1919 | Duke Energy Carolinas, LLC |  | SERC | VACAR | Kershaw | SC | Water | 74 | NA | NA | NA | 31.0484 | 25.308 | 30.673
Weaver Solar Project | -796558 | Operating | 2 | Solar | 2021 | Southern Current LLC |  | SERC | VACAR | Lee | SC | Solar | 2 | NA | NA | NA | 23.0308 | 18.5845 | NA
Webb Forging | -510497 | Operating | 5.8 | Internal Combustion | 2003 | South Carolina Public Service Authority |  | SERC | VACAR | Union | SC | Oil | 4.8 | 10337 | 10054 | 10232 | 0.19739 | 0.087995 | 0.22593
Wellford Landfill Energy Project | -169898 | Operating | 1.6 | Internal Combustion | 2011 | Lockhart Power Company |  | SERC | VACAR | Spartanburg | SC | Biomass | 1.6 | 10526 | 10143 | 10691 | 0.55651 | 1.6481 | 6.1144
White Horse Solar A Project (RPSC Solar 7) | -464752 | Operating | 2 | Solar | 2020 | Renewable Properties, LLC |  | SERC | VACAR | Greenville | SC | Solar | 2 | NA | NA | NA | 19.6176 | 19.4806 | 22.7169
Whitehall Solar Plant | -761525 | Operating | 2 | Solar | 2023 | SolRiver Capital, LLC |  | SERC | VACAR | Florence | SC | Solar | 2 | NA | NA | NA | NA | NA | NA
Whitetail Solar Farm | -408495 | Operating | 10 | Solar | 2021 | Red Brick Solar LLC |  | SERC | VACAR | Dillon | SC | Solar | 10 | NA | NA | NA | 26.6324 | 25.363 | NA
Whitney M. Slater Shared Solar Facility (Freedom Solar) | -173440 | Operating | 5 | Solar | 2018 | Pine Gate Renewables, LLC |  | SERC | VACAR | Dillon | SC | Solar | 5 | NA | NA | NA | 17.8904 | 22.3425 | 23.5114
Whitt Solar Project | -798548 | Operating | 2 | Solar | 2019 | Project Hyperion, LLC |  | SERC | VACAR | Anderson | SC | Solar | 2 | NA | NA | NA | NA | NA | NA
Williams | -150999 | Operating | 659.7 | Steam Turbine | 1973 | South Carolina Generating Company, Inc. |  | SERC | VACAR | Berkeley | SC | Coal | 610 | 10448 | 10424 | 9912 | 37.3168 | 32.5982 | 45.5334
Willis Solar Project | -798537 | Operating | 2 | Solar | 2018 | Project Hyperion, LLC |  | SERC | VACAR | Florence | SC | Solar | 2 | NA | NA | NA | NA | NA | NA
Winyah | -510485 | Operating | 1260 | Steam Turbine | 1975 | South Carolina Public Service Authority |  | SERC | VACAR | Georgetown | SC | Coal | 1150 | 11237 | 11170 | 10915 | 26.2723 | 23.1006 | 30.6161
Woodfields Solar Project | -426263 | Operating | 2 | Solar | 2022 | Cypress Creek Renewables, LLC |  | SERC | VACAR | Greenwood | SC | Solar | 2 | NA | NA | NA | 24.5148 | 22.0205 | NA
Wylie | -7871 | Operating | 60 | Hydraulic Turbine | 1925 | Duke Energy Carolinas, LLC |  | SERC | VACAR | York | SC | Water | 60 | NA | NA | NA | 24.531 | 23.25 | 25.7256
Yemassee Solar Project | -364885 | Operating | 10 | Solar | 2020 | Dominion Energy, Inc. |  | SERC | VACAR | Hampton | SC | Solar | 10 | NA | NA | NA | 24.4007 | 25.5411 | 24.9475
St Clair Energy Centre | -155682 | Operating | 577 | Combined Cycle | 2009 | AMPCI North America Thermal Power Acquisition LLC | Ontario | NPCC | ONT |  |  | Gas | 577 | NA | NA | NA | NA | NA | NA
St Clair Energy Centre | -155681 | Operating | 577 | Combined Cycle | 2009 | Invenergy Clean Power, LLC | Ontario | NPCC | ONT |  |  | Gas | 577 | NA | NA | NA | NA | NA | NA
St. Agnes Medical Center | -345974 | Operating | 7 | Gas Turbine | 2001 | Saint Agnes Medical Center | CAISO | WECC | CAMX | Fresno | CA | Gas | 5.4 | 15409 | 18457 | 15492 | 62.3393 | 49.611 | 62.0096
Aurora County Wind Farm | -521451 | Operating | 20 | Wind Turbine | 2018 | Consolidated Edison Development, Inc. | SPP | MRO | MRO-US | Aurora | SD | Wind | 20 | NA | NA | NA | 40.4366 | NA | NA
St. Bonifacius | -6907 | Operating | 61.2 | Gas Turbine | 1978 | Great River Energy | MISO | MRO | MRO-US | Carver | MN | Oil | 66 | 17521 | 20000 | 19817 | 0.2316 | 0.24197 | 0.34506
Ben French IC | -1829 | Operating | 10 | Internal Combustion | 1965 | Black Hills Power, Inc. |  | WECC | RMPA | Pennington | SD | Oil | 10 | NA | NA | NA | -0.43037 | -0.39498 | -0.48516
Big Bend Dam | -511252 | Operating | 538.3 | Hydraulic Turbine | 1964 | USCE - Missouri River District | SPP | MRO | MRO-US | Lyman | SD | Water | 520 | NA | NA | NA | 16.9157 | 17.1863 | 19.4894
Big Stone CHP | -209170 | Operating | 450 | Steam Turbine | 1975 | NorthWestern Energy Group, Inc. | MISO | MRO | MRO-US | Grant | SD | Coal | 475 | 11493 | 10967 | 10961 | 37.6505 | 45.1019 | 39.5111
Big Stone CHP | -89741 | Operating | 450 | Steam Turbine | 1975 | Montana-Dakota Utilities Co. | MISO | MRO | MRO-US | Grant | SD | Coal | 475 | 11493 | 10967 | 10961 | 37.6505 | 45.1019 | 39.5111
Big Stone CHP | -1896 | Operating | 450 | Steam Turbine | 1975 | Otter Tail Power Company | MISO | MRO | MRO-US | Grant | SD | Coal | 475 | 11493 | 10967 | 10961 | 37.6505 | 45.1019 | 39.5111
Big Stone CHP IC | -209172 | Operating | 1 | Internal Combustion | 1975 | NorthWestern Energy Group, Inc. | MISO, SPP | MRO | MRO-US | Grant | SD | Oil | 0.6 | NA | NA | NA | 0 | 0 | 0
Big Stone CHP IC | -89746 | Operating | 1 | Internal Combustion | 1975 | Montana-Dakota Utilities Co. | MISO, SPP | MRO | MRO-US | Grant | SD | Oil | 0.6 | NA | NA | NA | 0 | 0 | 0
Big Stone CHP IC | -13089 | Operating | 1 | Internal Combustion | 1975 | Otter Tail Power Company | MISO, SPP | MRO | MRO-US | Grant | SD | Oil | 0.6 | NA | NA | NA | 0 | 0 | 0
Bob Glanzer Generating Station Project | -741280 | Operating | 69 | Internal Combustion | 2022 | NorthWestern Energy Group, Inc. | SPP | MRO | MRO-US | Beadle | SD | Gas | 55.2 | 8666 | 8552 | NA | 19.9333 | 8.2564 | NA
Brule County Wind Farm | -521452 | Operating | 20 | Wind Turbine | 2018 | Consolidated Edison Development, Inc. | SPP | MRO | MRO-US | Brule | SD | Wind | 20 | NA | NA | NA | 36.8933 | NA | NA
Buffalo Ridge I Wind Power | -785791 | Operating | 50.4 | Wind Turbine | 2009 | Avangrid Renewables, LLC | MISO | RFC | R-MISO | Brookings | SD | Wind | 50.4 | NA | NA | NA | NA | NA | NA
Buffalo Ridge II Wind Power | -785813 | Operating | 210 | Wind Turbine | 2010 | Avangrid Renewables, LLC | MISO | MRO | MRO-US | Brookings | SD | Wind | 210 | NA | NA | NA | NA | NA | NA
Campbell County Wind Farm (CCWF) | -521389 | Operating | 97.8 | Wind Turbine | 2015 | Consolidated Edison Development, Inc. | SPP | MRO | MRO-US | Campbell | SD | Wind | 97.8 | NA | NA | NA | 37.2159 | NA | NA
Cattle Ridge Wind Farm (I-II) | -220105 | Operating | 200.1 | Wind Turbine | 2019 | NextEra Energy Resources, LLC | MISO | MRO | MRO-US | Grant | SD | Wind | 200.1 | NA | NA | NA | 36.618 | 43.6229 | 40.9175
Clark | -2477 | Operating | 2.7 | Internal Combustion | 1970 | NorthWestern Energy Group, Inc. | SPP | MRO | MRO-US | Clark | SD | Oil | 2.7 | NA | NA | NA | -0.49044 | -0.5285 | -0.16066
Coyote Ridge Wind Project | -785830 | Operating | 97.4 | Wind Turbine | 2019 | Avangrid Renewables, LLC | MISO | MRO | MRO-US | Brookings | SD | Wind | 97.4 | NA | NA | NA | NA | NA | NA
Coyote Ridge Wind Project | -218435 | Operating | 97.4 | Wind Turbine | 2019 | WEC Infrastructure LLC | MISO | MRO | MRO-US | Brookings | SD | Wind | 97.4 | NA | NA | NA | 44.8473 | 46.6836 | 47.8266
Crocker Wind Farm | -808555 | Operating & Planned | 200 | Wind Turbine | 2019 | National Grid USA | SPP | MRO | MRO-US | Clark | SD | Wind | 200 | NA | NA | NA | NA | NA | NA
Crocker Wind Farm | -808554 | Operating & Planned | 200 | Wind Turbine | 2019 | National Grid USA | SPP | MRO | MRO-US | Clark | SD | Wind | 200 | NA | NA | NA | NA | NA | NA
Crocker Wind Farm | -210927 | Operating & Planned | 200 | Wind Turbine | 2019 | Washington State Investment Board | SPP | MRO | MRO-US | Clark | SD | Wind | 200 | NA | NA | NA | 43.8714 | 48.8905 | 46.9243
Crowned Ridge Wind Energy Center Project I | -229402 | Operating | 200 | Wind Turbine | 2020 | NextEra Energy Resources, LLC | MISO | MRO | MRO-US | Codington | SD | Wind | 200 | NA | NA | NA | NA | NA | NA
Crowned Ridge Wind Energy Center Project II | -310684 | Operating | 200.6 | Wind Turbine | 2020 | Northern States Power Company | MISO | MRO | MRO-US | Codington | SD | Wind | 200.6 | NA | NA | NA | 44.1843 | 50.257 | 46.7766
Dakota Range Wind I & II | -413422 | Operating | 302.4 | Wind Turbine | 2022 | Northern States Power Company | MISO | MRO | MRO-US | Codington | SD | Wind | 302.4 | NA | NA | NA | 35.73 | 43.0602 | NA
Dakota Range Wind III | -348049 | Operating | 153.6 | Wind Turbine | 2021 | ENGIE North America Inc. | MISO | MRO | MRO-US | Roberts | SD | Wind | 153.6 | NA | NA | NA | 38.476 | 38.8606 | 21.9257
Day County Wind Farm | -168209 | Operating | 99 | Wind Turbine | 2010 | NextEra Energy Resources, LLC | SPP | MRO | MRO-US | Day | SD | Wind | 99 | NA | NA | NA | 47.1047 | 51.2175 | 48.4074
St. Francis | -6913 | Operating | 506.6 | Combined Cycle | 1999 | Associated Electric Cooperative, Inc. |  | SERC | DELTA | Dunklin | MO | Gas | 457 | 7337 | 7546 | 7480 | 49.1644 | 31.4654 | 21.0035
Deuel Harvest Wind Farm | -324934 | Operating | 300 | Wind Turbine | 2021 | Invenergy LLC | MISO | MRO | MRO-US | Deuel | SD | Wind | 300 | NA | NA | NA | 39.1879 | 43.6984 | 33.7876
Deuel Harvest Wind Farm | -324933 | Operating | 300 | Wind Turbine | 2021 | Southern Power Company | MISO | MRO | MRO-US | Deuel | SD | Wind | 300 | NA | NA | NA | 39.1879 | 43.6984 | 33.7876
Fall River Solar Farm | -680093 | Operating | 80 | Solar | 2023 | Greenbacker Renewable Energy Company LLC | SPP | MRO | MRO-US | Fall River | SD | Solar | 80 | NA | NA | NA | 6.6527 | NA | NA
Faulkton | -3277 | Operating | 2.7 | Internal Combustion | 1969 | NorthWestern Energy Group, Inc. | SPP | MRO | MRO-US | Faulk | SD | Oil | 2.5 | NA | NA | NA | -0.62557 | -0.60274 | -0.21005
Fort Pierre | -166738 | Operating | 6 | Internal Combustion | 2004 | City of Fort Pierre | SPP | MRO | MRO-US | Stanley | SD | Oil | 6 | 10269 | 9788 | 10097 | 0.098935 | 0.062785 | 1.0179
Fort Randall | -511256 | Operating | 320 | Hydraulic Turbine | 1954 | USCE - Missouri River District | SPP | MRO | MRO-US | Charles Mix | SD | Water | 360 | NA | NA | NA | 46.0934 | 45.7317 | 53.3385
St. John's Health Center | -6923 | Operating | 1.2 | Gas Turbine | 1992 | St John's Hospital & Health | CAISO | WECC | CAMX | Los Angeles | CA | Gas | 1.1 | NA | NA | NA | 0 | NA | NA
St. Joseph Energy Center | -794573 | Operating | 780 | Combined Cycle | 2018 | Wabash Valley Power Alliance | MISO, PJM | RFC | R-PJM | Saint Joseph | IN | Gas | 760 | NA | NA | NA | NA | NA | NA
St. Joseph Energy Center | -794572 | Operating | 780 | Combined Cycle | 2018 | Hoosier Energy Rural Electric Cooperative, Inc. | MISO, PJM | RFC | R-PJM | Saint Joseph | IN | Gas | 760 | NA | NA | NA | NA | NA | NA
Madison Peaking Plant | -167822 | Operating | 10 | Internal Combustion | 2005 | Madison City of SD | SPP | MRO | MRO-US | Lake | SD | Oil | 10 | NA | NA | NA | NA | NA | NA
North Bend Wind Project | -747589 | Operating | 200 | Wind Turbine | 2023 | ENGIE North America Inc. | SPP | MRO | MRO-US | Hughes | SD | Wind | 200 | NA | NA | NA | 2.1557 | NA | NA
Oahe | -511264 | Operating | 786.1 | Hydraulic Turbine | 1962 | USCE - Missouri River District | SPP | MRO | MRO-US | Hughes | SD | Water | 714 | NA | NA | NA | 32.7781 | 32.479 | 38.524
Oak Tree Energy (Clark Wind Farm) | -521388 | Operating | 19.5 | Wind Turbine | 2014 | Consolidated Edison Development, Inc. | SPP | MRO | MRO-US | Clark | SD | Wind | 19.5 | NA | NA | NA | 39.044 | NA | NA
Pierre Solar Project | -182604 | Operating | 1 | Solar | 2016 | National Grid Renewables, LLC | SPP | MRO | MRO-US | Hughes | SD | Solar | 1 | NA | NA | NA | 0.19406 | 23.6301 | 22.9224
POET Bioprocessing- Mitchell Project | -508857 | Operating | 3.9 | Steam Turbine | 2021 | POET, LLC | SPP | MRO | MRO-US | Davison | SD | Gas | 3.9 | NA | NM | NM | 51.4284 | 54.4784 | 13.6196
POET Biorefining - Chancellor Project | -250045 | Operating | 5.4 | Steam Turbine | 2018 | POET, LLC | MISO | SERC | GATEWY | Turner | SD | Biomass | 5.4 | NA | 41100 | 49685 | 49.3827 | 67.1085 | 67.859
POET Biorefining - Hudson Project | -250731 | Operating | 3.6 | Steam Turbine | 2019 | POET, LLC | MISO | MRO | MRO-US | Lincoln | SD | Gas | 3.6 | NA | NM | NA | 55.5397 | 60.2359 | 55.9932
PrairieWinds SD 1 (Crow Lake Wind) | -167821 | Operating | 162 | Wind Turbine | 2011 | Mitchell Technical Institute | SPP | MRO | MRO-US | Jerauld | SD | Wind | 172 | NA | NA | NA | 22.8123 | 25.4645 | 24.9283
PrairieWinds SD 1 (Crow Lake Wind) | -167820 | Operating | 162 | Wind Turbine | 2011 | South Dakota Wind Partners, Llc | SPP | MRO | MRO-US | Jerauld | SD | Wind | 172 | NA | NA | NA | 22.8123 | 25.4645 | 24.9283
PrairieWinds SD 1 (Crow Lake Wind) | -167819 | Operating | 162 | Wind Turbine | 2011 | PrairieWinds SD 1, Inc. | SPP | MRO | MRO-US | Jerauld | SD | Wind | 172 | NA | NA | NA | 22.8123 | 25.4645 | 24.9283
Prevailing Wind Park Project | -792749 | Operating | 207.58 | Wind Turbine | 2020 | sPower OpCo B, LLC | SPP | MRO | MRO-US | Bon Homme | SD | Wind | 207.58 | NA | NA | NA | 43.2791 | NA | NA
Prevailing Wind Park Project | -792748 | Operating | 207.58 | Wind Turbine | 2020 | sPower OpCo B, LLC | SPP | MRO | MRO-US | Bon Homme | SD | Wind | 207.58 | NA | NA | NA | 43.2791 | NA | NA
Prevailing Wind Park Project | -792747 | Operating | 207.58 | Wind Turbine | 2020 | sPower OpCo B, LLC | SPP | MRO | MRO-US | Bon Homme | SD | Wind | 207.58 | NA | NA | NA | 43.2791 | NA | NA
Project Beethoven (B&H Wind Farm) | -97355 | Operating | 80 | Wind Turbine | 2015 | NorthWestern Energy Group, Inc. | SPP | MRO | MRO-US | Hutchinson | SD | Wind | 80 | NA | NA | NA | 39.1749 | 47.5257 | 40.5859
South Dakota Solar Project (Wild Springs) | -808557 | Operating | 128 | Solar | 2024 | National Grid Renewables, LLC | SPP | MRO | MRO-US | Pennington | SD | Solar | 128 | NA | NA | NA | NA | NA | NA
South Dakota Solar Project (Wild Springs) | -808556 | Operating | 128 | Solar | 2024 | National Grid Renewables, LLC | SPP | MRO | MRO-US | Pennington | SD | Solar | 128 | NA | NA | NA | NA | NA | NA
South Dakota Wind Energy Center | -164199 | Operating | 40.5 | Wind Turbine | 2003 | NextEra Energy Resources, LLC | SPP | MRO | MRO-US | Hyde | SD | Wind | 40.5 | NA | NA | NA | 22.7129 | 25.652 | 24.0397
Spearfish Hydroelectric Plant | -641076 | Operating | 4 | Hydraulic Turbine | 1912 | City of Spearfish, South Dakota |  | WECC | RMPA | Lawrence | SD | Water | 4 | NA | NA | NA | 61.1444 | 5.782 | 8.9954
St. Lewis | -764734 | Operating | 1.24 | Gas Turbine | 1974 | Newfoundland and Labrador Hydro |  | NPCC | MRTM |  |  | Oil | 1.24 | NA | NA | NA | NA | NA | NA
State Auto Insurance | -411512 | Operating | 1.7 | Internal Combustion | 2001 | State Auto Insurance Company of Ohio | MISO | MRO | MRO-US | Grant | SD | Oil | 1.7 | NA | 11571 | 18000 | NA | 0.09401 | 0.04029
Sweetland Wind Farm | -704417 | Operating | 200 | Wind Turbine | 2023 | Scout Clean Energy LLC | SPP | MRO | MRO-US | Hand | SD | Wind | 200 | NA | NA | NA | 9.9658 | NA | NA
Tatanka Ridge Project | -785832 | Operating | 154 | Wind Turbine | 2021 | Avangrid Renewables, LLC | MISO | MRO | MRO-US | Deuel | SD | Wind | 154 | NA | NA | NA | NA | NA | NA
Tatanka Ridge Project | -516255 | Operating | 154 | Wind Turbine | 2021 | WEC Infrastructure Wind Holding II LLC | MISO | MRO | MRO-US | Deuel | SD | Wind | 154 | NA | NA | NA | 41.5667 | 50.5078 | 45.3772
Titan I (Rolling Thunder) Battery Storage Project | -598994 | Operating | 0.8 | Battery | 2018 | BP Alternative Energy International Ltd. | SPP | MRO | MRO-US | Hand | SD | Energy Storage | 0.8 | NA | NA | NA | 0 | 0 | 0
Titan I Wind Farm (Rolling Thunder) | -247884 | Operating | 25 | Wind Turbine | 2009 | BP Alternative Energy International Ltd. | SPP | MRO | MRO-US | Hand | SD | Wind | 25 | NA | NA | NA | 36.3963 | 41.8932 | 40.7511
Triple H Wind Project | -693178 | Operating | 250.2 | Wind Turbine | 2020 | ENGIE North America Inc. | SPP | MRO | MRO-US | Hyde | SD | Wind | 250.2 | NA | NA | NA | 41.9032 | 46.4807 | 46.9017
Triple H Wind Project | -495993 | Operating | 250.2 | Wind Turbine | 2020 | HA Sustainable Infrastructure Capital, Inc. | SPP | MRO | MRO-US | Hyde | SD | Wind | 250.2 | NA | NA | NA | 41.9032 | 46.4807 | 46.9017
Valley Queen Cheese | -758356 | Operating | 4.5 | Internal Combustion | 2002 | Valley Queen Cheese Factory, Inc. | MISO | MRO | MRO-US | Grant | SD | Oil | 1.5 | 10176 | 9500 | 10160 | 0.12938 | 0.19787 | 0.19026
St. Marys CT | -165613 | Operating | 25 | Gas Turbine | 1967 | St Marys City of OH | PJM | RFC | R-PJM | Auglaize | OH | Oil | 22.4 | 19750 | NM | NA | 0.036693 | 0.10804 | 0.32004
Wessington Springs Wind Energy Center | -18604 | Operating | 51 | Wind Turbine | 2009 | Wessington Wind Energy Center LLC | SPP | MRO | MRO-US | Jerauld | SD | Wind | 51 | NA | NA | NA | 46.3526 | 56.1677 | 48.7801
Willow Creek Wind Energy Facility | -497712 | Operating | 105 | Wind Turbine | 2020 | Energy Capital Partners, LLC |  | MRO | MRO-US | Butte | SD | Wind | 103.5 | NA | NA | NA | 40.9375 | 47.6383 | NA
Willow Creek Wind Energy Facility | -252430 | Operating | 105 | Wind Turbine | 2020 | Orsted Onshore North America, LLC |  | MRO | MRO-US | Butte | SD | Wind | 103.5 | NA | NA | NA | 40.9375 | 47.6383 | 45.0772
Yankton | -7896 | Operating | 13.4 | Internal Combustion | 1963 | NorthWestern Energy Group, Inc. | SPP | MRO | MRO-US | Yankton | SD | Gas | 13.5 | NA | NA | NA | -0.23592 | -0.26383 | -0.14206
Agricenter Solar Plant | -135094 | Operating | 1 | Solar | 2012 | Shell New Energies US LLC |  | SERC | CENTRL | Shelby | TN | Solar | 1 | NA | NA | NA | NA | NA | NA
Agricenter Solar Plant | -135022 | Operating | 1 | Solar | 2012 | Silicon Ranch Corporation |  | SERC | CENTRL | Shelby | TN | Solar | 1 | NA | NA | NA | NA | NA | NA
American Drive Business Center - Solar | -169130 | Operating | 1.05 | Solar | 2011 | Natural Energy Group |  | SERC | CENTRL | Madison | TN | Solar | 1.05 | NA | NA | NA | NA | NA | NA
Aries Partner Community Solar Project | -173458 | Operating | 1.37 | Solar | 2017 | Appalachian Electric Cooperative |  | SERC | CENTRL | Jefferson | TN | Solar | 1.37 | NA | NA | NA | NA | NA | NA
Armstrong Hardwood powerplant | -17974 | Operating | 2.9 | Steam Turbine | 1996 | Armstrong Hardwood Flooring Company, Inc. |  | SERC | CENTRL | Madison | TN | Biomass | 2.9 | NA | NA | NA | NA | NA | NA
Bell Buckle Solar Farm | -674883 | Operating | 35 | Solar | 2023 | Shell New Energies US LLC |  | SERC | CENTRL | Bedford | TN | Solar | 35 | NA | NA | NA | 2.1275 | NA | NA
Bell Buckle Solar Farm | -674882 | Operating | 35 | Solar | 2023 | Silicon Ranch Corporation |  | SERC | CENTRL | Bedford | TN | Solar | 35 | NA | NA | NA | 2.1275 | NA | NA
Bi-County Municipal Landfill Gas to Energy | -121940 | Operating | 3 | Internal Combustion | 2011 | Mas Energy, LLC |  | SERC | CENTRL | Montgomery | TN | Biomass | 2.8 | 12463 | 10995 | 10627 | 45.7477 | 52.8131 | 48.8707
Blount County Landfill | -121957 | Operating | 1 | Internal Combustion | 2011 | Mas Energy, LLC |  | SERC | CENTRL | Blount | TN | Biomass | 1 | NA | NA | NA | NA | NA | NA
Boone | -2000 | Operating | 105.9 | Hydraulic Turbine | 1953 | Tennessee Valley Authority |  | SERC | CENTRL | Sullivan | TN | Water | 113.4 | NA | NA | NA | 15.4178 | 15.3159 | 18.2963
Bowater Newsprint Calhoun Operation | -752090 | Out of Service | 63.2 | Steam Turbine | 1954 | Resolute FP US Inc |  | SERC | CENTRL | McMinn | TN | Biomass | NA | NA | NM | NA | 0 | 4.5379 | 62.3853
St. Mary's Hospital (MN) | -346150 | Operating | 7.7 | Combined Cycle | 1971 | Essentia Health-St. Mary's Medical Center | MISO | MRO | MRO-US | Olmsted | MN | Gas | 7.2 | 15907 | 16732 | 16399 | 86.9324 | 92.4055 | 84.8649
Buffalo Mountain Energy Center | -165904 | Operating | 27 | Wind Turbine | 2004 | Invenergy TN LLC |  | SERC | CENTRL | Anderson | TN | Wind | 27 | NA | NA | NA | 6.8548 | 6.2853 | 11.917
Calderwood (Tapoco Project) | -695456 | Operating | 156.6 | Hydraulic Turbine | 1930 | Brookfield Renewable Partners L.P. |  | SERC | CENTRL | Blount | TN | Water | 156 | NA | NA | NA | 38.1682 | NA | NA
Calderwood (Tapoco Project) | -629701 | Operating | 156.6 | Hydraulic Turbine | 1930 | Argo Infrastructure Partners LP |  | SERC | CENTRL | Blount | TN | Water | 156 | NA | NA | NA | 38.1682 | NA | NA
Calderwood (Tapoco Project) | -49216 | Operating | 156.6 | Hydraulic Turbine | 1930 | Brookfield Americas Infrastructure Fund, L.P. |  | SERC | CENTRL | Blount | TN | Water | 156 | NA | NA | NA | 38.1682 | 44.9765 | 54.1387
Camden Landfill Facility | -169249 | Operating | 4.8 | Internal Combustion | 2012 | WM Renewable Energy, LLC |  | SERC | CENTRL | Benton | TN | Biomass | 4.8 | 10068 | 10558 | 10188 | 92.6917 | 85.5808 | 86.8341
Center Hill | -510453 | Operating | 140 | Hydraulic Turbine | 1950 | USCE - Nashville District |  | SERC | CENTRL | DeKalb | TN | Water | 154 | NA | NA | NA | 22.837 | 31.3327 | 28.7568
Chattanooga Metropolitan Airport Solar | -641084 | Operating | 2.6 | Solar | 2011 | Chattanooga Metropolitan Airport Authority |  | SERC | CENTRL | Hamilton | TN | Solar | 1.9 | NA | NA | NA | 14.5878 | 17.6099 | 17.9825
Cheatham | -510454 | Operating | 36 | Hydraulic Turbine | 1958 | USCE - Nashville District |  | SERC | CENTRL | Dickson | TN | Water | 41.4 | NA | NA | NA | 48.8995 | 45.6257 | 55.8454
Cherokee Hydro | -2406 | Operating | 135 | Hydraulic Turbine | 1942 | Tennessee Valley Authority |  | SERC | CENTRL | Jefferson | TN | Water | 141.6 | NA | NA | NA | 24.2938 | 27.108 | 31.1033
Chickamauga | -2430 | Operating | 159.6 | Hydraulic Turbine | 1940 | Tennessee Valley Authority |  | SERC | CENTRL | Hamilton | TN | Water | 141.6 | NA | NA | NA | 52.9923 | 54.8179 | 55.7523
Chilhowee (Tapoco Project) | -695462 | Operating | 49.8 | Hydraulic Turbine | 1957 | Brookfield Renewable Partners L.P. |  | SERC | CENTRL | Monroe | TN | Water | 51 | NA | NA | NA | 32.889 | NA | NA
Chilhowee (Tapoco Project) | -629705 | Operating | 49.8 | Hydraulic Turbine | 1957 | Argo Infrastructure Partners LP |  | SERC | CENTRL | Monroe | TN | Water | 51 | NA | NA | NA | 32.889 | NA | NA
Chilhowee (Tapoco Project) | -49225 | Operating | 49.8 | Hydraulic Turbine | 1957 | Brookfield Americas Infrastructure Fund, L.P. |  | SERC | CENTRL | Monroe | TN | Water | 51 | NA | NA | NA | 32.889 | 36.7009 | 45.1437
Clarksville I Solar Project | -747854 | Operating | 2 | Solar | 2023 | Shell New Energies US LLC |  | SERC | CENTRL | Montgomery | TN | Solar | 2 | NA | NA | NA | 0.53082 | NA | NA
Clarksville I Solar Project | -747853 | Operating | 2 | Solar | 2023 | Silicon Ranch Corporation |  | SERC | CENTRL | Montgomery | TN | Solar | 2 | NA | NA | NA | 0.53082 | NA | NA
Cordell Hull | -510455 | Operating | 99.9 | Hydraulic Turbine | 1973 | USCE - Nashville District |  | SERC | CENTRL | Smith | TN | Water | 106 | NA | NA | NA | 30.2302 | 42.3956 | 46.5099
Counce Mill | -164568 | Operating | 72.5 | Steam Turbine | 1985 | Packaging Corporation of America |  | SERC | CENTRL | Hardin | TN | Biomass | 72.5 | NA | NM | NA | 65.4267 | 65.4102 | 65.419
Cumberland | -2778 | Operating | 2600 | Steam Turbine | 1973 | Tennessee Valley Authority |  | SERC | CENTRL | Stewart | TN | Coal | 2522 | 10924 | 11329 | 10819 | 39.0152 | 32.28 | 46.9027
Dale Hollow | -510459 | Operating | 54 | Hydraulic Turbine | 1948 | USCE - Nashville District |  | SERC | CENTRL | Clay | TN | Water | 62.1 | NA | NA | NA | 17.0569 | 26.198 | 26.7039
Douglas Dam | -2985 | Operating | 150.8 | Hydraulic Turbine | 1943 | Tennessee Valley Authority |  | SERC | CENTRL | Sevier | TN | Water | 177.9 | NA | NA | NA | 23.412 | 25.3742 | 35.6662
Elora (Lincoln County Solar Project) | -787428 | Operating | 150 | Solar | 2022 | XPLR Infrastructure, LP |  | SERC | CENTRL | Lincoln | TN | Solar | 150 | NA | NA | NA | 26.4393 | 23.4316 | NA
Elora (Lincoln County Solar Project) | -435254 | Operating | 150 | Solar | 2022 | NextEra Energy Resources, LLC |  | SERC | CENTRL | Lincoln | TN | Solar | 150 | NA | NA | NA | 26.4393 | 23.4316 | NA
Fayette County Landfill Solar Project (Somerville) | -209812 | Operating | 2.3 | Solar | 2019 | C2 Energy Capital LLC |  | SERC | CENTRL | Fayette | TN | Solar | 2.3 | NA | NA | NA | 15.8924 | 18.245 | 17.5452
Fort Loudoun | -3366 | Operating | 153.3 | Hydraulic Turbine | 1943 | Tennessee Valley Authority |  | SERC | CENTRL | Loudon | TN | Water | 168.2 | NA | NA | NA | 45.9138 | 52.8498 | 63.8207
Fort Patrick Henry | -3372 | Operating | 59.4 | Hydraulic Turbine | 1953 | Tennessee Valley Authority |  | SERC | CENTRL | Sullivan | TN | Water | 40.7 | NA | NA | NA | 26.4793 | 29.8332 | 35.0157
Gallatin | -3468 | Operating | 1255.2 | Steam Turbine | 1956 | Tennessee Valley Authority |  | SERC | CENTRL | Sumner | TN | Coal | 988 | 11256 | 10998 | 10859 | 42.7694 | 49.4391 | 45.9119
Stanton B | -167067 | Operating | 333 | Combined Cycle | 2010 | Orlando Utilities Commission |  | SERC | FP | Orange | FL | Gas | 307 | 7462 | 7402 | 7320 | 73.7646 | 72.6161 | 62.9153
Stanton CC | -164037 | Operating | 688.3 | Combined Cycle | 2003 | Orlando Utilities Commission |  | SERC | FP | Orange | FL | Gas | 657 | 7193 | 7195 | 7230 | 61.6189 | 55.8771 | 43.2322
Great Falls (TN) | -3687 | Operating | 33.7 | Hydraulic Turbine | 1916 | Tennessee Valley Authority |  | SERC | CENTRL | Warren | TN | Water | 35.6 | NA | NA | NA | 10.3169 | 37.1338 | 40.8519
Haywood Solar Facility (Brownsville) | -135074 | Operating | 3 | Solar | 2017 | Shell New Energies US LLC |  | SERC | CENTRL | Haywood | TN | Solar | 3 | NA | NA | NA | 21.1035 | 23.6416 | 22.1956
Haywood Solar Facility (Brownsville) | -135014 | Operating | 3 | Solar | 2017 | Silicon Ranch Corporation |  | SERC | CENTRL | Haywood | TN | Solar | 3 | NA | NA | NA | 21.1035 | 23.6416 | 22.1956
IKEA Memphis 508 | -173659 | Operating | 1.1 | Solar | 2016 | IKEA Energy US LLC |  | SERC | CENTRL | Shelby | TN | Solar | 1.1 | NA | NA | NA | 8.8834 | 14.8402 | 13.3873
J.P. Priest | -510466 | Operating | 28 | Hydraulic Turbine | 1970 | USCE - Nashville District |  | SERC | CENTRL | Davidson | TN | Water | 30 | NA | NA | NA | 17.3101 | 28.1435 | 22.9075
Stanton CC | -164036 | Operating | 688.3 | Combined Cycle | 2003 | Kissimmee Utility Authority |  | SERC | FP | Orange | FL | Gas | 657 | 7193 | 7195 | 7230 | 61.6189 | 55.8771 | 43.2322
Stanton CC | -164035 | Operating | 688.3 | Combined Cycle | 2003 | Florida Municipal Power Agency |  | SERC | FP | Orange | FL | Gas | 657 | 7193 | 7195 | 7230 | 61.6189 | 55.8771 | 43.2322
Jones II (Aerojet DDS/Jonesborough II) Solar Project | -763933 | Operating | 4.4 | Solar | 2018 | Silicon Ranch Corporation |  | SERC | CENTRL | Washington | TN | Solar | 4.4 | NA | NA | NA | NA | NA | NA
Kingsport Paper Mill Plant | -389353 | Operating | 50 | Steam Turbine | 1937 | Domtar Paper Company, LLC | PJM | RFC | R-PJM | Sullivan | TN | Gas | 47 | 35458 | NA | NA | 30.9956 | 0 | 0
Kingston | -4454 | Operating | 1700 | Steam Turbine | 1954 | Tennessee Valley Authority |  | SERC | CENTRL | Roane | TN | Coal | 1420 | 12540 | 12410 | 11534 | 19.3909 | 25.1337 | 22.3126
Knoxville Solar Plant | -168955 | Operating | 1 | Solar | 2010 | Natural Energy Group |  | SERC | CENTRL | Knox | TN | Solar | 1 | NA | NA | NA | NA | NA | NA
Stanton CC | -149579 | Operating | 688.3 | Combined Cycle | 2003 | NextEra Energy, Inc. |  | SERC | FP | Orange | FL | Gas | 657 | 7193 | 7195 | 7230 | 61.6189 | 55.8771 | 43.2322
Stanton Energy Reliability Center | -249889 | Operating | 141 | Gas Turbine | 2020 | Wellhead Energy, LLC | CAISO | WECC | CAMX | Orange | CA | Gas | 141 | 11463 | 11917 | 10734 | 0.21892 | 0.17107 | 0.36473
Latitude Solar Center | -172893 | Operating | 15 | Solar | 2019 | Coronal Energy |  | SERC | CENTRL | Hardeman | TN | Solar | 15 | NA | NA | NA | 18.9376 | 22.3212 | 22.7154
McKellar Solar Facility (Madison County Solar Project) | -669994 | Operating | 70 | Solar | 2023 | Shell New Energies US LLC |  | SERC | CENTRL | Madison | TN | Solar | 70 | NA | NA | NA | 11.1825 | NA | NA
McKellar Solar Facility (Madison County Solar Project) | -669993 | Operating | 70 | Solar | 2023 | Silicon Ranch Corporation |  | SERC | CENTRL | Madison | TN | Solar | 70 | NA | NA | NA | 11.1825 | NA | NA
McMinnville | -166715 | Operating | 24 | Internal Combustion | 2001 | McMinnville Electric System |  | SERC | CENTRL | Warren | TN | Oil | 21.6 | 10336 | 9925 | 12954 | 0.075575 | 0.3895 | 0.034352
Melton Hill | -4998 | Operating | 72 | Hydraulic Turbine | 1964 | Tennessee Valley Authority |  | SERC | CENTRL | Loudon | TN | Water | 79.4 | NA | NA | NA | 13.1493 | 18.937 | 20.6128
Mountain Home Energy Center | -806380 | Operating | 6.8 | Internal Combustion | 2002 | Energy Systems Group, LLC |  | SERC | CENTRL | Washington | TN | Oil | 3.6 | NM | NA | NA | 0.0033575 | NA | NA
Stanton Energy Reliability Center | -249888 | Operating | 141 | Gas Turbine | 2020 | W Power, LLC | CAISO | WECC | CAMX | Orange | CA | Gas | 141 | 11463 | 11917 | 10734 | 0.21892 | 0.17107 | 0.36473
Mulberry Farm Site | -394650 | Operating | 15.8 | Solar | 2014 | Onward Energy |  | SERC | CENTRL | McNairy | TN | Solar | 15.8 | NA | NA | NA | 18.78 | 19.5473 | 18.4498
Music City Community Solar | -194582 | Operating | 1.6 | Solar | 2018 | Nashville Electric Service |  | SERC | CENTRL | Davidson | TN | Solar | 1.4 | NA | NA | NA | 21.4204 | 20.9741 | 20.1826
Nickajack | -5426 | Operating | 103.9 | Hydraulic Turbine | 1968 | Tennessee Valley Authority |  | SERC | CENTRL | Marion | TN | Water | 108 | NA | NA | NA | 53.8664 | 55.0322 | 58.6922
Norris | -5457 | Operating | 131.4 | Hydraulic Turbine | 1936 | Tennessee Valley Authority |  | SERC | CENTRL | Anderson | TN | Water | 127 | NA | NA | NA | 26.5021 | 40.6483 | 40.3573
NSA Mid-South Solar Project (Millington Solar) | -207001 | Operating | 53 | Solar | 2019 | Shell New Energies US LLC |  | SERC | CENTRL | Shelby | TN | Solar | 53 | NA | NA | NA | 22.271 | 24.42 | 23.3234
NSA Mid-South Solar Project (Millington Solar) | -207000 | Operating | 53 | Solar | 2019 | Silicon Ranch Corporation |  | SERC | CENTRL | Shelby | TN | Solar | 53 | NA | NA | NA | 22.271 | 24.42 | 23.3234
Ocoee 1 | -5575 | Operating | 19 | Hydraulic Turbine | 1912 | Tennessee Valley Authority |  | SERC | CENTRL | Polk | TN | Water | 24 | NA | NA | NA | 33.1987 | 41.0046 | 52.871
Ocoee 2 | -5576 | Operating | 23 | Hydraulic Turbine | 1913 | Tennessee Valley Authority |  | SERC | CENTRL | Polk | TN | Water | 23.4 | NA | NA | NA | 39.3738 | 37.6303 | 66.073
Ocoee 3 | -5577 | Operating | 28.8 | Hydraulic Turbine | 1943 | Tennessee Valley Authority |  | SERC | CENTRL | Polk | TN | Water | 28.6 | NA | NA | NA | 56.4454 | 66.1586 | 84.2558
Old Hickory | -510476 | Operating | 103.7 | Hydraulic Turbine | 1957 | USCE - Nashville District |  | SERC | CENTRL | Sumner | TN | Water | 86.7 | NA | NA | NA | 36.376 | 47.6864 | 50.8768
State Line CC | -138679 | Operating | 567.5 | Combined Cycle | 1997 | Evergy Generating, Inc. | SPP | MRO | MRO-US | Jasper | MO | Gas | 589 | 7332 | 7413 | 7363 | 44.3738 | 43.7571 | 37.9986
Paris Solar Farm | -611331 | Operating | 6.8 | Solar | 2022 | Silicon Ranch Corporation |  | SERC | CENTRL | Henry | TN | Solar | 6.8 | NA | NA | NA | 21.3135 | 0.011751 | NA
Pickwick | -5872 | Operating | 240 | Hydraulic Turbine | 1938 | Tennessee Valley Authority |  | SERC | CENTRL | Hardin | TN | Water | 244.3 | NA | NA | NA | 52.3888 | 51.376 | 73.5398
Powell Valley | -6023 | Operating | 22 | Internal Combustion | 2000 | Powell Valley Electric Cooperative |  | SERC | CENTRL | Hancock | TN | Oil | 19.8 | 13538 | 10202 | NA | 0.037475 | 0.24272 | 0
Powerhouse One - Lincoln Farms | -114560 | Operating | 3 | Solar | 2011 | Magnolia Sun LLC |  | SERC | CENTRL | Lincoln | TN | Solar | 3 | NA | NA | NA | NA | NA | NA
Powerhouse Six Solar Project | -172217 | Operating | 1 | Solar | 2015 | VISSOLIS, Inc. |  | SERC | CENTRL | Roane | TN | Solar | 1 | NA | NA | NA | NA | NA | NA
Providence Solar Center | -135068 | Operating | 16 | Solar | 2017 | Shell New Energies US LLC |  | SERC | CENTRL | Madison | TN | Solar | 16 | NA | NA | NA | 17.0976 | 22.8938 | 21.6931
Providence Solar Center | -135058 | Operating | 16 | Solar | 2017 | Silicon Ranch Corporation |  | SERC | CENTRL | Madison | TN | Solar | 16 | NA | NA | NA | 17.0976 | 22.8938 | 21.6931
Pulaski Solar Park | -135084 | Operating | 2 | Solar | 2012 | Shell New Energies US LLC |  | SERC | CENTRL | Giles | TN | Solar | 2 | NA | NA | NA | NA | NA | NA
Pulaski Solar Park | -135044 | Operating | 2 | Solar | 2012 | Silicon Ranch Corporation |  | SERC | CENTRL | Giles | TN | Solar | 2 | NA | NA | NA | NA | NA | NA
Raccoon Mountain | -6132 | Operating | 1713.6 | Pumped Storage | 1978 | Tennessee Valley Authority |  | SERC | CENTRL | Marion | TN | Water | 1616.3 | NA | NA | NA | 15.7484 | 13.6428 | 16.1987
Selmer Farm Site | -392663 | Operating | 15.8 | Solar | 2014 | Onward Energy |  | SERC | CENTRL | McNairy | TN | Solar | 15.8 | NA | NA | NA | 18.7872 | 19.9967 | 18.6189
Selmer North I Solar Project | -135090 | Operating | 16 | Solar | 2016 | Shell New Energies US LLC |  | SERC | CENTRL | McNairy | TN | Solar | 16 | NA | NA | NA | 12.6805 | 23.4061 | 21.9249
Selmer North I Solar Project | -135012 | Operating | 16 | Solar | 2016 | Silicon Ranch Corporation |  | SERC | CENTRL | McNairy | TN | Solar | 16 | NA | NA | NA | 12.6805 | 23.4061 | 21.9249
Selmer North II Solar Project | -135064 | Operating | 8 | Solar | 2016 | Shell New Energies US LLC |  | SERC | CENTRL | McNairy | TN | Solar | 8 | NA | NA | NA | 20.9304 | 23.9241 | 21.4241
Selmer North II Solar Project | -135032 | Operating | 8 | Solar | 2016 | Silicon Ranch Corporation |  | SERC | CENTRL | McNairy | TN | Solar | 8 | NA | NA | NA | 20.9304 | 23.9241 | 21.4241
Sequachee Valley Solar Project (SR Marion LLC) | -772830 | Operating | 1.3 | Solar | 2024 | Shell New Energies US LLC |  | SERC | CENTRL | Sequatchie | TN | Solar | 1.3 | NA | NA | NA | NA | NA | NA
Sequachee Valley Solar Project (SR Marion LLC) | -772829 | Operating | 1.3 | Solar | 2024 | Silicon Ranch Corporation |  | SERC | CENTRL | Sequatchie | TN | Solar | 1.3 | NA | NA | NA | NA | NA | NA
Sequoyah | -6632 | Operating | 2441 | Nuclear | 1981 | Tennessee Valley Authority |  | SERC | CENTRL | Hamilton | TN | Nuclear | 1177.4 | NA | NA | NA | 94.1021 | 92.143 | 86.4047
Skyhawk Solar Project | -670838 | Operating | 100 | Solar | 2023 | Excelsior Energy Capital LP |  | SERC | CENTRL | Obion | TN | Solar | 108 | NA | NA | NA | 19.1998 | NA | NA
Smyrna Solar Plant | -169536 | Operating | 1 | Solar | 2011 | Schneider Electric S.E. |  | SERC | CENTRL | Rutherford | TN | Solar | 1 | NA | NA | NA | NA | NA | NA
Solar Share Pilot Project | -794207 | Operating | 1.35 | Solar | 2017 | EPB, Chattanooga |  | SERC | CENTRL | Hamilton | TN | Solar | 1.35 | NA | NA | NA | NA | NA | NA
South Holston Dam | -6814 | Operating | 38.5 | Hydraulic Turbine | 1951 | Tennessee Valley Authority |  | SERC | CENTRL | Sullivan | TN | Water | 44.4 | NA | NA | NA | 24.33 | 35.4694 | 37.2943
SR Bolivar Solar Project | -611325 | Operating | 3.3 | Solar | 2022 | Silicon Ranch Corporation |  | SERC | CENTRL | Hardeman | TN | Solar | 3.3 | NA | NA | NA | 22.409 | 0.15567 | NA
SR Canadaville Solar Project | -759937 | Operating | 16 | Solar | 2024 | Silicon Ranch Corporation |  | SERC | CENTRL | Fayette | TN | Solar | 16 | NA | NA | NA | NA | NA | NA
SR CL White Pine Solar Project | -752535 | Operating | 2 | Solar | 2023 | Silicon Ranch Corporation |  | SERC | CENTRL | Jefferson | TN | Solar | 2 | NA | NA | NA | NA | NA | NA
SR Clarksville II Solar Project | -749978 | Operating | 4.8 | Solar | 2023 | Silicon Ranch Corporation |  | SERC | CENTRL | Montgomery | TN | Solar | 4.8 | NA | NA | NA | 0.14745 | NA | NA
SR Greenville I | -760008 | Operating | 4.8 | Solar | 2022 | Shell New Energies US LLC |  | SERC | CENTRL | Greene | TN | Solar | 4.8 | NA | NA | NA | 24.4887 | 0.50181 | NA
SR Greenville I | -760007 | Operating | 4.8 | Solar | 2022 | Silicon Ranch Corporation |  | SERC | CENTRL | Greene | TN | Solar | 4.8 | NA | NA | NA | 24.4887 | 0.50181 | NA
SR Greenville II Solar Project | -759902 | Operating | 4.8 | Solar | 2022 | Shell New Energies US LLC |  | SERC | CENTRL | Greene | TN | Solar | 4.8 | NA | NA | NA | 24.1676 | 0.35674 | NA
SR Greenville II Solar Project | -759901 | Operating | 4.8 | Solar | 2022 | Silicon Ranch Corporation |  | SERC | CENTRL | Greene | TN | Solar | 4.8 | NA | NA | NA | 24.1676 | 0.35674 | NA
SR Innovation - NIKE PV Solar Project | -222409 | Operating | 1.7 | Solar | 2020 | Shell New Energies US LLC |  | SERC | CENTRL | Shelby | TN | Solar | 1.5 | NA | NA | NA | 26.9559 | 27.9376 | 26.5145
SR Innovation - NIKE PV Solar Project | -222408 | Operating | 1.7 | Solar | 2020 | Silicon Ranch Corporation |  | SERC | CENTRL | Shelby | TN | Solar | 1.5 | NA | NA | NA | 26.9559 | 27.9376 | 26.5145
SR Jackson II Solar Project | -498747 | Operating | 1.5 | Solar | 2022 | Silicon Ranch Corporation |  | SERC | CENTRL | Madison | TN | Solar | 1 | NA | NA | NA | 25.3995 | 7.968 | NA
SR Jonesborough II | -163922 | Operating | 4.4 | Solar | 2018 | Shell New Energies US LLC |  | SERC | CENTRL | Washington | TN | Solar | 4.4 | NA | NA | NA | 20.0161 | 20.6076 | 20.2677
SR Jonesborough II | -163921 | Operating | 4.4 | Solar | 2018 | Silicon Ranch Corporation |  | SERC | CENTRL | Washington | TN | Solar | 4.4 | NA | NA | NA | 20.0161 | 20.6076 | 20.2677
SR Washington I (Martin Solar Plant) | -408533 | Operating | 9 | Solar | 2021 | Shell New Energies US LLC |  | SERC | CENTRL | Washington | TN | Solar | 9 | NA | NA | NA | 25.586 | 23.809 | NA
SR Washington I (Martin Solar Plant) | -408532 | Operating | 9 | Solar | 2021 | Silicon Ranch Corporation |  | SERC | CENTRL | Washington | TN | Solar | 9 | NA | NA | NA | 25.586 | 23.809 | NA
State Line CC | -116901 | Operating | 567.5 | Combined Cycle | 1997 | The Empire District Electric Company | SPP | MRO | MRO-US | Jasper | MO | Gas | 589 | 7332 | 7413 | 7363 | 44.3738 | 43.7571 | 37.9986
Tennessee Eastman Division | -206621 | Operating | 194.3 | Steam Turbine | 1936 | Eastman Chemical Company | PJM | RFC | R-PJM | Sullivan | TN | Coal | 194.3 | 39453 | 37559 | 35144 | 55.2856 | 60.9429 | 66.917
Tennessee Peaking Power Project | -407316 | Operating | 21 | Internal Combustion | 2002 | Undisclosed buyer |  | SERC | CENTRL |  | TN | Gas | 21 | NA | NA | NA | NA | NA | NA
State Line CT | -790379 | Operating | 123 | Gas Turbine | 1995 | The Empire District Electric Company | SPP | MRO | MRO-US | Jasper | MO | Gas | 104 | 13090 | 12353 | 12154 | 3.0535 | 13.663 | 14.5308
Station H | -6975 | Operating | 43 | Gas Turbine | 1972 | City of Independence, Missouri | SPP | MRO | MRO-US | Jackson | MO | Gas | 39 | 28247 | 25651 | 34972 | 1.3892 | 0.64805 | 1.5598
Thomas H Allen Solar Project | -173344 | Operating | 1 | Solar | 2017 | Tennessee Valley Authority |  | SERC | CENTRL | Shelby | TN | Solar | 1 | NA | NA | NA | NA | NA | NA
Tims Ford | -7215 | Operating | 45.7 | Hydraulic Turbine | 1972 | Tennessee Valley Authority |  | SERC | CENTRL | Franklin | TN | Water | 40.2 | NA | NA | NA | 11.8426 | 16.1388 | 12.2027
Station I | -6976 | Operating | 38 | Gas Turbine | 1972 | City of Independence, Missouri | SPP | MRO | MRO-US | Jackson | MO | Oil | 38 | 27998 | 27581 | 24170 | 0.93006 | 0.77716 | 1.1259
Vanderbilt I Solar Farm | -759991 | Operating | 35 | Solar | 2023 | Shell New Energies US LLC |  | SERC | CENTRL | Bedford | TN | Solar | 35 | NA | NA | NA | NA | NA | NA
Vanderbilt I Solar Farm | -627510 | Operating | 35 | Solar | 2023 | Silicon Ranch Corporation |  | SERC | CENTRL | Bedford | TN | Solar | 35 | NA | NA | NA | NA | NA | NA
Ste Rose | -6979 | Operating | 100 | Gas Turbine | 1991 | New Brunswick Energy Marketing Corporation | New Brunswick | NPCC | MRTM |  |  | Oil | 100 | NA | NA | NA | NA | NA | NA
Volkswagen Solar System | -135062 | Operating | 7.6 | Solar | 2012 | Shell New Energies US LLC |  | SERC | CENTRL | Hamilton | TN | Solar | 7.6 | NA | NA | NA | 16.6486 | 16.7913 | 17.6054
Volkswagen Solar System | -135006 | Operating | 7.6 | Solar | 2012 | Silicon Ranch Corporation |  | SERC | CENTRL | Hamilton | TN | Solar | 7.6 | NA | NA | NA | 16.6486 | 16.7913 | 17.6054
Vonore Battery Storage Project | -778277 | Operating | 20 | Battery | 2024 | Tennessee Valley Authority |  | SERC | CENTRL | Monroe | TN | Energy Storage | 20 | NA | NA | NA | NA | NA | NA
Watauga | -7601 | Operating | 57.6 | Hydraulic Turbine | 1949 | Tennessee Valley Authority |  | SERC | CENTRL | Carter | TN | Water | 67 | NA | NA | NA | 19.2561 | 18.6387 | 23.9528
Watts Bar Hydro | -7622 | Operating | 174.6 | Hydraulic Turbine | 1942 | Tennessee Valley Authority |  | SERC | CENTRL | Rhea | TN | Water | 196.4 | NA | NA | NA | 47.2211 | 52.1787 | 61.3573
Watts Bar Nuclear | -165780 | Operating | 2539.8 | Nuclear | 1996 | Tennessee Valley Authority |  | SERC | CENTRL | Rhea | TN | Nuclear | 2343 | NA | NA | NA | 91.1578 | 81.8921 | 86.1187
West Tennessee Solar Farm | -756658 | Operating | 4.2 | Solar | 2012 | The University of Tennessee System |  | SERC | CENTRL | Haywood | TN | Solar | 4.2 | NA | NA | NA | 6.9444 | 11.1247 | 12.9104
Stephenville | -764719 | Operating | 54 | Gas Turbine | 1976 | Newfoundland and Labrador Hydro |  | NPCC | MRTM |  |  | Gas | 54 | NA | NA | NA | NA | NA | NA
Wilbur | -7785 | Operating | 10.6 | Hydraulic Turbine | 1912 | Tennessee Valley Authority |  | SERC | CENTRL | Carter | TN | Water | 11.1 | NA | NA | NA | 13.8087 | 12.2887 | 19.2748
Wildberry Solar Project | -767191 | Operating | 15 | Solar | 2018 | Adapture Renewables, Inc. |  | SERC | CENTRL | Fayette | TN | Solar | 15 | NA | NA | NA | 14.3904 | 19.946 | 22.0099
(WildHorse) Highpeak 1 Solar Project | -762763 | Operating | 10 | Solar | 2024 | Priority Power Management Inc. | ERCOT | TRE | TRE | Howard | TX | Solar | 10 | NA | NA | NA | NA | NA | NA
3M Central Utility | -756399 | Operating | 2.3 | Steam Turbine | 1988 | 3M Company | ERCOT | TRE | TRE | Travis | TX | Gas | 2.3 | NA | NA | NA | NA | 0 | 0
3M Central Utility IC | -756400 | Operating | 12 | Internal Combustion | 1988 | 3M Company | ERCOT | TRE | TRE | Travis | TX | Gas | 6.6 | NA | NA | NA | NA | 0 | 0
Sterling Energy Project | -132621 | Operating | 64.2 | Combined Cycle | 1991 | Alliance Energy, New York LLC | New York | NPCC | NY | Oneida | NY | Gas | 64.1 | 9156 | 9616 | 9653 | 0.3788 | 0.67282 | 2.7016
Sterlington CT | -316797 | Operating | 59.3 | Gas Turbine | 2020 | Entergy Louisiana, LLC | MISO | SERC | DELTA | Ouachita | LA | Gas | 50 | NA | 14149 | 14474 | 0 | 1.0082 | 3.1951
Stock Island | -165624 | Operating | 104.8 | Gas Turbine | 1978 | Florida Municipal Power Agency |  | SERC | FP | Monroe | FL | Oil | 97 | 14867 | 14134 | 13190 | 0.19983 | 0.79744 | 0.36706
7v Solar Ranch Project | -748124 | Operating | 240 | Solar | 2024 | Candela Renewables, LLC | ERCOT | TRE | TRE | Fayette | TX | Solar | 240 | NA | NA | NA | NA | NA | NA
7v Solar Ranch Project | -748123 | Operating | 240 | Solar | 2024 | Naturgy Energy Group, S.A. | ERCOT | TRE | TRE | Fayette | TX | Solar | 240 | NA | NA | NA | NA | NA | NA
Abbott TP 3 | -1375 | Out of Service | 2.8 | Hydraulic Turbine | 1927 | Guadalupe Blanco River Authority | ERCOT | TRE | TRE | Guadalupe | TX | Water | NA | NA | NA | NA | 3.07 | 23.5119 | 29.6681
AbbVie Waco IC Natural Gas Project | -763681 | Operating | 5.6 | Internal Combustion | 2023 | GENERATE ER NG LLC | ERCOT | TRE | TRE | McLennan | TX | Gas | 5.6 | NA | NA | NA | NA | NA | NA
ABIA Parking Structure Solar Project (Austin Airport Solar) | -778169 | Operating | 1.8 | Solar | 2021 | SoCore Energy LLC | ERCOT | TRE | TRE | Travis | TX | Solar | 1.8 | NA | NA | NA | NA | NA | NA
Adkins Community Solar Project | -172861 | Operating | 1 | Solar | 2016 | CPS Energy, Inc. | ERCOT | TRE | TRE | Bexar | TX | Solar | 1 | NA | NA | NA | 20.5251 | 23.8128 | 20.3995
Aeolus Wind | -772270 | Out of Service | 3 | Wind Turbine | 2003 | Aeolus Wind LLC | SPP | MRO | MRO-US | Hansford | TX | Wind | NA | NA | NA | NA | 0 | 0 | 0
Stony Brook | -224029 | Operating | 360 | Combined Cycle | 1981 | Régime de retraite de l'Université du Québec | New England | NPCC | NE | Hampden | MA | Oil | 366 | 8986 | 9026 | 9764 | 0.52324 | 3.2455 | 1.6478
Aktina Solar Project (Ramsey) (Plainview) | -747209 | Operating | 500 | Solar | 2023 | Tokyo Gas America Ltd. | ERCOT | TRE | TRE | Wharton | TX | Solar | 500 | NA | NA | NA | 11.397 | NA | NA
Al Pastor Battery Storage Project | -785931 | Operating | 100 | Battery | 2024 | ESIF Servicer, LLC | ERCOT | TRE | TRE | Dawson | TX | Energy Storage | 100 | NA | NA | NA | NA | NA | NA
Al Pastor Battery Storage Project | -785930 | Operating | 100 | Battery | 2024 | Energy Storage Investment Fund I, Lp | ERCOT | TRE | TRE | Dawson | TX | Energy Storage | 100 | NA | NA | NA | NA | NA | NA
Albercas Wind Energy Project (Javelina 2) | -787414 | Operating | 200 | Wind Turbine | 2016 | XPLR Infrastructure, LP | ERCOT | TRE | TRE | Webb | TX | Wind | 200 | NA | NA | NA | 41.5478 | 43.917 | 43.662
Alexis Solar Plant | -245597 | Operating | 10 | Solar | 2019 | Sol Systems, LLC | ERCOT | TRE | TRE | Brooks | TX | Solar | 9.5 | NA | NA | NA | 20.8808 | 24.3319 | 10.0553
Alexis Solar Plant | -245596 | Operating | 10 | Solar | 2019 | Nationwide Corporation | ERCOT | TRE | TRE | Brooks | TX | Solar | 9.5 | NA | NA | NA | 20.8808 | 24.3319 | 10.0553
Stony Brook | -224028 | Operating | 360 | Combined Cycle | 1981 | British Columbia Investment Management Corporation | New England | NPCC | NE | Hampden | MA | Oil | 366 | 8986 | 9026 | 9764 | 0.52324 | 3.2455 | 1.6478
Amadeus Wind Farm | -627463 | Operating | 250 | Wind Turbine | 2020 | Fengate Capital Management Ltd. | ERCOT | TRE | TRE | Fisher | TX | Wind | 250 | NA | NA | NA | 36.7717 | 34.5128 | 34.6425
Amadeus Wind Farm | -614724 | Operating | 250 | Wind Turbine | 2020 | BayWa r.e. Wind, LLC | ERCOT | TRE | TRE | Fisher | TX | Wind | 250 | NA | NA | NA | 36.7717 | 34.5128 | 34.6425
Amadeus Wind Farm | -300190 | Operating | 250 | Wind Turbine | 2020 | BayWa r.e. Wind, LLC | ERCOT | TRE | TRE | Fisher | TX | Wind | 250 | NA | NA | NA | 36.7717 | 34.5128 | 34.6425
Amistad Dam & Power | -113364 | Operating | 66 | Hydraulic Turbine | 1983 | International Boundary and Water Commission | ERCOT | TRE | TRE | Val Verde | TX | Water | 58 | NA | NA | NA | 17.2496 | 12.5553 | 11.7149
Anacacho Wind Farm | -202022 | Operating | 99.8 | Wind Turbine | 2012 | E.ON Climate & Renewables North America Inc. | ERCOT | TRE | TRE | Kinney | TX | Wind | 99.8 | NA | NA | NA | 36.1912 | 38.1148 | 36.1157
Anemoi Battery Storage Plant | -766796 | Operating | 200 | Battery | 2024 | Plus Power | ERCOT | TRE | TRE | Hidalgo | TX | Energy Storage | 200 | NA | NA | NA | NA | NA | NA
Angelo Battery Energy Storage | -795717 | Operating | NA | Battery | 2025 | Apex Clean Energy, Inc. | ERCOT | TRE | TRE | Tom Green | TX | Energy Storage | 100 | NA | NA | NA | NA | NA | NA
Angelo Solar Project | -777815 | Operating | 195.41 | Solar | 2024 | Apex Clean Energy, Inc. | ERCOT | TRE | TRE | Tom Green | TX | Solar | 195.41 | NA | NA | NA | NA | NA | NA
Anson Solar Center (Phases I-III) | -496020 | Operating & Planned | 200 | Solar | 2021 | HA Sustainable Infrastructure Capital, Inc. | ERCOT | TRE | TRE | Jones | TX | Solar | 200 | NA | NA | NA | 25.4642 | 27.19 | 20.9458
Anson Solar Center (Phases I-III) | -496019 | Operating & Planned | 200 | Solar | 2021 | ENGIE North America Inc. | ERCOT | TRE | TRE | Jones | TX | Solar | 200 | NA | NA | NA | 25.4642 | 27.19 | 20.9458
Antelope Station | -168337 | Operating | 167.4 | Internal Combustion | 2011 | Golden Spread Electric Cooperative, Inc. | ERCOT, SPP | MRO | MRO-US | Hale | TX | Gas | 167.4 | 9217 | 9187 | 9108 | 17.4527 | 17.1385 | 14.6382
Stony Brook | -219158 | Operating | 360 | Combined Cycle | 1981 | Fonds de solidarité FTQ | New England | NPCC | NE | Hampden | MA | Oil | 366 | 8986 | 9026 | 9764 | 0.52324 | 3.2455 | 1.6478
Apogee Wind Project | -807166 | Operating | 393.24 | Wind Turbine | 2022 | EDF power solutions North America | ERCOT | TRE | TRE | Haskell | TX | Wind | 393.24 | NA | NA | NA | NA | NA | NA
Appaloosa Run Wind Project | -787466 | Operating | 171.8 | Wind Turbine | 2022 | XPLR Infrastructure, LP | ERCOT | TRE | TRE | Upton | TX | Wind | 171.8 | NA | NA | NA | 46.1503 | NA | NA
Appaloosa Run Wind Project | -619780 | Operating | 171.8 | Wind Turbine | 2022 | NextEra Energy Resources, LLC | ERCOT | TRE | TRE | Upton | TX | Wind | 171.8 | NA | NA | NA | 46.1503 | NA | NA
Aragorn Solar Project | -420856 | Operating | 187.2 | Solar | 2021 | SB Energy Global Holdings Ltd. | ERCOT | TRE | TRE | Culberson | TX | Solar | 180 | NA | NA | NA | 27.1022 | 25.7033 | 1.9011
Arlington Outlet Hydroelectric Project | -169383 | Operating | 1.3 | Hydraulic Turbine | 2014 | Tarrant Regional Water District | ERCOT | TRE | TRE | Tarrant | TX | Water | 1.3 | NA | NA | NA | 0 | 0.043906 | 6.7352
Stony Brook | -219157 | Operating | 360 | Combined Cycle | 1981 | Enbridge Inc. | New England | NPCC | NE | Hampden | MA | Oil | 366 | 8986 | 9026 | 9764 | 0.52324 | 3.2455 | 1.6478
Astra Wind Project (Happy Whiteface Wind) (Falvez Astra Wind) | -172463 | Operating | 163 | Wind Turbine | 2017 | Falvez Energy LLC | ERCOT | TRE | TRE | Randall | TX | Wind | 163 | NA | NA | NA | 39.7102 | 38.3596 | 30.5409
Austin Energy Control Center VYCON Flywheel Storage | -172374 | Operating | 5 | Mechanical Storage | 2012 | Austin Energy | ERCOT | TRE | TRE | Travis | TX | Energy Storage | 5 | NA | NA | NA | NA | NA | NA
Austin GigaFactory Solar Plant | -671041 | Operating & Planned | 1.9 | Solar | 2023 | Tesla, Inc. | ERCOT | TRE | TRE | Travis | TX | Solar | 1.9 | NA | NA | NA | NA | NA | NA
Austin Landfill | -641777 | Operating & Planned | 4.8 | Internal Combustion | 2007 | WM Renewable Energy, LLC | ERCOT | TRE | TRE | Travis | TX | Biomass | 4.8 | 11839 | 11907 | 11864 | 90.1327 | 67.4372 | 69.3636
Aviator Wind Project (Grape Creek) | -376678 | Operating | 525 | Wind Turbine | 2020 | Ares Infrastructure and Power Group | ERCOT | TRE | TRE | Coke | TX | Wind | 525 | NA | NA | NA | 39.6495 | 41.2018 | 38.9891
Aviator Wind Project (Grape Creek) | -255824 | Operating | 525 | Wind Turbine | 2020 | KPIC USA, LLC | ERCOT | TRE | TRE | Coke | TX | Wind | 525 | NA | NA | NA | 39.6495 | 41.2018 | 38.9891
Aviator Wind Project (Grape Creek) | -255822 | Operating | 525 | Wind Turbine | 2020 | NorthStar Clean Energy | ERCOT | TRE | TRE | Coke | TX | Wind | 525 | NA | NA | NA | 39.6495 | 41.2018 | 38.9891
Azure Sky (Vortex) Battery Storage | -747766 | Operating | 120 | Battery | 2023 | Enel Green Power North America, Inc. | ERCOT | TRE | TRE | Throckmorton | TX | Energy Storage | 120 | NA | NA | NA | NA | NA | NA
Azure Sky Battery Storage Project | -583480 | Operating | 77.6 | Battery | 2021 | TradeWind Energy, Inc. | ERCOT | TRE | TRE | Haskell | TX | Energy Storage | 77.6 | NA | NM | NA | 1.8438 | 0.4959 | NA
Azure Sky Solar Project | -366535 | Operating | 225 | Solar | 2021 | TradeWind Energy, Inc. | ERCOT | TRE | TRE | Haskell | TX | Solar | 225 | NA | NA | NA | 28.5613 | 29.4006 | 11.7844
Azure Sky Wind Project (Vortex Wind) | -471696 | Operating | 350 | Wind Turbine | 2022 | Enel Green Power North America, Inc. | ERCOT | TRE | TRE | Throckmorton | TX | Wind | 350 | NA | NA | NA | 25.6717 | NA | NA
Stony Brook | -219155 | Operating | 360 | Combined Cycle | 1981 | Caisse de dépôt et placement du Québec | New England | NPCC | NE | Hampden | MA | Oil | 366 | 8986 | 9026 | 9764 | 0.52324 | 3.2455 | 1.6478
Stony Brook | -7017 | Operating | 360 | Combined Cycle | 1981 | Massachusetts Municipal Wholesale Electric Company | New England | NPCC | NE | Hampden | MA | Oil | 366 | 8986 | 9026 | 9764 | 0.52324 | 3.2455 | 1.6478
Stony Brook | -7016 | Operating | 360 | Combined Cycle | 1981 | Lyndonville Village of | New England | NPCC | NE | Hampden | MA | Oil | 366 | 8986 | 9026 | 9764 | 0.52324 | 3.2455 | 1.6478
Baker Branch Solar Project (Mockingbird) | -782186 | Operating | 468 | Solar | 2024 | Orsted Onshore North America, LLC | ERCOT | TRE | TRE | Lamar | TX | Solar | 468 | NA | NA | NA | NA | NA | NA
Bakke Internal Combustion Plant | -503612 | Operating | 9 | Internal Combustion | 2013 | Power Depot - Texas Group A, LLC | ERCOT | TRE | TRE | Andrews | TX | Oil | 9 | 9306 | 9463 | NA | 1.1111 | 0.62405 | NA
Bandera Leakey Array Solar (North and South) | -191665 | Operating | 1.5 | Solar | 2017 | ENGIE US Solar | ERCOT | TRE | TRE | Real | TX | Solar | 1.5 | NA | NA | NA | 25.8371 | 21.3166 | 22.2222
Barilla Solar Project | -309751 | Operating & Planned | 30.2 | Solar | 2014 | Leeward Renewable Energy, LLC | ERCOT | TRE | TRE | Pecos | TX | Solar | 30.2 | NA | NA | NA | 29.9106 | 28.8673 | 19.0076
Barney M Davis | -758887 | Operating | 352 | Steam Turbine | 1974 | CPS Energy, Inc. | ERCOT | TRE | TRE | Nueces | TX | Gas | 292 | NA | NA | NA | NA | NA | NA
Stony Brook Cogeneration | -745155 | Operating | 47 | Gas Turbine | 1995 | Calpine Corporation | New York | NPCC | NY | Suffolk | NY | Gas | 47.1 | 10120 | 10538 | 10336 | 69.9338 | 68.3034 | 68.0608
Barrow Ranch (Jumbo Hill) Wind Project | -693177 | Operating | 160.7 | Wind Turbine | 2020 | ENGIE North America Inc. | ERCOT | TRE | TRE | Andrews | TX | Wind | 160.7 | NA | NA | NA | 42.1248 | 43.6925 | 42.3478
Barrow Ranch (Jumbo Hill) Wind Project | -495991 | Operating | 160.7 | Wind Turbine | 2020 | HA Sustainable Infrastructure Capital, Inc. | ERCOT | TRE | TRE | Andrews | TX | Wind | 160.7 | NA | NA | NA | 42.1248 | 43.6925 | 42.3478
Barton Chapel Wind | -785767 | Operating | 120 | Wind Turbine | 2009 | Avangrid Renewables, LLC | ERCOT | TRE | TRE | Jack | TX | Wind | 120 | NA | NA | NA | NA | NA | NA
Stony Brook Cogeneration | -745154 | Operating | 47 | Gas Turbine | 1995 | Calpine Corporation | New York | NPCC | NY | Suffolk | NY | Gas | 47.1 | 10120 | 10538 | 10336 | 69.9338 | 68.3034 | 68.0608
Bat Cave Battery Storage Project | -781315 | Operating | 100 | Battery | 2021 | TransAlta Corporation | ERCOT | TRE | TRE | Mason | TX | Energy Storage | 100 | NA | NA | NA | NA | NA | NA
Stony Brook CT | -7019 | Operating | 170 | Gas Turbine | 1982 | Massachusetts Municipal Wholesale Electric Company | New England | NPCC | NE | Hampden | MA | Oil | 170 | 12973 | 12553 | 13326 | 0.35529 | 0.40599 | 0.12779
Strathmore Gas Plant | -173805 | Operating | 4 | Gas Turbine | 2009 | EarthRenew Corporation | Alberta | WECC | WECCCN |  |  | Gas | 4 | NA | NA | NA | NA | NA | NA
Stryker | -769148 | Operating | 19 | Gas Turbine | 1968 | Rockland Power Partners IV, LP | PJM | RFC | R-PJM | Williams | OH | Oil | 18 | NA | NA | NA | NA | NA | NA
Substation 20 Plant | -172581 | Operating | 2 | Gas Turbine | 2014 | City of Orangeburg |  | SERC | VACAR | Orangeburg | SC | Gas | 2 | 18909 | 16221 | 33667 | 0.69064 | 0.93037 | 0.068493
BayWa R.E. Mozart | -170328 | Operating | 30 | Wind Turbine | 2012 | BayWa Aktiengesellschaft | ERCOT | TRE | TRE | Kent | TX | Wind | 30 | NA | NA | NA | 22.4715 | 24.675 | 22.3486
Sugar Creek Facility | -743650 | Operating | 619.4 | Combined Cycle | 2002 | Northern Indiana Public Service Company, LLC | MISO | RFC | R-MISO | Vigo | IN | Gas | 600.2 | NA | NA | NA | NA | NA | NA
BESSP1 Solar Plant | -747003 | Operating | 4.4 | Solar | 2023 | BESSP1 LLC | ERCOT | TRE | TRE | Lubbock | TX | Solar | 4.4 | NA | NA | NA | 3.1237 | NA | NA
Bethel Wind Energy Facility | -753786 | Operating | 276 | Wind Turbine | 2017 | Southern Renewable Partnerships, LLC | SPP | MRO | MRO-US | Castro | TX | Wind | 276 | NA | NA | NA | 46.6039 | 48.0487 | 47.5223
Bethel Wind Energy Facility | -753785 | Operating | 276 | Wind Turbine | 2017 | Southern Renewable Partnerships, LLC | SPP | MRO | MRO-US | Castro | TX | Wind | 276 | NA | NA | NA | 46.6039 | 48.0487 | 47.5223
Bethel Wind Energy Facility | -753784 | Operating | 276 | Wind Turbine | 2017 | Southern Renewable Partnerships, LLC | SPP | MRO | MRO-US | Castro | TX | Wind | 276 | NA | NA | NA | 46.6039 | 48.0487 | 47.5223
Bethel Wind Energy Facility | -124262 | Operating | 276 | Wind Turbine | 2017 | Southern Renewable Partnerships, LLC | SPP | MRO | MRO-US | Castro | TX | Wind | 276 | NA | NA | NA | 46.6039 | 48.0487 | 47.5223
Big Elm Solar Project | -781686 | Operating | 200 | Solar | 2024 | Apex Clean Energy Holdings, LLC | ERCOT | TRE | TRE | Bell | TX | Solar | 200 | NA | NA | NA | NA | NA | NA
Sugar Creek Facility | -743649 | Operating | 619.4 | Combined Cycle | 2002 | Northern Indiana Public Service Company, LLC | MISO | RFC | R-MISO | Vigo | IN | Gas | 600.2 | NA | NA | NA | NA | NA | NA
Big Springs Wind Farm | -547206 | Operating | 34.3 | Wind Turbine | 1998 | Terra-Gen, LLC | ERCOT | TRE | TRE | Howard | TX | Wind | 34.3 | NA | NA | NA | 20.8019 | 21.6416 | 20.1832
Big Springs Wind Farm | -356843 | Operating | 34.3 | Wind Turbine | 1998 | Terra-Gen, LLC | ERCOT | TRE | TRE | Howard | TX | Wind | 34.3 | NA | NA | NA | 20.8019 | 21.6416 | 20.1832
Big Star Battery Storage Project | -750890 | Operating | 80 | Battery | 2024 | RWE Clean Energy, LLC | ERCOT | TRE | TRE | Bastrop | TX | Energy Storage | 80 | NA | NA | NA | NA | NA | NA
Big Star Solar Project | -751622 | Operating | 200 | Solar | 2023 | RWE Clean Energy, LLC | ERCOT | TRE | TRE | Bastrop | TX | Solar | 200 | NA | NA | NA | NA | NA | NA
BKV Ponder Solar Project | -776513 | Operating | 2.5 | Solar | 2024 | Banpu Power Us Corporation | ERCOT | TRE | TRE | Denton | TX | Solar | 2.5 | NA | NA | NA | NA | NA | NA
BKV Ponder Solar Project | -776512 | Operating | 2.5 | Solar | 2024 | Banpu Power Us Corporation | ERCOT | TRE | TRE | Denton | TX | Solar | 2.5 | NA | NA | NA | NA | NA | NA
BKV Ponder Solar Project | -776511 | Operating | 2.5 | Solar | 2024 | BKV Corporation | ERCOT | TRE | TRE | Denton | TX | Solar | 2.5 | NA | NA | NA | NA | NA | NA
BKV Ponder Solar Project | -776510 | Operating | 2.5 | Solar | 2024 | BKV Corporation | ERCOT | TRE | TRE | Denton | TX | Solar | 2.5 | NA | NA | NA | NA | NA | NA
Sumas Energy 1 | -754723 | Operating | 125.5 | Combined Cycle | 1993 | Alberta Investment Management Corporation |  | WECC | NWPP | Whatcom | WA | Gas | 137.3 | 8807 | 8923 | NA | 69.4138 | 38.1591 | NA
Blackjack Creek Wind Farm | -647469 | Operating | 239.6 | Wind Turbine | 2023 | E.ON Climate & Renewables North America Inc. | ERCOT | TRE | TRE | Refugio | TX | Wind | 239.6 | NA | NA | NA | 15.3066 | NA | NA
Blue Cloud Renewable Energy | -678697 | Operating | 148.4 | Wind Turbine | 2018 | Transcanada Pipeline USA Ltd. | SPP | MRO | MRO-US | Bailey | TX | Wind | 148.4 | NA | NA | NA | 41.3489 | NA | NA
Blue Jay I & II Battery Storage Project | -669896 | Operating | 51.6 | Battery | 2023 | Enel Green Power North America, Inc. | ERCOT | SERC | DELTA | Grimes | TX | Energy Storage | 51.6 | NA | NA | NA | 0.81059 | NA | NA
Blue Summit Battery Storage Project | -173267 | Operating | 30 | Battery | 2017 | ESI Energy, LLC | ERCOT | TRE | TRE | Wilbarger | TX | Energy Storage | 30 | NA | NM | NM | 3.8246 | 5.4578 | 5.9882
Blue Summit II Wind Project | -193017 | Operating | 99.4 | Wind Turbine | 2019 | NextEra Energy Resources, LLC | ERCOT | TRE | TRE | Hardeman | TX | Wind | 99.4 | NA | NA | NA | 42.0514 | 45.3362 | 43.4912
Blue Summit III Wind Project | -787431 | Operating | 200.2 | Wind Turbine | 2019 | XPLR Infrastructure, LP | ERCOT | TRE | TRE | Hardeman | TX | Wind | 200.2 | NA | NA | NA | 41.3189 | 47.5159 | 46.5442
Blue Summit III Wind Project | -591602 | Operating | 200.2 | Wind Turbine | 2019 | Colleges of Applied Arts and Technology Pension Plan | ERCOT | TRE | TRE | Hardeman | TX | Wind | 200.2 | NA | NA | NA | 41.3189 | 47.5159 | 46.5442
Blue Summit III Wind Project | -591601 | Operating | 200.2 | Wind Turbine | 2019 | Healthcare of Ontario Pension Plan | ERCOT | TRE | TRE | Hardeman | TX | Wind | 200.2 | NA | NA | NA | 41.3189 | 47.5159 | 46.5442
Blue Summit III Wind Project | -591600 | Operating | 200.2 | Wind Turbine | 2019 | Keskinäinen työeläkevakuutusyhtiö Varma | ERCOT | TRE | TRE | Hardeman | TX | Wind | 200.2 | NA | NA | NA | 41.3189 | 47.5159 | 46.5442
Blue Summit III Wind Project | -591599 | Operating | 200.2 | Wind Turbine | 2019 | KKR & Co. Inc. | ERCOT | TRE | TRE | Hardeman | TX | Wind | 200.2 | NA | NA | NA | 41.3189 | 47.5159 | 46.5442
Blue Summit III Wind Project | -296484 | Operating | 200.2 | Wind Turbine | 2019 | NextEra Energy Resources, LLC | ERCOT | TRE | TRE | Hardeman | TX | Wind | 200.2 | NA | NA | NA | 41.3189 | 47.5159 | 46.5442
Blue Summit Wind Farm | -169897 | Operating | 139.8 | Wind Turbine | 2012 | ESI Energy, LLC | ERCOT | TRE | TRE | Wilbarger | TX | Wind | 139.8 | NA | NA | NA | 40.22 | 35.5309 | 35.687
Blue Wing Solar Project | -695641 | Operating | 13.9 | Solar | 2010 | Brookfield Renewable Partners L.P. | ERCOT | TRE | TRE | Bexar | TX | Solar | 13.5 | NA | NA | NA | 15.0406 | NA | NA
Blue Wing Solar Project | -193231 | Operating | 13.9 | Solar | 2010 | John Hancock Life Insurance Company (U.S.A) | ERCOT | TRE | TRE | Bexar | TX | Solar | 13.5 | NA | NA | NA | 15.0406 | 18.0272 | 16.7817
Bluebell Solar I | -163773 | Operating | 30 | Solar | 2018 | NextEra Energy Resources, LLC | ERCOT | TRE | TRE | Sterling | TX | Solar | 30 | NA | NA | NA | 29.0784 | 27.7443 | 26.5746
Bluebell Solar II | -794743 | Operating | 115 | Solar | 2020 | Nadara Limited | ERCOT | TRE | TRE | Sterling | TX | Solar | 115 | NA | NA | NA | NA | NA | NA
Bluebell Solar II | -773377 | Operating | 115 | Solar | 2020 | Energy Infrastructure Partners LLC | ERCOT | TRE | TRE | Sterling | TX | Solar | 115 | NA | NA | NA | 28.4639 | 27.2736 | NA
Bluebell Solar II | -773376 | Operating | 115 | Solar | 2020 | Eni S.p.A. | ERCOT | TRE | TRE | Sterling | TX | Solar | 115 | NA | NA | NA | 28.4639 | 27.2736 | NA
Bobcat Bluff Wind Project (Windthorst-1) | -807112 | Operating | 161 | Wind Turbine | 2012 | EDF power solutions North America | ERCOT | TRE | TRE | Archer | TX | Wind | 161 | NA | NA | NA | NA | NA | NA
BoCo BESS Project (Borden County) | -775542 | Operating | 155.48 | Battery | 2024 | Aypa Power LLC | ERCOT | TRE | TRE | Borden | TX | Energy Storage | 155.48 | NA | NA | NA | NA | NA | NA
Borger | -633191 | Operating | 37.5 | Steam Turbine | 1985 | Tokai Carbon CB Ltd. | SPP | MRO | MRO-US | Hutchinson | TX | Other | 20 | 44336 | 22760 | NA | 26.0388 | 10.5668 | -0.77501
Bovine Solar | -405301 | Operating | 10 | Solar | 2018 | Cypress Creek Renewables, LLC | ERCOT | TRE | TRE | Austin | TX | Solar | 10 | NA | NA | NA | 18.4155 | 21.6598 | 17.8116
Sumas Energy 1 | -754722 | Operating | 125.5 | Combined Cycle | 1993 | OMERS Administration Corporation |  | WECC | NWPP | Whatcom | WA | Gas | 137.3 | 8807 | 8923 | NA | 69.4138 | 38.1591 | NA
BPL Crown Solar (Spanish Crown & Alamo 9) | -760180 | Operating | 103.1 | Solar | 2024 | Buckeye Partners, L.P. | ERCOT | TRE | TRE | Falls | TX | Solar | 103.1 | NA | NA | NA | NA | NA | NA
BPL Sol Solar Project (Golinda Solar) | -760187 | Operating | 100 | Solar | 2024 | Buckeye Partners, L.P. | ERCOT | TRE | TRE | Falls | TX | Solar | 100 | NA | NA | NA | NA | NA | NA
Sumas Energy 1 | -754721 | Operating | 125.5 | Combined Cycle | 1993 | British Columbia Investment Management Corporation |  | WECC | NWPP | Whatcom | WA | Gas | 137.3 | 8807 | 8923 | NA | 69.4138 | 38.1591 | NA
Brazoria County Solar Project (Danciger) | -747738 | Operating | 200 | Solar | 2022 | Shikun & Binui US Energy | ERCOT | TRE | TRE | Brazoria | TX | Solar | 200 | NA | NA | NA | 24.7245 | 3.7172 | NA
Brazoria West Solar Project | -760938 | Operating | 200 | Solar | 2022 | Shikun & Binui America Inc | ERCOT | TRE | TRE | Brazoria | TX | Solar | 200 | NA | NA | NA | 23.5119 | 13.501 | NA
Brazos Bend (River Bend) Battery Storage Project | -780341 | Operating | 100 | Battery | 2024 | Cypress Creek Renewables, LLC | ERCOT | TRE | TRE | Fort Bend | TX | Energy Storage | 100 | NA | NA | NA | NA | NA | NA
Brazos Wind Repower Plant | -787794 | Operating | 364.8 | Wind Turbine | 2003 | InfraRed Capital Partners Limited | ERCOT | TRE | TRE | Scurry | TX | Wind | 182.4 | NA | NA | NA | NA | NA | NA
Brazos Wind Repower Plant | -787793 | Operating | 364.8 | Wind Turbine | 2003 | Mitsui & Co. (U.S.A.), Inc. | ERCOT | TRE | TRE | Scurry | TX | Wind | 182.4 | NA | NA | NA | NA | NA | NA
Brazos Wind Repower Plant | -787792 | Operating | 364.8 | Wind Turbine | 2003 | Shell WindEnergy Inc. | ERCOT | TRE | TRE | Scurry | TX | Wind | 182.4 | NA | NA | NA | NA | NA | NA
Briar Creek Solar 1 Project (Clean Vision) | -406048 | Operating | 127 | Solar | 2021 | Lightsource bp Renewable Energy Investments Limited | ERCOT | TRE | TRE | Navarro | TX | Solar | 127 | NA | NA | NA | 23.6604 | 26.7184 | 1.0418
Bridgeport Gas Processing | -164417 | Operating | 10.4 | Internal Combustion | 1958 | Mitchell Gas Services LP | ERCOT | TRE | TRE | Wise | TX | Gas | 10.4 | 10197 | 10195 | 10191 | 54.4608 | 48.0352 | 45.3196
Bright Arrow Battery Storage Project | -750891 | Operating | 103.6 | Battery | 2023 | RWE Clean Energy, LLC | ERCOT | TRE | TRE | Hopkins | TX | Energy Storage | 103.6 | NA | NA | NA | NA | NA | NA
Bright Arrow Solar Project | -763047 | Operating | 500 | Solar | 2023 | RWE Clean Energy, LLC | ERCOT | TRE | TRE | Hopkins | TX | Solar | 500 | NA | NA | NA | NA | NA | NA
Brightside Solar Project | -422598 | Operating | 50.7 | Solar | 2022 | Luminant Generation Company LLC | ERCOT | TRE | TRE | Live Oak | TX | Solar | 50.7 | NA | NA | NA | 23.2397 | 15.2387 | NA
Briscoe Wind Farm | -171365 | Operating | 150 | Wind Turbine | 2015 | Capital Dynamics, Inc. | ERCOT | TRE | TRE | Briscoe | TX | Wind | 150 | NA | NA | NA | 31.5502 | 33.7591 | 22.1992
Bronson Solar Project | -405302 | Operating | 10 | Solar | 2018 | Cypress Creek Renewables, LLC | ERCOT | TRE | TRE | Fort Bend | TX | Solar | 10 | NA | NA | NA | 16.2888 | 14.863 | 18.5274
Sumas Energy 1 | -754720 | Operating | 125.5 | Combined Cycle | 1993 | PGGM Vermogensbeheer B.V. |  | WECC | NWPP | Whatcom | WA | Gas | 137.3 | 8807 | 8923 | NA | 69.4138 | 38.1591 | NA
Sumas Energy 1 | -754719 | Operating | 125.5 | Combined Cycle | 1993 | Ontario Teachers' Pension Plan Board |  | WECC | NWPP | Whatcom | WA | Gas | 137.3 | 8807 | 8923 | NA | 69.4138 | 38.1591 | NA
BRP Alvin Battery Storage Project | -754406 | Operating | 9.9 | Battery | 2020 | Broad Reach Power LLC | ERCOT | TRE | TRE | Brazoria | TX | Energy Storage | 9.9 | NA | NA | NA | NA | NA | NA
BRP Angleton Battery Storage (BESS) | -781317 | Operating | 9.9 | Battery | 2020 | TransAlta Corporation | ERCOT | TRE | TRE | Brazoria | TX | Energy Storage | 9.9 | NA | NA | NA | NA | NA | NA
BRP Brazoria BESS Battery Storage | -754408 | Operating | 9.9 | Battery | 2020 | Broad Reach Power LLC | ERCOT | TRE | TRE | Brazoria | TX | Energy Storage | 9.9 | NA | NA | NA | NA | NA | NA
BRP Dickens Battery Storage (BESS) | -781323 | Operating | NA | Battery | 2024 | TransAlta Corporation | ERCOT | TRE | TRE | Dickens | TX | Energy Storage | 202.41 | NA | NA | NA | NA | NA | NA
BRP Dickinson Battery Storage | -781324 | Operating | 9.9 | Battery | 2021 | TransAlta Corporation | ERCOT | TRE | TRE | Galveston | TX | Energy Storage | 9.9 | NA | NA | NA | NA | NA | NA
BRP Heights Battery Storage Project | -754418 | Operating | 9.9 | Battery | 2020 | Broad Reach Power LLC |  | TRE | TRE | Galveston | TX | Energy Storage | 9.9 | NA | NA | NA | NA | NA | NA
BRP Hydra Battery Storage Project | -781333 | Operating | 200 | Battery | 2024 | TransAlta Corporation | ERCOT | TRE | TRE | Pecos | TX | Energy Storage | 200 | NA | NA | NA | NA | NA | NA
BRP LOOP 463 Battery Storage Project | -754420 | Operating | 9.9 | Battery | 2021 | Broad Reach Power LLC | ERCOT | TRE | TRE | Victoria | TX | Energy Storage | 9.9 | NA | NA | NA | NA | NA | NA
BRP Lopeno Battery Storage | -754430 | Operating | 9.9 | Battery | 2021 | Broad Reach Power LLC | ERCOT | TRE | TRE | Zapata | TX | Energy Storage | 9.9 | NA | NA | NA | 5.5682 | NA | NA
BRP Magnolia Battery Storage (BESS) | -781318 | Operating | 9.9 | Battery | 2021 | TransAlta Corporation | ERCOT | TRE | TRE | Galveston | TX | Energy Storage | 9.9 | NA | NA | NA | NA | NA | NA
BRP Odessa Battery Storage (BESS) | -754417 | Operating | 9.9 | Battery | 2020 | Broad Reach Power LLC | ERCOT | TRE | TRE | Ector | TX | Energy Storage | 9.9 | NA | NA | NA | NA | NA | NA
BRP Paleo Battery Storage System | -781325 | Operating | NA | Battery | 2024 | TransAlta Corporation | ERCOT | TRE | TRE | Hale | TX | Energy Storage | 200.8 | NA | NA | NA | NA | NA | NA
BRP Pavo BESS (Battery Storage) | -793414 | Operating | NA | Battery | 2024 | Broad Reach Power LLC | ERCOT | TRE | TRE | Pecos | TX | Energy Storage | 175.8 | NA | NA | NA | NA | NA | NA
BRP Pueblo I & II Battery Storage System | -754429 | Operating | 19.8 | Battery | 2021 | Broad Reach Power LLC | ERCOT | TRE | TRE | Maverick | TX | Energy Storage | 19.8 | NA | NA | NA | 6.8793 | NA | NA
BRP Ranchtown Battery Storage | -781326 | Operating | 9.9 | Battery | 2021 | TransAlta Corporation | ERCOT | TRE | TRE | Bexar | TX | Energy Storage | 9.9 | NA | NA | NA | NA | NA | NA
Bruenning's Breeze (Magic Valley II) (Redfish) (Bbreeze) | -202031 | Operating | 228 | Wind Turbine | 2017 | E.ON Climate & Renewables North America Inc. | ERCOT | TRE | TRE | Willacy | TX | Wind | 228 | NA | NA | NA | 28.4525 | 29.4135 | 28.2067
Sumas Energy 1 | -410050 | Operating | 125.5 | Combined Cycle | 1993 | Macquarie Infrastructure Partners Inc. |  | WECC | NWPP | Whatcom | WA | Gas | 137.3 | 8807 | 8923 | NA | 69.4138 | 38.1591 | NA
Bryan Solar Park | -161211 | Operating | 10 | Solar | 2013 | Bryan Solar Project Holdings, LLC | ERCOT | TRE | TRE | Presidio | TX | Solar | 10 | NA | NA | NA | 28.4247 | 27.9087 | 28.0639
Summit Lake Gas Turbine | -668923 | Operating | 62.3 | Gas Turbine | 2021 | Central Iowa Power Cooperative | MISO | MRO | MRO-US | Union | IA | Gas | 67.7 | 18372 | 18726 | NA | 1.008 | 0.64952 | NA
Summit Street Power Plant | -170828 | Operating | 13.2 | Gas Turbine | 2003 | Kent State University | PJM | RFC | R-PJM | Portage | OH | Gas | 13.3 | 12065 | 12146 | 12155 | 26.5681 | 20.4389 | 12.7099
BUC00040 IC Plant | -674199 | Operating | 1.6 | Internal Combustion | 2017 | Texas Microgrid, LLC | ERCOT | TRE | TRE | Harris | TX | Gas | 1.6 | 16602 | 17450 | NA | 1.7409 | 1.4912 | NA
Buchanan Hydro (TX) | -2124 | Operating | 54.9 | Hydraulic Turbine | 1938 | Lower Colorado River Authority | ERCOT | TRE | TRE | Llano | TX | Water | 54.9 | NA | NA | NA | 2.9306 | 4.9074 | 2.2078
Buckthorn Wind Project | -224038 | Operating | 100.5 | Wind Turbine | 2017 | Capital Power Corporation | ERCOT | TRE | TRE | Erath | TX | Wind | 100.5 | NA | NA | NA | 41.8435 | 40.4048 | 39.0011
Buffalo Creek Solar Plant (Old 300 Solar) | -775687 | Operating | 430 | Solar | 2024 | Ørsted A/S | ERCOT | TRE | TRE | Fort Bend | TX | Solar | 430 | NA | NA | NA | NA | NA | NA
Buffalo Gap | -165974 | Operating | 120.6 | Wind Turbine | 2006 | AES Wind Generation, LLC | ERCOT | TRE | TRE | Taylor | TX | Wind | 120.6 | NA | NA | NA | 18.7908 | 20.7462 | 27.4976
Buffalo Gap 3 | -167805 | Operating | 170.2 | Wind Turbine | 2008 | AES Wind Generation, LLC | ERCOT | TRE | TRE | Nolan | TX | Wind | 170.2 | NA | NA | NA | 19.5935 | 19.0859 | 21.676
Buffalo Gap II | -167221 | Operating | 232.5 | Wind Turbine | 2007 | AES Wind Generation, LLC | ERCOT | TRE | TRE | Taylor | TX | Wind | 232.5 | NA | NA | NA | 20.8601 | 19.8461 | 22.7871
Bull Creek Wind | -384857 | Operating | 180 | Wind Turbine | 2008 | Toyota Tsusho Corporation | ERCOT | TRE | TRE | Borden | TX | Wind | 180 | NA | NA | NA | 17.062 | 16.4977 | 15.3556
Bull Creek Wind | -384856 | Operating | 180 | Wind Turbine | 2008 | Tokyo Electric Power Company Holdings, Incorporated | ERCOT | TRE | TRE | Borden | TX | Wind | 180 | NA | NA | NA | 17.062 | 16.4977 | 15.3556
Bull Creek Wind | -384855 | Operating | 180 | Wind Turbine | 2008 | Tokyo Electric Power Company Holdings, Incorporated | ERCOT | TRE | TRE | Borden | TX | Wind | 180 | NA | NA | NA | 17.062 | 16.4977 | 15.3556
Byrd Ranch Battery Storage Plant | -502313 | Operating | 50 | Battery | 2022 | GlidePath Power Solutions LLC | ERCOT | TRE | TRE | Brazoria | TX | Energy Storage | 50 | NA | NA | NA | 0.30388 | NA | NA
Cactus Flats Wind Farm | -201053 | Operating | 148.4 | Wind Turbine | 2018 | Southern Power Company | ERCOT | TRE | TRE | Concho | TX | Wind | 148.4 | NA | NA | NA | 35.3701 | 33.3506 | 33.3702
Sumpter | -78295 | Operating | 340 | Gas Turbine | 2002 | Wolverine Power Supply Cooperative, Inc. | MISO | RFC | R-MISO | Wayne | MI | Gas | 375 | 13029 | 13061 | 13089 | 3.4155 | 7.4047 | 8.0332
Callahan Divide Wind Energy Center | -165948 | Operating | 114 | Wind Turbine | 2005 | NextEra Energy Resources, LLC | ERCOT | TRE | TRE | Taylor | TX | Wind | 114 | NA | NA | NA | 39.5271 | 40.3073 | 40.7425
Callisto I Energy Center | -770785 | Operating | 200 | Battery | 2024 | BlackRock Alternatives Management, LLC | ERCOT | TRE | TRE | Harris | TX | Energy Storage | 200 | NA | NA | NA | NA | NA | NA
Sun Peak | -141189 | Operating | 222 | Gas Turbine | 1991 | Nevada Power Company |  | WECC | AZNMSN | Clark | NV | Gas | 222 | 13471 | 13441 | 13272 | 1.6265 | 1.727 | 3.7697
Sun Peak | -141188 | Operating | 222 | Gas Turbine | 1991 | Nevada Power Company |  | WECC | AZNMSN | Clark | NV | Gas | 222 | 13471 | 13441 | 13272 | 1.6265 | 1.727 | 3.7697
Cameron Battery Storage Project | -759252 | Operating | 16.4 | Battery | 2024 | IKEA Energy US LLC | ERCOT | TRE | TRE | Cameron | TX | Energy Storage | 16.4 | NA | NA | NA | NA | NA | NA
Cameron Wind Project | -170460 | Operating | 165 | Wind Turbine | 2015 | IKEA Energy US LLC | ERCOT | TRE | TRE | Cameron | TX | Wind | 165 | NA | NA | NA | 23.937 | 25.9028 | 28.8809
Camp Springs Energy Center | -166471 | Operating | 130.5 | Wind Turbine | 2007 | Invenergy LLC | ERCOT | TRE | TRE | Scurry | TX | Wind | 130.5 | NA | NA | NA | 20.4362 | 21.9336 | 22.0707
Canadian Breaks Wind Farm | -759356 | Operating | 210.1 | Wind Turbine | 2019 | Great-West Lifeco Inc. | ERCOT | TRE | TRE | Oldham | TX | Wind | 210.1 | NA | NA | NA | 44.8116 | 47.408 | 44.8614
Canadian Breaks Wind Farm | -759355 | Operating | 210.1 | Wind Turbine | 2019 | Great-West Lifeco Inc. | ERCOT | TRE | TRE | Oldham | TX | Wind | 210.1 | NA | NA | NA | 44.8116 | 47.408 | 44.8614
Canadian Breaks Wind Farm | -759354 | Operating | 210.1 | Wind Turbine | 2019 | Mackenzie Financial Corporation | ERCOT | TRE | TRE | Oldham | TX | Wind | 210.1 | NA | NA | NA | 44.8116 | 47.408 | 44.8614
Canadian Breaks Wind Farm | -759353 | Operating | 210.1 | Wind Turbine | 2019 | Mackenzie Financial Corporation | ERCOT | TRE | TRE | Oldham | TX | Wind | 210.1 | NA | NA | NA | 44.8116 | 47.408 | 44.8614
Canadian Breaks Wind Farm | -220322 | Operating | 210.1 | Wind Turbine | 2019 | Northleaf Capital Partners Ltd. | ERCOT | TRE | TRE | Oldham | TX | Wind | 210.1 | NA | NA | NA | 44.8116 | 47.408 | 44.8614
Canyon | -2249 | Operating | 6 | Hydraulic Turbine | 1989 | Guadalupe Blanco River Authority | ERCOT | TRE | TRE | Comal | TX | Water | 6 | NA | NA | NA | 0 | 0 | 0.45091
Canyon Wind Project | -753317 | Operating | 308.82 | Wind Turbine | 2023 | NextEra Energy Resources, LLC | ERCOT | TRE | TRE | Scurry | TX | Wind | 308.82 | NA | NA | NA | NA | NA | NA
Capricorn Ridge Wind | -166825 | Operating | 662.5 | Wind Turbine | 2007 | NextEra Energy Resources, LLC | ERCOT | TRE | TRE | Sterling | TX | Wind | 662.5 | NA | NA | NA | 34.6319 | 33.5094 | 35.4095
Cascade Solar (TX) | -405304 | Operating | 10 | Solar | 2019 | Cypress Creek Renewables, LLC | ERCOT | TRE | TRE | Wharton | TX | Solar | 10 | NA | NA | NA | 24.3333 | 23.8539 | 20.6655
Castle Gap Solar Project (SP-TX-12) (Upton 2) | -172705 | Operating & Planned | 180 | Solar | 2017 | Luminant Generation Company LLC | ERCOT | TRE | TRE | Upton | TX | Solar | 180 | NA | NA | NA | 20.1394 | 22.8234 | 21.675
Castle Gap Solar Project 1 (SP-TX-12-Phase B) | -521435 | Operating | 150 | Solar | 2017 | Consolidated Edison Development, Inc. | ERCOT | TRE | TRE | Upton | TX | Solar | 150 | NA | NA | NA | 30.2278 | NA | NA
Castle Gap Wind Farm (Aguayo Wind) | -692650 | Operating | 196.8 | Wind Turbine | 2023 | Nala Renewables Switzerland Sàrl | ERCOT | TRE | TRE | Mills | TX | Wind | 196.8 | NA | NA | NA | 28.76 | NA | NA
Castle Gap Wind Farm (Aguayo Wind) | -692649 | Operating | 196.8 | Wind Turbine | 2023 | Swift Current Energy, LLC | ERCOT | TRE | TRE | Mills | TX | Wind | 196.8 | NA | NA | NA | 28.76 | NA | NA
Castle Gap Wind Farm (Aguayo Wind) | -692648 | Operating | 196.8 | Wind Turbine | 2023 | Buckeye Partners, L.P. | ERCOT | TRE | TRE | Mills | TX | Wind | 196.8 | NA | NA | NA | 28.76 | NA | NA
Castle Gap(SP-TX-12) (Upton 2) Battery Storage Project | -591460 | Operating | 9.9 | Battery | 2018 | Luminant Generation Company LLC | ERCOT | TRE | TRE | Upton | TX | Energy Storage | 9.9 | NA | NM | NM | 8.8545 | 8.4256 | 9.7839
Catalyze Fort Worth 5200 Gold Spike Drive Microgrid Solar Project | -795217 | Operating | NA | Solar | 2025 | Canyon Renewables LP | ERCOT | TRE | TRE | Tarrant | TX | Solar | 4 | NA | NA | NA | NA | NA | NA
Catalyze Fort Worth 5200 Gold Spike Drive Microgrid Solar Project | -795216 | Operating | NA | Solar | 2025 | Yorktown XII Renewable Blocker LLC | ERCOT | TRE | TRE | Tarrant | TX | Solar | 4 | NA | NA | NA | NA | NA | NA
Catalyze Fort Worth 5200 Gold Spike Drive Microgrid Solar Project | -795215 | Operating | NA | Solar | 2025 | Catalyze Parentco LLC | ERCOT | TRE | TRE | Tarrant | TX | Solar | 4 | NA | NA | NA | NA | NA | NA
Catalyze Fort Worth 5200 Gold Spike Drive Microgrid Solar Project | -795214 | Operating | NA | Solar | 2025 | EETF Sidecar I-B, L.P.. | ERCOT | TRE | TRE | Tarrant | TX | Solar | 4 | NA | NA | NA | NA | NA | NA
Catalyze Fort Worth 5200 Gold Spike Drive Microgrid Solar Project | -795213 | Operating | NA | Solar | 2025 | EETF Sidecar I-B, L.P.. | ERCOT | TRE | TRE | Tarrant | TX | Solar | 4 | NA | NA | NA | NA | NA | NA
Catalyze Fort Worth 5200 Gold Spike Drive Microgrid Solar Project | -795212 | Operating | NA | Solar | 2025 | Actis Energy 5 A LP | ERCOT | TRE | TRE | Tarrant | TX | Solar | 4 | NA | NA | NA | NA | NA | NA
Catalyze Fort Worth 5200 Gold Spike Drive Microgrid Solar Project | -795211 | Operating | NA | Solar | 2025 | Actis Energy 5 LP | ERCOT | TRE | TRE | Tarrant | TX | Solar | 4 | NA | NA | NA | NA | NA | NA
Catalyze Fort Worth 5200 Gold Spike Drive Microgrid Solar Project | -795210 | Operating | NA | Solar | 2025 | Encap Energy Transition Fund I-E, L.P. | ERCOT | TRE | TRE | Tarrant | TX | Solar | 4 | NA | NA | NA | NA | NA | NA
Catalyze Fort Worth 5200 Gold Spike Drive Microgrid Solar Project | -795209 | Operating | NA | Solar | 2025 | Encap Energy Transition Fund I-E, L.P. | ERCOT | TRE | TRE | Tarrant | TX | Solar | 4 | NA | NA | NA | NA | NA | NA
Catalyze Fort Worth 5200 Gold Spike Drive Microgrid Solar Project | -795208 | Operating | NA | Solar | 2025 | Encap Energy Transition Fund I-B, L.P. | ERCOT | TRE | TRE | Tarrant | TX | Solar | 4 | NA | NA | NA | NA | NA | NA
Catalyze Fort Worth 5200 Gold Spike Drive Microgrid Solar Project | -795207 | Operating | NA | Solar | 2025 | Encap Energy Transition Fund I-B, L.P. | ERCOT | TRE | TRE | Tarrant | TX | Solar | 4 | NA | NA | NA | NA | NA | NA
Catalyze Fort Worth 5200 Gold Spike Drive Microgrid Solar Project | -795206 | Operating | NA | Solar | 2025 | Encap Energy Transition Fund I-A, L.P. | ERCOT | TRE | TRE | Tarrant | TX | Solar | 4 | NA | NA | NA | NA | NA | NA
Catalyze Fort Worth 5200 Gold Spike Drive Microgrid Solar Project | -795205 | Operating | NA | Solar | 2025 | Encap Energy Transition Fund I-A, L.P. | ERCOT | TRE | TRE | Tarrant | TX | Solar | 4 | NA | NA | NA | NA | NA | NA
Catalyze Fort Worth 5200 Gold Spike Drive Microgrid Solar Project | -795204 | Operating | NA | Solar | 2025 | Yorktown Energy Partners XII, L.P. | ERCOT | TRE | TRE | Tarrant | TX | Solar | 4 | NA | NA | NA | NA | NA | NA
Catalyze Fort Worth 5200 Gold Spike Drive Microgrid Solar Project | -795203 | Operating | NA | Solar | 2025 | Prisma Capital | ERCOT | TRE | TRE | Tarrant | TX | Solar | 4 | NA | NA | NA | NA | NA | NA
Catan Solar Project | -767211 | Operating | 10 | Solar | 2020 | Adapture Renewables, Inc. | ERCOT | TRE | TRE | Karnes | TX | Solar | 10 | NA | NA | NA | 25.7705 | 26.8265 | 26.6119
Catarina BESS (La Huerta BESS) | -764637 | Operating | 9.9 | Battery | 2022 | Hunt Energy Network, L.L.C. | ERCOT | TRE | TRE | Dimmit | TX | Energy Storage | 9.9 | NA | NA | NA | 2.3869 | NA | NA
Catarina BESS (La Huerta BESS) | -764636 | Operating | 9.9 | Battery | 2022 | Manulife Investment Management (US) LLC | ERCOT | TRE | TRE | Dimmit | TX | Energy Storage | 9.9 | NA | NA | NA | 2.3869 | NA | NA
Cattlemen II Solar Park (Eastbell Milam Solar II) | -791508 | Operating | 150 | Solar | 2024 | EDP Renewables North America LLC | ERCOT | TRE | TRE | Milam | TX | Solar | 150 | NA | NA | NA | NA | NA | NA
Cattlemen II Solar Park (Eastbell Milam Solar II) | -791507 | Operating | 150 | Solar | 2024 | EDP Renewables North America LLC | ERCOT | TRE | TRE | Milam | TX | Solar | 150 | NA | NA | NA | NA | NA | NA
Cattlemen Solar Park (Eastbell Milam Solar) | -755204 | Operating | 240 | Solar | 2023 | Energy Infrastructure Partners LLC | ERCOT | TRE | TRE | Milam | TX | Solar | 240 | NA | NA | NA | NA | NA | NA
Cattlemen Solar Park (Eastbell Milam Solar) | -755203 | Operating | 240 | Solar | 2023 | Eni S.p.A. | ERCOT | TRE | TRE | Milam | TX | Solar | 240 | NA | NA | NA | NA | NA | NA
Cattlemen Solar Park (Eastbell Milam Solar) | -751964 | Operating | 240 | Solar | 2023 | EDP Renewables North America LLC | ERCOT | TRE | TRE | Milam | TX | Solar | 240 | NA | NA | NA | NA | NA | NA
Cattlemen Solar Park (Eastbell Milam Solar) | -751963 | Operating | 240 | Solar | 2023 | EDP Renewables North America LLC | ERCOT | TRE | TRE | Milam | TX | Solar | 240 | NA | NA | NA | NA | NA | NA
CCET Technology Solutions Battery Storage Project | -172375 | Operating | 1 | Battery | 2013 | South Plains Electric Cooperative Inc. | ERCOT | TRE | TRE | Lubbock | TX | Energy Storage | 1 | NA | NA | NA | NA | NA | NA
CED Alamo 3 (OCI Alamo 3 Mega Solar Project) (Walzem Solar) | -521427 | Operating | 5.5 | Solar | 2015 | Consolidated Edison Development, Inc. | ERCOT | TRE | TRE | Bexar | TX | Solar | 5.5 | NA | NA | NA | 21.3844 | NA | NA
CED Alamo 5 (OCI Alamo 5 Mega Solar Project) (Downie Ranch Solar) | -521408 | Operating | 100 | Solar | 2015 | Consolidated Edison Development, Inc. | ERCOT | TRE | TRE | Uvalde | TX | Solar | 100 | NA | NA | NA | 22.4974 | NA | NA
Cedar Bayou | -164475 | Operating | 1530 | Steam Turbine | 1970 | NRG Texas Power LLC | ERCOT | TRE | TRE | Chambers | TX | Gas | 1494 | 11216 | 11234 | 11647 | 22.4669 | 21.9216 | 21.1197
Sunbury CT | -12841 | Operating | 47.2 | Gas Turbine | 1971 | Corona Power, LLC | PJM | RFC | R-PJM | Snyder | PA | Oil | 36 | 18444 | 16088 | 30489 | 0.022831 | 0.2096 | 0.043442
Sundance Energy | -9150 | Operating & Planned | 605 | Gas Turbine | 2002 | Arizona Public Service Company |  | WECC | AZNMSN | Pinal | AZ | Gas | 440 | 10294 | 10391 | 10531 | 13.5606 | 10.1273 | 9.497
Cedarville Battery Storage Project | -611350 | Operating | 9.9 | Battery | 2022 | Hen Infrastructure, L.L.C. | ERCOT | TRE | TRE | Ward | TX | Energy Storage | 9.9 | NA | NA | NA | NA | NA | NA
Cedro Hill Wind | -663114 | Operating | 160 | Wind Turbine | 2010 | Clearway Energy, Inc. | ERCOT | TRE | TRE | Webb | TX | Wind | 160 | NA | NA | NA | 34.3279 | NA | NA
Cedro Hill Wind | -663113 | Operating | 160 | Wind Turbine | 2010 | Clearway Energy, Inc. | ERCOT | TRE | TRE | Webb | TX | Wind | 160 | NA | NA | NA | 34.3279 | NA | NA
Sunrise Power Project | -641973 | Operating | 599.4 | Combined Cycle | 2003 | Hull Street Energy, LLC | CAISO | WECC | CAMX | Kern | CA | Gas | 590 | 7155 | NA | NA | 54.9106 | NA | NA
Century Oak Wind Project (Sheep Creek Wind) | -776705 | Operating | 153 | Wind Turbine | 2024 | ENGIE North America Inc. | ERCOT | TRE | TRE | Callahan | TX | Wind | 153 | NA | NA | NA | NA | NA | NA
CFB Power Plant | -166058 | Operating | 310 | Steam Turbine | 2011 | Formosa Plastics Corporation, U.S.A. | ERCOT | TRE | TRE | Calhoun | TX | Gas | 286.2 | 15830 | 13806 | 15769 | 37.0916 | 32.2901 | 38.4379
CG PS Victoria WWTP Plant | -763705 | Operating | 1.3 | Internal Combustion | 2020 | ClearGen LLC | SPP | MRO | MRO-US | Victoria | TX | Oil | 1.3 | 11721 | NA | NA | 0.75518 | NA | NA
Sunshine Gas Producers | -764054 | Operating | 23 | Gas Turbine | 2014 | Aria Energy Corp. | CAISO | WECC | CAMX | Los Angeles | CA | Biomass | 20 | 13833 | 13415 | 12868 | 64.4115 | 76.0634 | 79.9384
Champion Wind Farm (Roscoe Phase 2) | -202008 | Operating & Planned | 126.5 | Wind Turbine | 2008 | E.ON Climate & Renewables North America Inc. | ERCOT | TRE | TRE | Nolan | TX | Wind | 126.5 | NA | NA | NA | 27.6847 | 27.0096 | 28.3162
Sunshine Gas Producers | -170636 | Operating | 23 | Gas Turbine | 2014 | DTE Biomass Energy, Inc. | CAISO | WECC | CAMX | Los Angeles | CA | Biomass | 20 | 13833 | 13415 | 12868 | 64.4115 | 76.0634 | 79.9384
Sunshine Gas Producers | -128794 | Operating | 23 | Gas Turbine | 2014 | Ares EIF Management, LLC | CAISO | WECC | CAMX | Los Angeles | CA | Biomass | 20 | 13833 | 13415 | 12868 | 64.4115 | 76.0634 | 79.9384
Superior | -7069 | Operating | 64 | Gas Turbine | 1966 | DTE Electric Company | MISO | RFC | R-MISO | Washtenaw | MI | Oil | 76 | NA | 28436 | 15987 | -0.049718 | 0.098834 | 0.39263
Cherokee Solar Project | -755960 | Operating | 1 | Solar | 2024 | Hecate Energy LLC | ERCOT | TRE | TRE | Smith | TX | Solar | 1 | NA | NA | NA | NA | NA | NA
Chihuahuan Desert Solar | -807344 | Operating | NA | Solar | 2025 | EDF power solutions North America |  | WECC | AZNMSN | El Paso | TX | Solar | 12.5 | NA | NA | NA | NA | NA | NA
Chisholm Grid Battery Storage Project | -388238 | Operating | 100 | Battery | 2021 | Astral Electricity, LLC | ERCOT | TRE | TRE | Tarrant | TX | Energy Storage | 100 | NA | NM | NM | 7.5868 | 9.0879 | 0.80742
Chisum Solar | -405299 | Operating | 10 | Solar | 2018 | Cypress Creek Renewables, LLC | ERCOT | TRE | TRE | Lamar | TX | Solar | 10 | NA | NA | NA | 25.0011 | 23.1461 | 18.5354
Chocolate Bayou | -164514 | Operating | 52.1 | Steam Turbine | 1990 | Ascend Performance Materials Operations LLC | ERCOT | TRE | TRE | Brazoria | TX | Gas | 47.7 | 21508 | 32424 | 17538 | 46.1541 | 27.6548 | 53.2593
Cirrus Wind 1 Farm | -170164 | Operating | 61.2 | Wind Turbine | 2012 | Rachee (HongKong) Limited | SPP | MRO | MRO-US | Lynn | TX | Wind | 61.2 | NA | NA | NA | NA | NA | 0
Cirrus Wind 1 Farm | -170163 | Operating | 61.2 | Wind Turbine | 2012 | A-Tech Group (Hong Kong) Co., Ltd. | SPP | MRO | MRO-US | Lynn | TX | Wind | 61.2 | NA | NA | NA | NA | NA | 0
Cisco Battery Storage Plant | -781559 | Operating | 9.9 | Battery | 2024 | Hunt Energy Network, L.L.C. | ERCOT | TRE | TRE | Eastland | TX | Energy Storage | 9.9 | NA | NA | NA | NA | NA | NA
Cisco Battery Storage Plant | -781558 | Operating | 9.9 | Battery | 2024 | Manulife Investment Management (US) LLC | ERCOT | TRE | TRE | Eastland | TX | Energy Storage | 9.9 | NA | NA | NA | NA | NA | NA
Citrus City IC Plant | -516235 | Operating | 9 | Internal Combustion | 2013 | Power Depot - Texas Group A, LLC | ERCOT | TRE | TRE | Hidalgo | TX | Oil | 9 | 9274 | 9484 | NA | 0.81938 | 0.70523 | NA
Sutter Energy Center | -745042 | Operating | 636 | Combined Cycle | 2001 | CCFC Sutter Energy, LLC | CAISO | WECC | CAMX | Sutter | CA | Gas | 547 | 7524 | 7492 | 7623 | 44.5586 | 54.1646 | 37.8176
Sutter Energy Center | -745041 | Operating | 636 | Combined Cycle | 2001 | CCFC Sutter Energy, LLC | CAISO | WECC | CAMX | Sutter | CA | Gas | 547 | 7524 | 7492 | 7623 | 44.5586 | 54.1646 | 37.8176
Clara IC Plant | -503495 | Operating | 9 | Internal Combustion | 2013 | Power Depot - Texas Group A, LLC | ERCOT | TRE | TRE | Harris | TX | Oil | 9 | 9312 | 9513 | NA | 0.89548 | 0.60122 | NA
Coleto Creek | -135954 | Operating | 622.4 | Steam Turbine | 1980 | Dynegy Power America, Inc. | ERCOT | TRE | TRE | Goliad | TX | Coal | 655 | 10358 | 10787 | 10610 | 46.3626 | 45.3745 | 59.4803
Suwannee River CT | -41899 | Operating | 197.7 | Gas Turbine | 1980 | Duke Energy Florida, LLC |  | SERC | FP | Suwannee | FL | Gas | 194 | NA | 14259 | 14167 | 2.4871 | 4.8096 | 3.602
Swan Hills Hybrid Gas Project | -613030 | Operating | 15 | Gas Turbine | 2022 | FutEra Power Corporation | Alberta | WECC | WECCCN |  |  | Gas | 15 | NA | NA | NA | NA | NA | NA
Swanton Peaker Generating Facility (Project #10) | -310012 | Operating | 47.2 | Gas Turbine | 2010 | Vermont Public Power Supply Authority | New England | NPCC | NE | Franklin | VT | Oil | 47.3 | 18536 | 17867 | 18365 | 0.2189 | 0.21842 | 0.09533
Comanche Peak | -116304 | Operating | 2430 | Nuclear | 1990 | Luminant Generation Company LLC | ERCOT | TRE | TRE | Somervell | TX | Nuclear | 2460 | NA | NA | NA | NA | NA | NA
Comanche Peak | -115716 | Operating | 2430 | Nuclear | 1990 | Comanche Peak LLC | ERCOT | TRE | TRE | Somervell | TX | Nuclear | 2460 | NA | NA | NA | 87.6709 | 91.357 | 89.8219
Commerce ESS Battery Storage | -191975 | Operating | 10 | Battery | 2019 | CPS Energy, Inc. | ERCOT | TRE | TRE | Bexar | TX | Energy Storage | 10 | NA | NM | NM | 2.0685 | 2.0137 | 1.9555
Commerce Solar (CPS Energy San Antonio) | -220115 | Operating | 5 | Solar | 2019 | CPS Energy, Inc. | ERCOT | TRE | TRE | Bexar | TX | Solar | 5 | NA | NA | NA | 19.6119 | 15.6005 | 12.3858
Commerce Solar Facility | -173438 | Operating | 1 | Solar | 2017 | 1 Solar Solution LLC | ERCOT | TRE | TRE | Hunt | TX | Solar | 1 | NA | NA | NA | NA | NA | NA
Commerce Solar Facility | -173437 | Operating | 1 | Solar | 2017 | Farmers Electric Cooperative, Inc. | ERCOT | TRE | TRE | Hunt | TX | Solar | 1 | NA | NA | NA | NA | NA | NA
Coniglio Solar Project | -594438 | Operating | 123.6 | Solar | 2021 | Hanwha Q Cells USA Corp. | ERCOT | TRE | TRE | Fannin | TX | Solar | 123.6 | NA | NA | NA | 19.3417 | 23.8935 | 9.0583
Connolly Battery Storage Project | -772318 | Operating | 125 | Battery | 2024 | Bt Connolly Storage, LLC | ERCOT | TRE | TRE | Wise | TX | Energy Storage | 125 | NA | NA | NA | NA | NA | NA
Sweatt Jet | -7087 | Operating | 41.9 | Gas Turbine | 1971 | Mississippi Power Company |  | SERC | SOU | Lauderdale | MS | Gas | 41 | 32015 | 19543 | 16509 | 0.054015 | 0.1871 | 0.50841
Copperhead Solar Project (Coral Solar) | -808592 | Operating | 150 | Solar | 2024 | Copperhead Solar, LLC | ERCOT | TRE | TRE | Falls | TX | Solar | 150 | NA | NA | NA | NA | NA | NA
Copperhead Solar Project (Coral Solar) | -808591 | Operating | 150 | Solar | 2024 | Copperhead Solar, LLC | ERCOT | TRE | TRE | Falls | TX | Solar | 150 | NA | NA | NA | NA | NA | NA
Copperhead(Coral) Battery Storage Project | -808607 | Operating | 99 | Battery | 2024 | Copperhead Solar, LLC | ERCOT | TRE | TRE | Falls | TX | Energy Storage | 99 | NA | NA | NA | NA | NA | NA
Copperhead(Coral) Battery Storage Project | -808606 | Operating | 99 | Battery | 2024 | Copperhead Solar, LLC | ERCOT | TRE | TRE | Falls | TX | Energy Storage | 99 | NA | NA | NA | NA | NA | NA
Corazon Energy Solar Project | -755161 | Operating & Planned | 200 | Solar | 2021 | Energy Infrastructure Partners LLC | ERCOT | TRE | TRE | Webb | TX | Solar | 200 | NA | NA | NA | NA | NA | NA
Corazon Energy Solar Project | -755160 | Operating & Planned | 200 | Solar | 2021 | Eni S.p.A. | ERCOT | TRE | TRE | Webb | TX | Solar | 200 | NA | NA | NA | NA | NA | NA
Sweeny Cogeneration Facility | -123305 | Operating | 572 | Gas Turbine | 1997 | Phillips 66 Company | ERCOT | TRE | TRE | Brazoria | TX | Gas | 504 | 20253 | 15242 | 14845 | 52.3288 | 66.1258 | 74.7468
Sycamore | -141238 | Operating | 157.6 | Gas Turbine | 1974 | MidAmerican Energy Company | MISO | MRO | MRO-US | Polk | IA | Gas | 190 | 16085 | 18641 | 19619 | 0.64065 | 0.28545 | 0.53683
Sycamore | -141237 | Operating | 157.6 | Gas Turbine | 1974 | MidAmerican Energy Company | MISO | MRO | MRO-US | Polk | IA | Gas | 190 | 16085 | 18641 | 19619 | 0.64065 | 0.28545 | 0.53683
CoServ Solar Station | -641151 | Operating | 2 | Solar | 2015 | Denton County Electric Cooperative, Inc. | ERCOT | TRE | TRE | Denton | TX | Solar | 2 | NA | NA | NA | 10.5308 | 11.9406 | 17.089
Cotton Plains Wind Project (Blanco Canyon) | -759326 | Operating | 50.4 | Wind Turbine | 2017 | Great-West Lifeco Inc. | ERCOT | TRE | TRE | Floyd | TX | Wind | 50.4 | NA | NA | NA | 45.0644 | 42.4397 | 44.2447
Cotton Plains Wind Project (Blanco Canyon) | -759325 | Operating | 50.4 | Wind Turbine | 2017 | Great-West Lifeco Inc. | ERCOT | TRE | TRE | Floyd | TX | Wind | 50.4 | NA | NA | NA | 45.0644 | 42.4397 | 44.2447
Cotton Plains Wind Project (Blanco Canyon) | -759324 | Operating | 50.4 | Wind Turbine | 2017 | Mackenzie Financial Corporation | ERCOT | TRE | TRE | Floyd | TX | Wind | 50.4 | NA | NA | NA | 45.0644 | 42.4397 | 44.2447
Cotton Plains Wind Project (Blanco Canyon) | -759323 | Operating | 50.4 | Wind Turbine | 2017 | Mackenzie Financial Corporation | ERCOT | TRE | TRE | Floyd | TX | Wind | 50.4 | NA | NA | NA | 45.0644 | 42.4397 | 44.2447
Cotton Plains Wind Project (Blanco Canyon) | -171503 | Operating | 50.4 | Wind Turbine | 2017 | Northleaf Capital Partners Ltd. | ERCOT | TRE | TRE | Floyd | TX | Wind | 50.4 | NA | NA | NA | 45.0644 | 42.4397 | 44.2447
Cotton Plains Wind Project (Blanco Canyon) | -171502 | Operating | 50.4 | Wind Turbine | 2017 | Apex Clean Energy, Inc. | ERCOT | TRE | TRE | Floyd | TX | Wind | 50.4 | NA | NA | NA | 45.0644 | 42.4397 | 44.2447
Cottonwood Bayou Solar Project | -775663 | Operating | 350 | Solar | 2024 | TotalEnergies SE | ERCOT | TRE | TRE | Brazoria | TX | Solar | 350 | NA | NA | NA | NA | NA | NA
Sycamore Cogeneration | -77987 | Operating | 300 | Gas Turbine | 1987 | Chevron Power Holdings Inc. | CAISO | WECC | CAMX | Kern | CA | Gas | 312 | 12294 | 12381 | 11922 | 21.015 | 16.787 | 41.3171
Coyote Springs Battery Storage | -611351 | Operating | 9.9 | Battery | 2022 | Hen Infrastructure, L.L.C. | ERCOT | TRE | TRE | Reeves | TX | Energy Storage | 9.9 | NA | NA | NA | NA | NA | NA
Coyote Wind Project (Lincoln) | -807137 | Operating | 242.5 | Wind Turbine | 2021 | EDF power solutions North America | ERCOT | TRE | TRE | Scurry | TX | Wind | 242.5 | NA | NA | NA | NA | NA | NA
Coyote Wind Project (Lincoln) | -741456 | Operating | 242.5 | Wind Turbine | 2021 | Abu Dhabi National Energy Company PJSC | ERCOT | TRE | TRE | Scurry | TX | Wind | 242.5 | NA | NA | NA | 30.3942 | 30.1284 | 29.1324
Coyote Wind Project (Lincoln) | -741455 | Operating | 242.5 | Wind Turbine | 2021 | Abu Dhabi National Energy Company PJSC | ERCOT | TRE | TRE | Scurry | TX | Wind | 242.5 | NA | NA | NA | 30.3942 | 30.1284 | 29.1324
Coyote Wind Project (Lincoln) | -741454 | Operating | 242.5 | Wind Turbine | 2021 | Mubadala Investment Company PJSC | ERCOT | TRE | TRE | Scurry | TX | Wind | 242.5 | NA | NA | NA | 30.3942 | 30.1284 | 29.1324
Coyote Wind Project (Lincoln) | -741453 | Operating | 242.5 | Wind Turbine | 2021 | Abu Dhabi National Oil Company | ERCOT | TRE | TRE | Scurry | TX | Wind | 242.5 | NA | NA | NA | 30.3942 | 30.1284 | 29.1324
Sycamore Cogeneration | -77986 | Operating | 300 | Gas Turbine | 1987 | Chevron U.S.A. Inc. | CAISO | WECC | CAMX | Kern | CA | Gas | 312 | 12294 | 12381 | 11922 | 21.015 | 16.787 | 41.3171
Sycamore CT | -7097 | Operating | 41.6 | Gas Turbine | 1967 | Madison Gas and Electric Company | MISO | MRO | MRO-US | Dane | WI | Gas | 40.7 | 30651 | NA | NA | 0.06423 | -0.010413 | -0.062995
Cranell Wind Farm Project | -793814 | Operating | 220 | Wind Turbine | 2020 | Greencoat Columbus LP | ERCOT | TRE | TRE | Refugio | TX | Wind | 220 | NA | NA | NA | 30.0535 | 30.7167 | NA
Cranell Wind Farm Project | -793813 | Operating | 220 | Wind Turbine | 2020 | Greencoat Villiers LP | ERCOT | TRE | TRE | Refugio | TX | Wind | 220 | NA | NA | NA | 30.0535 | 30.7167 | NA
Cranell Wind Farm Project | -788557 | Operating | 220 | Wind Turbine | 2020 | Clearlight Energy | ERCOT | TRE | TRE | Refugio | TX | Wind | 220 | NA | NA | NA | NA | NA | NA
Cranell Wind Farm Project | -347021 | Operating | 220 | Wind Turbine | 2020 | E.ON Climate & Renewables North America Inc. | ERCOT | TRE | TRE | Refugio | TX | Wind | 220 | NA | NA | NA | 30.0535 | 30.7167 | NA
Crawfish Wind Project (Prairie Switch) | -776477 | Operating | 163.2 | Wind Turbine | 2024 | Fengate Capital Management Ltd. | ERCOT | TRE | TRE | Wharton | TX | Wind | 163.2 | NA | NA | NA | NA | NA | NA
Crossett Power Battery Storage | -672600 | Operating | 203 | Battery | 2022 | Jupiter Power LLC | ERCOT | TRE | TRE | Crane | TX | Energy Storage | 203 | NA | NA | NA | 3.5494 | NA | NA
Cunningham Battery Storage Project (Turquoise) | -648758 | Operating | 190 | Battery | 2023 | Corporación Acciona Energías Renovables, S.A. | ERCOT | TRE | TRE | Hunt | TX | Energy Storage | 190 | NA | NA | NA | 1.2001 | NA | NA
Cunningham Battery Storage Project (Turquoise) | -648757 | Operating | 190 | Battery | 2023 | Corporación Acciona Energías Renovables, S.A. | ERCOT | TRE | TRE | Hunt | TX | Energy Storage | 190 | NA | NA | NA | 1.2001 | NA | NA
Cutten IC Plant | -503522 | Operating | 9 | Internal Combustion | 2013 | Power Depot - Texas Group A, LLC | ERCOT | TRE | TRE | Harris | TX | Oil | 9 | 9307 | 9461 | NA | 0.97412 | 0.67478 | NA
Sycamore, San Diego | -165646 | Operating | 5.4 | Gas Turbine | 1989 | Gas Recovery Systems, LLC | CAISO | WECC | CAMX | San Diego | CA | Biomass | 5.4 | 21333 | 25730 | 22057 | 49.0318 | 44.2626 | 51.2642
Dallas Water Utilities Biomass Project | -756842 | Operating | 4.2 | Internal Combustion | 2011 | City of Dallas Housing Finance Corporation | ERCOT | TRE | TRE | Dallas | TX | Biomass | 4.2 | 10525 | 10949 | 10741 | 75.4593 | 64.8837 | 72.2657
Damazo Solar Project – TX Gulf Solar 1 Project (Second Division) | -789832 | Operating | 100 | Solar | 2024 | Pattern Energy Group 2 LP | ERCOT | TRE | TRE | Brazoria | TX | Solar | 100 | NA | NA | NA | NA | NA | NA
Damazo Solar Project – TX Gulf Solar 1 Project (Second Division) | -789831 | Operating | 100 | Solar | 2024 | Pattern Energy Group 2 LP | ERCOT | TRE | TRE | Brazoria | TX | Solar | 100 | NA | NA | NA | NA | NA | NA
Damazo Solar Project – TX Gulf Solar 1 Project (Second Division) | -789830 | Operating | 100 | Solar | 2024 | Pattern Energy Group 2 LP | ERCOT | TRE | TRE | Brazoria | TX | Solar | 100 | NA | NA | NA | NA | NA | NA
Damazo Solar Project – TX Gulf Solar 1 Project (Second Division) | -783386 | Operating | 100 | Solar | 2024 | Lightsource bp Renewable Energy Investments Limited | ERCOT | TRE | TRE | Brazoria | TX | Solar | 100 | NA | NA | NA | NA | NA | NA
Danish Fields Solar Plant | -775664 | Operating | 600 | Solar | 2024 | TotalEnergies SE | ERCOT | TRE | TRE | Matagorda | TX | Solar | 600 | NA | NA | NA | NA | NA | NA
Danish Fields Storage Project | -776743 | Operating | 150 | Battery | 2024 | TotalEnergies SE | ERCOT | TRE | TRE | Wharton | TX | Energy Storage | 150 | NA | NA | NA | NA | NA | NA
Sylvarena CT | -166006 | Operating | 141 | Gas Turbine | 2003 | Cooperative Energy | MISO | SERC | SOU | Smith | MS | Gas | 141 | 10138 | 10089 | 10118 | 22.7179 | 19.0119 | 20.8412
T.B. Simon GT | -167088 | Operating | 14.3 | Gas Turbine | 2006 | Michigan State University | MISO | RFC | R-MISO | Ingham | MI | Gas | 14.3 | 10665 | 10845 | 10921 | 20.0778 | 34.2426 | 22.0639
Decordova CT Battery Storage Project | -598043 | Operating | 269.1 | Battery | 2022 | Luminant Generation Company LLC | ERCOT | TRE | TRE | Hood | TX | Energy Storage | 260 | NA | NM | NA | 1.556 | 1.9063 | NA
Deep East Barracuda Solar Project | -774086 | Operating | 2 | Solar | 2024 | Hecate Energy LLC | SPP | MRO | MRO-US | Shelby | TX | Solar | 2 | NA | NA | NA | NA | NA | NA
T.H. Wharton | -107315 | Operating | 663.6 | Combined Cycle | 1972 | NRG Texas Power LLC | ERCOT | TRE | TRE | Harris | TX | Gas | 772 | 9883 | 9266 | 9179 | 11.4705 | 18.4942 | 21.7223
T.H. Wharton CT | -107317 | Operating | 526.3 | Gas Turbine | 1967 | NRG Texas Power LLC | ERCOT | TRE | TRE | Harris | TX | Gas | 406 | 14227 | 13740 | 13628 | 5.053 | 9.2483 | 9.3118
Delilah Solar Energy Center I | -791968 | Operating | NA | Solar | 2025 | Invenergy Renewables LLC | ERCOT | TRE | TRE | Red River | TX | Solar | 300 | NA | NA | NA | NA | NA | NA
Delilah Solar Energy Center I | -791967 | Operating | NA | Solar | 2025 | WEC Energy Group, Inc. | ERCOT | TRE | TRE | Red River | TX | Solar | 300 | NA | NA | NA | NA | NA | NA
Denison | -515887 | Operating | 88.5 | Hydraulic Turbine | 1945 | USCE - Tulsa District | ERCOT, SPP | MRO | MRO-US | Grayson | TX | Water | 100 | NA | NA | NA | 11.8978 | 9.4263 | 25.6554
Denton Energy Center (Airport) | -172947 | Operating | 225.6 | Internal Combustion | 2018 | County of Denton, Texas | ERCOT | TRE | TRE | Denton | TX | Gas | 225.6 | 8592 | 8333 | 8453 | 15.6687 | 22.4201 | 13.2765
Dermott Wind Farm (Amazon Wind Farm Texas) | -144907 | Operating | 253 | Wind Turbine | 2017 | Orsted Onshore North America, LLC | ERCOT | TRE | TRE | Scurry | TX | Wind | 253 | NA | NA | NA | 39.3467 | 42.6926 | 42.1107
Desert Sky Wind | -765854 | Operating | 167.7 | Wind Turbine | 2002 | Blackstone Inc. | ERCOT | TRE | TRE | Pecos | TX | Wind | 167.7 | NA | NA | NA | 31.4689 | NA | NA
Desert Sky Wind | -765853 | Operating | 167.7 | Wind Turbine | 2002 | Invenergy LLC | ERCOT | TRE | TRE | Pecos | TX | Wind | 167.7 | NA | NA | NA | 31.4689 | NA | NA
Desert Sky Wind | -765852 | Operating | 167.7 | Wind Turbine | 2002 | Caisse de dépôt et placement du Québec | ERCOT | TRE | TRE | Pecos | TX | Wind | 167.7 | NA | NA | NA | 31.4689 | NA | NA
DeWind Frisco (Frisco Wind Energy Facility) | -498599 | Out of Service | 20 | Wind Turbine | 2012 | DeWind Co. | SPP | MRO | MRO-US | Hansford | TX | Wind | NA | NA | NA | NA | NA | NA | NA
DeWind Frisco (Frisco Wind Energy Facility) | -167125 | Out of Service | 20 | Wind Turbine | 2012 | DeWind Co. | SPP | MRO | MRO-US | Hansford | TX | Wind | NA | NA | NA | NA | NA | NA | NA
Taft | -227303 | Operating | 323.6 | Combined Cycle | 1980 | Union Carbide Corporation | MISO | SERC | DELTA | Saint Charles | LA | Gas | 302 | 13857 | 13469 | 13836 | 70.1797 | 75.8193 | 63.6044
Taft 26C Cogen | -7112 | Operating | 12.4 | Gas Turbine | 1982 | Chevron Corporation | CAISO | WECC | CAMX | Kern | CA | Gas | 11.6 | 16036 | 15253 | 15501 | 62.1379 | 64.3176 | 71.723
Taft Cogeneration | -1259 | Operating | 894.2 | Combined Cycle | 2002 | Occidental Chemical Corporation | MISO | SERC | DELTA | Saint Charles | LA | Gas | 865.8 | 7524 | 7610 | 8299 | 78.018 | 75.1392 | 51.7169
Diamond Shamrock Wind Facility | -53356 | Operating | 49.5 | Wind Turbine | 2009 | Diamond Shamrock Refining Company, LP | SPP | MRO | MRO-US | Moore | TX | Wind | 49.5 | NA | NA | NA | 28.031 | 36.7764 | 36.1796
Diboll Battery Storage Project (BESS) | -762947 | Operating | 9.9 | Battery | 2024 | Hen Infrastructure, L.L.C. | ERCOT | TRE | TRE | Angelina | TX | Energy Storage | 9.9 | NA | NA | NA | NA | NA | NA
Dileo Solar Project | -758464 | Operating | 71.4 | Solar | 2023 | Monarch Private Capital | ERCOT | TRE | TRE | Bosque | TX | Solar | 71.4 | NA | NA | NA | NA | NA | NA
Dileo Solar Project | -758463 | Operating | 71.4 | Solar | 2023 | Elawan Energy, S.L. | ERCOT | TRE | TRE | Bosque | TX | Solar | 71.4 | NA | NA | NA | NA | NA | NA
Diversion Wind Farm | -789462 | Operating | 300 | Wind Turbine | 2024 | Southwestern Electric Power Company | ERCOT | TRE | TRE | Baylor | TX | Wind | 300 | NA | NA | NA | NA | NA | NA
Dogfish Battery Energy Storage Project | -797919 | Operating | NA | Battery | 2025 | Gore Street Energy Storage Fund Plc | ERCOT | TRE | TRE | Pecos | TX | Energy Storage | 75 | NA | NA | NA | NA | NA | NA
Donegal Battery Storage Project (Burksol) | -807531 | Operating | NA | Battery | 2025 | esVolta, LP | ERCOT | TRE | TRE | Dickens | TX | Energy Storage | 100 | NA | NA | NA | NA | NA | NA
Dos Rios LFGTE Project (SAWS) | -170003 | Operating | 4.8 | Internal Combustion | 2010 | Ameresco, Inc. | ERCOT | TRE | TRE | Bexar | TX | Biomass | 4.8 | NA | NA | NA | NA | NA | NA
Doug Colbeck's Corner Wind Farm (Grandview II) | -202028 | Operating | 200 | Wind Turbine | 2016 | E.ON Climate & Renewables North America Inc. | ERCOT | TRE | TRE | Carson | TX | Wind | 200 | NA | NA | NA | 48.5867 | 49.4802 | 47.113
Talbot County Energy | -9841 | Operating & Planned | 726 | Gas Turbine | 2002 | Oglethorpe Power Corporation |  | SERC | SOU | Talbot | GA | Gas | 680.9 | 11866 | 11958 | 12082 | 8.7479 | 10.1037 | 4.8096
Dunlap TP 1 | -3029 | Operating | 3.6 | Hydraulic Turbine | 1927 | Guadalupe Blanco River Authority | ERCOT | TRE | TRE | Guadalupe | TX | Water | 3.6 | NA | NA | NA | 2.2133 | NA | NA
E. Porte Ct. IC Plant | -503927 | Operating | 9 | Internal Combustion | 2013 | Power Depot - Texas Group A, LLC | ERCOT | TRE | TRE | Cameron | TX | Oil | 9 | 9304 | 9501 | NA | 0.7585 | 0.59741 | NA
Eagle Pass | -58703 | Operating | 9.6 | Hydraulic Turbine | 1932 | Maverick County Water Control and Improvement District No. 1 | ERCOT | TRE | TRE | Maverick | TX | Water | 9.6 | NA | NA | NA | 51.1047 | 52.5221 | 43.7785
East Blackland Solar Project 1 (Pflugerville Solar Plant) | -695655 | Operating | 144 | Solar | 2021 | Brookfield Renewable Partners L.P. | ERCOT | TRE | TRE | Travis | TX | Solar | 144 | NA | NA | NA | 24.0668 | NA | NA
East Pecos Solar | -357431 | Operating | 118.5 | Solar | 2017 | Scarlet Renewables LLC | ERCOT | TRE | TRE | Pecos | TX | Solar | 118.5 | NA | NA | NA | 25.7195 | 26.5524 | 27.4988
East Pecos Solar | -137784 | Operating | 118.5 | Solar | 2017 | Southern Renewable Energy, Inc. | ERCOT | TRE | TRE | Pecos | TX | Solar | 118.5 | NA | NA | NA | 25.7195 | 26.5524 | 27.4988
East Raymond Wind Farm (Big Raymond Wind Project) | -793812 | Operating | 200.2 | Wind Turbine | 2020 | Greencoat Columbus LP | ERCOT | TRE | TRE | Willacy | TX | Wind | 200.2 | NA | NA | NA | 36.454 | 39.849 | 17.7116
East Raymond Wind Farm (Big Raymond Wind Project) | -793811 | Operating | 200.2 | Wind Turbine | 2020 | Greencoat Villiers LP | ERCOT | TRE | TRE | Willacy | TX | Wind | 200.2 | NA | NA | NA | 36.454 | 39.849 | 17.7116
East Raymond Wind Farm (Big Raymond Wind Project) | -788556 | Operating | 200.2 | Wind Turbine | 2020 | Clearlight Energy | ERCOT | TRE | TRE | Willacy | TX | Wind | 200.2 | NA | NA | NA | NA | NA | NA
East Raymond Wind Farm (Big Raymond Wind Project) | -347018 | Operating | 200.2 | Wind Turbine | 2020 | E.ON Climate & Renewables North America Inc. | ERCOT | TRE | TRE | Willacy | TX | Wind | 200.2 | NA | NA | NA | 36.454 | 39.849 | 17.7116
East Vealmoor | -3077 | Operating | 2.2 | Internal Combustion | 1953 | Texaco Inc. | ERCOT | TRE | TRE | Howard | TX | Gas | 2.4 | NA | NA | NA | NA | NA | NA
Talisman Edson | -748252 | Operating | 10 | Gas Turbine | 2004 | Peyto Exploration & Development Corp. | Alberta | WECC | WECCCN |  |  | Gas | 10 | NA | NA | NA | NA | NA | NA
Ebony Battery Storage Project | -766176 | Operating | 200 | Battery | 2024 | Plus Power | ERCOT | TRE | TRE | Comal | TX | Energy Storage | 200 | NA | NA | NA | NA | NA | NA
Tasley | -745157 | Operating | 27 | Gas Turbine | 1972 | Calpine Mid-Atlantic Generation LLC | PJM | RFC | R-PJM | Accomack | VA | Oil | 40.3 | 17233 | 16312 | 18606 | 0.66255 | 0.49543 | 0.082713
Eddy Solar II (Bruceville-Eddy) | -405264 | Operating | 10 | Solar | 2018 | Cypress Creek Renewables, LLC | ERCOT | TRE | TRE | McLennan | TX | Solar | 10 | NA | NA | NA | 18.5479 | 19.718 | 18.4384
Tasley | -745156 | Operating | 27 | Gas Turbine | 1972 | Calpine Mid-Atlantic Generation LLC | PJM | RFC | R-PJM | Accomack | VA | Oil | 40.3 | 17233 | 16312 | 18606 | 0.66255 | 0.49543 | 0.082713
Tate & Lyle Lafayette South CHP Plant | -378696 | Operating | 61.8 | Gas Turbine | 2021 | Tate & Lyle North America, Inc. | MISO | RFC | R-MISO | Tippecanoe | IN | Gas | 68.4 | 10296 | 10965 | 12071 | 64.9685 | 56.0961 | 24.3223
Eiffel Solar Plant (Paris Farm Solar) | -745228 | Operating | 240 | Solar | 2023 | SB Energy Global Holdings Ltd. | ERCOT | TRE | TRE | Lamar | TX | Solar | 240 | NA | NA | NA | 3.3275 | NA | NA
El Algodon Alto Wind Farm | -430761 | Operating | 200.2 | Wind Turbine | 2022 | RWE Renewables Europe & Australia GmbH | ERCOT | TRE | TRE | San Patricio | TX | Wind | 200.2 | NA | NA | NA | 36.1957 | 23.7965 | NA
El Campo Wind Project (Vera Wind) (Truscott Gilliland West) | -757046 | Operating | 242.8 | Wind Turbine | 2020 | Pensam A/S | ERCOT | TRE | TRE | Knox | TX | Wind | 242.8 | NA | NA | NA | 34.3888 | 40.5316 | 41.0374
El Campo Wind Project (Vera Wind) (Truscott Gilliland West) | -757045 | Operating | 242.8 | Wind Turbine | 2020 | Longroad Energy Holdings, LLC | ERCOT | TRE | TRE | Knox | TX | Wind | 242.8 | NA | NA | NA | 34.3888 | 40.5316 | 41.0374
El Campo Wind Project (Vera Wind) (Truscott Gilliland West) | -757044 | Operating | 242.8 | Wind Turbine | 2020 | Longroad Energy Holdings, LLC | ERCOT | TRE | TRE | Knox | TX | Wind | 242.8 | NA | NA | NA | 34.3888 | 40.5316 | 41.0374
El Campo Wind Project (Vera Wind) (Truscott Gilliland West) | -757043 | Operating | 242.8 | Wind Turbine | 2020 | Longroad Energy Holdings, LLC | ERCOT | TRE | TRE | Knox | TX | Wind | 242.8 | NA | NA | NA | 34.3888 | 40.5316 | 41.0374
El Campo Wind Project (Vera Wind) (Truscott Gilliland West) | -757042 | Operating | 242.8 | Wind Turbine | 2020 | Pensionskassernes Administration A/S | ERCOT | TRE | TRE | Knox | TX | Wind | 242.8 | NA | NA | NA | 34.3888 | 40.5316 | 41.0374
El Sauz Ranch Wind Project | -793215 | Operating | NA | Wind Turbine | 2025 | JERA Americas Inc. | ERCOT | TRE | TRE | Willacy | TX | Wind | 301.5 | NA | NA | NA | NA | NA | NA
Elara Solar Project | -408517 | Operating | 132.4 | Solar | 2021 | KOMIPO America, Inc. | ERCOT | TRE | TRE | Frio | TX | Solar | 130 | NA | NA | NA | 26.3619 | 29.1259 | 3.3797
Elbow Creek Wind Project | -663081 | Operating | 121.9 | Wind Turbine | 2008 | Clearway Energy, Inc. | ERCOT | TRE | TRE | Howard | TX | Wind | 121.9 | NA | NA | NA | 36.5919 | NA | NA
Elbow Creek Wind Project | -663080 | Operating | 121.9 | Wind Turbine | 2008 | Clearway Energy, Inc. | ERCOT | TRE | TRE | Howard | TX | Wind | 121.9 | NA | NA | NA | 36.5919 | NA | NA
Electra Wind Project | -314292 | Operating | 230 | Wind Turbine | 2016 | Transatlantic Power Holdings LLC | ERCOT | TRE | TRE | Wilbarger | TX | Wind | 230 | NA | NA | NA | 42.4497 | 45.1301 | 44.2448
Electra Wind Project | -314291 | Operating | 230 | Wind Turbine | 2016 | Ardian Infrastructure | ERCOT | TRE | TRE | Wilbarger | TX | Wind | 230 | NA | NA | NA | 42.4497 | 45.1301 | 44.2448
Electra Wind Project | -124995 | Operating | 230 | Wind Turbine | 2016 | Meag Munich Ergo AssetManagement GmbH | ERCOT | TRE | TRE | Wilbarger | TX | Wind | 230 | NA | NA | NA | 42.4497 | 45.1301 | 44.2448
Elm Branch Solar Project | -385803 | Operating | 134.7 | Solar | 2021 | Lightsource bp Renewable Energy Investments Limited | ERCOT | TRE | TRE | Ellis | TX | Solar | 134.7 | NA | NA | NA | 25.5424 | 26.1929 | 3.208
Emerald Grove Solar Project | -439008 | Operating | 108 | Solar | 2022 | Luminant Generation Company LLC | ERCOT | TRE | TRE | Crane | TX | Solar | 108 | NA | NA | NA | 30.0024 | 14.3133 | NA
Endurance Park Battery Storage Project (KCE TX 13) | -611291 | Operating | 50 | Battery | 2022 | Key Capture Energy, LLC | ERCOT | TRE | TRE | Scurry | TX | Energy Storage | 50 | NA | NA | NA | 0.96712 | NA | NA
Endurance Park Battery Storage Project (KCE TX 13) | -611290 | Operating | 50 | Battery | 2022 | Key Capture Energy, LLC | ERCOT | TRE | TRE | Scurry | TX | Energy Storage | 50 | NA | NA | NA | 0.96712 | NA | NA
Endurance Park Battery Storage Project (KCE TX 13) | -611289 | Operating | 50 | Battery | 2022 | Key Capture Energy, LLC | ERCOT | TRE | TRE | Scurry | TX | Energy Storage | 50 | NA | NA | NA | 0.96712 | NA | NA
Engineered Carbons Borger Cogeneration | -3189 | Operating | 20 | Steam Turbine | 1982 | Engineered Carbons, Inc. | SPP | MRO | MRO-US | Hutchinson | TX | Other | 18.8 | 16486 | 18620 | 17648 | 24.575 | 20.9189 | 46.8134
Tate & Lyle Loudon Cogen Project | -776806 | Operating | 61.4 | Gas Turbine | 2016 | Primary Products Ingredients Americas LLC |  | SERC | CENTRL | Loudon | TN | Gas | 61.4 | NA | NA | NA | NA | NA | NA
Taylor - BC | -118336 | Operating | 12.5 | Combined Cycle | 1957 | Westcoast Energy Inc. |  | WECC | WECCCN |  |  | Gas | 12.5 | NA | NA | NA | NA | NA | NA
Erath Solar Project | -408537 | Operating | 9.9 | Solar | 2021 | Navisun LLC | ERCOT | TRE | TRE | Erath | TX | Solar | 9.9 | NA | NA | NA | 29.0923 | 30.0459 | NA
Estonian Battery Storage Project | -791787 | Operating | NA | Battery | 2025 | Enel Green Power North America, Inc. | ERCOT | TRE | TRE | Delta | TX | Energy Storage | 104 | NA | NA | NA | NA | NA | NA
Estonian Solar Farm Project | -793244 | Operating | NA | Solar | 2025 | Enel Green Power North America, Inc. | ERCOT | TRE | TRE | Delta | TX | Solar | 202.5 | NA | NA | NA | NA | NA | NA
Eunice (Permian) Battery Storage Project | -583255 | Operating | 40 | Battery | 2021 | Orsted Onshore North America, LLC | ERCOT | TRE | TRE | Andrews | TX | Energy Storage | 40 | NA | NM | NM | 0.75828 | 0.42095 | 0.65497
Eunice Solar Project (Permian Energy Center) | -346444 | Operating | 420 | Solar | 2021 | Orsted Onshore North America, LLC | ERCOT | TRE | TRE | Andrews | TX | Solar | 420 | NA | NA | NA | 24.697 | 25.6107 | 16.2763
Exelon Wind 10 (Stockyard Wind) | -806190 | Operating | 8.8 | Wind Turbine | 2008 | Acen Corporation | SPP | MRO | MRO-US | Moore | TX | Wind | 8.8 | NA | NA | NA | NA | NA | NA
Exelon Wind 10 (Stockyard Wind) | -806189 | Operating | 8.8 | Wind Turbine | 2008 | Acen Corporation | SPP | MRO | MRO-US | Moore | TX | Wind | 8.8 | NA | NA | NA | NA | NA | NA
Exelon Wind 11 (Stockyard Wind) | -806192 | Operating | 10 | Wind Turbine | 2008 | Acen Corporation | SPP | MRO | MRO-US | Moore | TX | Wind | 10 | NA | NA | NA | NA | NA | NA
Exelon Wind 11 (Stockyard Wind) | -806191 | Operating | 10 | Wind Turbine | 2008 | Acen Corporation | SPP | MRO | MRO-US | Moore | TX | Wind | 10 | NA | NA | NA | NA | NA | NA
Exelon Wind 4 (Stockyard Wind) | -806043 | Operating | 79.8 | Wind Turbine | 2007 | Acen Corporation | SPP | MRO | MRO-US | Hansford | TX | Wind | 79.8 | NA | NA | NA | NA | NA | NA
Exelon Wind 4 (Stockyard Wind) | -806042 | Operating | 79.8 | Wind Turbine | 2007 | Acen Corporation | SPP | MRO | MRO-US | Hansford | TX | Wind | 79.8 | NA | NA | NA | NA | NA | NA
Exelon Wind 5 (Stockyard Wind) | -806041 | Operating | 10 | Wind Turbine | 2006 | Acen Corporation | SPP | MRO | MRO-US | Sherman | TX | Wind | 10 | NA | NA | NA | NA | NA | NA
Exelon Wind 5 (Stockyard Wind) | -806040 | Operating | 10 | Wind Turbine | 2006 | Acen Corporation | SPP | MRO | MRO-US | Sherman | TX | Wind | 10 | NA | NA | NA | NA | NA | NA
Exelon Wind 6 (Stockyard Wind) | -806045 | Operating | 10 | Wind Turbine | 2007 | Acen Corporation | SPP | MRO | MRO-US | Sherman | TX | Wind | 10 | NA | NA | NA | NA | NA | NA
Exelon Wind 6 (Stockyard Wind) | -806044 | Operating | 10 | Wind Turbine | 2007 | Acen Corporation | SPP | MRO | MRO-US | Sherman | TX | Wind | 10 | NA | NA | NA | NA | NA | NA
Exelon Wind 7 (Stockyard Wind) | -806188 | Operating | 10 | Wind Turbine | 2009 | Acen Corporation | SPP | MRO | MRO-US | Moore | TX | Wind | 10 | NA | NA | NA | NA | NA | NA
Exelon Wind 7 (Stockyard Wind) | -806187 | Operating | 10 | Wind Turbine | 2009 | Acen Corporation | SPP | MRO | MRO-US | Moore | TX | Wind | 10 | NA | NA | NA | NA | NA | NA
Exelon Wind 8 (Stockyard Wind) | -806194 | Operating | 10 | Wind Turbine | 2009 | Acen Corporation | SPP | MRO | MRO-US | Moore | TX | Wind | 10 | NA | NA | NA | NA | NA | NA
Exelon Wind 8 (Stockyard Wind) | -806193 | Operating | 10 | Wind Turbine | 2009 | Acen Corporation | SPP | MRO | MRO-US | Moore | TX | Wind | 10 | NA | NA | NA | NA | NA | NA
Exelon Wind 9 (Stockyard Wind) | -806186 | Operating | 10 | Wind Turbine | 2008 | Acen Corporation | SPP | MRO | MRO-US | Moore | TX | Wind | 10 | NA | NA | NA | NA | NA | NA
Exelon Wind 9 (Stockyard Wind) | -806185 | Operating | 10 | Wind Turbine | 2008 | Acen Corporation | SPP | MRO | MRO-US | Moore | TX | Wind | 10 | NA | NA | NA | NA | NA | NA
Teche CT | -105068 | Operating | 42.2 | Gas Turbine | 2011 | Cleco Power LLC | MISO | SERC | DELTA | Saint Mary | LA | Gas | 34.8 | 31101 | 19784 | 15331 | 0.15975 | 2.0303 | 2.4453
Temes Gas Plant | -435508 | Operating | 40 | Gas Turbine | 1997 | Guam Power Authority |  |  |  | Guam | GU | Oil | 40 | NA | NA | NA | NA | NA | NA
Exxon Baytown Steam | -164693 | Operating | 7.5 | Steam Turbine | 1950 | Exxon Mobil Corporation | ERCOT | TRE | TRE | Harris | TX | Other | 7.5 | NA | NA | NA | 0 | 0 | 0
Falcon Dam & Power | -3259 | Operating | 31.5 | Hydraulic Turbine | 1954 | International Boundary and Water Commission | ERCOT | TRE | TRE | Starr | TX | Water | 30.5 | NA | NA | NA | 11.4369 | 7.6566 | 18.013
Falfurrias Battery Storage Project | -782247 | Operating | 9.9 | Battery | 2024 | Hunt Energy Network, L.L.C. | ERCOT | TRE | TRE | Brooks | TX | Energy Storage | 9.9 | NA | NA | NA | NA | NA | NA
Falfurrias Battery Storage Project | -782246 | Operating | 9.9 | Battery | 2024 | Manulife Investment Management (US) LLC | ERCOT | TRE | TRE | Brooks | TX | Energy Storage | 9.9 | NA | NA | NA | NA | NA | NA
Farmers Branch Renewable Energy Facility | -169346 | Operating | 3.2 | Internal Combustion | 2011 | WM Renewable Energy, LLC | ERCOT | TRE | TRE | Denton | TX | Biomass | 3.2 | 11798 | 12419 | 11614 | 85.9803 | 80.6828 | 87.3894
Farmersville Battery Storage Project | -761601 | Operating | 9.9 | Battery | 2024 | Hunt Energy Network, L.L.C. | ERCOT | TRE | TRE | Collin | TX | Energy Storage | 9.9 | NA | NA | NA | NA | NA | NA
Farmersville Battery Storage Project | -761600 | Operating | 9.9 | Battery | 2024 | Manulife Investment Management (US) LLC | ERCOT | TRE | TRE | Collin | TX | Energy Storage | 9.9 | NA | NA | NA | NA | NA | NA
Farmersville West Battery Storage Project | -786947 | Operating | 9.9 | Battery | 2024 | Hunt Energy Network, L.L.C. | ERCOT | TRE | TRE | Collin | TX | Energy Storage | 9.9 | NA | NA | NA | NA | NA | NA
Farmersville West Battery Storage Project | -786946 | Operating | 9.9 | Battery | 2024 | Manulife Investment Management (US) LLC | ERCOT | TRE | TRE | Collin | TX | Energy Storage | 9.9 | NA | NA | NA | NA | NA | NA
Faulkner Battery Storage Project | -747128 | Operating | 9.9 | Battery | 2022 | Hen Infrastructure, L.L.C. | ERCOT | TRE | TRE | Reeves | TX | Energy Storage | 9.9 | NA | NA | NA | NA | NA | NA
Fayette Power Project | -3279 | Operating | 1690 | Steam Turbine | 1979 | Austin Energy | ERCOT | TRE | TRE | Fayette | TX | Coal | 1636 | 10844 | 10707 | 10693 | 53.3464 | 68.0919 | 71.7403
Fayette Power Project | -3278 | Operating | 1690 | Steam Turbine | 1979 | Lower Colorado River Authority | ERCOT | TRE | TRE | Fayette | TX | Coal | 1636 | 10844 | 10707 | 10693 | 53.3464 | 68.0919 | 71.7403
FELPS 1 - Calaveras Solar Project | -382395 | Operating | 1 | Solar | 2021 | NextEra Energy Resources, LLC | ERCOT | TRE | TRE | Wilson | TX | Solar | 1 | NA | NA | NA | 23.9269 | 26.9292 | 17.7626
FELPS 2 - Calaveras Solar Project | -378660 | Operating | 1 | Solar | 2021 | NextEra Energy Resources, LLC | ERCOT | TRE | TRE | Wilson | TX | Solar | 1 | NA | NA | NA | 23.9269 | 26.9292 | 19.2808
FELPS 3 - Floresville South Solar Project | -378658 | Operating | 1 | Solar | 2021 | NextEra Energy, Inc. | ERCOT | TRE | TRE | Wilson | TX | Solar | 1 | NA | NA | NA | 24.6804 | 25.137 | 11.0731
FELPS 5- Floresville South | -382182 | Operating | 1 | Solar | 2021 | NextEra Energy, Inc. | ERCOT | TRE | TRE | Wilson | TX | Solar | 1 | NA | NA | NA | 24.6804 | 25.137 | 11.1986
FELPS 6- Floresville West | -382185 | Operating | 1 | Solar | 2021 | NextEra Energy, Inc. | ERCOT | TRE | TRE | Wilson | TX | Solar | 1 | NA | NA | NA | 25.3311 | 25.9132 | 9.2123
FELPS Solar 4 (Floresville South Site) | -378664 | Operating | 1 | Solar | 2021 | NextEra Energy, Inc. | ERCOT | TRE | TRE | Wilson | TX | Solar | 1 | NA | NA | NA | 24.6804 | 25.137 | 12.1461
FELPS Solar 7 Project (Floresville West Site) | -382181 | Operating | 1 | Solar | 2021 | NextEra Energy Resources, LLC | ERCOT | TRE | TRE | Wilson | TX | Solar | 1 | NA | NA | NA | 25.3311 | 25.9132 | 13.0137
Fence Post Battery Storage Project | -752018 | Operating | 86.1 | Battery | 2023 | Enel Green Power North America, Inc. | ERCOT | TRE | TRE | Navarro | TX | Energy Storage | 86.1 | NA | NA | NA | NA | NA | NA
Fence Post Solar Project | -751966 | Operating | 297 | Solar | 2023 | Enel Green Power North America, Inc. | ERCOT | TRE | TRE | Navarro | TX | Solar | 297 | NA | NA | NA | NA | NA | NA
FERMI (Val Verde Wind) (Rocksprings) | -741487 | Operating | 149.3 | Wind Turbine | 2017 | Abu Dhabi National Energy Company PJSC | ERCOT | TRE | TRE | Val Verde | TX | Wind | 149.3 | NA | NA | NA | 32.7048 | 34.3932 | 36.0753
FERMI (Val Verde Wind) (Rocksprings) | -741486 | Operating | 149.3 | Wind Turbine | 2017 | Abu Dhabi National Energy Company PJSC | ERCOT | TRE | TRE | Val Verde | TX | Wind | 149.3 | NA | NA | NA | 32.7048 | 34.3932 | 36.0753
FERMI (Val Verde Wind) (Rocksprings) | -741485 | Operating | 149.3 | Wind Turbine | 2017 | Mubadala Investment Company PJSC | ERCOT | TRE | TRE | Val Verde | TX | Wind | 149.3 | NA | NA | NA | 32.7048 | 34.3932 | 36.0753
FERMI (Val Verde Wind) (Rocksprings) | -741484 | Operating | 149.3 | Wind Turbine | 2017 | Abu Dhabi National Oil Company | ERCOT | TRE | TRE | Val Verde | TX | Wind | 149.3 | NA | NA | NA | 32.7048 | 34.3932 | 36.0753
FERMI (Val Verde Wind) (Rocksprings) | -171349 | Operating | 149.3 | Wind Turbine | 2017 | Akuo Energy USA Inc | ERCOT | TRE | TRE | Val Verde | TX | Wind | 149.3 | NA | NA | NA | 32.7048 | 34.3932 | 36.0753
Fighting Jays Solar Project | -765755 | Operating | 227.5 | Solar | 2022 | Copenhagen Infrastructure Partners P/S | ERCOT | TRE | TRE | Fort Bend | TX | Solar | 227.5 | NA | NA | NA | 24.6747 | 12.5592 | NA
Fighting Jays Solar Project | -759791 | Operating | 227.5 | Solar | 2022 | Vestas Wind Systems A/S | ERCOT | TRE | TRE | Fort Bend | TX | Solar | 227.5 | NA | NA | NA | 24.6747 | 12.5592 | NA
Files Solar Farm | -748416 | Operating | 157.5 | Solar | 2023 | Undisclosed buyer | ERCOT | TRE | TRE | Hill | TX | Solar | 145 | NA | NA | NA | 17.8059 | NA | NA
Five Wells Battery Storage Project | -765690 | Operating | 220 | Battery | 2023 | ENGIE North America Inc. | ERCOT | TRE | TRE | Bell | TX | Energy Storage | 220 | NA | NA | NA | NA | NA | NA
Five Wells Solar Center | -750747 | Operating | 355.4 | Solar | 2023 | ENGIE North America Inc. | ERCOT | TRE | TRE | Bell | TX | Solar | 320 | NA | NA | NA | 1.5477 | NA | NA
Flower Valley I Battery Storage Project | -672615 | Operating | 9.9 | Battery | 2021 | Jupiter Power LLC | ERCOT | TRE | TRE | Reeves | TX | Energy Storage | 9.9 | NA | NA | NA | NA | NA | NA
Flower Valley II Battery Storage Project | -647716 | Operating | 101 | Battery | 2022 | Jupiter Power LLC | ERCOT | TRE | TRE | Reeves | TX | Energy Storage | 101 | NA | NA | NA | 5.4032 | NA | NA
Fluvanna Renewable Energy Project | -632470 | Operating | 155.4 | Wind Turbine | 2017 | TC Energy Corporation | ERCOT | TRE | TRE | Scurry | TX | Wind | 155.4 | NA | NA | NA | 36.5658 | NA | NA
Foard City Wind Project | -769151 | Operating | 352.8 | Wind Turbine | 2019 | Irradiant Partners, LP | ERCOT | TRE | TRE | Foard | TX | Wind | 350.3 | NA | NA | NA | NA | NA | NA
Foard City Wind Project | -769150 | Operating | 352.8 | Wind Turbine | 2019 | Innergex Renewable Energy Inc. | ERCOT | TRE | TRE | Foard | TX | Wind | 350.3 | NA | NA | NA | NA | NA | NA
Forest Creek Wind Farm | -202001 | Operating & Planned | 124.2 | Wind Turbine | 2006 | E.ON Climate & Renewables North America Inc. | ERCOT | TRE | TRE | Sterling | TX | Wind | 124.2 | NA | NA | NA | 20.7215 | 22.0073 | 24.945
Temple Power Station | -646272 | Operating | 1606.4 | Combined Cycle | 2014 | Banpu Power Public Company Limited | ERCOT | TRE | TRE | Bell | TX | Gas | 1580 | 7115 | NA | NA | 52.2829 | NA | NA
Temple Power Station | -646271 | Operating | 1606.4 | Combined Cycle | 2014 | Banpu Power Public Company Limited | ERCOT | TRE | TRE | Bell | TX | Gas | 1580 | 7115 | NA | NA | 52.2829 | NA | NA
Fort Bliss Solar Project (DEA EPIC) | -173930 | Operating | 2 | Solar | 2018 | Ameresco, Inc. |  | WECC | AZNMSN | El Paso | TX | Solar | 2 | NA | NA | NA | 26.6039 | 25.3082 | 24.8687
Fowler Ranch Solar | -521475 | Operating | 150 | Solar | 2020 | Consolidated Edison Development, Inc. | ERCOT | TRE | TRE | Crane | TX | Solar | 150 | NA | NA | NA | 30.9433 | NA | NA
Frankel Internal Combustion Plant | -503497 | Operating | 9 | Internal Combustion | 2013 | Power Depot - Texas Group A, LLC | ERCOT | TRE | TRE | Andrews | TX | Oil | 9 | 9289 | 9586 | NA | 0.81938 | 0.36149 | NA
Temple Power Station | -646270 | Operating | 1606.4 | Combined Cycle | 2014 | Banpu Public Company Limited | ERCOT | TRE | TRE | Bell | TX | Gas | 1580 | 7115 | NA | NA | 52.2829 | NA | NA
Temple Power Station | -646269 | Operating | 1606.4 | Combined Cycle | 2014 | Oaktree Capital Management, L.P. | ERCOT | TRE | TRE | Bell | TX | Gas | 1580 | 7115 | NA | NA | 52.2829 | NA | NA
Tenaska Ferndale Cogen | -754728 | Operating | 285.5 | Combined Cycle | 1994 | Alberta Investment Management Corporation |  | WECC | NWPP | Whatcom | WA | Gas | 286 | 8318 | 8451 | NA | 61.0422 | 39.1814 | NA
Tenaska Ferndale Cogen | -754727 | Operating | 285.5 | Combined Cycle | 1994 | OMERS Administration Corporation |  | WECC | NWPP | Whatcom | WA | Gas | 286 | 8318 | 8451 | NA | 61.0422 | 39.1814 | NA
Tenaska Ferndale Cogen | -754726 | Operating | 285.5 | Combined Cycle | 1994 | British Columbia Investment Management Corporation |  | WECC | NWPP | Whatcom | WA | Gas | 286 | 8318 | 8451 | NA | 61.0422 | 39.1814 | NA
Tenaska Ferndale Cogen | -754725 | Operating | 285.5 | Combined Cycle | 1994 | PGGM Vermogensbeheer B.V. |  | WECC | NWPP | Whatcom | WA | Gas | 286 | 8318 | 8451 | NA | 61.0422 | 39.1814 | NA
Tenaska Ferndale Cogen | -754724 | Operating | 285.5 | Combined Cycle | 1994 | Ontario Teachers' Pension Plan Board |  | WECC | NWPP | Whatcom | WA | Gas | 286 | 8318 | 8451 | NA | 61.0422 | 39.1814 | NA
Tenaska Ferndale Cogen | -410052 | Operating | 285.5 | Combined Cycle | 1994 | Macquarie Infrastructure Partners Inc. |  | WECC | NWPP | Whatcom | WA | Gas | 286 | 8318 | 8451 | NA | 61.0422 | 39.1814 | NA
Tenaska Frontier | -161714 | Operating | 939.7 | Combined Cycle | 2000 | J-POWER USA Investment Co, Ltd. | ERCOT | SERC | DELTA | Grimes | TX | Gas | 926 | 7345 | 7296 | 7356 | 51.4557 | 53.1682 | 31.8925
Tenaska Frontier | -65279 | Operating | 939.7 | Combined Cycle | 2000 | Tenaska Energy, Inc. | ERCOT | SERC | DELTA | Grimes | TX | Gas | 926 | 7345 | 7296 | 7356 | 51.4557 | 53.1682 | 31.8925
Tenaska Frontier | -43419 | Operating | 939.7 | Combined Cycle | 2000 | John Hancock Life Insurance Company (U.S.A) | ERCOT | SERC | DELTA | Grimes | TX | Gas | 926 | 7345 | 7296 | 7356 | 51.4557 | 53.1682 | 31.8925
Tenaska Frontier | -8810 | Operating | 939.7 | Combined Cycle | 2000 | Diamond Generating Corporation | ERCOT | SERC | DELTA | Grimes | TX | Gas | 926 | 7345 | 7296 | 7356 | 51.4557 | 53.1682 | 31.8925
FRV AE Solar Plant (Webberville Solar) | -465332 | Operating | 30 | Solar | 2011 | MetLife, Inc. | ERCOT | TRE | TRE | Travis | TX | Solar | 30 | NA | NA | NA | 21.4726 | 23.8843 | 20.9452
FRV AE Solar Plant (Webberville Solar) | -35986 | Operating | 30 | Solar | 2011 | Longsol Holdings US Inc. | ERCOT | TRE | TRE | Travis | TX | Solar | 30 | NA | NA | NA | 21.4726 | 23.8843 | 20.9452
FTBLID2 IC Plant | -678925 | Operating | 11.2 | Internal Combustion | 2021 | GENERATE ER NG LLC | ERCOT | TRE | TRE | Fort Bend | TX | Gas | 11.2 | 14124 | 14487 | NA | 1.8713 | 1.0141 | NA
FTWIND (Flat Top Wind I) | -436964 | Operating | 200 | Wind Turbine | 2018 | BHE Renewables, LLC | ERCOT | TRE | TRE | Mills | TX | Wind | 200 | NA | NA | NA | 46.4912 | 45.2227 | 41.1219
FTWIND (Flat Top Wind I) | -436963 | Operating | 200 | Wind Turbine | 2018 | BHE Renewables, LLC | ERCOT | TRE | TRE | Mills | TX | Wind | 200 | NA | NA | NA | 46.4912 | 45.2227 | 41.1219
FTWIND (Flat Top Wind I) | -172926 | Operating | 200 | Wind Turbine | 2018 | BlackRock Real Assets | ERCOT | TRE | TRE | Mills | TX | Wind | 200 | NA | NA | NA | 46.4912 | 45.2227 | 41.1219
Gaines Cavern Wind Project | -242325 | Operating | 2 | Wind Turbine | 2013 | ConocoPhillips Company | SPP | TRE | TRE | Gaines | TX | Wind | 2 | NA | NA | NA | NA | NA | NA
Gaines Cavern Wind Project | -170018 | Operating | 2 | Wind Turbine | 2013 | General Compression | SPP | TRE | TRE | Gaines | TX | Wind | 2 | NA | NA | NA | NA | NA | NA
Gaines Cavern Wind Project | -170017 | Operating | 2 | Wind Turbine | 2013 | Serious Change L.P. | SPP | TRE | TRE | Gaines | TX | Wind | 2 | NA | NA | NA | NA | NA | NA
Gaines Cavern Wind Project | -170016 | Operating | 2 | Wind Turbine | 2013 | Northwater Intellectual Property Fund | SPP | TRE | TRE | Gaines | TX | Wind | 2 | NA | NA | NA | NA | NA | NA
Gaines Cavern Wind Project | -170015 | Operating | 2 | Wind Turbine | 2013 | USRG Holdco 3A, LLC | SPP | TRE | TRE | Gaines | TX | Wind | 2 | NA | NA | NA | NA | NA | NA
Galloway 1 Solar Farm | -388230 | Operating | 250 | Solar | 2021 | Transatlantic Power Holdings LLC | ERCOT | TRE | TRE | Concho | TX | Solar | 250 | NA | NA | NA | 25.8477 | 25.5034 | 5.2376
Galloway 1 Solar Farm | -388229 | Operating | 250 | Solar | 2021 | Ardian SAS | ERCOT | TRE | TRE | Concho | TX | Solar | 250 | NA | NA | NA | 25.8477 | 25.5034 | 5.2376
Galloway II Solar Project (224WB 8me) | -742431 | Operating | 110 | Solar | 2023 | Allianz Capital Partners GmbH | ERCOT | TRE | TRE | Concho | TX | Solar | 110 | NA | NA | NA | 5.3053 | NA | NA
Gambit Batt Battery Storage Park | -365003 | Operating | 100 | Battery | 2021 | Tesla, Inc. | ERCOT | TRE | TRE | Brazoria | TX | Energy Storage | 100 | NA | NM | NM | 3.4709 | 4.8362 | 3.3882
Ganado (Mustang Creek) Battery Storage | -762892 | Operating | 70.5 | Battery | 2024 | Enel Kansas, LLC | ERCOT | TRE | TRE | Jackson | TX | Energy Storage | 70.5 | NA | NA | NA | NA | NA | NA
Ganado Solar Project (Mustang Creek Solar) | -756869 | Operating | 150.5 | Solar | 2023 | Enel Green Power North America, Inc. | ERCOT | TRE | TRE | Jackson | TX | Solar | 150.5 | NA | NA | NA | 4.9778 | NA | NA
Garden City East Battery Energy Storage System | -762951 | Operating | 9.9 | Battery | 2024 | Hen Infrastructure, L.L.C. | ERCOT | TRE | TRE | Glasscock | TX | Energy Storage | 9.9 | NA | NA | NA | NA | NA | NA
GCWA Internal Combustion Plant | -508167 | Operating | 7.2 | Internal Combustion | 2013 | Power Depot - Texas Group A, LLC | ERCOT | TRE | TRE | Galveston | TX | Oil | 7.2 | 9353 | 9179 | NA | 0.68335 | 0.49467 | NA
Gerdau Solar Project | -760959 | Operating | 80 | Solar | 2023 | 174 Power Global Corporation | ERCOT | TRE | TRE | Ellis | TX | Solar | 80 | NA | NA | NA | NA | NA | NA
Gerdau Solar Project | -746602 | Operating | 80 | Solar | 2023 | TotalEnergies SE | ERCOT | TRE | TRE | Ellis | TX | Solar | 80 | NA | NA | NA | NA | NA | NA
Giga Texas Battery Storage Project | -777514 | Operating & Planned | 131.05 | Battery | 2024 | Giga Texas Energy, LLC | ERCOT | TRE | TRE | Travis | TX | Energy Storage | 131.05 | NA | NA | NA | NA | NA | NA
Goat Mountain - Cielo | -663059 | Operating | 149.6 | Wind Turbine | 2008 | Clearway Energy, Inc. | ERCOT | TRE | TRE | Sterling | TX | Wind | 149.6 | NA | NA | NA | 18.7507 | NA | NA
Goat Mountain - Cielo | -663058 | Operating | 149.6 | Wind Turbine | 2008 | Clearway Energy, Inc. | ERCOT | TRE | TRE | Sterling | TX | Wind | 149.6 | NA | NA | NA | 18.7507 | NA | NA
Golden Buckle Solar Project | -794763 | Operating | 263 | Solar | 2023 | Nadara Limited | ERCOT | TRE | TRE | Brazoria | TX | Solar | 263 | NA | NA | NA | NA | NA | NA
Golden Buckle Solar Project | -755375 | Operating | 263 | Solar | 2023 | Energy Infrastructure Partners LLC | ERCOT | TRE | TRE | Brazoria | TX | Solar | 263 | NA | NA | NA | NA | NA | NA
Golden Buckle Solar Project | -755374 | Operating | 263 | Solar | 2023 | Eni S.p.A. | ERCOT | TRE | TRE | Brazoria | TX | Solar | 263 | NA | NA | NA | NA | NA | NA
Golden Spread Panhandle Wind Ranch | -168830 | Operating | 78.2 | Wind Turbine | 2011 | Golden Spread Electric Cooperative, Inc. | SPP | MRO | MRO-US | Oldham | TX | Wind | 78.2 | NA | NA | NA | 28.1072 | 28.5594 | 29.5382
Goldsmith Power Plant | -503532 | Operating | 9 | Internal Combustion | 2013 | Power Depot - Texas Group A, LLC | ERCOT | TRE | TRE | Ector | TX | Oil | 9 | 9276 | 9491 | NA | 0.85109 | 0.5378 | NA
Goldthwaite Wind Energy Project | -170023 | Operating | 150 | Wind Turbine | 2014 | Invenergy Investment Company LLC | ERCOT | TRE | TRE | Mills | TX | Wind | 150 | NA | NA | NA | 37.3018 | 37.7565 | 37.3934
Gomez BESS Project | -642696 | Operating | 9.9 | Battery | 2023 | Hen Infrastructure, L.L.C. | ERCOT | TRE | TRE | Pecos | TX | Energy Storage | 9.9 | NA | NA | NA | NA | NA | NA
Goodnight Wind Energy | -761547 | Operating & Planned | 531 | Wind Turbine | 2023 | Serena Energia S.A. | ERCOT | TRE | TRE | Armstrong | TX | Wind | 531 | NA | NA | NA | NA | NA | NA
Goodyear Beaumont Chemical Plant | -13161 | Operating | 14.8 | Steam Turbine | 1987 | The Goodyear Tire & Rubber Company | MISO | SERC | DELTA | Jefferson | TX | Gas | 13.5 | NA | NM | NA | 83.187 | 94.8241 | 87.1275
Tenaska Gateway | -792834 | Operating | 939.6 | Combined Cycle | 2001 | Tenaska Energy, Inc. | ERCOT, SPP | TRE | TRE | Rusk | TX | Gas | 908 | 7673 | 7427 | NA | 38.8467 | 49.6651 | NA
Gopher Creek Wind Farm (Fluvanna 2) | -436967 | Operating | 158 | Wind Turbine | 2019 | BHE Renewables, LLC | ERCOT | TRE | TRE | Borden | TX | Wind | 158 | NA | NA | NA | 38.9135 | 43.3768 | NA
Gopher Creek Wind Farm (Fluvanna 2) | -436966 | Operating | 158 | Wind Turbine | 2019 | BHE Renewables, LLC | ERCOT | TRE | TRE | Borden | TX | Wind | 158 | NA | NA | NA | 38.9135 | 43.3768 | NA
Graham | -116291 | Operating | 634.7 | Steam Turbine | 1960 | Luminant Generation Company LLC | ERCOT | TRE | TRE | Young | TX | Gas | 629 | 11303 | 12452 | 11981 | 20.8728 | 2.932 | 5.0696
Grandview Wind Farm (Grandview I) (Conway Wind) | -775300 | Operating | 211.2 | Wind Turbine | 2014 | Tyr Energy, Inc. | ERCOT | TRE | TRE | Carson | TX | Wind | 211.2 | NA | NA | NA | NA | NA | NA
Grandview Wind Farm (Grandview I) (Conway Wind) | -202027 | Operating | 211.2 | Wind Turbine | 2014 | E.ON Climate & Renewables North America Inc. | ERCOT | TRE | TRE | Carson | TX | Wind | 211.2 | NA | NA | NA | 48.2741 | 49.0904 | 45.8765
Gransolar Texas One | -795707 | Operating | NA | Solar | 2025 | Pine Gate Renewables, LLC | ERCOT | TRE | TRE | Milam | TX | Solar | 50 | NA | NA | NA | NA | NA | NA
Greasewood Solar Project (Concho Bluff) | -765738 | Operating | 255 | Solar | 2021 | Copenhagen Infrastructure Partners P/S | ERCOT | TRE | TRE | Pecos | TX | Solar | 255 | NA | NA | NA | 9.3553 | 17.9707 | 24.5563
Greasewood Solar Project (Concho Bluff) | -759751 | Operating | 255 | Solar | 2021 | Vestas Wind Systems A/S | ERCOT | TRE | TRE | Pecos | TX | Solar | 255 | NA | NA | NA | 9.3553 | 17.9707 | 24.5563
Great Kiskadee Battery Storage Project | -792092 | Operating | NA | Battery | 2025 | SK Gas Co., Ltd. | ERCOT | TRE | TRE | Hidalgo | TX | Energy Storage | 100 | NA | NA | NA | NA | NA | NA
Great Kiskadee Battery Storage Project | -792091 | Operating | NA | Battery | 2025 | SK Gas Co., Ltd. | ERCOT | TRE | TRE | Hidalgo | TX | Energy Storage | 100 | NA | NA | NA | NA | NA | NA
Great Kiskadee Battery Storage Project | -792090 | Operating | NA | Battery | 2025 | SK D&D Co. Ltd. | ERCOT | TRE | TRE | Hidalgo | TX | Energy Storage | 100 | NA | NA | NA | NA | NA | NA
Great Kiskadee Battery Storage Project | -792089 | Operating | NA | Battery | 2025 | Apex Clean Energy, Inc. | ERCOT | TRE | TRE | Hidalgo | TX | Energy Storage | 100 | NA | NA | NA | NA | NA | NA
Great Plains I | -792036 | Operating | 114 | Wind Turbine | 2009 | MARA Holdings, Inc. | SPP | MRO | MRO-US | Hansford | TX | Wind | 114 | NA | NA | NA | NA | NA | NA
Great Prairie Wind Project | -787500 | Operating | 1027 | Wind Turbine | 2022 | XPLR Infrastructure, LP | SPP | MRO | MRO-US | Hansford | TX | Wind | 1027 | NA | NA | NA | 43.2113 | NA | NA
Great Prairie Wind Project | -503289 | Operating | 1027 | Wind Turbine | 2022 | NextEra Energy Resources, LLC | SPP | MRO | MRO-US | Hansford | TX | Wind | 1027 | NA | NA | NA | 43.2113 | NA | NA
Green Lake | -746005 | Operating | 38.8 | Steam Turbine | 1989 | Ineos USA, LLC | ERCOT | TRE | TRE | Calhoun | TX | Other | 38.8 | NA | 6747 | 10837 | -1.6941 | 4.5165 | 11.7392
Green Pastures Wind I | -780523 | Operating | 150 | Wind Turbine | 2015 | Corporación Acciona Energías Renovables, S.A. | ERCOT | TRE | TRE | Baylor | TX | Wind | 150 | NA | NA | NA | NA | NA | NA
Green Pastures Wind I | -780195 | Operating | 150 | Wind Turbine | 2015 | Corporación Acciona Energías Renovables, S.A. | ERCOT | TRE | TRE | Baylor | TX | Wind | 150 | NA | NA | NA | NA | NA | NA
Green Pastures Wind II | -780524 | Operating | 150 | Wind Turbine | 2015 | Corporación Acciona Energías Renovables, S.A. | ERCOT | TRE | TRE | Knox | TX | Wind | 150 | NA | NA | NA | NA | NA | NA
Green Pastures Wind II | -780196 | Operating | 150 | Wind Turbine | 2015 | Corporación Acciona Energías Renovables, S.A. | ERCOT | TRE | TRE | Knox | TX | Wind | 150 | NA | NA | NA | NA | NA | NA
Tenaska Gateway | -384818 | Operating | 939.6 | Combined Cycle | 2001 | Tokyo Electric Power Company Holdings, Incorporated | ERCOT, SPP | TRE | TRE | Rusk | TX | Gas | 908 | 7673 | 7427 | 7414 | 38.8467 | 49.6651 | 41.2104
Tenaska Gateway | -108502 | Operating | 939.6 | Combined Cycle | 2001 | Chubu Electric Power Company, Incorporated | ERCOT, SPP | TRE | TRE | Rusk | TX | Gas | 908 | 7673 | 7427 | 7414 | 38.8467 | 49.6651 | 41.2104
Griffin Solar Project | -245595 | Operating | 5 | Solar | 2019 | Sol Systems, LLC | ERCOT | TRE | TRE | McLennan | TX | Solar | 5 | NA | NA | NA | 25.7831 | 24.5457 | 20.3927
Griffin Solar Project | -245594 | Operating | 5 | Solar | 2019 | Nationwide Corporation | ERCOT | TRE | TRE | McLennan | TX | Solar | 5 | NA | NA | NA | 25.7831 | 24.5457 | 20.3927
Griffin Trail Wind Project | -769155 | Operating | 225.6 | Wind Turbine | 2021 | Irradiant Partners, LP | ERCOT | TRE | TRE | Knox | TX | Wind | 225.6 | NA | NA | NA | NA | NA | NA
Griffin Trail Wind Project | -769154 | Operating | 225.6 | Wind Turbine | 2021 | Innergex Renewable Energy Inc. | ERCOT | TRE | TRE | Knox | TX | Wind | 225.6 | NA | NA | NA | NA | NA | NA
Grizzly Ridge Solar Project | -742457 | Operating | 100 | Solar | 2023 | Diode Ventures, LLC | ERCOT | TRE | TRE | Hamilton | TX | Solar | 100 | NA | NA | NA | 24.0072 | NA | NA
Tenaska Gateway | -108501 | Operating | 939.6 | Combined Cycle | 2001 | Tokyo Electric Power Company Holdings, Incorporated | ERCOT, SPP | TRE | TRE | Rusk | TX | Gas | 908 | 7673 | 7427 | 7414 | 38.8467 | 49.6651 | 41.2104
Tenaska Gateway | -22194 | Operating | 939.6 | Combined Cycle | 2001 | Tyr Energy, Inc. | ERCOT, SPP | TRE | TRE | Rusk | TX | Gas | 908 | 7673 | 7427 | 7414 | 38.8467 | 49.6651 | 41.2104
Guadalupe Hydro 4 | -3734 | Out of Service | 2.4 | Hydraulic Turbine | 1931 | Guadalupe Blanco River Authority | ERCOT | TRE | TRE | Gonzales | TX | Water | NA | NA | NA | NA | 0 | 0 | 16.1339
Guadalupe Hydro 5 | -3735 | Out of Service | 2.4 | Hydraulic Turbine | 1931 | Guadalupe Blanco River Authority | ERCOT | TRE | TRE | Gonzales | TX | Water | NA | NA | NA | NA | NA | NA | NA
Gunsight Mountain Wind Energy Project | -167356 | Operating | 120 | Wind Turbine | 2016 | Invenergy Renewables LLC | ERCOT | TRE | TRE | Howard | TX | Wind | 120 | NA | NA | NA | 40.8627 | 41.1187 | 44.4761
GVEC Solar Generation Solar Array (SunHub) | -776621 | Operating | 2 | Solar | 2017 | OnSite Partners, LLC | ERCOT | TRE | TRE | Guadalupe | TX | Solar | 2 | NA | NA | NA | NA | NA | NA
GVEC Solar Generation Solar Array (SunHub) | -776620 | Operating | 2 | Solar | 2017 | OnSite Partners, LLC | ERCOT | TRE | TRE | Guadalupe | TX | Solar | 2 | NA | NA | NA | NA | NA | NA
Hackberry Wind Project | -226423 | Operating | 165.6 | Wind Turbine | 2008 | Ardian Infrastructure | ERCOT | TRE | TRE | Shackelford | TX | Wind | 162.3 | NA | NA | NA | 24.7847 | 23.4606 | 27.0081
Hackberry Wind Project | -144829 | Operating | 165.6 | Wind Turbine | 2008 | Transatlantic Power Holdings LLC | ERCOT | TRE | TRE | Shackelford | TX | Wind | 162.3 | NA | NA | NA | 24.7847 | 23.4606 | 27.0081
Tenaska Georgia | -794345 | Operating | 1099.2 | Gas Turbine | 2001 | Tenaska Energy, Inc. |  | SERC | SOU | Heard | GA | Gas | 945 | 10679 | 10778 | 10862 | 2.8718 | 9.1094 | 1.2257
Hale Community Energy | -178511 | Operating | 478 | Wind Turbine | 2019 | Southwestern Public Service Company | ERCOT, SPP | MRO | MRO-US | Hale | TX | Wind | 478 | NA | NA | NA | 47.248 | 48.6421 | 49.1231
Hamilton Battery Storage Project | -756506 | Operating | 9.9 | Battery | 2024 | Hen Infrastructure, L.L.C. | ERCOT | TRE | TRE | Val Verde | TX | Energy Storage | 9.9 | NA | NA | NA | NA | NA | NA
Handley | -396399 | Operating | 1314.8 | Steam Turbine | 1948 | Constellation Energy Corporation | ERCOT | TRE | TRE | Tarrant | TX | Gas | 1245 | 13602 | 13246 | NA | 13.9293 | 9.836 | NA
Harrington | -3805 | Operating | 1080 | Steam Turbine | 1976 | Southwestern Public Service Company | SPP | MRO | MRO-US | Potter | TX | Coal | 1018 | 10969 | 10767 | 10758 | 36.0104 | 49.4343 | 54.7326
Tenaska Georgia | -435538 | Operating | 1099.2 | Gas Turbine | 2001 | Gepif III Concord Holdco LLC |  | SERC | SOU | Heard | GA | Gas | 945 | 10679 | 10778 | NA | 2.8718 | 9.1094 | NA
Tenaska Lindsay Hill | -65261 | Operating | 939.4 | Combined Cycle | 2002 | Tenaska Energy, Inc. |  | SERC | SOU | Autauga | AL | Gas | 874 | 6998 | 7023 | 7562 | 35.4243 | 39.356 | 24.651
Harvest Moon Renewable Energy Project | -174001 | Operating | 1.6 | Solar | 2015 | Harvest Moon Renewable Energy Company LLC | ERCOT | TRE | TRE | Austin | TX | Solar | 1.2 | NA | NA | NA | 11.7295 | 14.9829 | 11.2728
Hayhurst Texas Solar | -761568 | Operating | 24.76 | Solar | 2024 | Chevron USA Incorporated | ERCOT | TRE | TRE | Culberson | TX | Solar | 24.76 | NA | NA | NA | NA | NA | NA
Tenaska Lindsay Hill | -19075 | Operating | 939.4 | Combined Cycle | 2002 | Diamond Generating Corporation |  | SERC | SOU | Autauga | AL | Gas | 874 | 6998 | 7023 | 7562 | 35.4243 | 39.356 | 24.651
Heart of Texas Wind Project (RTS 2) | -695752 | Operating | 180 | Wind Turbine | 2020 | Scout Clean Energy LLC | ERCOT | TRE | TRE | McCulloch | TX | Wind | 180 | NA | NA | NA | 39.2714 | 40.8178 | NA
HEB CPS00085 IC Plant | -678363 | Operating | 1.6 | Internal Combustion | 2019 | Texas Microgrid, LLC | ERCOT | TRE | TRE | Bexar | TX | Gas | 1.6 | 14530 | 14331 | NA | 3.018 | 2.6327 | NA
HEB Houston Distribution Center Internal Combustion Plant | -678320 | Operating | 12.8 | Internal Combustion | 2021 | Texas Microgrid, LLC | ERCOT | TRE | TRE | Harris | TX | Gas | 12.8 | 16016 | 15892 | NA | 6.0208 | 5.1985 | NA
HEB_CPSSADC Internal Combustion Project | -678651 | Operating | 6.4 | Internal Combustion | 2020 | Texas Microgrid, LLC | ERCOT | TRE | TRE | Bexar | TX | Gas | 6.4 | 14352 | 14337 | NA | 2.1244 | 1.0256 | NA
HEB00020 IC Plant | -503867 | Operating | 1.2 | Internal Combustion | 2018 | Texas Microgrid, LLC | SPP | MRO | MRO-US | Harris | TX | Gas | 1.2 | 14406 | 15471 | 14946 | 3.0441 | 2.3212 | 2.6256
HEB00028 Natural Gas IC | -503395 | Operating | 1.2 | Internal Combustion | 2017 | Texas Microgrid, LLC | ERCOT | TRE | TRE | Galveston | TX | Gas | 1.2 | 14112 | 14106 | 13652 | 3.2249 | 2.968 | 3.7766
HEB00038 IC Project | -504000 | Operating | 1.2 | Internal Combustion | 2018 | Texas Microgrid, LLC | ERCOT | TRE | TRE | Hidalgo | TX | Gas | 1.2 | 15179 | 14337 | 15749 | 2.2831 | 2.54 | 3.2154
HEB00048 Natural Gas Plant | -678349 | Operating | 1.2 | Internal Combustion | 2021 | Entergy Texas, Inc. | MISO | SERC | DELTA | Jefferson | TX | Gas | 1.2 | 30016 | 11233 | NA | 1.2272 | 2.5304 | NA
HEB00054 Internal Combustion Plant | -503873 | Operating | 1.2 | Internal Combustion | 2018 | Texas Microgrid, LLC | ERCOT | TRE | TRE | Harris | TX | Gas | 1.2 | 14571 | 14735 | 15590 | 2.0833 | 2.0833 | 2.3212
HEB00055 IC Plant | -763683 | Operating | 1.2 | Internal Combustion | 2023 | GENERATE ER NG LLC | ERCOT | TRE | TRE | Tarrant | TX | Gas | 1.2 | NA | NA | NA | NA | NA | NA
HEB00057 Plant | -504032 | Operating | 1.2 | Internal Combustion | 2017 | Texas Microgrid, LLC | ERCOT | TRE | TRE | Nueces | TX | Gas | 1.2 | 14348 | 14096 | 14504 | 2.9775 | 2.8634 | 3.7957
HEB00063 Natural Gas Plant | -674144 | Operating | 1.6 | Internal Combustion | 2017 | Texas Microgrid, LLC | ERCOT | TRE | TRE | Brazoria | TX | Gas | 1.6 | 14478 | 14424 | NA | 3.0465 | 2.7754 | NA
HEB00069 Natural Gas Plant | -674146 | Operating | 1.6 | Internal Combustion | 2017 | Texas Microgrid, LLC | ERCOT | TRE | TRE | Nueces | TX | Gas | 1.6 | 14037 | 14139 | NA | 2.9181 | 2.8253 | NA
HEB00070 IC Power Plant | -510185 | Operating | 1.2 | Internal Combustion | 2018 | Texas Microgrid, LLC | ERCOT | TRE | TRE | Taylor | TX | Gas | 1.2 | 14065 | 14065 | 14452 | 3.672 | 2.6446 | 2.7778
HEB00092 IC Plant | -678318 | Operating | 1.6 | Internal Combustion | 2018 | Texas Microgrid, LLC | ERCOT | TRE | TRE | Victoria | TX | Gas | 1.6 | 14146 | 14162 | NA | 3.3747 | 2.7255 | NA
HEB00095 IC Plant | -678322 | Operating | 1.6 | Internal Combustion | 2018 | Texas Microgrid, LLC | ERCOT | TRE | TRE | Webb | TX | Gas | 1.6 | 14146 | 14113 | NA | 3.0822 | 2.7255 | NA
HEB00099 IC Power Plant | -503909 | Operating | 1.2 | Internal Combustion | 2017 | Texas Microgrid, LLC | ERCOT | TRE | TRE | Harris | TX | Gas | 1.2 | 14378 | 14121 | 14131 | 3.2725 | 2.9966 | 3.4817
HEB00109 IC Plant | -503880 | Operating | 1.2 | Internal Combustion | 2018 | Texas Microgrid, LLC | ERCOT | TRE | TRE | Harris | TX | Gas | 1.2 | 14626 | 15319 | 14204 | 3.282 | 2.949 | 3.0346
HEB00110 Internal Combustion Plant | -503882 | Operating | 1.2 | Internal Combustion | 2017 | Texas Microgrid, LLC | ERCOT | TRE | TRE | Fort Bend | TX | Gas | 1.2 | 14496 | 14344 | 14185 | 2.3212 | 2.3782 | 2.6256
HEB00182 Internal Combustion Plant | -503897 | Operating | 1.2 | Internal Combustion | 2018 | Texas Microgrid, LLC | ERCOT | TRE | TRE | Bell | TX | Gas | 1.2 | 14144 | 14149 | 12770 | 2.8349 | 2.3687 | 2.4353
HEB00292 Plant | -503341 | Operating | 1.2 | Internal Combustion | 2016 | Texas Microgrid, LLC | ERCOT | TRE | TRE | Matagorda | TX | Gas | 1.2 | 14197 | 14092 | 14142 | 2.7588 | 2.4734 | 3.5483
HEB00591 IC Plant | -674201 | Operating | 1.6 | Internal Combustion | 2018 | Texas Microgrid, LLC | ERCOT | TRE | TRE | Williamson | TX | Gas | 1.6 | 14129 | 14187 | NA | 3.0394 | 2.5614 | NA
HEB00594 IC Project | -678375 | Operating | 1.2 | Internal Combustion | 2019 | Entergy Texas, Inc. | ERCOT | TRE | TRE | Montgomery | TX | Gas | 1.2 | NA | 11541 | NA | NA | 2.5304 | NA
HEB00760 IC Project | -763687 | Operating | 1.2 | Internal Combustion | 2023 | GENERATE ER NG LLC | ERCOT | TRE | TRE | Brazoria | TX | Gas | 1.2 | NA | NA | NA | NA | NA | NA
HEB00767 IC Project | -777406 | Operating | 1.2 | Internal Combustion | 2022 | GENERATE ER NG LLC | ERCOT | TRE | TRE | Montgomery | TX | Gas | 1.2 | 17441 | NA | NA | 1.6838 | NA | NA
HEB00769 IC Plant | -763697 | Operating | 1.2 | Internal Combustion | 2021 | Texas Microgrid, LLC | ERCOT | TRE | TRE | Harris | TX | Gas | 1.2 | 14700 | NA | NA | 2.7588 | NA | NA
HEB00776 IC Plant | -777448 | Operating | 1.2 | Internal Combustion | 2022 | GENERATE ER NG LLC | ERCOT | TRE | TRE | Harris | TX | Gas | 1.2 | 17289 | NA | NA | 0.92275 | NA | NA
HEB00789 Internal Combustion Project | -763689 | Operating | 1.2 | Internal Combustion | 2022 | GENERATE ER NG LLC | ERCOT | TRE | TRE | Denton | TX | Gas | 1.2 | 17449 | NA | NA | 1.6743 | NA | NA
HEB00790 IC Plant | -763691 | Operating | 1.2 | Internal Combustion | 2022 | GENERATE ER NG LLC | ERCOT | TRE | TRE | Collin | TX | Gas | 1.2 | NA | NA | NA | NA | NA | NA
HEB00794 Internal Combusion Project | -777398 | Operating | 1.2 | Internal Combustion | 2023 | GENERATE ER NG LLC | ERCOT | TRE | TRE | Collin | TX | Gas | 1.2 | 16219 | NA | NA | 0.30441 | NA | NA
HEB00796 IC Project | -763914 | Operating | 1.2 | Internal Combustion | 2023 | GENERATE ER NG LLC | ERCOT | TRE | TRE | Collin | TX | Gas | 1.2 | NA | NA | NA | NA | NA | NA
HEBCCBakery IC Plant | -678316 | Operating | 3.2 | Internal Combustion | 2019 | Texas Microgrid, LLC | ERCOT | TRE | TRE | Nueces | TX | Gas | 3.2 | 14841 | 14580 | NA | 3.6886 | 2.9787 | NA
HEBSnackPlant IC Plant | -678334 | Operating | 1.6 | Internal Combustion | 2019 | Texas Microgrid, LLC | ERCOT | TRE | TRE | Harris | TX | Gas | 1.6 | 15179 | 15812 | NA | 4.5947 | 4.0311 | NA
HEBTEM Dist Center IC Project | -763780 | Operating | 4.8 | Internal Combustion | 2023 | Texas Microgrid, LLC | ERCOT | TRE | TRE | Bell | TX | Gas | 4.8 | NA | NA | NA | NA | NA | NA
Hecate Energy Frye Solar Project | -756744 | Operating & Planned | 570 | Solar | 2024 | Repsol, S.A. | ERCOT | TRE | TRE | Swisher | TX | Solar | 570 | NA | NA | NA | NA | NA | NA
Hecate Energy Frye Solar Project | -756743 | Operating & Planned | 570 | Solar | 2024 | Hecate Energy LLC | ERCOT | TRE | TRE | Swisher | TX | Solar | 570 | NA | NA | NA | NA | NA | NA
Helena Wind Farm (Foxtrot) | -583146 | Operating | 268.2 | Wind Turbine | 2022 | Orsted Onshore North America, LLC | ERCOT | TRE | TRE | Bee | TX | Wind | 268.2 | NA | NA | NA | 33.0589 | 16.4273 | NA
Hereford Wind Farm I | -517034 | Operating | 199.9 | Wind Turbine | 2014 | Boralex Inc. | ERCOT | TRE | TRE | Deaf Smith | TX | Wind | 200 | NA | NA | NA | 40.99 | 43.3615 | NA
Hereford Wind Farm I | -86933 | Operating | 199.9 | Wind Turbine | 2014 | BlackRock, Inc. | ERCOT | TRE | TRE | Deaf Smith | TX | Wind | 200 | NA | NA | NA | 40.99 | 43.3615 | 35.6588
Hereford Wind Farm II (Jumbo Road) | -141404 | Operating | 299.7 | Wind Turbine | 2015 | BHE Renewables, LLC | ERCOT | TRE | TRE | Castro | TX | Wind | 299.7 | NA | NA | NA | 35.3518 | 38.1367 | 37.6201
Hereford Wind Farm II (Jumbo Road) | -141403 | Operating | 299.7 | Wind Turbine | 2015 | BHE Renewables, LLC | ERCOT | TRE | TRE | Castro | TX | Wind | 299.7 | NA | NA | NA | 35.3518 | 38.1367 | 37.6201
Hickman Wind Project (Santa Rita Wind Energy Center) | -159814 | Operating | 300 | Wind Turbine | 2017 | BHE Renewables, LLC | ERCOT | TRE | TRE | Reagan | TX | Wind | 300 | NA | NA | NA | 47.4259 | 46.4402 | 45.8794
Hickman Wind Project (Santa Rita Wind Energy Center) | -159813 | Operating | 300 | Wind Turbine | 2017 | BHE Renewables, LLC | ERCOT | TRE | TRE | Reagan | TX | Wind | 300 | NA | NA | NA | 47.4259 | 46.4402 | 45.8794
Hidalgo & Starr Wind Farm (Los Mirasoles) | -170970 | Operating | 250 | Wind Turbine | 2016 | EDP Renewables North America LLC | ERCOT | TRE | TRE | Hidalgo | TX | Wind | 250 | NA | NA | NA | 36.8272 | 32.4655 | 30.6612
Hidalgo & Starr Wind Farm (Los Mirasoles) | -170969 | Operating | 250 | Wind Turbine | 2016 | EDP Renewables North America LLC | ERCOT | TRE | TRE | Hidalgo | TX | Wind | 250 | NA | NA | NA | 36.8272 | 32.4655 | 30.6612
Tenaska Virginia Generating | -384817 | Operating | 1011.4 | Combined Cycle | 2004 | Tokyo Electric Power Company Holdings, Incorporated | PJM | SERC | VACAR | Fluvanna | VA | Gas | 1017.6 | 7207 | 7285 | 7215 | 44.1209 | 42.027 | 41.5647
Tenaska Virginia Generating | -108484 | Operating | 1011.4 | Combined Cycle | 2004 | Chubu Electric Power Company, Incorporated | PJM | SERC | VACAR | Fluvanna | VA | Gas | 1017.6 | 7207 | 7285 | 7215 | 44.1209 | 42.027 | 41.5647
Tenaska Virginia Generating | -108483 | Operating | 1011.4 | Combined Cycle | 2004 | Tokyo Electric Power Company Holdings, Incorporated | PJM | SERC | VACAR | Fluvanna | VA | Gas | 1017.6 | 7207 | 7285 | 7215 | 44.1209 | 42.027 | 41.5647
Hidalgo II Wind Farm | -228440 | Operating | 50.4 | Wind Turbine | 2020 | EDP Renewables North America LLC | ERCOT | TRE | TRE | Hidalgo | TX | Wind | 50.4 | NA | NA | NA | 34.6035 | 30.6004 | 27.4129
Hidalgo II Wind Farm | -228439 | Operating | 50.4 | Wind Turbine | 2020 | EDP Renewables North America LLC | ERCOT | TRE | TRE | Hidalgo | TX | Wind | 50.4 | NA | NA | NA | 34.6035 | 30.6004 | 27.4129
High Lonesome Battery Storage Project | -669897 | Operating | 51.1 | Battery | 2023 | Enel Green Power North America, Inc. | ERCOT | TRE | TRE | Upton | TX | Energy Storage | 51.1 | NA | NA | NA | 1.8528 | NA | NA
High Lonesome Wind Power | -242145 | Operating | 499.5 | Wind Turbine | 2019 | Enel Green Power North America, Inc. | ERCOT | TRE | TRE | Upton | TX | Wind | 499.5 | NA | NA | NA | 24.1778 | 27.5728 | 34.3228
High Majestic Wind II | -168062 | Operating | 79.6 | Wind Turbine | 2012 | NextEra Energy Resources, LLC | SPP | MRO | MRO-US | Carson | TX | Wind | 79.6 | NA | NA | NA | 25.9214 | 40.4606 | 46.8497
Highway 56 Solar I & II (Grayson County) | -405235 | Operating | 5.3 | Solar | 2017 | Cypress Creek Renewables, LLC | ERCOT | TRE | TRE | Grayson | TX | Solar | 5.3 | NA | NA | NA | 10.8383 | 16.3888 | 15.4239
Hill County Solar Plant | -750223 | Operating | 180 | Solar | 2023 | Buckeye Partners, L.P. | ERCOT | TRE | TRE | Hill | TX | Solar | 180 | NA | NA | NA | NA | NA | NA
Tenaska Virginia Generating | -65255 | Operating | 1011.4 | Combined Cycle | 2004 | Tenaska Energy, Inc. | PJM | SERC | VACAR | Fluvanna | VA | Gas | 1017.6 | 7207 | 7285 | 7215 | 44.1209 | 42.027 | 41.5647
Hoef's Road Battery Storage | -521691 | Operating | 2 | Battery | 2021 | Hen Infrastructure, L.L.C. | ERCOT | TRE | TRE | Reeves | TX | Energy Storage | 2 | NA | NA | NA | NA | NA | NA
Holcomb Battery Storage Project (Burro BESS) | -748771 | Operating | 9.9 | Battery | 2023 | Manulife Investment Management Private Markets (US) LLC | ERCOT | TRE | TRE | La Salle | TX | Energy Storage | 9.9 | NA | NA | NA | NA | NA | NA
Holcomb Battery Storage Project (Burro BESS) | -638446 | Operating | 9.9 | Battery | 2023 | Hunt Energy Network, L.L.C. | ERCOT | TRE | TRE | La Salle | TX | Energy Storage | 9.9 | NA | NA | NA | NA | NA | NA
Hollywood Solar Project (Red-tailed Hawk) | -760741 | Operating | 350 | Solar | 2024 | Plus Renewable Technologies Limited | ERCOT | TRE | TRE | Wharton | TX | Solar | 350 | NA | NA | NA | NA | NA | NA
Hollywood Solar Project (Red-tailed Hawk) | -760740 | Operating | 350 | Solar | 2024 | J-POWER USA Development Co., Ltd. | ERCOT | TRE | TRE | Wharton | TX | Solar | 350 | NA | NA | NA | NA | NA | NA
Hollywood Solar Project (Red-tailed Hawk) | -760739 | Operating | 350 | Solar | 2024 | Acciona Generación Renovable, S.A. | ERCOT | TRE | TRE | Wharton | TX | Solar | 350 | NA | NA | NA | NA | NA | NA
Hollywood Solar Project (Red-tailed Hawk) | -760738 | Operating | 350 | Solar | 2024 | Acciona Generación Renovable, S.A. | ERCOT | TRE | TRE | Wharton | TX | Solar | 350 | NA | NA | NA | NA | NA | NA
Holstein 1 Solar Farm | -502902 | Operating | 200 | Solar | 2020 | Duke Energy Generation Services Holding Company, Inc. | ERCOT | TRE | TRE | Nolan | TX | Solar | 200 | NA | NA | NA | 23.596 | 25.7225 | 24.011
Holy ESS Battery Storage Project (Citadel BESS) | -789306 | Operating | 209.32 | Battery | 2024 | ESIF Servicer, LLC | ERCOT | TRE | TRE | Harris | TX | Energy Storage | 209.32 | NA | NA | NA | NA | NA | NA
Holy ESS Battery Storage Project (Citadel BESS) | -789305 | Operating | 209.32 | Battery | 2024 | Energy Storage Investment Fund I, Lp | ERCOT | TRE | TRE | Harris | TX | Energy Storage | 209.32 | NA | NA | NA | NA | NA | NA
Hopkins Solar Farm | -776476 | Operating | 253.08 | Solar | 2024 | Alpin Sun | ERCOT | TRE | TRE | Hopkins | TX | Solar | 253.08 | NA | NA | NA | NA | NA | NA
Horizon Solar Project | -756349 | Operating | 203.5 | Solar | 2024 | Leeward Renewable Energy, LLC | ERCOT | TRE | TRE | Frio | TX | Solar | 203.5 | NA | NA | NA | NA | NA | NA
Hornet Solar Project (Vesper Energy) | -388216 | Operating | NA | Solar | 2025 | Vesper Energy Development LLC | ERCOT | TRE | TRE | Swisher | TX | Solar | 600 | NA | NA | NA | NA | NA | NA
Horse Creek Wind | -314298 | Operating | 230 | Wind Turbine | 2016 | Transatlantic Power Holdings LLC | ERCOT | TRE | TRE | Haskell | TX | Wind | 230 | NA | NA | NA | 40.6372 | 43.4962 | 41.0006
Horse Creek Wind | -314297 | Operating | 230 | Wind Turbine | 2016 | Ardian Infrastructure | ERCOT | TRE | TRE | Haskell | TX | Wind | 230 | NA | NA | NA | 40.6372 | 43.4962 | 41.0006
Horse Creek Wind | -124993 | Operating | 230 | Wind Turbine | 2016 | Meag Munich Ergo AssetManagement GmbH | ERCOT | TRE | TRE | Haskell | TX | Wind | 230 | NA | NA | NA | 40.6372 | 43.4962 | 41.0006
Horse Hollow Wind Energy Center | -166021 | Operating | 735.5 | Wind Turbine | 2005 | NextEra Energy Resources, LLC | ERCOT | TRE | TRE | Taylor | TX | Wind | 735.5 | NA | NA | NA | 35.4228 | 36.2599 | 35.9146
House Mountain 2 Battery Storage Plant | -752381 | Operating | 63 | Battery | 2024 | House Mountain LLC | ERCOT | TRE | TRE | Brewster | TX | Energy Storage | 63 | NA | NA | NA | NA | NA | NA
Tenaska Virginia Generating | -43425 | Operating | 1011.4 | Combined Cycle | 2004 | John Hancock Life Insurance Company (U.S.A) | PJM | SERC | VACAR | Fluvanna | VA | Gas | 1017.6 | 7207 | 7285 | 7215 | 44.1209 | 42.027 | 41.5647
Hubbard Wind Project (Aquilla Lake Wind) | -787469 | Operating & Planned | 300 | Wind Turbine | 2021 | XPLR Infrastructure, LP | ERCOT | TRE | TRE | Hill | TX | Wind | 300 | NA | NA | NA | 40.7312 | 42.9021 | 8.5292
Hubbard Wind Project (Aquilla Lake Wind) | -426630 | Operating & Planned | 300 | Wind Turbine | 2021 | NextEra Energy Resources, LLC | ERCOT | TRE | TRE | Hill | TX | Wind | 300 | NA | NA | NA | 40.7312 | 42.9021 | 8.5292
Tenaska Virginia Generating | -43423 | Operating | 1011.4 | Combined Cycle | 2004 | J-POWER USA Investment Co, Ltd. | PJM | SERC | VACAR | Fluvanna | VA | Gas | 1017.6 | 7207 | 7285 | 7215 | 44.1209 | 42.027 | 41.5647
Hummingbird Battery Storage Project (KCE TX 10) | -781513 | Operating | 100 | Battery | 2024 | KCE TX 10, LLC | ERCOT | TRE | TRE | Denton | TX | Energy Storage | 100 | NA | NA | NA | NA | NA | NA
Ignacio Grid Battery Storage Project | -614457 | Operating | 100 | Battery | 2023 | Eolian, L.P. | ERCOT | TRE | TRE | Hidalgo | TX | Energy Storage | 100 | NA | NA | NA | 3.2928 | NA | NA
IKEA Grand Prairie Rooftop PV System | -173488 | Operating | 1.2 | Solar | 2017 | IKEA Energy US LLC | ERCOT | TRE | TRE | Dallas | TX | Solar | 1.1 | NA | NA | NA | 6.0917 | 15.3072 | 6.4653
IKEA Live Oak Rooftop PV System | -766810 | Operating | 1.7 | Solar | 2019 | IKEA Property Inc | ERCOT | TRE | TRE | Bexar | TX | Solar | 1.7 | NA | NA | NA | 14.1217 | 14.585 | 13.148
IKEA Round Rock 027 (Round Rock Solar Farm) | -170154 | Operating | 1.4 | Solar | 2012 | IKEA Energy US LLC | ERCOT | TRE | TRE | Williamson | TX | Solar | 1.3 | NA | NA | NA | 13.0313 | 16.4208 | 4.215
Impact Solar Project (G.S.E. Twelve) | -310683 | Operating | 198.5 | Solar | 2021 | Lightsource bp Renewable Energy Investments Limited | ERCOT | TRE | TRE | Lamar | TX | Solar | 198.5 | NA | NA | NA | 23.3269 | 25.8701 | 15.5211
Inadale (Roscoe Phase 4) Battery Storage Project | -638187 | Operating | 9.9 | Battery | 2018 | E.ON Climate & Renewables North America Inc. | ERCOT | TRE | TRE | Nolan | TX | Energy Storage | 9.9 | NA | NM | NM | 1.4794 | 2.7386 | 4.5651
Inadale Wind Farm (Roscoe Phase 4) | -202010 | Operating | 197 | Wind Turbine | 2009 | E.ON Climate & Renewables North America Inc. | ERCOT | TRE | TRE | Nolan | TX | Wind | 197 | NA | NA | NA | 24.8096 | 25.4238 | 26.8052
Independence Solar Project | -788862 | Operating | NA | Solar | 2025 | Repsol, S.A. | MISO | SERC | DELTA | Polk | TX | Solar | 4 | NA | NA | NA | NA | NA | NA
Independence Solar Project | -788861 | Operating | NA | Solar | 2025 | Hecate Energy LLC | MISO | SERC | DELTA | Polk | TX | Solar | 4 | NA | NA | NA | NA | NA | NA
Indian Mesa | -8548 | Operating | 82.5 | Wind Turbine | 2001 | NextEra Energy Resources, LLC | ERCOT | TRE | TRE | Pecos | TX | Wind | 82.5 | NA | NA | NA | 27.3722 | 28.3034 | 30.2672
Inertia Wind Project | -631157 | Operating | 301 | Wind Turbine | 2023 | NextEra Energy Resources, LLC | ERCOT | TRE | TRE | Haskell | TX | Wind | 301 | NA | NA | NA | NA | NA | NA
Tenaska Virginia Generating | -22206 | Operating | 1011.4 | Combined Cycle | 2004 | Tyr Energy, Inc. | PJM | SERC | VACAR | Fluvanna | VA | Gas | 1017.6 | 7207 | 7285 | 7215 | 44.1209 | 42.027 | 41.5647
Inks | -4132 | Operating | 15 | Hydraulic Turbine | 1938 | Lower Colorado River Authority | ERCOT | TRE | TRE | Llano | TX | Water | 13.8 | NA | NA | NA | 6.9312 | 9.891 | 4.567
Inland Paperboard & Packaging | -192974 | Operating | 48 | Steam Turbine | 1967 | TIN LLC | MISO | SERC | DELTA | Orange | TX | Biomass | 33.8 | 47452 | NM | NA | 80.573 | 91.9659 | 89.801
IP Lumina I Solar Project (Jade Solar) | -745240 | Operating | 326.6 | Solar | 2024 | Intersect Power, LLC | ERCOT | TRE | TRE | Scurry | TX | Solar | 326.6 | NA | NA | NA | NA | NA | NA
IP Lumina II Solar Project (Andromeda Solar) | -745239 | Operating | 300 | Solar | 2024 | Intersect Power, LLC | ERCOT | TRE | TRE | Scurry | TX | Solar | 300 | NA | NA | NA | NA | NA | NA
IP Radian Solar Project | -639513 | Operating | 320 | Solar | 2023 | Intersect Power, LLC | ERCOT | TRE | TRE | Brown | TX | Solar | 320 | NA | NA | NA | 19.2096 | NA | NA
Ivory Solar Facility (Lamesa II) | -173810 | Operating | 50 | Solar | 2018 | D. E. Shaw & Co., L.P. | ERCOT | TRE | TRE | Dawson | TX | Solar | 50 | NA | NA | NA | 27.4489 | 24.7443 | 25.1683
Tenaska Westmoreland Generating Station | -211552 | Operating | 1134 | Combined Cycle | 2018 | Kyushu Electric Power Company, Incorporated | PJM | RFC | R-PJM | Westmoreland | PA | Gas | 1032 | 6594 | 6547 | 6566 | 73.6755 | 77.4156 | 78.7114
J.K. Spruce | -164921 | Operating | 1488.5 | Steam Turbine | 1992 | CPS Energy, Inc. | ERCOT | TRE | TRE | Bexar | TX | Coal | 1345 | 10104 | 9966 | 10121 | 43.098 | 57.5861 | 62.2044
Tenaska Westmoreland Generating Station | -211551 | Operating | 1134 | Combined Cycle | 2018 | Diamond Generating Corporation | PJM | RFC | R-PJM | Westmoreland | PA | Gas | 1032 | 6594 | 6547 | 6566 | 73.6755 | 77.4156 | 78.7114
Tenaska Westmoreland Generating Station | -168381 | Operating | 1134 | Combined Cycle | 2018 | J-POWER Westmoreland, LLC | PJM | RFC | R-PJM | Westmoreland | PA | Gas | 1032 | 6594 | 6547 | 6566 | 73.6755 | 77.4156 | 78.7114
Tenaska Westmoreland Generating Station | -168380 | Operating | 1134 | Combined Cycle | 2018 | Tenaska Energy, Inc. | PJM | RFC | R-PJM | Westmoreland | PA | Gas | 1032 | 6594 | 6547 | 6566 | 73.6755 | 77.4156 | 78.7114
Jackalope Solar Project (Peacock Solar) | -789279 | Operating | NA | Solar | 2025 | Lightsource bp Renewable Energy Investments Limited | ERCOT | TRE | TRE | San Patricio | TX | Solar | 150 | NA | NA | NA | NA | NA | NA
Jameson Gas Processing | -164940 | Operating | 1.8 | Internal Combustion | 1981 | WTG Jameson, L.P. | ERCOT | TRE | TRE | Coke | TX | Gas | 1.8 | 7870 | 7856 | 8086 | 81.5005 | 92.6941 | 97.5076
Javelina III (Torrecillas) Wind Energy Project | -789215 | Operating | 300 | Wind Turbine | 2019 | ESI Energy, LLC | ERCOT | TRE | TRE | Webb | TX | Wind | 300 | NA | NA | NA | 36.4109 | 40.7047 | 41.8911
Javelina Wind CISD | -787399 | Operating | 249.7 | Wind Turbine | 2015 | XPLR Infrastructure, LP | ERCOT | TRE | TRE | Webb | TX | Wind | 249.7 | NA | NA | NA | 39.6766 | 41.4556 | 42.3937
Terry Bundy CC | -166002 | Operating | 149.2 | Combined Cycle | 2003 | Lincoln Electric System | SPP | MRO | MRO-US | Lancaster | NE | Gas | 124.6 | 8214 | 8179 | 8339 | 1.4074 | 8.7963 | 7.556
Johnson City Battery Storage Project | -316494 | Operating | 2.25 | Battery | 2020 | Pedernales Electric Cooperative, Inc. | ERCOT | TRE | TRE | Blanco | TX | Energy Storage | 2.25 | NA | NA | NA | NA | NA | NA
Terry Bundy GT | -172191 | Operating & Planned | 60.5 | Gas Turbine | 2003 | Lincoln Electric System | SPP | MRO | MRO-US | Lancaster | NE | Gas | 48 | 10497 | 10967 | 10709 | 11.9613 | 25.2918 | 26.7356
Jones | -4296 | Operating | 495 | Steam Turbine | 1971 | Southwestern Public Service Company | SPP | MRO | MRO-US | Lubbock | TX | Gas | 486 | 10852 | 11164 | 11461 | 31.4335 | 23.3726 | 15.0684
Tesoro Alaska Petroleum | -145696 | Operating | 8.3 | Gas Turbine | 1988 | Tesoro Alaska Company LLC |  | ASCC | ALASKA | Kenai Peninsula | AK | Gas | 8.7 | 12948 | 12016 | 12228 | 90.8138 | 94.989 | 85.1283
Judkins Battery Storage (BESS) Plant | -762955 | Operating | 9.95 | Battery | 2024 | Hen Infrastructure, L.L.C. | ERCOT | TRE | TRE | Ector | TX | Energy Storage | 9.95 | NA | NA | NA | NA | NA | NA
Junction Battery Storage Project | -742536 | Operating | 9.9 | Battery | 2023 | Hen Infrastructure, L.L.C. | ERCOT | TRE | TRE | Kimble | TX | Energy Storage | 9.9 | NA | NA | NA | NA | NA | NA
Junction North Battery Energy Storage | -805099 | Operating | NA | Battery | 2025 | Adapture Renewables, Inc. | ERCOT | TRE | TRE | Kimble | TX | Energy Storage | 9.95 | NA | NA | NA | NA | NA | NA
Jungmann Solar Project | -796771 | Operating | NA | Solar | 2025 | Pine Gate Renewables, LLC | ERCOT | TRE | TRE | Milam | TX | Solar | 40 | NA | NA | NA | NA | NA | NA
Juno Solar (Intersect Power) | -420859 | Operating | 302.5 | Solar | 2021 | SB Energy Global Holdings Ltd. | ERCOT | TRE | TRE | Borden | TX | Solar | 302.5 | NA | NA | NA | 30.9386 | 31.1073 | 20.4774
Karankawa Wind Project | -785833 | Operating | 380.2 | Wind Turbine | 2019 | Avangrid Renewables, LLC | ERCOT | TRE | TRE | San Patricio | TX | Wind | 380.2 | NA | NA | NA | NA | NA | NA
KCE TX 2 Battery Storage Project | -384085 | Operating | 9.9 | Battery | 2020 | Key Capture Energy, LLC | ERCOT | TRE | TRE | Calhoun | TX | Energy Storage | 9.9 | NA | NA | NA | NA | NA | NA
KCE TX 2 Battery Storage Project | -384084 | Operating | 9.9 | Battery | 2020 | Key Capture Energy, LLC | ERCOT | TRE | TRE | Calhoun | TX | Energy Storage | 9.9 | NA | NA | NA | NA | NA | NA
KCE TX 2 Battery Storage Project | -384083 | Operating | 9.9 | Battery | 2020 | Key Capture Energy, LLC | ERCOT | TRE | TRE | Calhoun | TX | Energy Storage | 9.9 | NA | NA | NA | NA | NA | NA
KCE TX 23 Battery Storage Project (Roughneck) | -611281 | Operating | 50 | Battery | 2022 | Key Capture Energy, LLC | ERCOT | TRE | TRE | Brazoria | TX | Energy Storage | 50 | NA | NA | NA | 0.20068 | NA | NA
KCE TX 23 Battery Storage Project (Roughneck) | -611280 | Operating | 50 | Battery | 2022 | Key Capture Energy, LLC | ERCOT | TRE | TRE | Brazoria | TX | Energy Storage | 50 | NA | NA | NA | 0.20068 | NA | NA
KCE TX 23 Battery Storage Project (Roughneck) | -611279 | Operating | 50 | Battery | 2022 | Key Capture Energy, LLC | ERCOT | TRE | TRE | Brazoria | TX | Energy Storage | 50 | NA | NA | NA | 0.20068 | NA | NA
KCE TX 7 Battery Storage Project | -384075 | Operating | 9.9 | Battery | 2020 | Key Capture Energy, LLC | ERCOT | TRE | TRE | Reeves | TX | Energy Storage | 9.9 | NA | NA | NA | NA | NA | NA
KCE TX 7 Battery Storage Project | -384074 | Operating | 9.9 | Battery | 2020 | Key Capture Energy, LLC | ERCOT | TRE | TRE | Reeves | TX | Energy Storage | 9.9 | NA | NA | NA | NA | NA | NA
KCE TX 7 Battery Storage Project | -384073 | Operating | 9.9 | Battery | 2020 | Key Capture Energy, LLC | ERCOT | TRE | TRE | Reeves | TX | Energy Storage | 9.9 | NA | NA | NA | NA | NA | NA
KCE TX 8 Battery Storage Project | -384080 | Operating | 9.9 | Battery | 2020 | Key Capture Energy, LLC | ERCOT | TRE | TRE | Reeves | TX | Energy Storage | 9.9 | NA | NA | NA | NA | NA | NA
KCE TX 8 Battery Storage Project | -384079 | Operating | 9.9 | Battery | 2020 | Key Capture Energy, LLC | ERCOT | TRE | TRE | Reeves | TX | Energy Storage | 9.9 | NA | NA | NA | NA | NA | NA
KCE TX 8 Battery Storage Project | -384078 | Operating | 9.9 | Battery | 2020 | Key Capture Energy, LLC | ERCOT | TRE | TRE | Reeves | TX | Energy Storage | 9.9 | NA | NA | NA | NA | NA | NA
KCE TX15 Limousin Oak Battery Storage Project | -777829 | Operating | 100 | Battery | 2024 | Key Capture Energy, LLC | ERCOT | TRE | TRE | Grimes | TX | Energy Storage | 100 | NA | NA | NA | NA | NA | NA
KCE TX15 Limousin Oak Battery Storage Project | -777828 | Operating | 100 | Battery | 2024 | Key Capture Energy, LLC | ERCOT | TRE | TRE | Grimes | TX | Energy Storage | 100 | NA | NA | NA | NA | NA | NA
KCE TX15 Limousin Oak Battery Storage Project | -777827 | Operating | 100 | Battery | 2024 | Key Capture Energy, LLC | ERCOT | TRE | TRE | Grimes | TX | Energy Storage | 100 | NA | NA | NA | NA | NA | NA
Keechi Wind Project | -170938 | Operating | 110 | Wind Turbine | 2015 | Enbridge Inc. | ERCOT | TRE | TRE | Jack | TX | Wind | 110 | NA | NA | NA | 42.741 | 43.7531 | 42.1722
Kellam Solar Project | -794585 | Operating | 59 | Solar | 2020 | Nadara Limited | ERCOT | TRE | TRE | Van Zandt | TX | Solar | 59 | NA | NA | NA | NA | NA | NA
Kellam Solar Project | -755120 | Operating | 59 | Solar | 2020 | Energy Infrastructure Partners LLC | ERCOT | TRE | TRE | Van Zandt | TX | Solar | 59 | NA | NA | NA | 22.3802 | 26.1381 | NA
Kellam Solar Project | -755119 | Operating | 59 | Solar | 2020 | Eni S.p.A. | ERCOT | TRE | TRE | Van Zandt | TX | Solar | 59 | NA | NA | NA | 22.3802 | 26.1381 | NA
King Mountain Wind Ranch | -235 | Operating | 278 | Wind Turbine | 2001 | NextEra Energy Resources, LLC | ERCOT | TRE | TRE | Upton | TX | Wind | 278 | NA | NA | NA | 23.2742 | 25.3131 | 20.71
Kingsbery Battery Storage System | -173929 | Operating | 1.5 | Battery | 2018 | Austin Energy | ERCOT | TRE | TRE | Travis | TX | Energy Storage | 1.5 | NA | NM | NM | 0.19787 | 1.2633 | 1.9482
Knox Lee | -242442 | Operating | 351 | Steam Turbine | 1950 | Southwestern Electric Power Company | SPP | MRO | MRO-US | Gregg | TX | Gas | 348 | 11158 | 11234 | 12023 | 15.6354 | 11.9495 | 6.074
Tesoro Hawaii Corp | -396440 | Operating | 20 | Gas Turbine | 1982 | Par Hawaii Refining LLC |  | HI | HI | Honolulu | HI | Oil | 20 | 11875 | 11637 | 11083 | 91.8259 | 89.1655 | 87.9852
La Chalupa Wind | -364989 | Operating | 198.5 | Wind Turbine | 2021 | Acciona Energy North America Corporation | ERCOT | TRE | TRE | Cameron | TX | Wind | 198.5 | NA | NA | NA | 27.5483 | 28.9052 | 9.3517
La Loma Community Solar Project (Kingsbery) | -314296 | Operating | 2.6 | Solar | 2018 | Fengate Capital Management Ltd. | ERCOT | TRE | TRE | Travis | TX | Solar | 2.6 | NA | NA | NA | 15.4329 | 18.3483 | 17.2155
Lacy Creek Wind Project (Edmondson Ranch Wind Energy) | -611228 | Operating | 301.3 | Wind Turbine | 2022 | NextEra Energy Resources, LLC | ERCOT | TRE | TRE | Glasscock | TX | Wind | 301.3 | NA | NA | NA | 46.6093 | 2.9575 | NA
Lake Hubbard | -116317 | Operating | 927.5 | Steam Turbine | 1970 | Luminant Generation Company LLC | ERCOT | TRE | TRE | Dallas | TX | Gas | 915 | 12922 | 11681 | 12420 | 11.2243 | 6.8173 | 4.1935
Tesoro SLC Cogeneration Plant | -167152 | Operating | 30.4 | Gas Turbine | 2004 | Caterpillar Financial Services Corporation |  | WECC | NWPP | Salt Lake | UT | Gas | 25.6 | 10816 | 11261 | 11370 | 62.121 | 76.0912 | 90.1498
Lamesa Solar Plant (Lmesaslr) | -357443 | Operating | 102 | Solar | 2017 | Scarlet Renewables LLC | ERCOT | TRE | TRE | Dawson | TX | Solar | 100 | NA | NA | NA | 24.017 | 23.692 | 24.2565
Lamesa Solar Plant (Lmesaslr) | -138420 | Operating | 102 | Solar | 2017 | Southern Renewable Energy, Inc. | ERCOT | TRE | TRE | Dawson | TX | Solar | 100 | NA | NA | NA | 24.017 | 23.692 | 24.2565
Lampwick Solar Project | -245580 | Operating | 7.5 | Solar | 2019 | Sol Systems, LLC | ERCOT | TRE | TRE | Menard | TX | Solar | 7.5 | NA | NA | NA | 18.793 | 26.8752 | 25.2588
Lampwick Solar Project | -245579 | Operating | 7.5 | Solar | 2019 | Nationwide Corporation | ERCOT | TRE | TRE | Menard | TX | Solar | 7.5 | NA | NA | NA | 18.793 | 26.8752 | 25.2588
Langford Wind | -663016 | Operating | 150 | Wind Turbine | 2009 | Clearway Energy, Inc. | ERCOT | TRE | TRE | Tom Green | TX | Wind | 150 | NA | NA | NA | 44.7081 | NA | NA
Langford Wind | -663015 | Operating | 150 | Wind Turbine | 2009 | Clearway Energy, Inc. | ERCOT | TRE | TRE | Tom Green | TX | Wind | 150 | NA | NA | NA | 44.7081 | NA | NA
Lapetus Solar Energy Project | -695768 | Operating | 100 | Solar | 2019 | Brookfield Renewable Partners L.P. | ERCOT | TRE | TRE | Andrews | TX | Solar | 100 | NA | NA | NA | 21.8844 | NA | NA
Texas City | -745159 | Operating | 450 | Combined Cycle | 1987 | Calpine Corporation | ERCOT | TRE | TRE | Galveston | TX | Gas | 436 | 9372 | 11755 | 14082 | 54.0448 | 40.1425 | 39.3464
Las Lomas Wind Project (Texas) | -496039 | Operating | 201.6 | Wind Turbine | 2020 | HA Sustainable Infrastructure Capital, Inc. | ERCOT | TRE | TRE | Zapata | TX | Wind | 201.6 | NA | NA | NA | 32.7947 | 35.3388 | 31.0851
Las Lomas Wind Project (Texas) | -496038 | Operating | 201.6 | Wind Turbine | 2020 | ENGIE North America Inc. | ERCOT | TRE | TRE | Zapata | TX | Wind | 201.6 | NA | NA | NA | 32.7947 | 35.3388 | 31.0851
Las Majadas Wind Project | -807141 | Operating | 272.6 | Wind Turbine | 2021 | EDF power solutions North America | ERCOT | TRE | TRE | Willacy | TX | Wind | 272.6 | NA | NA | NA | NA | NA | NA
Las Majadas Wind Project | -741464 | Operating | 272.6 | Wind Turbine | 2021 | Abu Dhabi National Energy Company PJSC | ERCOT | TRE | TRE | Willacy | TX | Wind | 272.6 | NA | NA | NA | 37.8699 | 38.6595 | 32.3376
Las Majadas Wind Project | -741463 | Operating | 272.6 | Wind Turbine | 2021 | Abu Dhabi National Energy Company PJSC | ERCOT | TRE | TRE | Willacy | TX | Wind | 272.6 | NA | NA | NA | 37.8699 | 38.6595 | 32.3376
Las Majadas Wind Project | -741462 | Operating | 272.6 | Wind Turbine | 2021 | Mubadala Investment Company PJSC | ERCOT | TRE | TRE | Willacy | TX | Wind | 272.6 | NA | NA | NA | 37.8699 | 38.6595 | 32.3376
Las Majadas Wind Project | -741461 | Operating | 272.6 | Wind Turbine | 2021 | Abu Dhabi National Oil Company | ERCOT | TRE | TRE | Willacy | TX | Wind | 272.6 | NA | NA | NA | 37.8699 | 38.6595 | 32.3376
LASSO (SolaireHolman 1) Solar Project | -191646 | Operating | 50 | Solar | 2017 | ENGIE North America Inc. | ERCOT | TRE | TRE | Brewster | TX | Solar | 50 | NA | NA | NA | 26.0055 | 30.0484 | 26.9826
Texas City | -745158 | Operating | 450 | Combined Cycle | 1987 | Calpine Corporation | ERCOT | TRE | TRE | Galveston | TX | Gas | 436 | 9372 | 11755 | 14082 | 54.0448 | 40.1425 | 39.3464
Leon Solar Project | -405279 | Operating | 10 | Solar | 2017 | Cypress Creek Renewables, LLC | ERCOT | TRE | TRE | Hunt | TX | Solar | 10 | NA | NA | NA | 23.7192 | 24.6039 | 17.5445
Texas Medical Center (TECO GTG2) | -765864 | Operating | 98 | Gas Turbine | 2010 | Texas Medical Center Central Heating and Cooling Services Corporation | ERCOT | TRE | TRE | Harris | TX | Gas | 97 | NA | NA | NA | NA | NA | NA
Theodore Cogeneration | -7173 | Operating | 317.4 | Combined Cycle | 2000 | Alabama Power Company |  | SERC | SOU | Mobile | AL | Gas | 245 | 6935 | 7125 | 8689 | 73.8425 | 71.2333 | 72.8874
Thermo Greeley | -632094 | Mothballed | 37 | Gas Turbine | 1996 | Onward Energy |  | WECC | RMPA | Weld | CO | Gas | NA | NA | NA | NA | NA | NA | NA
Thomas A. Smith Energy Facility (Murray Energy) | -23067 | Operating | 1192 | Combined Cycle | 2002 | Oglethorpe Power Corporation |  | SERC | SOU | Murray | GA | Gas | 1381 | 7296 | 7475 | 7441 | 72.2349 | 65.522 | 65.9915
Thomas A. Watson Generating Station | -168054 | Operating | 116 | Gas Turbine | 2009 | City of Wellesley, Massachusetts | New England | NPCC | NE | Norfolk | MA | Gas | 114.8 | 10092 | 9673 | 9723 | 3.2093 | 3.4572 | 2.2685
Thomas A. Watson Generating Station | -168053 | Operating | 116 | Gas Turbine | 2009 | City of Taunton, Massachusetts | New England | NPCC | NE | Norfolk | MA | Gas | 114.8 | 10092 | 9673 | 9723 | 3.2093 | 3.4572 | 2.2685
Lewis Creek | -14830 | Operating | 542.8 | Steam Turbine | 1970 | Entergy Texas, Inc. | MISO | SERC | DELTA | Montgomery | TX | Gas | 506.4 | 10782 | 11345 | 11569 | 40.3235 | 41.3796 | 29.2486
Lewisville | -8471 | Operating | 2.8 | Hydraulic Turbine | 1992 | City of Garland, Texas | ERCOT | TRE | TRE | Denton | TX | Water | 2 | NA | NA | NA | 0 | 0 | 0
Liberty County Solar Facility | -780588 | Operating | 100 | Solar | 2024 | Canadian Solar Inc. | MISO | SERC | DELTA | Liberty | TX | Solar | 100 | NA | NA | NA | NA | NA | NA
Liberty County Solar Facility | -780587 | Operating | 100 | Solar | 2024 | BlackRock, Inc. | MISO | SERC | DELTA | Liberty | TX | Solar | 100 | NA | NA | NA | NA | NA | NA
Lily Battery Storage Project | -583290 | Operating | 50 | Battery | 2021 | Enel Green Power North America, Inc. | ERCOT | TRE | TRE | Kaufman | TX | Energy Storage | 50 | NA | NM | NM | 2.239 | 1.1427 | 0.36598
Lily Solar Farm | -381986 | Operating | 146.7 | Solar | 2021 | Enel Green Power North America, Inc. | ERCOT | TRE | TRE | Kaufman | TX | Solar | 146.7 | NA | NA | NA | 26.2356 | 28.7835 | 15.1716
Limestone | -107382 | Operating | 1849.8 | Steam Turbine | 1985 | NRG Texas Power LLC | ERCOT | TRE | TRE | Limestone | TX | Coal | 1660 | 12233 | 11068 | 11136 | 41.6684 | 49.0432 | 38.5393
Limestone Wind Project (Board Creek) | -611306 | Operating | 401.2 | Wind Turbine | 2022 | ENGIE North America Inc. | ERCOT | TRE | TRE | Navarro | TX | Wind | 401.2 | NA | NA | NA | 23.1966 | 1.7036 | NA
Lindale Biomass | -168072 | Operating | 50 | Steam Turbine | 2012 | Decker Energy International Inc. | ERCOT | TRE | TRE | Smith | TX | Biomass | 50 | NA | NA | NA | NA | NA | NA
Little Mountain Wind Project | -693186 | Operating | 30.2 | Wind Turbine | 2019 | ENGIE North America Inc. | ERCOT | TRE | TRE | Baylor | TX | Wind | 30.2 | NA | NA | NA | NA | NA | NA
Little Pringle One | -498600 | Out of Service | 10 | Wind Turbine | 2010 | DeWind Co. | SPP | MRO | MRO-US | Hutchinson | TX | Wind | NA | NA | NA | NA | NA | NA | NA
Little Pringle One | -24060 | Out of Service | 10 | Wind Turbine | 2010 | DeWind Co. | SPP | MRO | MRO-US | Hutchinson | TX | Wind | NA | NA | NA | NA | NA | NA | NA
Little Pringle Two | -498601 | Out of Service | 10 | Wind Turbine | 2010 | DeWind Co. | SPP | MRO | MRO-US | Hutchinson | TX | Wind | NA | NA | NA | NA | 0 | NA | NA
Little Pringle Two | -24064 | Out of Service | 10 | Wind Turbine | 2010 | DeWind Co. | SPP | MRO | MRO-US | Hutchinson | TX | Wind | NA | NA | NA | NA | 0 | NA | NA
Llano Estacado Wind Ranch | -149206 | Operating | 80 | Wind Turbine | 2001 | Mitsubishi Heavy Industries America, Inc. | SPP | MRO | MRO-US | Carson | TX | Wind | 80 | NA | NA | NA | 14.4909 | 16.1774 | 15.6387
Lockett Wind Farm | -180149 | Operating | 183.8 | Wind Turbine | 2019 | Orsted Onshore North America, LLC | ERCOT | TRE | TRE | Wilbarger | TX | Wind | 183.8 | NA | NA | NA | 46.4225 | 47.8818 | 46.3964
Logan's Gap Wind I Plant | -407355 | Operating | 200.1 | Wind Turbine | 2015 | Undisclosed buyer | ERCOT | TRE | TRE | Comanche | TX | Wind | 200.1 | NA | NA | NA | 35.7024 | 36.4468 | 37.1037
Logan's Gap Wind I Plant | -222899 | Operating | 200.1 | Wind Turbine | 2015 | Pattern Energy Group LLC | ERCOT | TRE | TRE | Comanche | TX | Wind | 200.1 | NA | NA | NA | 35.7024 | 36.4468 | 37.1037
Lone Star I - Mesquite | -102849 | Operating | 200 | Wind Turbine | 2007 | EDP Renewables North America LLC | ERCOT | TRE | TRE | Shackelford | TX | Wind | 200 | NA | NA | NA | 24.3148 | 26.7108 | 27.2094
Lone Star I - Mesquite | -45995 | Operating | 200 | Wind Turbine | 2007 | EDP Renewables North America LLC | ERCOT | TRE | TRE | Shackelford | TX | Wind | 200 | NA | NA | NA | 24.3148 | 26.7108 | 27.2094
Lone Star II - Post Oak | -789066 | Operating | 200 | Wind Turbine | 2008 | Atlantica Sustainable Infrastructure Limited | ERCOT | TRE | TRE | Shackelford | TX | Wind | 200 | NA | NA | NA | NA | NA | NA
Lone Star II - Post Oak | -102853 | Operating | 200 | Wind Turbine | 2008 | EDP Renewables North America LLC | ERCOT | TRE | TRE | Shackelford | TX | Wind | 200 | NA | NA | NA | 24.4595 | 24.9475 | 27.2709
Lone Star II - Post Oak | -51652 | Operating | 200 | Wind Turbine | 2008 | EDP Renewables North America LLC | ERCOT | TRE | TRE | Shackelford | TX | Wind | 200 | NA | NA | NA | 24.4595 | 24.9475 | 27.2709
Lonestar Battery Storage Project | -498743 | Operating | 9.9 | Battery | 2022 | Hen Infrastructure, L.L.C. | ERCOT | TRE | TRE | Ward | TX | Energy Storage | 9.9 | NA | NM | NA | 2.4549 | 0.99857 | NA
Long Draw Solar | -496022 | Operating | 225 | Solar | 2020 | HA Sustainable Infrastructure Capital, Inc. | ERCOT | TRE | TRE | Borden | TX | Solar | 225 | NA | NA | NA | 25.6119 | 27.4199 | 26.8192
Long Draw Solar | -496021 | Operating | 225 | Solar | 2020 | ENGIE North America Inc. | ERCOT | TRE | TRE | Borden | TX | Solar | 225 | NA | NA | NA | 25.6119 | 27.4199 | 26.8192
Longbow Battery Storage | -782256 | Operating | 174 | Battery | 2024 | Tokyo Gas America Ltd. | ERCOT | TRE | TRE | Brazoria | TX | Energy Storage | 174 | NA | NA | NA | NA | NA | NA
Longbow Solar Project | -765928 | Operating | 78.1 | Solar | 2022 | Cypress Creek Renewables, LLC | ERCOT | TRE | TRE | Brazoria | TX | Solar | 78.1 | NA | NA | NA | 26.5366 | 6.3937 | NA
Longhorn North Wind Project | -517032 | Operating | 200 | Wind Turbine | 2015 | Boralex Inc. | ERCOT | TRE | TRE | Floyd | TX | Wind | 200 | NA | NA | NA | 43.8772 | 45.5348 | NA
Longhorn North Wind Project | -97486 | Operating | 200 | Wind Turbine | 2015 | BlackRock, Inc. | ERCOT | TRE | TRE | Floyd | TX | Wind | 200 | NA | NA | NA | 43.8772 | 45.5348 | 43.1146
Loraine Windpower Park | -166867 | Operating | 150 | Wind Turbine | 2010 | Third Planet Windpower, LLC | ERCOT | TRE | TRE | Mitchell | TX | Wind | 150 | NA | NA | NA | 25.0732 | 27.1683 | 24.6728
Lorenzo Wind Farm (Fiber Wind - Bonita) | -163660 | Operating | 80 | Wind Turbine | 2018 | NextEra Energy Resources, LLC | SPP | MRO | MRO-US | Crosby | TX | Wind | 80 | NA | NA | NA | 49.8817 | 50.0148 | 47.8011
Los Vientos 4 Wind Project | -695699 | Operating | 200 | Wind Turbine | 2016 | Brookfield Renewable Partners L.P. | ERCOT | TRE | TRE | Starr | TX | Wind | 200 | NA | NA | NA | 32.8455 | NA | NA
Los Vientos 4 Wind Project | -193299 | Operating | 200 | Wind Turbine | 2016 | John Hancock Life Insurance Company (U.S.A) | ERCOT | TRE | TRE | Starr | TX | Wind | 200 | NA | NA | NA | 32.8455 | 40.0965 | 35.8849
Los Vientos III Wind Project | -695698 | Operating | 200 | Wind Turbine | 2015 | Brookfield Renewable Partners L.P. | ERCOT | TRE | TRE | Starr | TX | Wind | 200 | NA | NA | NA | 30.6216 | NA | NA
Los Vientos III Wind Project | -193297 | Operating | 200 | Wind Turbine | 2015 | John Hancock Life Insurance Company (U.S.A) | ERCOT | TRE | TRE | Starr | TX | Wind | 200 | NA | NA | NA | 30.6216 | 39.7986 | 34.8719
Los Vientos V Wind Project | -695723 | Operating | 110 | Wind Turbine | 2015 | Brookfield Renewable Partners L.P. | ERCOT | TRE | TRE | Starr | TX | Wind | 110 | NA | NA | NA | 34.7194 | NA | NA
Los Vientos V Wind Project | -193322 | Operating | 110 | Wind Turbine | 2015 | John Hancock Life Insurance Company (U.S.A) | ERCOT | TRE | TRE | Starr | TX | Wind | 110 | NA | NA | NA | 34.7194 | 35.2803 | 33.5918
Los Vientos Wind 1A | -695670 | Operating | 200 | Wind Turbine | 2012 | Brookfield Renewable Partners L.P. | ERCOT | TRE | TRE | Willacy | TX | Wind | 200 | NA | NA | NA | 26.073 | NA | NA
Los Vientos Wind 1A | -193269 | Operating | 200 | Wind Turbine | 2012 | John Hancock Life Insurance Company (U.S.A) | ERCOT | TRE | TRE | Willacy | TX | Wind | 200 | NA | NA | NA | 26.073 | 22.4046 | 20.816
Los Vientos Wind 1B | -695672 | Operating | 201.6 | Wind Turbine | 2012 | Brookfield Renewable Partners L.P. | ERCOT | TRE | TRE | Willacy | TX | Wind | 201.6 | NA | NA | NA | 14.2457 | NA | NA
Los Vientos Wind 1B | -193271 | Operating | 201.6 | Wind Turbine | 2012 | John Hancock Life Insurance Company (U.S.A) | ERCOT | TRE | TRE | Willacy | TX | Wind | 201.6 | NA | NA | NA | 14.2457 | 26.2747 | 26.3918
Thomas A. Watson Generating Station | -168052 | Operating | 116 | Gas Turbine | 2009 | Reading Town of | New England | NPCC | NE | Norfolk | MA | Gas | 114.8 | 10092 | 9673 | 9723 | 3.2093 | 3.4572 | 2.2685
Thomas A. Watson Generating Station | -168051 | Operating | 116 | Gas Turbine | 2009 | New Hampshire Electric Cooperative, Inc. | New England | NPCC | NE | Norfolk | MA | Gas | 114.8 | 10092 | 9673 | 9723 | 3.2093 | 3.4572 | 2.2685
Lubbock Wind Project | -522609 | Operating | 8.7 | Wind Turbine | 2014 | Nire Holdings Corporation | SPP | MRO | MRO-US | Lubbock | TX | Wind | 8.7 | NA | NA | NA | 31.8296 | 36.5782 | 2.2739
Lufkin South Battery Storage (BESS) Plant | -762956 | Operating | 9.95 | Battery | 2024 | Hen Infrastructure, L.L.C. | ERCOT | TRE | TRE | Angelina | TX | Energy Storage | 9.95 | NA | NA | NA | NA | NA | NA
Madero Grid Battery Storage Project | -614455 | Operating | 100 | Battery | 2023 | Eolian, L.P. | ERCOT | TRE | TRE | Hidalgo | TX | Energy Storage | 100 | NA | NA | NA | 2.1529 | NA | NA
Thomas A. Watson Generating Station | -168050 | Operating | 116 | Gas Turbine | 2009 | Town of Hingham | New England | NPCC | NE | Norfolk | MA | Gas | 114.8 | 10092 | 9673 | 9723 | 3.2093 | 3.4572 | 2.2685
Thomas A. Watson Generating Station | -168049 | Operating | 116 | Gas Turbine | 2009 | Concord Town of | New England | NPCC | NE | Norfolk | MA | Gas | 114.8 | 10092 | 9673 | 9723 | 3.2093 | 3.4572 | 2.2685
Magic Valley Wind Farm I - Redfish | -202021 | Operating | 203 | Wind Turbine | 2012 | E.ON Climate & Renewables North America Inc. | ERCOT | TRE | TRE | Willacy | TX | Wind | 203 | NA | NA | NA | 24.6146 | 30.4468 | 27.8376
Magic Valley Wind Farm I - Redfish | -85372 | Operating | 203 | Wind Turbine | 2012 | Enbridge Inc. | ERCOT | TRE | TRE | Willacy | TX | Wind | 203 | NA | NA | NA | 24.6146 | 30.4468 | 27.8376
Mainland Battery Energy Storage System | -769119 | Operating | 9.9 | Battery | 2024 | Hunt Energy Network, L.L.C. | ERCOT | TRE | TRE | Galveston | TX | Energy Storage | 9.9 | NA | NA | NA | NA | NA | NA
Mainland Battery Energy Storage System | -769118 | Operating | 9.9 | Battery | 2024 | Manulife Investment Management (US) LLC | ERCOT | TRE | TRE | Galveston | TX | Energy Storage | 9.9 | NA | NA | NA | NA | NA | NA
Majestic Wind Farm | -178462 | Operating | 79.5 | Wind Turbine | 2009 | NextEra Energy Resources, LLC | SPP | MRO | MRO-US | Carson | TX | Wind | 79.5 | NA | NA | NA | 49.5493 | 51.6767 | 50.6688
Mansfield Dam (Marshall Ford Dam) | -4896 | Operating | 108 | Hydraulic Turbine | 1941 | Lower Colorado River Authority | ERCOT | TRE | TRE | Travis | TX | Water | 108 | NA | NA | NA | 2.7148 | 5.29 | 3.4019
Mariah North (Renewable Energy Center Phase 1) | -364002 | Operating | 230.4 | Wind Turbine | 2016 | First Reserve Management, L.P. | ERCOT | TRE | TRE | Parmer | TX | Wind | 230.4 | NA | NA | NA | 42.9978 | 45.6428 | 42.109
Thomas A. Watson Generating Station | -168048 | Operating | 116 | Gas Turbine | 2009 | City of Chicopee, Massachusetts | New England | NPCC | NE | Norfolk | MA | Gas | 114.8 | 10092 | 9673 | 9723 | 3.2093 | 3.4572 | 2.2685
Markum Solar Project | -781663 | Operating | 161 | Solar | 2024 | Scout Clean Energy LLC | ERCOT | TRE | TRE | McLennan | TX | Solar | 161 | NA | NA | NA | NA | NA | NA
Marlin Solar Project | -405276 | Operating | 5.3 | Solar | 2017 | Cypress Creek Renewables, LLC | ERCOT | TRE | TRE | Falls | TX | Solar | 5.3 | NA | NA | NA | 22.0944 | 22.803 | 21.192
Mars Solar Plant | -245593 | Operating | 10 | Solar | 2019 | Sol Systems, LLC | ERCOT | TRE | TRE | Webb | TX | Solar | 10 | NA | NA | NA | 26.2671 | 23.0708 | 28.1963
Mars Solar Plant | -245592 | Operating | 10 | Solar | 2019 | Nationwide Corporation | ERCOT | TRE | TRE | Webb | TX | Solar | 10 | NA | NA | NA | 26.2671 | 23.0708 | 28.1963
Martin Lake | -116320 | Operating | 2379.6 | Steam Turbine | 1977 | Luminant Generation Company LLC | ERCOT | TRE | TRE | Rusk | TX | Coal | 2455 | 11393 | 11415 | 11424 | 52.647 | 58.5522 | 61.2835
Maryneal Wind Project | -695857 | Operating | 182.4 | Wind Turbine | 2021 | Brookfield Renewable Partners L.P. | ERCOT | TRE | TRE | Nolan | TX | Wind | 182.4 | NA | NA | NA | 34.4783 | NA | NA
Maverick Creek Wind Project | -788555 | Operating | 491.6 | Wind Turbine | 2021 | Clearlight Energy | ERCOT | TRE | TRE | Concho | TX | Wind | 491.6 | NA | NA | NA | NA | NA | NA
McAdoo Wind | -167081 | Operating | 150 | Wind Turbine | 2008 | Invenergy Investment Company LLC | ERCOT | TRE | TRE | Dickens | TX | Wind | 150 | NA | NA | NA | 30.0672 | 33.5584 | 31.0842
McCrae Wind Energy II (Harald) (BearKat II) Wind Project | -765760 | Operating | 162.15 | Wind Turbine | 2020 | Copenhagen Infrastructure Partners P/S | ERCOT | TRE | TRE | Glasscock | TX | Wind | 162.15 | NA | NA | NA | NA | NA | NA
McCrae Wind Energy II (Harald) (BearKat II) Wind Project | -759798 | Operating | 162.15 | Wind Turbine | 2020 | Vestas Wind Systems A/S | ERCOT | TRE | TRE | Glasscock | TX | Wind | 162.15 | NA | NA | NA | NA | NA | NA
Mckeever Power Plant | -503529 | Operating | 9 | Internal Combustion | 2013 | Power Depot - Texas Group A, LLC | ERCOT | TRE | TRE | Fort Bend | TX | Oil | 9 | 9317 | 9292 | NA | 0.73186 | 0.638 | NA
McLean (Shakes) Solar | -516623 | Operating | 200 | Solar | 2022 | Cypress Creek Renewables, LLC | ERCOT | TRE | TRE | Dimmit | TX | Solar | 200 | NA | NA | NA | 24.3502 | 7.0558 | NA
MeadWestvaco Evadale | -144677 | Operating | 57.7 | Steam Turbine | 1954 | WestRock MWV, LLC | MISO | SERC | DELTA | Jasper | TX | Biomass | 60.5 | 49250 | NM | 49586 | 76.7514 | 68.4718 | 81.7314
Mesquite Creek Landfill Gas-to-Energy | -169273 | Operating | 3.2 | Internal Combustion | 2010 | WM Renewable Energy, LLC | ERCOT | TRE | TRE | Comal | TX | Biomass | 3.2 | 11041 | 12048 | 10985 | 76.2058 | 71.2186 | 84.7745
Mesquite Creek Wind Project | -695689 | Operating | 211.2 | Wind Turbine | 2015 | Brookfield Renewable Partners L.P. | ERCOT | TRE | TRE | Dawson | TX | Wind | 211.2 | NA | NA | NA | 29.981 | NA | NA
Mesquite Creek Wind Project | -193288 | Operating | 211.2 | Wind Turbine | 2015 | John Hancock Life Insurance Company (U.S.A) | ERCOT | TRE | TRE | Dawson | TX | Wind | 211.2 | NA | NA | NA | 29.981 | 31.6133 | 33.9215
Mesquite Creek Wind Project | -104068 | Operating | 211.2 | Wind Turbine | 2015 | Sumitomo Corporation of Americas | ERCOT | TRE | TRE | Dawson | TX | Wind | 211.2 | NA | NA | NA | 29.981 | 31.6133 | 33.9215
Mesquite Sky Wind Project (Baird North) | -663275 | Operating | 293.3 | Wind Turbine | 2021 | Clearway Energy, Inc. | ERCOT | TRE | TRE | Callahan | TX | Wind | 293.3 | NA | NA | NA | 30.3878 | NA | NA
Mesquite Sky Wind Project (Baird North) | -663274 | Operating | 293.3 | Wind Turbine | 2021 | Clearway Energy, Inc. | ERCOT | TRE | TRE | Callahan | TX | Wind | 293.3 | NA | NA | NA | 30.3878 | NA | NA
Mesquite Sky Wind Project (Baird North) | -516513 | Operating | 293.3 | Wind Turbine | 2021 | HA Sustainable Infrastructure Capital, Inc. | ERCOT | TRE | TRE | Callahan | TX | Wind | 293.3 | NA | NA | NA | 30.3878 | 28.0074 | 2.5927
Mesquite Star Wind Project (Whitehorse Wind) | -663291 | Operating | 418.9 | Wind Turbine | 2020 | Clearway Energy, Inc. | ERCOT | TRE | TRE | Nolan | TX | Wind | 418.9 | NA | NA | NA | 30.258 | NA | NA
Mesquite Star Wind Project (Whitehorse Wind) | -663290 | Operating | 418.9 | Wind Turbine | 2020 | Clearway Energy, Inc. | ERCOT | TRE | TRE | Nolan | TX | Wind | 418.9 | NA | NA | NA | 30.258 | NA | NA
Mesteno Wind Project | -780526 | Operating | 201.6 | Wind Turbine | 2019 | Infrared Capital Partners Limited | ERCOT | TRE | TRE | Starr | TX | Wind | 200 | NA | NA | NA | NA | NA | NA
Thomas A. Watson Generating Station | -168047 | Operating | 116 | Gas Turbine | 2009 | Town of Braintree | New England | NPCC | NE | Norfolk | MA | Gas | 114.8 | 10092 | 9673 | 9723 | 3.2093 | 3.4572 | 2.2685
Miami Wind Energy Center | -85341 | Operating | 288.6 | Wind Turbine | 2014 | Meag Munich Ergo AssetManagement GmbH | ERCOT | TRE | TRE | Roberts | TX | Wind | 288.6 | NA | NA | NA | 38.2042 | 42.0249 | 40.3691
Miami Wind Energy Center | -85340 | Operating | 288.6 | Wind Turbine | 2014 | Invenergy Renewables LLC | ERCOT | TRE | TRE | Roberts | TX | Wind | 288.6 | NA | NA | NA | 38.2042 | 42.0249 | 40.3691
Thomas C Ferguson CC Project | -79265 | Operating | 574.6 | Combined Cycle | 2014 | Lower Colorado River Authority | ERCOT | TRE | TRE | Llano | TX | Gas | 556 | 6703 | 6770 | 6778 | 77.4929 | 64.5507 | 68.6846
Midway Wind Project | -191172 | Operating | 162.9 | Wind Turbine | 2019 | Sammons Renewable Energy Holdings Inc. | ERCOT | TRE | TRE | San Patricio | TX | Wind | 162.9 | NA | NA | NA | 30.7017 | 29.8144 | 31.2099
Mineral Wells Energy Storage Project | -762930 | Operating | 9.95 | Battery | 2024 | Gore Street Capital Limited | ERCOT | TRE | TRE | Palo Pinto | TX | Energy Storage | 9.95 | NA | NA | NA | NA | NA | NA
Misae Solar Park I (Childress Solar Park) | -765736 | Operating | 240 | Solar | 2020 | Copenhagen Infrastructure Partners P/S | ERCOT | TRE | TRE | Childress | TX | Solar | 240 | NA | NA | NA | 25.0712 | 24.8049 | 22.5344
Misae Solar Park I (Childress Solar Park) | -759741 | Operating | 240 | Solar | 2020 | Vestas Wind Systems A/S | ERCOT | TRE | TRE | Childress | TX | Solar | 240 | NA | NA | NA | 25.0712 | 24.8049 | 22.5344
Misae Solar Park I (Childress Solar Park) | -225358 | Operating | 240 | Solar | 2020 | Ingka Holding B.V. | ERCOT | TRE | TRE | Childress | TX | Solar | 240 | NA | NA | NA | 25.0712 | 24.8049 | 22.5344
Monarch Creek Wind Farm (King Creek Wind II) | -807312 | Operating | 209 | Wind Turbine | 2022 | EDF power solutions North America | ERCOT | TRE | TRE | Throckmorton | TX | Wind | 209 | NA | NA | NA | NA | NA | NA
Monarch Creek Wind Farm (King Creek Wind) | -807175 | Operating | 184 | Wind Turbine | 2022 | EDF power solutions North America | ERCOT | TRE | TRE | Throckmorton | TX | Wind | 184 | NA | NA | NA | NA | NA | NA
Thomas C Ferguson CC Project | -79264 | Operating | 574.6 | Combined Cycle | 2014 | City of San Marcos, Texas | ERCOT | TRE | TRE | Llano | TX | Gas | 556 | 6703 | 6770 | 6778 | 77.4929 | 64.5507 | 68.6846
Thomas H Allen CC | -171651 | Operating | 1170.9 | Combined Cycle | 2018 | Tennessee Valley Authority |  | SERC | CENTRL | Shelby | TN | Gas | 1114.1 | 6608 | 6624 | 6653 | 54.6677 | 55.6809 | 42.2109
Thomas H Allen CT | -7190 | Operating & Planned | 620.8 | Gas Turbine | 1971 | Tennessee Valley Authority |  | SERC | CENTRL | Shelby | TN | Oil | 124.4 | NA | NA | NA | -0.039712 | -0.020164 | -0.0072042
Montgomery Ranch Wind Project | -795516 | Operating | 202.5 | Wind Turbine | 2024 | RWE Renewables Development, LLC | ERCOT | TRE | TRE | Foard | TX | Wind | 202.5 | NA | NA | NA | NA | NA | NA
Thomas M Knott Cogen Facility | -245165 | Out of Service | 1.4 | Gas Turbine | 2003 | FCX Oil & Gas Inc. | CAISO | WECC | CAMX | San Luis Obispo | CA | Gas | NA | NA | NA | NA | NA | NA | NA
Morrow Lake Solar | -785157 | Operating | 200 | Solar | 2024 | Leeward Renewable Energy, LLC | ERCOT | TRE | TRE | Frio | TX | Solar | 200 | NA | NA | NA | NA | NA | NA
Mountain Creek | -765438 | Operating | 852.2 | Steam Turbine | 1945 | Frontier Group Of Companies Inc | ERCOT | TRE | TRE | Dallas | TX | Gas | 808 | NA | NA | NA | NA | NA | NA
Mountain Creek | -765437 | Operating | 852.2 | Steam Turbine | 1945 | Trafigura AG | ERCOT | TRE | TRE | Dallas | TX | Gas | 808 | NA | NA | NA | NA | NA | NA
Mustang Prairie Solar Energy Project | -781185 | Operating | 1 | Solar | 2024 | Repsol, S.A. | ERCOT | TRE | TRE | Houston | TX | Solar | 1 | NA | NA | NA | NA | NA | NA
Mustang Prairie Solar Energy Project | -781184 | Operating | 1 | Solar | 2024 | Hecate Energy LLC | ERCOT | TRE | TRE | Houston | TX | Solar | 1 | NA | NA | NA | NA | NA | NA
Thomas M Knott Cogen Facility | -170889 | Out of Service | 1.4 | Gas Turbine | 2003 | BlackRock, Inc. | CAISO | WECC | CAMX | San Luis Obispo | CA | Gas | NA | NA | NA | NA | NA | NA | NA
Thorold Cogeneration Station | -166684 | Operating | 265 | Combined Cycle | 2010 | Northland Power Inc. | Ontario | NPCC | ONT |  |  | Gas | 265 | NA | NA | NA | NA | NA | NA
Myrtle Battery Storage Project | -680270 | Operating | 155 | Battery | 2023 | TotalEnergies SE | ERCOT | TRE | TRE | Brazoria | TX | Energy Storage | 155 | NA | NA | NA | NA | NA | NA
Myrtle Solar Project | -680229 | Operating | 321.2 | Solar | 2023 | TotalEnergies SE | ERCOT | TRE | TRE | Brazoria | TX | Solar | 321.2 | NA | NA | NA | NA | NA | NA
N. Mary Francis Plant | -503667 | Operating | 9 | Internal Combustion | 2013 | Power Depot - Texas Group A, LLC | ERCOT | TRE | TRE | Ector | TX | Oil | 9 | 9302 | 9274 | NA | 0.99188 | 0.62912 | NA
Nacogdoches Power ST | -176988 | Operating | 114 | Steam Turbine | 2012 | Austin Energy | ERCOT | TRE | TRE | Nacogdoches | TX | Biomass | 100 | 16685 | 14523 | 15093 | 28.5227 | 48.9187 | 18.3865
THUMS CT | -464720 | Operating | 57.4 | Gas Turbine | 2003 | California Resources Corporation | CAISO | WECC | CAMX | Los Angeles | CA | Gas | 45 | 10908 | 11096 | 10822 | 72.5573 | 43.8222 | 75.9518
Ticona Polymers Inc | -346199 | Operating | 44.2 | Gas Turbine | 1989 | Ticona Polymers, Inc. | ERCOT | TRE | TRE | Nueces | TX | Gas | 38 | 14926 | 14513 | 13334 | 76.323 | 77.7571 | 69.4737
Tiger Bay | -41901 | Operating | 278.1 | Combined Cycle | 1997 | Duke Energy Florida, LLC |  | SERC | FP | Polk | FL | Gas | 230 | 7787 | 7684 | 7732 | 55.8626 | 62.8364 | 59.1782
NBOHR (BearKat Wind) Wind Project | -797615 | Operating | 196.7 | Wind Turbine | 2018 | TERNA ENERGY Industrial Commercial Technical Societe Anonyme | ERCOT | TRE | TRE | Glasscock | TX | Wind | 196.7 | NA | NA | NA | NA | NA | NA
Nebula Solar Project (Rayos Del Sol) | -480204 | Operating | 135 | Solar | 2022 | Rayos Del Sol II Solar Project, LLC | ERCOT | TRE | TRE | Cameron | TX | Solar | 135 | NA | NA | NA | 24.027 | 12.2077 | NA
Nelson Gardens Landfill | -166860 | Operating | 3.6 | Internal Combustion | 2006 | Nelson Gardens Landfill Power, Ltd | ERCOT | TRE | TRE | Bexar | TX | Biomass | 3.6 | NA | NA | NA | NA | NA | NA
Nelson Gardens Landfill Project | -171063 | Operating | 4.4 | Internal Combustion | 2014 | Greenfield Energy LLC | ERCOT | TRE | TRE | Bexar | TX | Biomass | 4.4 | 11253 | 12813 | 12210 | 22.0839 | 24.1931 | 33.4734
Tilton | -390056 | Operating | 188 | Gas Turbine | 1999 | Tremolo Energy, LLC | MISO | SERC | GATEWY | Vermilion | IL | Gas | 200 | 14044 | 11046 | NA | 3.578 | 2.1548 | NA
Tinker CT | -761213 | Operating | 1 | Gas Turbine | 1948 | Algonquin Tinker Gen Company | New Brunswick | NPCC | MRTM |  |  | Oil | 1 | NA | NA | NA | NA | NA | NA
Titus CT | -619554 | Operating | 36 | Gas Turbine | 1967 | Heritage Power, LLC | PJM | RFC | R-PJM | Berks | PA | Oil | 35 | NA | 46397 | NA | -0.39628 | 0.10437 | -0.10926
Tiverton | -158160 | Operating | 290.1 | Combined Cycle | 2000 | The Carlyle Group Inc. | New England | NPCC | NE | Newport | RI | Gas | 291.8 | 7238 | 7299 | 7029 | 64.6749 | 39.9345 | 56.8128
TJ Labbe Generating Station | -165888 | Operating | 100.8 | Gas Turbine | 2005 | City of Lafayette, Louisiana | MISO | SERC | DELTA | Lafayette | LA | Gas | 95.5 | 11392 | 11119 | 13024 | 5.5613 | 11.4719 | 2.6298
TNSG North Plant | -170820 | Operating | 25.4 | Gas Turbine | 2008 | TDX Power, Inc. |  | ASCC | ALASKA | North Slope | AK | Gas | 27.6 | 13558 | 13461 | 13008 | 20.8772 | 20.423 | 18.5387
Newman | -548041 | Operating | 285 | Steam Turbine | 1960 | El Paso Electric Company |  | WECC | AZNMSN | El Paso | TX | Gas | 254 | 12772 | 12807 | 12060 | 26.8148 | 32.1018 | 33.4541
Tolna | -619556 | Operating | 54 | Gas Turbine | 1972 | Heritage Power, LLC | PJM | RFC | R-PJM | York | PA | Oil | 50 | 34872 | 15614 | 16978 | 0.042694 | 0.98059 | 0.6516
Tom G Smith CC | -7236 | Operating | 31.4 | Combined Cycle | 1978 | City of Lake Worth, Florida |  | SERC | FP | Palm Beach | FL | Gas | 33 | 32821 | 28737 | 15337 | 0.1235 | 0.4203 | 0.69081
Niagara Bottling - Seguin Solar Project | -502966 | Operating | 4.9 | Solar | 2021 | Duke Energy Generation Services Holding Company, Inc. | ERCOT | TRE | TRE | Guadalupe | TX | Solar | 4.9 | NA | NA | NA | 18.8915 | 19.9422 | 0.45429
Nichols | -5424 | Operating | 474.7 | Steam Turbine | 1960 | Southwestern Public Service Company | SPP | MRO | MRO-US | Potter | TX | Gas | 457 | 11169 | 11833 | 12467 | 30.2412 | 17.8177 | 14.5439
Noble Battery Storage Project | -808605 | Operating | 125 | Battery | 2022 | National Grid Renewables, LLC | ERCOT | TRE | TRE | Denton | TX | Energy Storage | 125 | NA | NA | NA | NA | NA | NA
Noble Battery Storage Project | -808604 | Operating | 125 | Battery | 2022 | National Grid Renewables, LLC | ERCOT | TRE | TRE | Denton | TX | Energy Storage | 125 | NA | NA | NA | NA | NA | NA
Noble Solar Project | -808575 | Operating | 275 | Solar | 2022 | National Grid Renewables, LLC | ERCOT | TRE | TRE | Denton | TX | Solar | 275 | NA | NA | NA | NA | NA | NA
Noble Solar Project | -808574 | Operating | 275 | Solar | 2022 | National Grid Renewables, LLC | ERCOT | TRE | TRE | Denton | TX | Solar | 275 | NA | NA | NA | NA | NA | NA
Nolte | -5450 | Out of Service | 2.4 | Hydraulic Turbine | 1927 | Guadalupe Blanco River Authority | ERCOT | TRE | TRE | Guadalupe | TX | Water | NA | NA | NA | NA | 2.1357 | 11.0731 | 24.0915
North Fork Battery Storage Project | -781316 | Operating | 100 | Battery | 2021 | TransAlta Corporation | ERCOT | TRE | TRE | Williamson | TX | Energy Storage | 100 | NA | NA | NA | NA | NA | NA
North Gainesville Solar Project | -405277 | Operating | 5.2 | Solar | 2017 | Cypress Creek Renewables, LLC | ERCOT | TRE | TRE | Cooke | TX | Solar | 5.2 | NA | NA | NA | 21.369 | 20.6248 | 14.9412
North Mercedes BESS (SMT Mercedes Energy Storage Project) | -749843 | Operating | 10 | Battery | 2023 | UBS Asset Management AG | ERCOT | TRE | TRE | Hidalgo | TX | Energy Storage | 10 | NA | NA | NA | NA | NA | NA
Notrees Battery Storage Project | -700855 | Operating | 36 | Battery | 2012 | Brookfield Renewable Partners L.P. | ERCOT | TRE | TRE | Ector | TX | Energy Storage | 36 | NA | NA | NA | 2.1334 | NA | NA
Notrees Battery Storage Project | -637288 | Operating | 36 | Battery | 2012 | John Hancock Life Insurance Company (U.S.A) | ERCOT | TRE | TRE | Ector | TX | Energy Storage | 36 | NA | NM | NM | 2.1334 | 2.7366 | 2.9202
Notrees Windpower | -695617 | Operating | 152.5 | Wind Turbine | 2009 | Brookfield Renewable Partners L.P. | ERCOT | TRE | TRE | Ector | TX | Wind | 152.5 | NA | NA | NA | 19.4384 | NA | NA
Notrees Windpower | -193195 | Operating | 152.5 | Wind Turbine | 2009 | John Hancock Life Insurance Company (U.S.A) | ERCOT | TRE | TRE | Ector | TX | Wind | 152.5 | NA | NA | NA | 19.4384 | 23.0829 | 23.6702
Tom G Smith CT | -7237 | Operating | 30.8 | Gas Turbine | 1976 | City of Lake Worth, Florida |  | SERC | FP | Palm Beach | FL | Oil | 31 | NA | NA | NA | 0 | -0.013993 | 0.82118
O.W. Sommers | -5549 | Operating | 892 | Steam Turbine | 1972 | CPS Energy, Inc. | ERCOT | TRE | TRE | Bexar | TX | Gas | 830 | 11101 | 11679 | 11890 | 26.198 | 19.2726 | 16.0407
Oak Grove Project | -166081 | Operating | 1795.4 | Steam Turbine | 2010 | Luminant Generation Company LLC | ERCOT | TRE | TRE | Robertson | TX | Coal | 1710 | 10831 | 10355 | 10300 | 80.1876 | 84.239 | 82.3395
Oberon Solar IA Farm | -760912 | Operating | 150 | Solar | 2020 | 174 Power Global Corporation | ERCOT | TRE | TRE | Ector | TX | Solar | 150 | NA | NA | NA | 24.7883 | 24.8944 | 25.6988
Oberon Solar IB Farm | -760952 | Operating | 30 | Solar | 2020 | 174 Power Global Corporation | ERCOT | TRE | TRE | Ector | TX | Solar | 30 | NA | NA | NA | 24.7683 | 23.7766 | 24.0289
OCI Alamo 1 (Mega Solar Project) | -169966 | Operating | 40.7 | Solar | 2013 | OCI Energy | ERCOT | TRE | TRE | Bexar | TX | Solar | 40.7 | NA | NA | NA | 24.7647 | 25.5559 | 23.5104
OCI Alamo 2 (Mega Solar Project) (St Hedwig) | -170937 | Operating | 4.4 | Solar | 2014 | OCI Energy | ERCOT | TRE | TRE | Bexar | TX | Solar | 4.4 | NA | NA | NA | 24.629 | 14.9855 | 20.5142
OCI Alamo 4 (Mega Solar Project) | -521407 | Operating | 39.6 | Solar | 2014 | Consolidated Edison Development, Inc. | ERCOT | TRE | TRE | Kinney | TX | Solar | 39.6 | NA | NA | NA | 22.7339 | NA | NA
OCI Alamo 4 (Mega Solar Project) | -81379 | Operating | 39.6 | Solar | 2014 | OCI Energy | ERCOT | TRE | TRE | Kinney | TX | Solar | 39.6 | NA | NA | NA | 22.7339 | 21.5557 | 22.1415
OCI Alamo 6 (West Texas II) (Pearl) (SIRIUS) | -141433 | Operating | 50 | Solar | 2017 | BHE Renewables, LLC | ERCOT | TRE | TRE | Pecos | TX | Solar | 50 | NA | NA | NA | 21.6854 | 24.0098 | 19.2658
OCI Alamo 6 (West Texas II) (Pearl) (SIRIUS) | -141432 | Operating | 50 | Solar | 2017 | BHE Renewables, LLC | ERCOT | TRE | TRE | Pecos | TX | Solar | 50 | NA | NA | NA | 21.6854 | 24.0098 | 19.2658
Ocotillo Wind Farm | -663039 | Operating | 58.8 | Wind Turbine | 2008 | Clearway Energy, Inc. | ERCOT | TRE | TRE | Howard | TX | Wind | 58.8 | NA | NA | NA | 3.5774 | NA | NA
Ocotillo Wind Farm | -663038 | Operating | 58.8 | Wind Turbine | 2008 | Clearway Energy, Inc. | ERCOT | TRE | TRE | Howard | TX | Wind | 58.8 | NA | NA | NA | 3.5774 | NA | NA
Topaz Generating Power Plant | -496250 | Operating | 605 | Gas Turbine | 2021 | WattBridge Energy, LLC | ERCOT | TRE | TRE | Galveston | TX | Gas | 498 | 10125 | 10237 | 10294 | 16.5582 | 15.2182 | 3.8656
Old Settler Wind Farm | -759348 | Operating | 151.2 | Wind Turbine | 2017 | Great-West Lifeco Inc. | ERCOT | TRE | TRE | Floyd | TX | Wind | 151.2 | NA | NA | NA | 42.1863 | 42.3632 | 35.5626
Old Settler Wind Farm | -759347 | Operating | 151.2 | Wind Turbine | 2017 | Great-West Lifeco Inc. | ERCOT | TRE | TRE | Floyd | TX | Wind | 151.2 | NA | NA | NA | 42.1863 | 42.3632 | 35.5626
Old Settler Wind Farm | -759346 | Operating | 151.2 | Wind Turbine | 2017 | Mackenzie Financial Corporation | ERCOT | TRE | TRE | Floyd | TX | Wind | 151.2 | NA | NA | NA | 42.1863 | 42.3632 | 35.5626
Old Settler Wind Farm | -759345 | Operating | 151.2 | Wind Turbine | 2017 | Mackenzie Financial Corporation | ERCOT | TRE | TRE | Floyd | TX | Wind | 151.2 | NA | NA | NA | 42.1863 | 42.3632 | 35.5626
Old Settler Wind Farm | -172456 | Operating | 151.2 | Wind Turbine | 2017 | Northleaf Capital Partners Ltd. | ERCOT | TRE | TRE | Floyd | TX | Wind | 151.2 | NA | NA | NA | 42.1863 | 42.3632 | 35.5626
Old Settler Wind Farm | -172455 | Operating | 151.2 | Wind Turbine | 2017 | Apex Clean Energy, Inc. | ERCOT | TRE | TRE | Floyd | TX | Wind | 151.2 | NA | NA | NA | 42.1863 | 42.3632 | 35.5626
Olney Battery Storage Project (BESS) | -663512 | Operating | 9.9 | Battery | 2023 | Hen Infrastructure, L.L.C. | ERCOT | TRE | TRE | Young | TX | Energy Storage | 9.9 | NA | NA | NA | NA | NA | NA
Orion I Solar Project (Aureola) | -778206 | Operating | 200 | Solar | 2024 | SB Energy Global Holdings Ltd. | ERCOT | TRE | TRE | Milam | TX | Solar | 200 | NA | NA | NA | NA | NA | NA
Orion II Solar Project (Mandorla) | -778205 | Operating | 250 | Solar | 2024 | SB Energy Global Holdings Ltd. | ERCOT | TRE | TRE | Milam | TX | Solar | 250 | NA | NA | NA | NA | NA | NA
Orion III Solar Project (Halo) | -778207 | Operating | 250 | Solar | 2024 | SB Energy Global Holdings Ltd. | ERCOT | TRE | TRE | Milam | TX | Solar | 250 | NA | NA | NA | NA | NA | NA
OTHER Citizens Hospital Power Plant | -678390 | Operating | 2.8 | Internal Combustion | 2020 | Texas Microgrid, LLC | ERCOT | TRE | TRE | Victoria | TX | Gas | 2.8 | 14142 | 14148 | NA | 3.3513 | 2.703 | NA
Other Tradition Clearfork IC Plant | -763845 | Operating | 1.2 | Internal Combustion | 2023 | Texas Microgrid, LLC | ERCOT | TRE | TRE | Tarrant | TX | Gas | 1.2 | 14857 | NA | NA | 0.39954 | NA | NA
OTHERBenEKDallas Internal Combustion Project | -763699 | Operating | 1.6 | Internal Combustion | 2023 | GENERATE ER NG LLC | ERCOT | TRE | TRE | Dallas | TX | Gas | 1.6 | 16862 | NA | NA | 0.77768 | NA | NA
OTHERNFBWA IC Project | -763695 | Operating | 2.4 | Internal Combustion | 2021 | Texas Microgrid, LLC | ERCOT | TRE | TRE | Fort Bend | TX | Gas | 2.4 | 14497 | NA | NA | 0.84189 | NA | NA
OTHERTexasA&M IC Plant | -764566 | Operating | 9.6 | Internal Combustion | 2018 | Texas Microgrid, LLC | ERCOT, MISO | TRE | TRE | Brazos | TX | Gas | 9.6 | 14377 | NA | NA | 2.509 | NA | NA
Oxy Solar Project | -242457 | Operating | 16.8 | Solar | 2020 | Oxy Renewable Energy LLC | ERCOT | TRE | TRE | Ector | TX | Solar | 16.8 | NA | NA | NA | 28.9818 | 29.4385 | 27.4829
Palmas Altas Wind Project | -427705 | Operating | 144.9 | Wind Turbine | 2019 | Acciona Wind Energy USA LLC | ERCOT | TRE | TRE | Cameron | TX | Wind | 142.6 | NA | NA | NA | 28.243 | 29.0853 | 21.7657
Palmas Altas Wind Project | -214792 | Operating | 144.9 | Wind Turbine | 2019 | Acciona Wind Energy USA LLC | ERCOT | TRE | TRE | Cameron | TX | Wind | 142.6 | NA | NA | NA | 28.243 | 29.0853 | 21.7657
Palo Duro Wind Energy Center | -787387 | Operating | 249.9 | Wind Turbine | 2014 | XPLR Infrastructure, LP | SPP | MRO | MRO-US | Ochiltree | TX | Wind | 249.9 | NA | NA | NA | 47.0032 | 46.8503 | 46.995
Palo Duro Wind Energy Center | -118963 | Operating | 249.9 | Wind Turbine | 2014 | NextEra Energy Equity Partners, LP | SPP | MRO | MRO-US | Ochiltree | TX | Wind | 249.9 | NA | NA | NA | 47.0032 | 46.8503 | 46.995
Pantex Renewable Energy Project | -170978 | Operating | 11.5 | Wind Turbine | 2014 | National Nuclear Security Administration | SPP | MRO | MRO-US | Carson | TX | Wind | 11.5 | NA | NA | NA | 23.4316 | 38.6401 | 43.0733
Panther Creek Wind Farm I (Panther Creek - Airtricity) | -202009 | Operating | 142.5 | Wind Turbine | 2008 | E.ON Climate & Renewables North America Inc. | ERCOT | TRE | TRE | Howard | TX | Wind | 142.5 | NA | NA | NA | 41.5971 | 42.6933 | 42.3614
Panther Creek Wind Farm II (EC&R Panther Creek II) | -202014 | Operating | 115.5 | Wind Turbine | 2008 | E.ON Climate & Renewables North America Inc. | ERCOT | TRE | TRE | Glasscock | TX | Wind | 115.5 | NA | NA | NA | 38.6559 | 41.5837 | 40.4868
Panther Creek Wind III | -202013 | Operating | 215.5 | Wind Turbine | 2009 | EC&R Panther Creek Wind Farm III, LLC | ERCOT | TRE | TRE | Sterling | TX | Wind | 231.5 | NA | NA | NA | 34.503 | 35.9524 | 28.0735
Papalote Creek Wind Facility | -751592 | Operating | 180 | Wind Turbine | 2009 | RWE Aktiengesellschaft | ERCOT | TRE | TRE | San Patricio | TX | Wind | 180 | NA | NA | NA | 26.6968 | NA | NA
Papalote Creek Wind Facility | -202012 | Operating | 180 | Wind Turbine | 2009 | EC&R Investco Mgmt, LLC | ERCOT | TRE | TRE | San Patricio | TX | Wind | 180 | NA | NA | NA | 26.6968 | 31.8265 | 28.1632
Papalote Creek Wind Facility II | -751594 | Operating | 200.1 | Wind Turbine | 2010 | RWE Aktiengesellschaft | ERCOT | TRE | TRE | San Patricio | TX | Wind | 200.1 | NA | NA | NA | 28.2845 | NA | NA
Papalote Creek Wind Facility II | -202019 | Operating | 200.1 | Wind Turbine | 2010 | EC&R Investco Mgmt, LLC | ERCOT | TRE | TRE | San Patricio | TX | Wind | 200.1 | NA | NA | NA | 28.2845 | 31.3698 | 24.2035
Torrance Refinery CT (Cogen) | -19462 | Operating | 22.5 | Gas Turbine | 1988 | ExxonMobil Oil Corporation | CAISO | WECC | CAMX | Los Angeles | CA | Other | 22.5 | 16201 | 16984 | 16654 | 39.3567 | 41.8701 | 60.6002
Torrington Terminal | -620586 | Operating | 21.8 | Gas Turbine | 1967 | Generation Bridge, LLC | New England | NPCC | NE | Northwest Hills Planning Region | CT | Oil | 22.5 | 14074 | 17475 | 18130 | 0.0345 | 0.092846 | 0.078133
Total Energy Facilities | -756814 | Operating | 38.4 | Combined Cycle | 1986 | Los Angeles County California Sanitation District No. 20 | CAISO | WECC | CAMX | Los Angeles | CA | Biomass | 34.4 | 6701 | 6766 | 10081 | 56.016 | 52.6136 | 53.9765
Pattern Panhandle Wind Plant I | -407352 | Operating | 218 | Wind Turbine | 2014 | Undisclosed buyer | ERCOT | TRE | TRE | Carson | TX | Wind | 218 | NA | NA | NA | 28.0598 | 36.7779 | 32.6303
Pattern Panhandle Wind Plant I | -222897 | Operating | 218 | Wind Turbine | 2014 | Pattern Energy Group LLC | ERCOT | TRE | TRE | Carson | TX | Wind | 218 | NA | NA | NA | 28.0598 | 36.7779 | 32.6303
Pattern Panhandle Wind Plant II | -407356 | Operating | 181.7 | Wind Turbine | 2014 | Undisclosed buyer | ERCOT | TRE | TRE | Carson | TX | Wind | 181.7 | NA | NA | NA | 37.3872 | 46.6891 | 40.5769
Pattern Panhandle Wind Plant II | -222903 | Operating | 181.7 | Wind Turbine | 2014 | Pattern Energy Group LLC | ERCOT | TRE | TRE | Carson | TX | Wind | 181.7 | NA | NA | NA | 37.3872 | 46.6891 | 40.5769
Pattern Panhandle Wind Plant II | -130819 | Operating | 181.7 | Wind Turbine | 2014 | Vertuous Energy LLC | ERCOT | TRE | TRE | Carson | TX | Wind | 181.7 | NA | NA | NA | 37.3872 | 46.6891 | 40.5769
Pauline Battery Storage (BESS) Plant | -762953 | Operating | 9.95 | Battery | 2024 | Hen Infrastructure, L.L.C. | ERCOT | TRE | TRE | Henderson | TX | Energy Storage | 9.95 | NA | NA | NA | NA | NA | NA
Pavlov Battery Storage (BESS) Plant | -781561 | Operating | 9.9 | Battery | 2024 | Hunt Energy Network, L.L.C. | ERCOT | TRE | TRE | Matagorda | TX | Energy Storage | 9.9 | NA | NA | NA | NA | NA | NA
Pavlov Battery Storage (BESS) Plant | -781560 | Operating | 9.9 | Battery | 2024 | Manulife Investment Management (US) LLC | ERCOT | TRE | TRE | Matagorda | TX | Energy Storage | 9.9 | NA | NA | NA | NA | NA | NA
Pearsall IC | -167778 | Operating | 201.6 | Internal Combustion | 2009 | South Texas Electric Cooperative, Inc | ERCOT | TRE | TRE | Frio | TX | Gas | 201.6 | 9158 | 8940 | 8516 | 22.3723 | 28.1792 | 21.3712
Penascal II Wind Farm (Baffin) | -785807 | Operating | 201.6 | Wind Turbine | 2010 | Avangrid Renewables, LLC | ERCOT | TRE | TRE | Kenedy | TX | Wind | 201.6 | NA | NA | NA | NA | NA | NA
Penascal III Wind Project (Baffin) | -785814 | Operating | 188 | Wind Turbine | 2015 | Avangrid Renewables, LLC | ERCOT | TRE | TRE | Kenedy | TX | Wind | 188 | NA | NA | NA | NA | NA | NA
Penascal Wind Power (Baffin) | -785778 | Operating | 201.6 | Wind Turbine | 2009 | Avangrid Renewables, LLC | ERCOT | TRE | TRE | Kenedy | TX | Wind | 201.6 | NA | NA | NA | NA | NA | NA
Peregrine Solar Project | -797333 | Operating | NA | Solar | 2025 | Consolidated Edison Development, Inc. | ERCOT | TRE | TRE | Goliad | TX | Solar | 301.3 | NA | NA | NA | NA | NA | NA
Towantic Energy Center | -364818 | Operating | 841.5 | Combined Cycle | 2018 | Competitive Power Ventures, Inc. | New England | NPCC | NE | Naugatuck Valley Planning Region | CT | Gas | 869 | 6646 | 6614 | 6596 | 72.6977 | 65.0659 | 73.7219
Peyton Creek I Wind Farm | -220927 | Operating | 151.2 | Wind Turbine | 2020 | E.ON Climate & Renewables North America Inc. | ERCOT | TRE | TRE | Matagorda | TX | Wind | 151.2 | NA | NA | NA | 29.3476 | 30.8119 | 27.9574
Phantom Solar Project | -759368 | Operating | 15.4 | Solar | 2017 | Great-West Lifeco Inc. | ERCOT | TRE | TRE | Coryell | TX | Solar | 15.4 | NA | NA | NA | 19.631 | 20.1388 | 17.6577
Phantom Solar Project | -759367 | Operating | 15.4 | Solar | 2017 | Great-West Lifeco Inc. | ERCOT | TRE | TRE | Coryell | TX | Solar | 15.4 | NA | NA | NA | 19.631 | 20.1388 | 17.6577
Phantom Solar Project | -759366 | Operating | 15.4 | Solar | 2017 | Mackenzie Financial Corporation | ERCOT | TRE | TRE | Coryell | TX | Solar | 15.4 | NA | NA | NA | 19.631 | 20.1388 | 17.6577
Phantom Solar Project | -759365 | Operating | 15.4 | Solar | 2017 | Mackenzie Financial Corporation | ERCOT | TRE | TRE | Coryell | TX | Solar | 15.4 | NA | NA | NA | 19.631 | 20.1388 | 17.6577
Phantom Solar Project | -173273 | Operating | 15.4 | Solar | 2017 | Northleaf Capital Partners Ltd. | ERCOT | TRE | TRE | Coryell | TX | Solar | 15.4 | NA | NA | NA | 19.631 | 20.1388 | 17.6577
Phantom Solar Project | -173272 | Operating | 15.4 | Solar | 2017 | Apex Clean Energy, Inc. | ERCOT | TRE | TRE | Coryell | TX | Solar | 15.4 | NA | NA | NA | 19.631 | 20.1388 | 17.6577
Towantic Energy Center | -317073 | Operating | 841.5 | Combined Cycle | 2018 | Competitive Power Ventures, Inc. | New England | NPCC | NE | Naugatuck Valley Planning Region | CT | Gas | 869 | 6646 | 6614 | 6596 | 72.6977 | 65.0659 | 73.7219
Phoebe Energy Project | -769153 | Operating | 250 | Solar | 2019 | Irradiant Partners, LP | ERCOT | TRE | TRE | Winkler | TX | Solar | 250 | NA | NA | NA | NA | NA | NA
Phoebe Energy Project | -769152 | Operating | 250 | Solar | 2019 | Innergex Renewable Energy Inc. | ERCOT | TRE | TRE | Winkler | TX | Solar | 250 | NA | NA | NA | NA | NA | NA
Phoenix Solar Project (G.S.E. One LLC) | -377087 | Operating | 83 | Solar | 2021 | Pattern Energy Group LP | ERCOT | TRE | TRE | Fannin | TX | Solar | 82.5 | NA | NA | NA | 23.5742 | 26.8187 | 7.5611
Pioneer DJ Wind Project | -755737 | Operating | 141 | Wind Turbine | 2024 | NextEra Energy Resources, LLC | ERCOT | TRE | TRE | Midland | TX | Wind | 141 | NA | NA | NA | NA | NA | NA
Pisgah Ridge Solar 1 & 2 Project | -694559 | Operating & Planned | 250 | Solar | 2022 | Brookfield Renewable Partners L.P. | ERCOT | TRE | TRE | Navarro | TX | Solar | 250 | NA | NA | NA | 22.7158 | NA | NA
Pitts Dudik Solar Project | -758466 | Operating | 49.6 | Solar | 2023 | Elawan Energy | ERCOT | TRE | TRE | Hill | TX | Solar | 49.6 | NA | NA | NA | NA | NA | NA
Pitts Dudik Solar Project | -758465 | Operating | 49.6 | Solar | 2023 | Monarch Private Capital | ERCOT | TRE | TRE | Hill | TX | Solar | 49.6 | NA | NA | NA | NA | NA | NA
Plant X | -547221 | Operating | 336.4 | Steam Turbine | 1952 | Southwestern Public Service Company | SPP | MRO | MRO-US | Lamb | TX | Gas | 318 | 10701 | NA | NA | 23.7033 | NA | NA
Pleasant Hill Wind Energy Project | -171074 | Operating | 20 | Wind Turbine | 2015 | Ralls Corporation | SPP | MRO | MRO-US | Crosby | TX | Wind | 20 | NA | NA | NA | 18.2734 | 14.7095 | 13.9469
Towantic Energy Center | -317072 | Operating | 841.5 | Combined Cycle | 2018 | Competitive Power Ventures, Inc. | New England | NPCC | NE | Naugatuck Valley Planning Region | CT | Gas | 869 | 6646 | 6614 | 6596 | 72.6977 | 65.0659 | 73.7219
Towantic Energy Center | -317071 | Operating | 841.5 | Combined Cycle | 2018 | Competitive Power Ventures, Inc. | New England | NPCC | NE | Naugatuck Valley Planning Region | CT | Gas | 869 | 6646 | 6614 | 6596 | 72.6977 | 65.0659 | 73.7219
Porter Solar Project (Pine Gate) | -781503 | Operating | 245 | Solar | 2024 | Pine Gate Renewables, LLC | ERCOT | TRE | TRE | Denton | TX | Solar | 245 | NA | NA | NA | NA | NA | NA
Post Wind Farm (Red Canyon) | -166425 | Operating | 84 | Wind Turbine | 2006 | NextEra Energy Resources, LLC | ERCOT | TRE | TRE | Borden | TX | Wind | 84 | NA | NA | NA | 42.3655 | 44.7635 | 26.6506
Powerlane Plant | -6025 | Operating | 87 | Steam Turbine | 1966 | Greenville City of | ERCOT | TRE | TRE | Hunt | TX | Oil | 82 | 44529 | 43205 | 25792 | 4.715 | 3.4918 | 1.5731
PPG Industries Inc Works 4 | -192069 | Operating | 4.9 | Internal Combustion | 1974 | PPG Industries, Inc. | ERCOT | TRE | TRE | Wichita | TX | Oil | 4.9 | 10362 | 8757 | 8866 | 0.13512 | 0.32616 | 0.26093
Prairie Hill Wind Project | -496024 | Operating | 300 | Wind Turbine | 2020 | HA Sustainable Infrastructure Capital, Inc. | ERCOT | TRE | TRE | McLennan | TX | Wind | 300 | NA | NA | NA | 13.0772 | 26.3417 | 29.101
Prairie Hill Wind Project | -496023 | Operating | 300 | Wind Turbine | 2020 | ENGIE North America Inc. | ERCOT | TRE | TRE | McLennan | TX | Wind | 300 | NA | NA | NA | 13.0772 | 26.3417 | 29.101
Praxair IC Plant | -678353 | Operating | 1.2 | Internal Combustion | 2019 | GENERATE ER NG LLC | ERCOT | TRE | TRE | Brazoria | TX | Gas | 1.2 | 14195 | 14519 | NA | 3.4627 | 2.9871 | NA
Priddy Wind Project | -407442 | Operating | 302.4 | Wind Turbine | 2022 | ENGIE North America Inc. | ERCOT | TRE | TRE | Mills | TX | Wind | 302.4 | NA | NA | NA | 35.7982 | 32.1221 | NA
Prospect Battery Storage Project | -222422 | Operating | 9.9 | Battery | 2020 | GlidePath Power Solutions LLC | ERCOT | TRE | TRE | Brazoria | TX | Energy Storage | 9.9 | NA | NM | NM | 0.4693 | 0.36207 | 0.25598
Prospero Solar Energy | -551356 | Operating | 300 | Solar | 2020 | Longroad Energy Holdings, LLC | ERCOT | TRE | TRE | Andrews | TX | Solar | 300 | NA | NA | NA | 27.1018 | 24.0055 | 24.9861
Prospero Solar Energy | -376867 | Operating | 300 | Solar | 2020 | Longroad Development Company, LLC | ERCOT | TRE | TRE | Andrews | TX | Solar | 300 | NA | NA | NA | 27.1018 | 24.0055 | 24.9861
Prospero Solar Energy | -376866 | Operating | 300 | Solar | 2020 | Longroad Development Company, LLC | ERCOT | TRE | TRE | Andrews | TX | Solar | 300 | NA | NA | NA | 27.1018 | 24.0055 | 24.9861
Prospero Solar Energy | -242909 | Operating | 300 | Solar | 2020 | Pensam A/S | ERCOT | TRE | TRE | Andrews | TX | Solar | 300 | NA | NA | NA | 27.1018 | 24.0055 | 24.9861
Prospero Solar Energy | -242907 | Operating | 300 | Solar | 2020 | Pensionskassernes Administration A/S | ERCOT | TRE | TRE | Andrews | TX | Solar | 300 | NA | NA | NA | 27.1018 | 24.0055 | 24.9861
Prospero Solar II Project | -551382 | Operating | 250 | Solar | 2021 | Longroad Energy Holdings, LLC | ERCOT | TRE | TRE | Andrews | TX | Solar | 250 | NA | NA | NA | 30.6916 | 25.3275 | 9.0886
Prospero Solar II Project | -376955 | Operating | 250 | Solar | 2021 | Longroad Development Company, LLC | ERCOT | TRE | TRE | Andrews | TX | Solar | 250 | NA | NA | NA | 30.6916 | 25.3275 | 9.0886
Prospero Solar II Project | -376954 | Operating | 250 | Solar | 2021 | Longroad Development Company, LLC | ERCOT | TRE | TRE | Andrews | TX | Solar | 250 | NA | NA | NA | 30.6916 | 25.3275 | 9.0886
Providence Memorial Hospital | -6069 | Operating | 4.2 | Internal Combustion | 1987 | Tenet Hospitals Limited |  | WECC | AZNMSN | El Paso | TX | Gas | 4.2 | NA | NA | 20143 | 0 | 0 | 0.019026
PRSI FCC Generator | -65041 | Out of Service | 4.7 | Steam Turbine | 1979 | Pasadena Refining System, Inc. | ERCOT | TRE | TRE | Harris | TX | Coal | NA | NA | NA | NA | 0 | 0 | 0
PSEG El Paso Solar Energy Center (Newman) | -356463 | Operating | 10.5 | Solar | 2014 | Quattro Solar, LLC |  | WECC | AZNMSN | El Paso | TX | Solar | 10.3 | NA | NA | NA | 17.161 | 28.4823 | 28.8303
Pyron (Roscoe Phase 3)(Waves I) Battery Storage Project | -638190 | Operating | 9.9 | Battery | 2018 | E.ON Climate & Renewables North America Inc. | ERCOT | TRE | TRE | Nolan | TX | Energy Storage | 9.9 | NA | NM | NM | 3.0049 | 3.3347 | 5.9753
Pyron Battery Storage (Waves II) Project | -671714 | Operating | 30.2 | Battery | 2023 | E.ON Climate & Renewables North America Inc. | ERCOT | TRE | TRE | Nolan | TX | Energy Storage | 30.2 | NA | NA | NA | NA | NA | NA
Pyron Wind Farm (Roscoe Phase 3) | -202011 | Operating | 249 | Wind Turbine | 2009 | E.ON Climate & Renewables North America Inc. | ERCOT | TRE | TRE | Nolan | TX | Wind | 268.92 | NA | NA | NA | 14.0794 | 28.5929 | 30.0262
Towantic Energy Center | -162800 | Operating | 841.5 | Combined Cycle | 2018 | Archmore International Infrastructure Fund II (B), L.P. | New England | NPCC | NE | Naugatuck Valley Planning Region | CT | Gas | 869 | 6646 | 6614 | 6596 | 72.6977 | 65.0659 | 73.7219
R.W. Miller | -806699 | Operating | 366 | Steam Turbine | 1968 | LS Power Development, LLC | ERCOT | TRE | TRE | Palo Pinto | TX | Gas | 300 | 12298 | NA | NA | 11.2974 | NA | NA
Towantic Energy Center | -162799 | Operating | 841.5 | Combined Cycle | 2018 | ARCHMORE INTERNATIONAL INFRASTRUCTURE FUND II (A), L.P. | New England | NPCC | NE | Naugatuck Valley Planning Region | CT | Gas | 869 | 6646 | 6614 | 6596 | 72.6977 | 65.0659 | 73.7219
Rabbit Hills Battery Storage Project | -228611 | Operating | 9.9 | Battery | 2020 | Viridity Energy Solutions, Inc. | ERCOT | TRE | TRE | Williamson | TX | Energy Storage | 9.9 | NA | NM | NM | 1.8818 | 1.4552 | 1.0286
Towantic Energy Center | -162798 | Operating | 841.5 | Combined Cycle | 2018 | Archmore International Infrastructure Fund II (C), L.P. | New England | NPCC | NE | Naugatuck Valley Planning Region | CT | Gas | 869 | 6646 | 6614 | 6596 | 72.6977 | 65.0659 | 73.7219
Ralls Wind Farm | -169351 | Operating | 10 | Wind Turbine | 2011 | Ralls Corporation | SPP | MRO | MRO-US | Crosby | TX | Wind | 10 | NA | NA | NA | 12.5217 | 14 | 19.6872
Ranchero Wind Project | -695769 | Operating | 300 | Wind Turbine | 2019 | Scout Clean Energy LLC | ERCOT | TRE | TRE | Crockett | TX | Wind | 300 | NA | NA | NA | 46.1256 | 40.9219 | NA
Ranchland Battery Storage Project (Anchor BESS) | -765679 | Operating | 73 | Battery | 2024 | Enel Green Power North America, Inc. | ERCOT | TRE | TRE | Callahan | TX | Energy Storage | 73 | NA | NA | NA | NA | NA | NA
Ranchland II Wind Project (Anchor Wind) | -747655 | Operating | 148 | Wind Turbine | 2023 | Enel Green Power North America, Inc. | ERCOT | TRE | TRE | Callahan | TX | Wind | 148 | NA | NA | NA | 36.2471 | NA | NA
Ranchland Wind Project I (Anchor Wind) | -747688 | Operating | 114.9 | Wind Turbine | 2023 | Enel Green Power North America, Inc. | ERCOT | TRE | TRE | Callahan | TX | Wind | 114.9 | NA | NA | NA | 39.2921 | NA | NA
Ranger - Diesel | -51936 | Operating | NA | Internal Combustion | NA | Golden Spread Electric Cooperative, Inc. | ERCOT, SPP | MRO | MRO-US | Wheeler | TX | Oil | 5 | NA | NA | NA | NA | NA | NA
Ratliff (Concho Valley) Solar Project | -498188 | Operating | 172.8 | Solar | 2022 | KOMIPO America, Inc. | ERCOT | TRE | TRE | Tom Green | TX | Solar | 159.8 | NA | NA | NA | 24.0103 | 6.2047 | NA
Rattlesnake Battery Storage | -611352 | Operating | 9.9 | Battery | 2022 | Hen Infrastructure, L.L.C. | ERCOT | TRE | TRE | Ward | TX | Energy Storage | 9.9 | NA | NA | NA | NA | NA | NA
Rattlesnake Den Wind Farm | -695671 | Operating | 207.2 | Wind Turbine | 2015 | TerraForm Power, Inc. | ERCOT | TRE | TRE | Glasscock | TX | Wind | 207.2 | NA | NA | NA | 27.089 | 35.3644 | 37.78
Rattlesnake Den Wind Farm | -471634 | Operating | 207.2 | Wind Turbine | 2015 | Sprott Korea Investment | ERCOT | TRE | TRE | Glasscock | TX | Wind | 207.2 | NA | NA | NA | 27.089 | 35.3644 | 37.78
Rattlesnake Den Wind Farm | -471633 | Operating | 207.2 | Wind Turbine | 2015 | Alpha Asset Management &Partners | ERCOT | TRE | TRE | Glasscock | TX | Wind | 207.2 | NA | NA | NA | 27.089 | 35.3644 | 37.78
Rattlesnake Den Wind Farm | -471632 | Operating | 207.2 | Wind Turbine | 2015 | Korea Hydro & Nuclear Power Co., Ltd. | ERCOT | TRE | TRE | Glasscock | TX | Wind | 207.2 | NA | NA | NA | 27.089 | 35.3644 | 37.78
Rattlesnake Den Wind Farm | -471630 | Operating | 207.2 | Wind Turbine | 2015 | Hana Securities Co., Ltd. | ERCOT | TRE | TRE | Glasscock | TX | Wind | 207.2 | NA | NA | NA | 27.089 | 35.3644 | 37.78
Rattlesnake Den Wind Farm | -471629 | Operating | 207.2 | Wind Turbine | 2015 | Korea Investment & Securities Co., Ltd. | ERCOT | TRE | TRE | Glasscock | TX | Wind | 207.2 | NA | NA | NA | 27.089 | 35.3644 | 37.78
RavenChem IC Plant | -680059 | Operating | 3.2 | Internal Combustion | 2021 | GENERATE ER NG LLC | ERCOT | TRE | TRE | Harris | TX | Gas | 3.2 | 16581 | 17118 | NA | 2.4543 | 0.12129 | NA
Ray Olinger | -6166 | Operating | 345 | Steam Turbine | 1967 | City of Garland, Texas | ERCOT | TRE | TRE | Collin | TX | Gas | 320 | 13678 | 13886 | 13897 | 3.0437 | 1.8633 | 1.9112
Towantic Energy Center | -162795 | Operating | 841.5 | Combined Cycle | 2018 | Ullico Investment Advisors, Inc. | New England | NPCC | NE | Naugatuck Valley Planning Region | CT | Gas | 869 | 6646 | 6614 | 6596 | 72.6977 | 65.0659 | 73.7219
Towantic Energy Center | -150423 | Operating | 841.5 | Combined Cycle | 2018 | Osaka Gas USA Corporation | New England | NPCC | NE | Naugatuck Valley Planning Region | CT | Gas | 869 | 6646 | 6614 | 6596 | 72.6977 | 65.0659 | 73.7219
RC Thomas Hydroelectric Project (Lake Livingston Project) | -250221 | Operating | 26.7 | Hydraulic Turbine | 2020 | East Texas Electric Cooperative, Inc. | MISO | SERC | DELTA | Polk | TX | Water | 26.1 | NA | NA | NA | 49.7638 | 44.0578 | 41.0928
RE Maplewood Solar Project | -407365 | Operating | 250 | Solar | 2021 | Undisclosed buyer | ERCOT | TRE | TRE | Pecos | TX | Solar | 250 | NA | NA | NA | 21.1281 | 24.6077 | 12.0478
RE Rambler Solar Project | -695778 | Operating | 200 | Solar | 2020 | Brookfield Renewable Partners L.P. | ERCOT | TRE | TRE | Tom Green | TX | Solar | 200 | NA | NA | NA | 25.8039 | NA | NA
Red Gate Peaker Power Plant | -170029 | Operating | 224.4 | Internal Combustion | 2016 | South Texas Electric Cooperative, Inc | ERCOT | TRE | TRE | Hidalgo | TX | Gas | 219.6 | 8721 | 8654 | 8939 | 16.4676 | 21.1532 | 20.8242
Red River Solar Plant | -785565 | Operating | 2 | Solar | 2024 | Hecate Energy LLC | SPP | MRO | MRO-US | Bowie | TX | Solar | 2 | NA | NA | NA | NA | NA | NA
Reese - Diesel | -39480 | Operating | NA | Internal Combustion | NA | Golden Spread Electric Cooperative, Inc. | ERCOT, SPP | MRO | MRO-US | Lubbock | TX | Oil | 1.25 | NA | NA | NA | NA | NA | NA
Reloj Del Sol Wind Farm | -347922 | Operating | 209.4 | Wind Turbine | 2021 | EDP Renewables North America LLC | ERCOT | TRE | TRE | Zapata | TX | Wind | 209.4 | NA | NA | NA | 13.041 | 17.4377 | 24.4895
Reloj Del Sol Wind Farm | -347921 | Operating | 209.4 | Wind Turbine | 2021 | EDP Renewables North America LLC | ERCOT | TRE | TRE | Zapata | TX | Wind | 209.4 | NA | NA | NA | 13.041 | 17.4377 | 24.4895
Tower | -78315 | Operating | 21.3 | Gas Turbine | 1971 | Wolverine Power Supply Cooperative, Inc. | MISO | RFC | R-MISO | Cheboygan | MI | Oil | 24.7 | 7646 | 15409 | 14459 | 0.091509 | 0.071174 | 0.11369
Rentech Pasadena Cogeneration Project | -633199 | Operating | 15.4 | Steam Turbine | 2015 | CVR Nitrogen, LP | ERCOT | TRE | TRE | Harris | TX | Other | 14.2 | 3412 | 3412 | 8843 | 68.9289 | 53.5541 | 42.522
Revolution Battery Storage Project | -752387 | Operating | 150 | Battery | 2023 | Spearmint Energy | ERCOT | TRE | TRE | Crane | TX | Energy Storage | 150 | NA | NA | NA | NA | NA | NA
Rhodia Inc. Houston | -79179 | Operating | 7.5 | Steam Turbine | 1970 | Solvay USA Inc. | ERCOT | TRE | TRE | Harris | TX | Other | 7.6 | 3412 | 3412 | 8843 | 18.6764 | 91.6111 | 65.5642
Tracy (Clark Mountain) | -141300 | Operating | 170 | Gas Turbine | 1961 | Sierra Pacific Power Company |  | WECC | NWPP | Storey | NV | Gas | 144 | 13739 | 13738 | 13226 | 9.6296 | 16.91 | 11.2522
Ridge Road IC Power Plant | -511858 | Operating | 9 | Internal Combustion | 2013 | Power Depot - Texas Group A, LLC | ERCOT | TRE | TRE | Hidalgo | TX | Oil | 9 | 9286 | 9281 | NA | 0.86885 | 0.6101 | NA
Riggins Solar Project (Buckthorn Westex) | -663196 | Operating | 154 | Solar | 2018 | Clearway Energy, Inc. | ERCOT | TRE | TRE | Pecos | TX | Solar | 154 | NA | NA | NA | 26.2646 | NA | NA
Riggins Solar Project (Buckthorn Westex) | -663195 | Operating | 154 | Solar | 2018 | Clearway Energy, Inc. | ERCOT | TRE | TRE | Pecos | TX | Solar | 154 | NA | NA | NA | 26.2646 | NA | NA
Rio Bravo Windpower Project (Cabezon) | -223377 | Operating | 237.6 | Wind Turbine | 2019 | Sammons Renewable Energy Holdings Inc. | ERCOT | TRE | TRE | Starr | TX | Wind | 237.6 | NA | NA | NA | 15.4234 | 29.9447 | 32.9008
Rio Grande Valley Sugar Growers - IC | -170173 | Operating | 1.4 | Internal Combustion | 2011 | Rio Grande Valley Sugar Growers, Inc. | ERCOT | TRE | TRE | Hidalgo | TX | Oil | 1.4 | NA | NM | NM | 0.032616 | 0.065232 | 0.12231
Rio Grande Valley Sugar Growers Inc. | -165473 | Operating | 23.5 | Steam Turbine | 1973 | Rio Grande Valley Sugar Growers, Inc. | ERCOT | TRE | TRE | Hidalgo | TX | Biomass | 17.5 | NA | NA | NA | 0.048271 | 0.29093 | 0.26354
Tracy (Clark Mountain) | -141299 | Operating | 170 | Gas Turbine | 1961 | Sierra Pacific Power Company |  | WECC | NWPP | Storey | NV | Gas | 144 | 13739 | 13738 | 13226 | 9.6296 | 16.91 | 11.2522
Rippey Solar Project | -767181 | Operating | 59 | Solar | 2020 | Adapture Renewables, Inc. | ERCOT | TRE | TRE | Cooke | TX | Solar | 59 | NA | NA | NA | 24.7208 | 27.4675 | 25.5127
River Valley Battery Storage 1 (KCE TX 19) | -645657 | Operating | 50 | Battery | 2023 | Key Capture Energy, LLC | ERCOT | TRE | TRE | Williamson | TX | Energy Storage | 50 | NA | NA | NA | 0.38128 | NA | NA
River Valley Battery Storage 1 (KCE TX 19) | -645656 | Operating | 50 | Battery | 2023 | Key Capture Energy, LLC | ERCOT | TRE | TRE | Williamson | TX | Energy Storage | 50 | NA | NA | NA | 0.38128 | NA | NA
River Valley Battery Storage 1 (KCE TX 19) | -645655 | Operating | 50 | Battery | 2023 | Key Capture Energy, LLC | ERCOT | TRE | TRE | Williamson | TX | Energy Storage | 50 | NA | NA | NA | 0.38128 | NA | NA
River Valley Battery Storage 2(KCE TX 21) | -670002 | Operating | 50 | Battery | 2023 | Key Capture Energy, LLC | ERCOT | TRE | TRE | Williamson | TX | Energy Storage | 50 | NA | NA | NA | 0.37626 | NA | NA
River Valley Battery Storage 2(KCE TX 21) | -670001 | Operating | 50 | Battery | 2023 | Key Capture Energy, LLC | ERCOT | TRE | TRE | Williamson | TX | Energy Storage | 50 | NA | NA | NA | 0.37626 | NA | NA
River Valley Battery Storage 2(KCE TX 21) | -670000 | Operating | 50 | Battery | 2023 | Key Capture Energy, LLC | ERCOT | TRE | TRE | Williamson | TX | Energy Storage | 50 | NA | NA | NA | 0.37626 | NA | NA
Roadrunner (Queen) Battery Storage Project | -670076 | Operating | 50 | Battery | 2023 | Enel Green Power North America, Inc. | ERCOT | TRE | TRE | Upton | TX | Energy Storage | 50 | NA | NA | NA | 1.4751 | NA | NA
Roadrunner Crossing Wind SLF Project | -773490 | Operating | 254.72 | Wind Turbine | 2024 | ESI Energy, LLC | ERCOT | TRE | TRE | Eastland | TX | Wind | 254.72 | NA | NA | NA | NA | NA | NA
Roadrunner Solar Plant (Queen Solar) | -252909 | Operating | 400 | Solar | 2019 | Enel Green Power North America, Inc. | ERCOT | TRE | TRE | Upton | TX | Solar | 400 | NA | NA | NA | 28.9004 | 28.8506 | 28.1017
Robert D Willis | -510197 | Operating | 8 | Hydraulic Turbine | 1989 | USCE - Fort Worth District | MISO | SERC | DELTA | Jasper | TX | Water | 8 | NA | NA | NA | 6.2557 | 32.383 | NA
Tracy CC | -140710 | Operating | 743.1 | Combined Cycle | 1994 | Sierra Pacific Power Company |  | WECC | NWPP | Storey | NV | Gas | 743 | 7790 | 7858 | 7738 | 57.3009 | 49.9636 | 66.1129
Robert Mueller Energy Center IC | -167098 | Operating | 1.5 | Internal Combustion | 2006 | Austin Energy | ERCOT | TRE | TRE | Travis | TX | Oil | 1.5 | 12368 | 10000 | 11125 | 0.1446 | 0.21309 | 0.12177
Rodeo Ranch Battery Storage | -748772 | Operating & Planned | 300 | Battery | 2023 | Plus Power | ERCOT | TRE | TRE | Reeves | TX | Energy Storage | 300 | NA | NA | NA | NA | NA | NA
Roland C Dansby | -113433 | Operating | 105 | Steam Turbine | 1978 | City of Bryan, Texas | ERCOT | TRE | TRE | Brazos | TX | Gas | 110 | 14266 | 14745 | 15125 | 9.7171 | 12.3976 | 12.1795
Tracy CC | -140709 | Operating | 743.1 | Combined Cycle | 1994 | Sierra Pacific Power Company |  | WECC | NWPP | Storey | NV | Gas | 743 | 7790 | 7858 | 7738 | 57.3009 | 49.9636 | 66.1129
Roscoe Wind Farm | -202007 | Operating | 209 | Wind Turbine | 2008 | E.ON Climate & Renewables North America Inc. | ERCOT | TRE | TRE | Nolan | TX | Wind | 209 | NA | NA | NA | 24.8111 | 24.6115 | 26.1455
Roseland Battery Storage Project | -671431 | Operating | 51.8 | Battery | 2023 | Enel Green Power North America, Inc. | ERCOT | TRE | TRE | Falls | TX | Energy Storage | 51.8 | NA | NA | NA | 0.78256 | NA | NA
Roseland Solar Project | -671303 | Operating | 500 | Solar | 2023 | Enel Green Power North America, Inc. | ERCOT | TRE | TRE | Falls | TX | Solar | 500 | NA | NA | NA | 9.154 | NA | NA
Route 66 Wind Power Project | -633568 | Operating | 150 | Wind Turbine | 2015 | Onward Energy | ERCOT | TRE | TRE | Carson | TX | Wind | 150 | NA | NA | NA | 46.7849 | 40.6088 | 35.2486
Rowland Solar I (Cutlass Solar) | -627484 | Operating | 110.9 | Solar | 2023 | Fuyo General Lease Company, Ltd, ESOP | ERCOT | TRE | TRE | Fort Bend | TX | Solar | 110.9 | NA | NA | NA | 21.8198 | NA | NA
Rowland Solar I (Cutlass Solar) | -627483 | Operating | 110.9 | Solar | 2023 | ENEOS Corporation | ERCOT | TRE | TRE | Fort Bend | TX | Solar | 110.9 | NA | NA | NA | 21.8198 | NA | NA
Rowland Solar I (Cutlass Solar) | -627482 | Operating | 110.9 | Solar | 2023 | Advanced Power Services (NA) Inc. | ERCOT | TRE | TRE | Fort Bend | TX | Solar | 110.9 | NA | NA | NA | 21.8198 | NA | NA
Rowland Solar II Plant (Cutlass Solar II) | -760749 | Operating | 218 | Solar | 2024 | Sabanci Renewables, Inc. | ERCOT | TRE | TRE | Fort Bend | TX | Solar | 218 | NA | NA | NA | NA | NA | NA
RTS Wind Power Project (Rattlesnake Wind Project) | -344709 | Operating | 160 | Wind Turbine | 2018 | Exus Management Partners, S.L.U | ERCOT | TRE | TRE | McCulloch | TX | Wind | 160 | NA | NA | NA | 39.4973 | 40.3098 | 39.1488
Russek Street Battery Storage Plant | -795587 | Operating | NA | Battery | 2025 | Hunt Energy Network, L.L.C. | ERCOT | TRE | TRE | Reagan | TX | Energy Storage | 9.9 | NA | NA | NA | NA | NA | NA
Russek Street Battery Storage Plant | -795586 | Operating | NA | Battery | 2025 | Manulife Investment Management (US) LLC | ERCOT | TRE | TRE | Reagan | TX | Energy Storage | 9.9 | NA | NA | NA | NA | NA | NA
Sabine | -165505 | Operating | 1811.8 | Steam Turbine | 1962 | Entergy Texas, Inc. | MISO | SERC | DELTA | Orange | TX | Gas | 1524.8 | 13431 | 12091 | 12473 | 28.4693 | 22.3256 | 24.7002
Tracy Combined Cycle Power Plant | -794567 | Operating | 336.1 | Combined Cycle | 2012 | Avenue Golden Continuation Fund, L.P. | CAISO | WECC | CAMX | San Joaquin | CA | Gas | 342.2 | 8514 | 8340 | 8229 | 27.2141 | 12.3655 | 26.7762
Saddleback Battery Storage Project | -611353 | Operating | 9.9 | Battery | 2022 | Hen Infrastructure, L.L.C. | ERCOT | TRE | TRE | Reeves | TX | Energy Storage | 9.9 | NA | NA | NA | NA | NA | NA
Sage Draw Wind Project | -224987 | Operating | 338.4 | Wind Turbine | 2020 | Orsted Onshore North America, LLC | ERCOT | TRE | TRE | Lynn | TX | Wind | 338.4 | NA | NA | NA | 37.6568 | 42.7034 | 40.1771
Saint Gall I Battery Storage | -794644 | Operating | 100 | Battery | 2024 | Jupiter Power LLC | ERCOT | TRE | TRE | Pecos | TX | Energy Storage | 100 | NA | NA | NA | NA | NA | NA
Salt Fork Wind Ranch Project | -137736 | Operating | 174 | Wind Turbine | 2016 | Southern Renewable Energy, Inc. | ERCOT | TRE | TRE | Donley | TX | Wind | 174 | NA | NA | NA | 45.3568 | 47.7317 | 45.4576
Treasure Coast Energy Center | -166033 | Operating | 411.4 | Combined Cycle | 2008 | Florida Municipal Power Agency |  | SERC | FP | Saint Lucie | FL | Gas | 352.1 | 7169 | 7254 | 7257 | 58.0122 | 63.943 | 59.6265
Sam Rayburn Dam | -510198 | Operating | 52 | Hydraulic Turbine | 1965 | USCE - Fort Worth District | MISO | SERC | DELTA | Jasper | TX | Water | 52 | NA | NA | NA | 23.3834 | 13.0442 | 33.9212
Sam Rayburn IC | -13011 | Operating | 3.2 | Internal Combustion | 1991 | South Texas Electric Cooperative, Inc | ERCOT | TRE | TRE | Victoria | TX | Oil | 1.8 | 10638 | 13245 | 10509 | 1.8392 | 1.8392 | 2.8539
Samson Solar Energy | -628918 | Operating | 250 | Solar | 2022 | Invenergy LLC | ERCOT | TRE | TRE | Franklin | TX | Solar | 250 | NA | NA | NA | 17.9924 | NA | NA
Samson Solar Energy | -628917 | Operating | 250 | Solar | 2022 | WEC Energy Group, Inc. | ERCOT | TRE | TRE | Franklin | TX | Solar | 250 | NA | NA | NA | 17.9924 | NA | NA
Samson Solar Energy II Project | -805031 | Operating | NA | Solar | 2025 | Invenergy Renewables LLC | ERCOT | TRE | TRE | Lamar | TX | Solar | 200 | NA | NA | NA | NA | NA | NA
Samson Solar Energy III | -546914 | Operating | 250 | Solar | 2022 | Invenergy Renewables LLC | ERCOT | TRE | TRE | Lamar | TX | Solar | 250 | NA | NA | NA | 17.36 | 1.343 | NA
San Antonio Supercritical CO2 Power Plant | -693861 | Operating | 10 | Other | 2023 | Southwest Research Institute | ERCOT | TRE | TRE | Bexar | TX | Other | 10 | NA | NA | NA | NA | NA | NA
San Antonio Supercritical CO2 Power Plant | -693860 | Operating | 10 | Other | 2023 | Gas Technology Institute | ERCOT | TRE | TRE | Bexar | TX | Other | 10 | NA | NA | NA | NA | NA | NA
Trent Valley Cogeneration | -15805 | Operating | 7.2 | Gas Turbine | 2000 | Toromont Energy Ltd. | Ontario | NPCC | ONT |  |  | Gas | 7.2 | NA | NA | NA | NA | NA | NA
Trigen St. Louis | -125437 | Operating | 30 | Combined Cycle | 1999 | Ashley Energy LLC | MISO | SERC | GATEWY | Saint Louis | MO | Gas | 30.6 | 12078 | 9496 | NA | 25.3947 | 12.0097 | 0
San Miguel | -6502 | Operating | 410 | Steam Turbine | 1982 | San Miguel Electric Cooperative, Inc. | ERCOT | TRE | TRE | Atascosa | TX | Coal | 391 | 13526 | 12035 | 13731 | 40.4094 | 61.2932 | 55.5613
San Roman Wind | -427698 | Operating | 95.3 | Wind Turbine | 2016 | Acciona Wind Energy USA LLC | ERCOT | TRE | TRE | Cameron | TX | Wind | 95.3 | NA | NA | NA | 20.026 | 20.1665 | 24.0009
San Roman Wind | -172000 | Operating | 95.3 | Wind Turbine | 2016 | Acciona Wind Energy USA LLC | ERCOT | TRE | TRE | Cameron | TX | Wind | 95.3 | NA | NA | NA | 20.026 | 20.1665 | 24.0009
Sand Bluff Wind Farm | -202002 | Operating | 89.5 | Wind Turbine | 2007 | E.ON Climate & Renewables North America Inc. | ERCOT | TRE | TRE | Glasscock | TX | Wind | 89.5 | NA | NA | NA | 39.9579 | 2.2464 | 7.5548
Sand Fork Solar Project | -392673 | Operating | 200 | Solar | 2021 | ENGIE North America Inc. | ERCOT | TRE | TRE | Jones | TX | Solar | 200 | NA | NA | NA | NA | NA | NA
Trimble County CT | -22337 | Operating | 1194 | Gas Turbine | 2002 | Louisville Gas and Electric Company |  | SERC | CENTRL | Trimble | KY | Gas | 1074 | 11000 | 11058 | 11319 | 4.2157 | 21.0078 | 8.7553
Trimble County CT | -20980 | Operating | 1194 | Gas Turbine | 2002 | Kentucky Utilities Company |  | SERC | CENTRL | Trimble | KY | Gas | 1074 | 11000 | 11058 | 11319 | 4.2157 | 21.0078 | 8.7553
Sandlake Battery Energy Storage System | -781759 | Operating | 9.9 | Battery | 2024 | Hunt Energy Network, L.L.C. | ERCOT | TRE | TRE | Reeves | TX | Energy Storage | 9.9 | NA | NA | NA | NA | NA | NA
Sandlake Battery Energy Storage System | -781758 | Operating | 9.9 | Battery | 2024 | Manulife Investment Management (US) LLC | ERCOT | TRE | TRE | Reeves | TX | Energy Storage | 9.9 | NA | NA | NA | NA | NA | NA
Sandy Branch Solar Project (Sbranch) (Bernard Creek) | -758445 | Operating | 230 | Solar | 2023 | Repsol, S.A. | ERCOT | TRE | TRE | Wharton | TX | Solar | 230 | NA | NA | NA | 1.0173 | NA | NA
Sandy Creek | -427674 | Operating | 1008 | Steam Turbine | 2013 | LS Power Development, LLC | ERCOT | TRE | TRE | McLennan | TX | Coal | 932.6 | 9718 | 9400 | 9594 | 40.3348 | 47.8244 | 65.9238
Sandy Creek | -165897 | Operating | 1008 | Steam Turbine | 2013 | Brazos Sandy Creek Electric Cooperative, Inc. | ERCOT | TRE | TRE | McLennan | TX | Coal | 932.6 | 9718 | 9400 | 9594 | 40.3348 | 47.8244 | 65.9238
Sandy Creek | -165895 | Operating | 1008 | Steam Turbine | 2013 | Lower Colorado River Authority | ERCOT | TRE | TRE | McLennan | TX | Coal | 932.6 | 9718 | 9400 | 9594 | 40.3348 | 47.8244 | 65.9238
Santa Rita East Wind Farm (Oveja) | -765905 | Operating | 302.4 | Wind Turbine | 2019 | Blackstone Inc. | ERCOT | TRE | TRE | Irion | TX | Wind | 302.4 | NA | NA | NA | 39.9899 | NA | NA
Santa Rita East Wind Farm (Oveja) | -765904 | Operating | 302.4 | Wind Turbine | 2019 | Invenergy LLC | ERCOT | TRE | TRE | Irion | TX | Wind | 302.4 | NA | NA | NA | 39.9899 | NA | NA
Santa Rita East Wind Farm (Oveja) | -765903 | Operating | 302.4 | Wind Turbine | 2019 | Caisse de dépôt et placement du Québec | ERCOT | TRE | TRE | Irion | TX | Wind | 302.4 | NA | NA | NA | 39.9899 | NA | NA
Santa Rosa IC Power Plant | -510804 | Operating | 9 | Internal Combustion | 2013 | Power Depot - Texas Group A, LLC | ERCOT | TRE | TRE | Cameron | TX | Oil | 9 | 9296 | 9313 | NA | 0.89548 | 0.70903 | NA
SANTACRU (Chapman Ranch Wind I) Wind Farm | -163623 | Operating | 236 | Wind Turbine | 2017 | Enbridge Inc. | ERCOT | TRE | TRE | Nueces | TX | Wind | 249 | NA | NA | NA | 27.2871 | 30.1766 | 28.4863
Screwbean Battery Storage | -638453 | Operating | 9.9 | Battery | 2023 | Hen Infrastructure, L.L.C. | ERCOT | TRE | TRE | Culberson | TX | Energy Storage | 9.9 | NA | NA | NA | NA | NA | NA
Scurry County Wind II (Camp Spring II) | -167806 | Operating | 120 | Wind Turbine | 2008 | Invenergy LLC | ERCOT | TRE | TRE | Scurry | TX | Wind | 120 | NA | NA | NA | 19.1291 | 22.0627 | 20.3558
SE Titan (IP Titan) Solar Project | -408508 | Operating | 260 | Solar | 2021 | SB Energy Global Holdings Ltd. | ERCOT | TRE | TRE | Culberson | TX | Solar | 260 | NA | NA | NA | 29.4258 | 31.5675 | 1.7559
Tropicana Products Bradent | -2036 | Operating | 46.8 | Gas Turbine | 1990 | Tropicana Products, Inc. |  | SERC | FP | Manatee | FL | Gas | 35 | 10410 | 10256 | 11053 | 61.3536 | 62.4168 | 61.5982
Seadrift Coke LP | -482596 | Operating | 7.6 | Steam Turbine | 1983 | GrafTech International Ltd. | ERCOT | TRE | TRE | Calhoun | TX | Coal | 7.6 | 30620 | 29777 | 26929 | 26.1491 | 67.9569 | 75.5633
Security | -317792 | Operating | 3.4 | Internal Combustion | 2003 | Montauk Energy Holdings, LLC | MISO | SERC | DELTA | Montgomery | TX | Biomass | 3.4 | 10608 | 21229 | NA | 50.9636 | 0.16116 | 0
Senate Wind Project | -788532 | Operating | 150 | Wind Turbine | 2012 | Clearlight Energy | ERCOT | TRE | TRE | Jack | TX | Wind | 150 | NA | NA | NA | NA | NA | NA
Sendero Wind Energy Project | -500525 | Operating | 78 | Wind Turbine | 2015 | Sendero Wind Energy, LLC | ERCOT | TRE | TRE | Jim Hogg | TX | Wind | 78 | NA | NA | NA | 39.8753 | 38.4004 | NA
Sendero Wind Energy Project | -500524 | Operating | 78 | Wind Turbine | 2015 | Axium Infrastructure Inc. | ERCOT | TRE | TRE | Jim Hogg | TX | Wind | 78 | NA | NA | NA | 39.8753 | 38.4004 | NA
Seymour Hills Wind Project | -693182 | Operating | 30.2 | Wind Turbine | 2019 | ENGIE North America Inc. | ERCOT | TRE | TRE | Baylor | TX | Wind | 30.2 | NA | NA | NA | 50.4959 | 51.5725 | 52.8656
Seymour Hills Wind Project | -496001 | Operating | 30.2 | Wind Turbine | 2019 | HA Sustainable Infrastructure Capital, Inc. | ERCOT | TRE | TRE | Baylor | TX | Wind | 30.2 | NA | NA | NA | 50.4959 | 51.5725 | 52.8656
Shaffer Wind Project (Patriot - Petronilla) | -785815 | Operating | 226.1 | Wind Turbine | 2019 | Avangrid Renewables, LLC | ERCOT | TRE | TRE | Nueces | TX | Wind | 226.1 | NA | NA | NA | NA | NA | NA
Shamrock Wind Facility (White Mesa Wind III) | -752631 | Operating | 223.9 | Wind Turbine | 2023 | NextEra Energy Resources, LLC | ERCOT | TRE | TRE | Crockett | TX | Wind | 223.9 | NA | NA | NA | 1.1771 | NA | NA
Troy Energy | -427657 | Operating | 795.6 | Gas Turbine | 2002 | LS Power Development, LLC | PJM | RFC | R-PJM | Wood | OH | Gas | 786.1 | 11530 | 13407 | 9240 | 11.9324 | 14.9274 | 15.1456
Shell Deer Park Steam | -6675 | Operating | 91.8 | Steam Turbine | 1943 | Shell USA, Inc. | ERCOT | TRE | TRE | Harris | TX | Other | 100 | 3412 | 3412 | 8843 | 27.7812 | 27.733 | 28.2484
Sherbino Mesa Wind Farm 2 | -209947 | Operating & Planned | 132 | Wind Turbine | 2011 | UBS AG | ERCOT | TRE | TRE | Pecos | TX | Wind | 132 | NA | NA | NA | 46.1437 | 48.5405 | 46.3781
Sherbino Mesa Wind Farm 2 | -209946 | Operating & Planned | 132 | Wind Turbine | 2011 | Ares Management Corporation | ERCOT | TRE | TRE | Pecos | TX | Wind | 132 | NA | NA | NA | 46.1437 | 48.5405 | 46.3781
Signal Solar Project | -785897 | Operating | 51.79 | Solar | 2024 | Adapture Renewables, Inc. | ERCOT | TRE | TRE | Hunt | TX | Solar | 51.79 | NA | NA | NA | NA | NA | NA
Tufts Cove CC | -168155 | Operating | 148 | Combined Cycle | 2012 | Nova Scotia Power Inc. |  | NPCC | MRTM |  |  | Gas | 148 | NA | NA | NA | NA | NA | NA
Tunis Restart | -347915 | Operating | 36.5 | Gas Turbine | 2018 | Atlantic Power Limited Partnership | Ontario | NPCC | ONT |  |  | Gas | 36.5 | NA | NA | NA | NA | NA | NA
Silas Ray IC | -224842 | Operating | 6.5 | Internal Combustion | 2001 | Brownsville Public Utilities Board | ERCOT | TRE | TRE | Cameron | TX | Oil | 5 | NA | NA | NA | 0 | 0 | 0
Silicon Hill Battery Storage Project (KCE TX 12) | -516525 | Operating | 100 | Battery | 2022 | Key Capture Energy, LLC | ERCOT | TRE | TRE | Travis | TX | Energy Storage | 100 | NA | NA | NA | 0.54224 | 0.10434 | NA
Silicon Hill Battery Storage Project (KCE TX 12) | -516524 | Operating | 100 | Battery | 2022 | Key Capture Energy, LLC | ERCOT | TRE | TRE | Travis | TX | Energy Storage | 100 | NA | NA | NA | 0.54224 | 0.10434 | NA
Silicon Hill Battery Storage Project (KCE TX 12) | -516523 | Operating | 100 | Battery | 2022 | Key Capture Energy, LLC | ERCOT | TRE | TRE | Travis | TX | Energy Storage | 100 | NA | NA | NA | 0.54224 | 0.10434 | NA
Silver Star Wind Project | -766003 | Operating | 52.8 | Wind Turbine | 2008 | UBS AG | ERCOT | TRE | TRE | Eastland | TX | Wind | 52.8 | NA | NA | NA | 40.2304 | 41.4275 | 45.5488
Silver Star Wind Project | -766002 | Operating | 52.8 | Wind Turbine | 2008 | Ares Management Corporation | ERCOT | TRE | TRE | Eastland | TX | Wind | 52.8 | NA | NA | NA | 40.2304 | 41.4275 | 45.5488
Sim Gideon | -6720 | Operating | 623 | Steam Turbine | 1965 | Lower Colorado River Authority | ERCOT | TRE | TRE | Bastrop | TX | Gas | 620 | 11299 | 11426 | 11254 | 22.0156 | 15.6776 | 12.1892
Tunnel CT | -130408 | Operating | 18.5 | Gas Turbine | 1969 | FirstLight Power Resources, Inc. | New England | NPCC | NE | Southeastern Connecticut Planning Region | CT | Oil | 21.8 | 14945 | 15200 | 15043 | 0.11416 | 0.078547 | 0.11049
Sky Global Power One | -171746 | Operating | 51 | Internal Combustion | 2016 | Sky Global Partners LLc | ERCOT | TRE | TRE | Colorado | TX | Gas | 50.4 | 9582 | 9397 | 9422 | 18.96 | 22.7744 | 11.597
Smithville BESS Project | -788127 | Operating | NA | Battery | 2025 | UGE International Ltd. | ERCOT | TRE | TRE | Bastrop | TX | Energy Storage | 5 | NA | NA | NA | NA | NA | NA
Smithville BESS Project | -788126 | Operating | NA | Battery | 2025 | UGE International Ltd. | ERCOT | TRE | TRE | Bastrop | TX | Energy Storage | 5 | NA | NA | NA | NA | NA | NA
Smithville Solar Project | -788002 | Operating | 1.4 | Solar | 2023 | UGE International Ltd. | ERCOT | TRE | TRE | Bastrop | TX | Solar | 2.8 | NA | NA | NA | NA | NA | NA
Smithville Solar Project | -788001 | Operating | 1.4 | Solar | 2023 | UGE International Ltd. | ERCOT | TRE | TRE | Bastrop | TX | Solar | 2.8 | NA | NA | NA | NA | NA | NA
SMT Alamo Battery Storage Project | -747988 | Operating | 10 | Battery | 2023 | SMT Energy LLC | ERCOT | TRE | TRE | Hidalgo | TX | Energy Storage | 10 | NA | NA | NA | NA | NA | NA
SMT Alamo Battery Storage Project | -747987 | Operating | 10 | Battery | 2023 | SUSI Partners AG | ERCOT | TRE | TRE | Hidalgo | TX | Energy Storage | 10 | NA | NA | NA | NA | NA | NA
SMT Bay City Battery Storage Project | -743222 | Operating | 10 | Battery | 2023 | SMT Energy LLC | ERCOT | TRE | TRE | Matagorda | TX | Energy Storage | 10 | NA | NA | NA | NA | NA | NA
SMT Bay City Battery Storage Project | -743221 | Operating | 10 | Battery | 2023 | SUSI Partners AG | ERCOT | TRE | TRE | Matagorda | TX | Energy Storage | 10 | NA | NA | NA | NA | NA | NA
SMT Elsa Battery Storage Project | -747979 | Operating | 10 | Battery | 2023 | SMT Energy LLC | ERCOT | TRE | TRE | Hidalgo | TX | Energy Storage | 10 | NA | NA | NA | NA | NA | NA
SMT Elsa Battery Storage Project | -747978 | Operating | 10 | Battery | 2023 | SUSI Partners AG | ERCOT | TRE | TRE | Hidalgo | TX | Energy Storage | 10 | NA | NA | NA | NA | NA | NA
SMT Harlingen II Energy Storage Project | -749847 | Operating | 10 | Battery | 2023 | UBS Asset Management AG | ERCOT | TRE | TRE | Cameron | TX | Energy Storage | 10 | NA | NA | NA | NA | NA | NA
SMT Los Fresnos Battery Storage Project | -747981 | Operating | 10 | Battery | 2023 | SMT Energy LLC | ERCOT | TRE | TRE | Cameron | TX | Energy Storage | 10 | NA | NA | NA | NA | NA | NA
SMT Los Fresnos Battery Storage Project | -747980 | Operating | 10 | Battery | 2023 | SUSI Partners AG | ERCOT | TRE | TRE | Cameron | TX | Energy Storage | 10 | NA | NA | NA | NA | NA | NA
SMT Mission Battery Storage Project | -747975 | Operating | 10 | Battery | 2023 | SMT Energy LLC | ERCOT | TRE | TRE | Hidalgo | TX | Energy Storage | 10 | NA | NA | NA | NA | NA | NA
SMT Mission Battery Storage Project | -747974 | Operating | 10 | Battery | 2023 | SUSI Partners AG | ERCOT | TRE | TRE | Hidalgo | TX | Energy Storage | 10 | NA | NA | NA | NA | NA | NA
SMT Rio Grande I Battery Energy Storage System (Garceno BESS) | -747984 | Operating | 10 | Battery | 2023 | SMT Energy LLC | ERCOT | TRE | TRE | Starr | TX | Energy Storage | 10 | NA | NA | NA | NA | NA | NA
SMT Rio Grande I Battery Energy Storage System (Garceno BESS) | -747983 | Operating | 10 | Battery | 2023 | SUSI Partners AG | ERCOT | TRE | TRE | Starr | TX | Energy Storage | 10 | NA | NA | NA | NA | NA | NA
SMT Rio Grande II Battery Storage Project | -747986 | Operating | 10 | Battery | 2023 | SMT Energy LLC | ERCOT | TRE | TRE | Starr | TX | Energy Storage | 10 | NA | NA | NA | NA | NA | NA
SMT Rio Grande II Battery Storage Project | -747985 | Operating | 10 | Battery | 2023 | SUSI Partners AG | ERCOT | TRE | TRE | Starr | TX | Energy Storage | 10 | NA | NA | NA | NA | NA | NA
SMT Santa Rosa LLC Battery Storage | -750031 | Operating | 10 | Battery | 2023 | SMT Energy LLC | ERCOT | TRE | TRE | Cameron | TX | Energy Storage | 10 | NA | NA | NA | NA | NA | NA
SMT Santa Rosa LLC Battery Storage | -750030 | Operating | 10 | Battery | 2023 | SUSI Partners AG | ERCOT | TRE | TRE | Cameron | TX | Energy Storage | 10 | NA | NA | NA | NA | NA | NA
Snider Industries Inc. | -6767 | Operating | 5 | Steam Turbine | 1983 | Snider Industries, Inc. | SPP | MRO | MRO-US | Harrison | TX | Biomass | 5 | NA | NM | NA | 26.1484 | 29.9224 | 25.5137
Snyder Energy Storage Project | -632084 | Operating | 9.95 | Battery | 2021 | Gore Street Capital Limited | ERCOT | TRE | TRE | Scurry | TX | Energy Storage | 9.95 | NA | NA | NA | NA | NA | NA
Solara Solar Project (OCI Alamo 7) | -521409 | Operating | 100 | Solar | 2016 | Consolidated Edison Development, Inc. | ERCOT | TRE | TRE | Haskell | TX | Solar | 100 | NA | NA | NA | 28.5643 | NA | NA
South Clay Wind Farm (Shannon 1) | -410443 | Operating | 204 | Wind Turbine | 2015 | Undisclosed buyer | ERCOT | TRE | TRE | Clay | TX | Wind | 204 | NA | NA | NA | 29.4546 | 30.125 | NA
South Clay Wind Farm (Shannon 1) | -170530 | Operating | 204 | Wind Turbine | 2015 | Lotus Infrastructure Partners | ERCOT | TRE | TRE | Clay | TX | Wind | 204 | NA | NA | NA | 29.4546 | 30.125 | 29.9712
Turkey Point CC | -165889 | Operating | 1224 | Combined Cycle | 2007 | Florida Power & Light Company |  | SERC | FP | Miami-Dade | FL | Gas | 1294.2 | 7061 | 7133 | 7150 | 58.3414 | 55.968 | 48.1822
Turnkey Landfill Gas Recovery | -7313 | Operating | 6 | Gas Turbine | 1997 | WM Renewable Energy, LLC | New England | NPCC | NE | Strafford | NH | Biomass | 6.6 | 18414 | 19834 | 22870 | 58.6377 | 58.0756 | 48.0749
South Plains Wind Energy (Floyd County Wind Farm) | -695679 | Operating | 200 | Wind Turbine | 2015 | TerraForm Power, Inc. | ERCOT | TRE | TRE | Floyd | TX | Wind | 200 | NA | NA | NA | 31.9973 | 38.5894 | 43.0761
South Plains Wind Energy II | -383314 | Operating | 300 | Wind Turbine | 2016 | Onward Energy | ERCOT | TRE | TRE | Floyd | TX | Wind | 300 | NA | NA | NA | 37.9732 | 40.4366 | 36.7679
South Texas El Coop Mobile Units | -6828 | Operating | 3.2 | Internal Combustion | 1990 | South Texas Electric Cooperative, Inc | ERCOT | TRE | TRE | Victoria | TX | Oil | 3.2 | NA | NA | NA | NA | NA | NA
South Texas Project | -692238 | Operating | 2708.6 | Nuclear | 1988 | Constellation Energy Generation, LLC | ERCOT | TRE | TRE | Matagorda | TX | Nuclear | 2660 | NA | NA | NA | 93.5006 | NA | NA
South Texas Project | -9149 | Operating | 2708.6 | Nuclear | 1988 | CPS Energy, Inc. | ERCOT | TRE | TRE | Matagorda | TX | Nuclear | 2660 | NA | NA | NA | 93.5006 | 94.0703 | 89.5003
South Texas Project | -6824 | Operating | 2708.6 | Nuclear | 1988 | Austin Energy | ERCOT | TRE | TRE | Matagorda | TX | Nuclear | 2660 | NA | NA | NA | 93.5006 | 94.0703 | 89.5003
South Trent | -663065 | Operating | 101.2 | Wind Turbine | 2009 | Clearway Energy, Inc. | ERCOT | TRE | TRE | Nolan | TX | Wind | 101.2 | NA | NA | NA | 29.868 | NA | NA
South Trent | -663064 | Operating | 101.2 | Wind Turbine | 2009 | Clearway Energy, Inc. | ERCOT | TRE | TRE | Nolan | TX | Wind | 101.2 | NA | NA | NA | 29.868 | NA | NA
Southwick Internal Combustion Plant | -508201 | Operating | 9 | Internal Combustion | 2013 | Power Depot - Texas Group A, LLC | ERCOT | TRE | TRE | Harris | TX | Oil | 9 | 9302 | 9300 | NA | 0.4655 | 0.61644 | NA
Sparta Solar Plant (Helena Energy Center) | -763434 | Operating | 250 | Solar | 2024 | Orsted Onshore North America, LLC | ERCOT | TRE | TRE | Bee | TX | Solar | 250 | NA | NA | NA | NA | NA | NA
Spencer | -162008 | Operating | 126.5 | Steam Turbine | 1955 | City of Garland, Texas | ERCOT | TRE | TRE | Denton | TX | Gas | 122 | 14126 | 15884 | 16496 | 4.2974 | 2.1092 | 0.65733
Spinning Spur Wind II | -807123 | Operating | 161 | Wind Turbine | 2014 | EDF power solutions North America | ERCOT | TRE | TRE | Oldham | TX | Wind | 161 | NA | NA | NA | NA | NA | NA
Spinning Spur Wind II | -347248 | Operating | 161 | Wind Turbine | 2014 | Archmore International Fund | ERCOT | TRE | TRE | Oldham | TX | Wind | 161 | NA | NA | NA | 38.5623 | 42.0937 | 35.2538
Spinning Spur Wind III | -517035 | Operating | 194 | Wind Turbine | 2015 | Boralex Inc. | ERCOT | TRE | TRE | Oldham | TX | Wind | 194 | NA | NA | NA | 44.8532 | 46.7367 | NA
Spinning Spur Wind III | -99872 | Operating | 194 | Wind Turbine | 2015 | BlackRock, Inc. | ERCOT | TRE | TRE | Oldham | TX | Wind | 194 | NA | NA | NA | 44.8532 | 46.7367 | 47.2081
Spinning Spur Wind Ranch Project | -807108 | Operating | 161 | Wind Turbine | 2012 | EDF power solutions North America | SPP | MRO | MRO-US | Oldham | TX | Wind | 161 | NA | NA | NA | NA | NA | NA
Stampede Battery Storage Project | -776277 | Operating | 72.38 | Battery | 2024 | Enel Green Power North America, Inc. | ERCOT | TRE | TRE | Hopkins | TX | Energy Storage | 72.38 | NA | NA | NA | NA | NA | NA
Stampede Solar Project | -770972 | Operating | 255 | Solar | 2024 | Enel Green Power North America, Inc. | ERCOT | TRE | TRE | Hopkins | TX | Solar | 255 | NA | NA | NA | NA | NA | NA
Stanton Wind | -166820 | Operating | 120 | Wind Turbine | 2008 | GE Energy Financial Services | ERCOT | TRE | TRE | Martin | TX | Wind | 120 | NA | NA | NA | 25.083 | 24.6712 | 21.4131
Stanton Wind | -166818 | Operating | 120 | Wind Turbine | 2008 | Invenergy LLC | ERCOT | TRE | TRE | Martin | TX | Wind | 120 | NA | NA | NA | 25.083 | 24.6712 | 21.4131
Stanton Wind | -18021 | Operating | 120 | Wind Turbine | 2008 | Sumitomo Corporation of Americas | ERCOT | TRE | TRE | Martin | TX | Wind | 120 | NA | NA | NA | 25.083 | 24.6712 | 21.4131
Starcke Dam (Marble Falls) | -4877 | Operating | 39.6 | Hydraulic Turbine | 1951 | Lower Colorado River Authority | ERCOT | TRE | TRE | Burnet | TX | Water | 39.6 | NA | NA | NA | 2.9294 | 2.8991 | 3.2684
Starr Solar Ranch Project | -787161 | Operating | 136 | Solar | 2024 | Lightsource bp Renewable Energy Investments Limited | ERCOT | TRE | TRE | Starr | TX | Solar | 136 | NA | NA | NA | NA | NA | NA
State Farm ISC Central | -6969 | Operating | 10.8 | Internal Combustion | 1998 | State Farm Mutual Automobile Insurance Company | ERCOT | TRE | TRE | Dallas | TX | Oil | 10.8 | 9545 | 12273 | 13537 | 0.011627 | 0.011627 | 0.086673
Stella Wind Farm | -793809 | Operating | 201 | Wind Turbine | 2018 | Greencoat Columbus LP | ERCOT | TRE | TRE | Kenedy | TX | Wind | 201 | NA | NA | NA | 34.0407 | 35.9615 | 30.9546
Stella Wind Farm | -793808 | Operating | 201 | Wind Turbine | 2018 | Greencoat Villiers LP | ERCOT | TRE | TRE | Kenedy | TX | Wind | 201 | NA | NA | NA | 34.0407 | 35.9615 | 30.9546
Stella Wind Farm | -788547 | Operating | 201 | Wind Turbine | 2018 | Clearlight Energy | ERCOT | TRE | TRE | Kenedy | TX | Wind | 201 | NA | NA | NA | NA | NA | NA
Stella Wind Farm | -346976 | Operating | 201 | Wind Turbine | 2018 | E.ON Climate & Renewables North America Inc. | ERCOT | TRE | TRE | Kenedy | TX | Wind | 201 | NA | NA | NA | 34.0407 | 35.9615 | 30.9546
Stephens Ranch Wind Energy Project | -743681 | Operating | 376 | Wind Turbine | 2014 | Lotus Infrastructure Partners | ERCOT | TRE | TRE | Borden | TX | Wind | 376 | NA | NA | NA | 35.6606 | 39.7589 | 37.9382
Sterling Solar (TX) | -405300 | Operating | 10 | Solar | 2018 | Cypress Creek Renewables, LLC | ERCOT | TRE | TRE | Hunt | TX | Solar | 10 | NA | NA | NA | 19.0811 | 15.3927 | 16.2534
Stonegate IC Project | -508232 | Operating | 9 | Internal Combustion | 2013 | Power Depot - Texas Group A, LLC | ERCOT | TRE | TRE | Waller | TX | Oil | 9 | 9294 | 9311 | NA | 0.88534 | 0.73059 | NA
Stryker Creek | -116298 | Operating | 703.4 | Steam Turbine | 1958 | Luminant Generation Company LLC | ERCOT | TRE | TRE | Cherokee | TX | Gas | 669 | 12528 | 14548 | 12712 | 18.4293 | 3.8932 | 5.2541
Stryker Creek IC | -116168 | Operating | 10 | Internal Combustion | 1966 | Luminant Generation Company LLC | ERCOT | TRE | TRE | Cherokee | TX | Oil | 10 | 6238 | 19318 | 14816 | 0.023973 | 0.025114 | 0.043379
Sulavine Solar Test Project | -758834 | Operating | 2 | Solar | 2011 | Vitol S.A. | ERCOT | TRE | TRE |  | TX | Solar | 2 | NA | NA | NA | NA | NA | NA
Sun Valley Battery Storage Project | -741691 | Operating | 101.4 | Battery | 2023 | ENGIE North America Inc. | ERCOT | TRE | TRE | Hill | TX | Energy Storage | 101.4 | NA | NA | NA | NA | NA | NA
Sun Valley Solar Project | -611266 | Operating | 250 | Solar | 2022 | ENGIE North America Inc. | ERCOT | TRE | TRE | Hill | TX | Solar | 250 | NA | NA | NA | 25.3215 | 1.2449 | NA
SunE CPS3 LLC (Somerset) | -169241 | Operating | 10.6 | Solar | 2012 | Sun Edison LLC | ERCOT | TRE | TRE | Bexar | TX | Solar | 10.6 | NA | NA | NA | 11.0978 | 13.3465 | 13.8882
SunRay Solar Project | -775524 | Operating | 200 | Solar | 2024 | Arava Power Company Ltd. | ERCOT | TRE | TRE | Uvalde | TX | Solar | 200 | NA | NA | NA | NA | NA | NA
SunRay Solar Project | -775523 | Operating | 200 | Solar | 2024 | Arava Power Company Ltd. | ERCOT | TRE | TRE | Uvalde | TX | Solar | 200 | NA | NA | NA | NA | NA | NA
SunRay Solar Project | -775522 | Operating | 200 | Solar | 2024 | Paz Retail And Energy Ltd. | ERCOT | TRE | TRE | Uvalde | TX | Solar | 200 | NA | NA | NA | NA | NA | NA
Sweeny Battery Storage | -754425 | Operating | 9.9 | Battery | 2021 | Broad Reach Power LLC | ERCOT | TRE | TRE | Brazoria | TX | Energy Storage | 9.9 | NA | NA | NA | NA | NA | NA
Tusket | -7315 | Operating | 24 | Gas Turbine | 1971 | Nova Scotia Power Inc. |  | NPCC | MRTM |  |  | Oil | 24 | NA | NA | NA | NA | NA | NA
Sweetwater 1 | -502744 | Operating | 37.5 | Wind Turbine | 2003 | Duke Energy Generation Services Holding Company, Inc. | ERCOT | TRE | TRE | Nolan | TX | Wind | 37.5 | NA | NA | NA | 41.8922 | 43.3693 | 42.3367
Sweetwater 1 | -165864 | Operating | 37.5 | Wind Turbine | 2003 | DKR Development L.L.C | ERCOT | TRE | TRE | Nolan | TX | Wind | 37.5 | NA | NA | NA | 41.8922 | 43.3693 | 42.3367
Sweetwater 1 | -144055 | Operating | 37.5 | Wind Turbine | 2003 | Leeward Renewable Energy, LLC | ERCOT | TRE | TRE | Nolan | TX | Wind | 37.5 | NA | NA | NA | 41.8922 | 43.3693 | 42.3367
Sweetwater 2 | -502760 | Operating | 98.8 | Wind Turbine | 2005 | Duke Energy Generation Services Holding Company, Inc. | ERCOT | TRE | TRE | Nolan | TX | Wind | 98.8 | NA | NA | NA | 49.6286 | 43.8969 | 42.6939
Sweetwater 2 | -144057 | Operating | 98.8 | Wind Turbine | 2005 | Leeward Renewable Energy, LLC | ERCOT | TRE | TRE | Nolan | TX | Wind | 98.8 | NA | NA | NA | 49.6286 | 43.8969 | 42.6939
Sweetwater 3/Cottonwood Creek | -502749 | Operating | 135 | Wind Turbine | 2005 | Duke Energy Generation Services Holding Company, Inc. | ERCOT | TRE | TRE | Nolan | TX | Wind | 144 | NA | NA | NA | 33.7337 | 40.1537 | 38.8554
Sweetwater 3/Cottonwood Creek | -144049 | Operating | 135 | Wind Turbine | 2005 | Leeward Renewable Energy, LLC | ERCOT | TRE | TRE | Nolan | TX | Wind | 144 | NA | NA | NA | 33.7337 | 40.1537 | 38.8554
Sweetwater 4 | -502761 | Operating | 240.8 | Wind Turbine | 2007 | Duke Energy Generation Services Holding Company, Inc. | ERCOT | TRE | TRE | Nolan | TX | Wind | 240 | NA | NA | NA | 29.5567 | 28.8386 | 30.0938
Sweetwater 4 | -146039 | Operating | 240.8 | Wind Turbine | 2007 | Leeward Renewable Energy, LLC | ERCOT | TRE | TRE | Nolan | TX | Wind | 240 | NA | NA | NA | 29.5567 | 28.8386 | 30.0938
Sweetwater 5 | -502762 | Operating | 80.5 | Wind Turbine | 2007 | Duke Energy Generation Services Holding Company, Inc. | ERCOT | TRE | TRE | Nolan | TX | Wind | 80.5 | NA | NA | NA | 23.432 | 23.8376 | 24.4879
Sweetwater 5 | -144047 | Operating | 80.5 | Wind Turbine | 2007 | Leeward Renewable Energy, LLC | ERCOT | TRE | TRE | Nolan | TX | Wind | 80.5 | NA | NA | NA | 23.432 | 23.8376 | 24.4879
Sweetwater Energy Storage Project | -632082 | Operating | 9.95 | Battery | 2021 | Gore Street Capital Limited | ERCOT | TRE | TRE | Nolan | TX | Energy Storage | 9.95 | NA | NA | NA | NA | NA | NA
Swift Air Solar Project | -798493 | Operating | NA | Solar | 2025 | Origis Energy USA Inc. | ERCOT | TRE | TRE | Ector | TX | Solar | 145 | NA | NA | NA | NA | NA | NA
Swoose I Battery Storage | -672616 | Operating | 9.9 | Battery | 2021 | Jupiter Power LLC | ERCOT | TRE | TRE | Ward | TX | Energy Storage | 9.9 | NA | NA | NA | NA | NA | NA
Swoose II Battery Storage Project | -647715 | Operating | 101 | Battery | 2022 | Jupiter Power LLC | ERCOT | TRE | TRE | Ward | TX | Energy Storage | 101 | NA | NA | NA | 5.4231 | NA | NA
Synergy Community Solar Project | -172487 | Operating | 1.2 | Solar | 2015 | Mid-South Synergy Inc | ERCOT | TRE | TRE | Grimes | TX | Solar | 1.2 | NA | NA | NA | NA | NA | NA
Ty Cooke CT | -165696 | Operating | 40.5 | Gas Turbine | 1964 | City of Lubbock, Texas | ERCOT | TRE | TRE | Lubbock | TX | Gas | 36.5 | 18559 | 18115 | 14180 | 1.1478 | 1.9732 | 1.4753
U.S. Borax Inc. | -738564 | Operating | 48.2 | Gas Turbine | 1984 | U.S. Borax Inc. | CAISO | WECC | CAMX | Kern | CA | Gas | 42 | 14242 | 14286 | 14178 | 86.6346 | 82.3853 | 74.5121
Tahoka Wind Project (Staked Plains Wind 1) | -163788 | Operating | 300 | Wind Turbine | 2018 | Orsted Onshore North America, LLC | ERCOT | TRE | TRE | Lynn | TX | Wind | 300 | NA | NA | NA | 42.5372 | 45.1175 | 43.0901
Tavener Solar Project (Fort Bend) | -742580 | Operating | 240 | Solar | 2023 | Acciona, S.A. | ERCOT | TRE | TRE | Fort Bend | TX | Solar | 240 | NA | NA | NA | 4.9775 | NA | NA
Taygete Energy Project | -344550 | Operating | 255 | Solar | 2021 | 7X Energy, Inc. | ERCOT | TRE | TRE | Pecos | TX | Solar | 255 | NA | NA | NA | 24.2246 | 26.2274 | 25.778
Taygete Energy Project II | -676270 | Operating | 203.8 | Solar | 2023 | 7X Energy, Inc. | ERCOT | TRE | TRE | Pecos | TX | Solar | 203.8 | NA | NA | NA | 24.848 | NA | NA
U.S. Gypsum - Oakfield | -7333 | Operating | 5.8 | Gas Turbine | 1986 | United States Gypsum Company, Inc. | New York | NPCC | NY | Genesee | NY | Gas | 5.7 | 15790 | 15748 | 15125 | 31.6791 | 54.6663 | 32.2118
UA Central Utility Co-Generation Plant | -757328 | Operating | 5.6 | Gas Turbine | 2016 | Arkansas University | SPP | MRO | MRO-US | Washington | AR | Gas | 5.2 | 11823 | 15285 | 12759 | 82.2357 | 84.2202 | 92.1584
UCI Facilities Management Central Plant | -168640 | Operating | 19 | Combined Cycle | 2007 | University of California, Irvine | CAISO | WECC | CAMX | Orange | CA | Gas | 19 | 11800 | 12279 | 12199 | 51.9064 | 61.8986 | 58.7179
UCLA South Campus Central Chiller | -807912 | Operating | 43 | Combined Cycle | 1993 | University of California | CAISO | WECC | CAMX | Los Angeles | CA | Gas | 53.2 | NA | NA | NA | NA | NA | NA
UCONN Cogen Facility | -170836 | Operating | 25.7 | Combined Cycle | 2006 | University of Connecticut | New England | NPCC | NE | Capitol Planning Region | CT | Gas | 24.1 | 11923 | 12517 | 12707 | 57.8492 | 55.4695 | 55.8271
UMass Medical School Co-Gen Power Plant | -757245 | Operating | 7.5 | Gas Turbine | 2013 | University of Massachusetts | New England | NPCC | NE | Worcester | MA | Gas | 7.5 | 12107 | 9561 | 9687 | 77.6454 | 74.7093 | 70.9285
UMCP CHP | -757767 | Operating | 22 | Gas Turbine | 2003 | Maryland Economic Development Corporation | PJM | RFC | R-PJM | Prince George's | MD | Gas | 21.6 | 24623 | NM | NA | 36.9202 | 43.5872 | NA
Union Power Facility | -241777 | Operating | 2428 | Combined Cycle | 2003 | Entergy New Orleans, LLC | MISO | SERC | DELTA | Union | AR | Gas | 2294 | 7221 | 7250 | 7252 | 66.7638 | 63.1757 | 59.2749
Union Power Facility | -104042 | Operating | 2428 | Combined Cycle | 2003 | Entergy Louisiana, LLC | MISO | SERC | DELTA | Union | AR | Gas | 2294 | 7221 | 7250 | 7252 | 66.7638 | 63.1757 | 59.2749
Union Power Facility | -104034 | Operating | 2428 | Combined Cycle | 2003 | Entergy Arkansas, LLC | MISO | SERC | DELTA | Union | AR | Gas | 2294 | 7221 | 7250 | 7252 | 66.7638 | 63.1757 | 59.2749
Unionville | -7352 | Operating | 53.2 | Gas Turbine | 1976 | Associated Electric Cooperative, Inc. |  | SERC | DELTA | Putnam | MO | Oil | 44 | 13038 | NA | NA | 0.062267 | NA | NA
Univ Minnesota CHP Plant (St. Paul)(Cogen) | -171634 | Operating | 21 | Gas Turbine | 2017 | University of Minnesota, Twin Cities | MISO | MRO | MRO-US | Hennepin | MN | Gas | 22 | 13716 | 13691 | 11190 | 90.2594 | 91.9583 | 90.5407
University of California Santa Cruz Cogener Gas Plant | -752324 | Operating | 4.4 | Gas Turbine | 2015 | Santa Cruz Cogeneration Associates | CAISO | WECC | CAMX | Santa Cruz | CA | Gas | 4.4 | 11304 | 11000 | 11833 | 84.5683 | 86.7424 | 78.4999
Texarkana Mill | -7167 | Operating | 65 | Steam Turbine | 1972 | International Paper Company | SPP | MRO | MRO-US | Cass | TX | Biomass | 65 | 46250 | NM | NA | 66.4189 | 64.572 | 66.1995
University of California, San Diego (UCSD) | -20650 | Operating | 33 | Combined Cycle | 2001 | University of California - San Diego | CAISO | WECC | CAMX | San Diego | CA | Gas | 30 | 11640 | 11346 | 11161 | 83.9973 | 84.4749 | 76.7207
University of Colorado | -7364 | Operating | 33 | Combined Cycle | 1992 | University of Colorado |  | WECC | RMPA | Boulder | CO | Gas | 33 | 23665 | 16551 | NA | 0.84579 | 1.146 | 0.88003
Texas City Plant ST | -227307 | Operating | 56 | Steam Turbine | 1996 | Union Carbide Corporation | ERCOT | TRE | TRE | Galveston | TX | Other | 38 | 3412 | 3412 | 8843 | 22.1999 | 17.606 | 20.4191
Texas Community Solar Project (Montana) | -548052 | Operating | 3 | Solar | 2017 | El Paso Electric Company |  | WECC | AZNMSN | El Paso | TX | Solar | 3 | NA | NA | NA | 14.8364 | 21.2481 | 30.1294
Texas Gulf Wind | -785153 | Operating | 271 | Wind Turbine | 2009 | Pattern Energy Group LLC | ERCOT | TRE | TRE | Kenedy | TX | Wind | 271 | NA | NA | NA | NA | NA | 5.631
University of Florida Cogeneration | -41905 | Operating | 43 | Gas Turbine | 1994 | Duke Energy Florida, LLC |  | SERC | FP | Alachua | FL | Gas | 50 | 8337 | 8372 | 8195 | 86.1148 | 85.8418 | 80.1279
Texas Petrochemicals Corp | -7171 | Operating | 35 | Steam Turbine | 1972 | Texas Petrochemicals LP | ERCOT | TRE | TRE | Harris | TX | Gas | 35 | NA | NM | NA | 77.0835 | 75.5499 | 37.2361
Texas Solar Nova 1 | -773843 | Operating | 252 | Solar | 2023 | Undisclosed buyer | ERCOT | TRE | TRE | Kent | TX | Solar | 252 | NA | NA | NA | 7.8526 | NA | NA
Texas Solar Nova 1 | -751952 | Operating | 252 | Solar | 2023 | Clearway Energy, Inc. | ERCOT | TRE | TRE | Kent | TX | Solar | 252 | NA | NA | NA | 7.8526 | NA | NA
Texas Solar Nova 1 | -751951 | Operating | 252 | Solar | 2023 | Clearway Energy, Inc. | ERCOT | TRE | TRE | Kent | TX | Solar | 252 | NA | NA | NA | 7.8526 | NA | NA
Texas Solar Nova 2 Project | -751954 | Operating | 200 | Solar | 2024 | Clearway Energy, Inc. | ERCOT | TRE | TRE | Kent | TX | Solar | 200 | NA | NA | NA | NA | NA | NA
Texas Solar Nova 2 Project | -751953 | Operating | 200 | Solar | 2024 | Clearway Energy, Inc. | ERCOT | TRE | TRE | Kent | TX | Solar | 200 | NA | NA | NA | NA | NA | NA
University of Illinois CT | -773002 | Operating | 23.4 | Gas Turbine | 2002 | University of Illinois | PJM | RFC | R-PJM | Cook | IL | Gas | 23.4 | 11573 | 18706 | 12368 | 49.1077 | 28.8369 | 47.9647
University of Michigan | -7370 | Operating | 44.5 | Combined Cycle | 1975 | University of Michigan | MISO | RFC | R-MISO | Washtenaw | MI | Gas | 33 | 19601 | 19958 | 22844 | 32.8575 | 33.8577 | 37.3103
University of Michigan CT Cogen Plant | -436709 | Operating | 15.5 | Gas Turbine | 2022 | University of Michigan | MISO | RFC | R-MISO | Washtenaw | MI | Gas | 16 | 11028 | 10820 | NA | 67.0819 | 64.654 | NA
Tierra Bonita Solar Project (Greasewood II) | -776893 | Operating | 306 | Solar | 2024 | Kenlov Renewable Energy Ltd | ERCOT | TRE | TRE | Pecos | TX | Solar | 306 | NA | NA | NA | NA | NA | NA
Tierra Bonita Solar Project (Greasewood II) | -776892 | Operating | 306 | Solar | 2024 | Ashtrom Renewable Energy Ltd | ERCOT | TRE | TRE | Pecos | TX | Solar | 306 | NA | NA | NA | NA | NA | NA
Toledo Bend | -7232 | Operating & Planned | 81 | Hydraulic Turbine | 1969 | Sabine River Authority of Louisiana | MISO | SERC | DELTA | Newton | TX | Water | 80 | NA | NA | NA | 26.2949 | 12.3418 | 39.0731
Toledo Bend | -7231 | Operating & Planned | 81 | Hydraulic Turbine | 1969 | Sabine River Authority of Texas | MISO | SERC | DELTA | Newton | TX | Water | 80 | NA | NA | NA | 26.2949 | 12.3418 | 39.0731
Tolk | -7233 | Operating | 1135.8 | Steam Turbine | 1982 | Southwestern Public Service Company | SPP | MRO | MRO-US | Lamb | TX | Coal | 1067 | 10988 | 10701 | 10693 | 28.968 | 27.6878 | 26.6599
Tom Darte (Powerlane Plant IC) | -168103 | Operating | 25.2 | Internal Combustion | 2010 | Greenville City of | ERCOT | TRE | TRE | Hunt | TX | Gas | 24.6 | 9162 | 10237 | 10723 | 13.2346 | 11.8508 | 16.6249
Tom Miller Dam (Austin) | -79186 | Operating | 18 | Hydraulic Turbine | 1940 | Lower Colorado River Authority | ERCOT | TRE | TRE | Travis | TX | Water | 17 | NA | NA | NA | 3.1587 | 8.8349 | 5.0752
University of Notre Dame Cogen | -191943 | Operating | 10.8 | Gas Turbine | 2019 | University of Notre Dame du Lac | PJM | RFC | R-PJM | Saint Joseph | IN | Gas | 11.2 | 15473 | 15950 | 15808 | 36.0139 | 22.9972 | 15.9033
Tortolas BESS Project | -791088 | Operating | 50 | Battery | 2024 | Broad Reach Power LLC | ERCOT | TRE | TRE | Brazoria | TX | Energy Storage | 50 | NA | NA | NA | NA | NA | NA
Tortolas BESS Project | -781332 | Operating | 50 | Battery | 2024 | TransAlta Corporation | ERCOT | TRE | TRE | Brazoria | TX | Energy Storage | 50 | NA | NA | NA | NA | NA | NA
Toyah Power Station Battery Storage Project | -508515 | Operating | 10.4 | Battery | 2021 | Hen Infrastructure, L.L.C. | ERCOT | TRE | TRE | Reeves | TX | Energy Storage | 9.9 | NA | NA | NA | NA | NA | NA
Toyota HQ Plan | -174024 | Operating | 7.7 | Solar | 2017 | SunPower Corporation | ERCOT | TRE | TRE | Collin | TX | Solar | 5.9 | NA | NA | NA | 16.3552 | 21.7533 | 21.2116
Toyota HQ Plan | -174023 | Operating | 7.7 | Solar | 2017 | SunPower Corporation | ERCOT | TRE | TRE | Collin | TX | Solar | 5.9 | NA | NA | NA | 16.3552 | 21.7533 | 21.2116
TP 4 | -7253 | Out of Service | 2.4 | Hydraulic Turbine | 1932 | Guadalupe Blanco River Authority | ERCOT | TRE | TRE | Guadalupe | TX | Water | NA | NA | NA | NA | 0 | 0 | 22.032
Trent Mesa Project | -765851 | Operating | 152 | Wind Turbine | 2001 | Blackstone Inc. | ERCOT | TRE | TRE | Nolan | TX | Wind | 152 | NA | NA | NA | 40.2197 | NA | NA
Trent Mesa Project | -765850 | Operating | 152 | Wind Turbine | 2001 | Invenergy LLC | ERCOT | TRE | TRE | Nolan | TX | Wind | 152 | NA | NA | NA | 40.2197 | NA | NA
Trent Mesa Project | -765849 | Operating | 152 | Wind Turbine | 2001 | Caisse de dépôt et placement du Québec | ERCOT | TRE | TRE | Nolan | TX | Wind | 152 | NA | NA | NA | 40.2197 | NA | NA
Tres Bahias Solar Project | -676694 | Operating | 195 | Solar | 2023 | Nala Renewables | ERCOT | TRE | TRE | Calhoun | TX | Solar | 195 | NA | NA | NA | NA | NA | NA
Tres Bahias Solar Project | -676693 | Operating | 195 | Solar | 2023 | Swift Current Energy, LLC | ERCOT | TRE | TRE | Calhoun | TX | Solar | 195 | NA | NA | NA | NA | NA | NA
Tres Bahias Solar Project | -676692 | Operating | 195 | Solar | 2023 | Buckeye Partners, L.P. | ERCOT | TRE | TRE | Calhoun | TX | Solar | 195 | NA | NA | NA | NA | NA | NA
Trinidad | -116307 | Operating | 239.3 | Steam Turbine | 1965 | Luminant Generation Company LLC | ERCOT | TRE | TRE | Henderson | TX | Gas | 235 | 11200 | 10827 | 12208 | 16.0588 | 3.0149 | 5.4417
Trinidad IC | -116170 | Operating | 4 | Internal Combustion | 1966 | Luminant Generation Company LLC | ERCOT | TRE | TRE | Henderson | TX | Oil | 4 | NA | NA | NA | 0 | 0 | 0.034247
Trinity Hills Wind Farm | -780115 | Operating & Planned | 198 | Wind Turbine | 2011 | Concord Phoenix Holdings, LLC | ERCOT | TRE | TRE | Archer | TX | Wind | 198 | NA | NA | NA | NA | NA | NA
Trinity Hills Wind Farm | -780114 | Operating & Planned | 198 | Wind Turbine | 2011 | UBS AG | ERCOT | TRE | TRE | Archer | TX | Wind | 198 | NA | NA | NA | 43.6924 | 47.2817 | 46.3653
Trinity Hills Wind Farm | -780113 | Operating & Planned | 198 | Wind Turbine | 2011 | Ares Management Corporation | ERCOT | TRE | TRE | Archer | TX | Wind | 198 | NA | NA | NA | 43.6924 | 47.2817 | 46.3653
Triple Butte Battery Storage Facility | -672617 | Operating | 7.5 | Battery | 2021 | Jupiter Power LLC | ERCOT | TRE | TRE | Pecos | TX | Energy Storage | 7.5 | NA | NA | NA | NA | NA | NA
True North Solar Project | -795711 | Operating | 20 | Solar | 2024 | Avangrid Renewables, LLC | ERCOT | TRE | TRE | Falls | TX | Solar | 238 | NA | NA | NA | NA | NA | NA
Truscott-Gilliland East Wind Project (Escalade) | -794911 | Operating | 336 | Wind Turbine | 2022 | Taaleri SolarWind II | ERCOT | TRE | TRE | Knox | TX | Wind | 336 | NA | NA | NA | 35.4491 | 30.1188 | NA
Truscott-Gilliland East Wind Project (Escalade) | -497945 | Operating | 336 | Wind Turbine | 2022 | Institutional Investment Partners Denmark P/S | ERCOT | TRE | TRE | Knox | TX | Wind | 336 | NA | NA | NA | 35.4491 | 30.1188 | NA
Truscott-Gilliland East Wind Project (Escalade) | -497943 | Operating | 336 | Wind Turbine | 2022 | Akuo Energy SAS | ERCOT | TRE | TRE | Knox | TX | Wind | 336 | NA | NA | NA | 35.4491 | 30.1188 | NA
Truscott-Gilliland East Wind Project (Escalade) | -497942 | Operating | 336 | Wind Turbine | 2022 | Keskinäinen Eläkevakuutusyhtiö Ilmarinen | ERCOT | TRE | TRE | Knox | TX | Wind | 336 | NA | NA | NA | 35.4491 | 30.1188 | NA
Tumbleweed IC Plant | -508199 | Operating | 9 | Internal Combustion | 2013 | Power Depot - Texas Group A, LLC | ERCOT | TRE | TRE | Andrews | TX | Oil | 9 | 9302 | 9275 | NA | 1.1441 | 0.64942 | NA
Turkey Track | -383278 | Operating | 169.5 | Wind Turbine | 2008 | Onward Energy | ERCOT | TRE | TRE | Nolan | TX | Wind | 169.5 | NA | NA | NA | 23.2838 | 21.2016 | 23.6171
Twin Oaks Power | -479407 | Operating | 349.2 | Steam Turbine | 1990 | Armadillo Power LLC | ERCOT | TRE | TRE | Robertson | TX | Coal | 307 | 11875 | 11899 | 11778 | 86.2454 | 90.8383 | 86.9271
TX Houston 7080 Express Lane Solar Project (Catalyze Houston Express Lane Microgrid) | -795198 | Operating | NA | Solar | 2025 | Canyon Renewables LLC | ERCOT | TRE | TRE | Harris | TX | Solar | 1.9 | NA | NA | NA | NA | NA | NA
TX Houston 7080 Express Lane Solar Project (Catalyze Houston Express Lane Microgrid) | -795197 | Operating | NA | Solar | 2025 | Catalyze Parentco LLC | ERCOT | TRE | TRE | Harris | TX | Solar | 1.9 | NA | NA | NA | NA | NA | NA
TX Houston 7080 Express Lane Solar Project (Catalyze Houston Express Lane Microgrid) | -795196 | Operating | NA | Solar | 2025 | Catalyze Parentco LLC | ERCOT | TRE | TRE | Harris | TX | Solar | 1.9 | NA | NA | NA | NA | NA | NA
TX Houston 7080 Express Lane Solar Project (Catalyze Houston Express Lane Microgrid) | -795195 | Operating | NA | Solar | 2025 | EETF Sidecar I-B, L.P.. | ERCOT | TRE | TRE | Harris | TX | Solar | 1.9 | NA | NA | NA | NA | NA | NA
TX Houston 7080 Express Lane Solar Project (Catalyze Houston Express Lane Microgrid) | -795194 | Operating | NA | Solar | 2025 | Actis Energy 5 A LP | ERCOT | TRE | TRE | Harris | TX | Solar | 1.9 | NA | NA | NA | NA | NA | NA
TX Houston 7080 Express Lane Solar Project (Catalyze Houston Express Lane Microgrid) | -795193 | Operating | NA | Solar | 2025 | Actis Energy 5 LP | ERCOT | TRE | TRE | Harris | TX | Solar | 1.9 | NA | NA | NA | NA | NA | NA
TX Houston 7080 Express Lane Solar Project (Catalyze Houston Express Lane Microgrid) | -795192 | Operating | NA | Solar | 2025 | Yorktown Renewable Energy Infrastructure Fund, L.P. | ERCOT | TRE | TRE | Harris | TX | Solar | 1.9 | NA | NA | NA | NA | NA | NA
TX Houston 7080 Express Lane Solar Project (Catalyze Houston Express Lane Microgrid) | -795191 | Operating | NA | Solar | 2025 | Encap Energy Transition Fund I-E, L.P. | ERCOT | TRE | TRE | Harris | TX | Solar | 1.9 | NA | NA | NA | NA | NA | NA
TX Houston 7080 Express Lane Solar Project (Catalyze Houston Express Lane Microgrid) | -795190 | Operating | NA | Solar | 2025 | Encap Energy Transition Fund I-B, L.P. | ERCOT | TRE | TRE | Harris | TX | Solar | 1.9 | NA | NA | NA | NA | NA | NA
TX Houston 7080 Express Lane Solar Project (Catalyze Houston Express Lane Microgrid) | -795189 | Operating | NA | Solar | 2025 | Encap Energy Transition Fund I-A, L.P. | ERCOT | TRE | TRE | Harris | TX | Solar | 1.9 | NA | NA | NA | NA | NA | NA
TX11 Republic Road Battery Storage (KCE TX 11) | -516638 | Operating | 50 | Battery | 2022 | Key Capture Energy, LLC | ERCOT | TRE | TRE | Robertson | TX | Energy Storage | 50 | NA | NM | NA | 0.67763 | 0.2137 | NA
TX11 Republic Road Battery Storage (KCE TX 11) | -516637 | Operating | 50 | Battery | 2022 | Key Capture Energy, LLC | ERCOT | TRE | TRE | Robertson | TX | Energy Storage | 50 | NA | NM | NA | 0.67763 | 0.2137 | NA
TX11 Republic Road Battery Storage (KCE TX 11) | -516636 | Operating | 50 | Battery | 2022 | Key Capture Energy, LLC | ERCOT | TRE | TRE | Robertson | TX | Energy Storage | 50 | NA | NM | NA | 0.67763 | 0.2137 | NA
TX2 Port Lavaca Battery Storage | -384398 | Operating | 9.9 | Battery | 2020 | Key Capture Energy, LLC | ERCOT | TRE | TRE | Calhoun | TX | Energy Storage | 9.9 | NA | NA | NA | NA | NA | NA
TX2 Port Lavaca Battery Storage | -384397 | Operating | 9.9 | Battery | 2020 | Key Capture Energy, LLC | ERCOT | TRE | TRE | Calhoun | TX | Energy Storage | 9.9 | NA | NA | NA | NA | NA | NA
TX2 Port Lavaca Battery Storage | -384396 | Operating | 9.9 | Battery | 2020 | Key Capture Energy, LLC | ERCOT | TRE | TRE | Calhoun | TX | Energy Storage | 9.9 | NA | NA | NA | NA | NA | NA
TX-Technical College Wind | -167698 | Operating | 2 | Wind Turbine | 2008 | Texas State Technical College | ERCOT | TRE | TRE | Nolan | TX | Wind | 2 | NA | NA | NA | NA | NA | NA
TX-Technical College Wind | -167697 | Operating | 2 | Wind Turbine | 2008 | The City of Sweetwater | ERCOT | TRE | TRE | Nolan | TX | Wind | 2 | NA | NA | NA | NA | NA | NA
Ty Cooke | -7328 | Operating | 97.6 | Steam Turbine | 1965 | City of Lubbock, Texas | ERCOT | TRE | TRE | Lubbock | TX | Gas | 88 | NA | NA | NA | 0 | 0 | 0
University of Oregon Central Power Cogen Plant | -758370 | Operating | 11 | Combined Cycle | 2012 | University of Oregon |  | WECC | NWPP | Lane | OR | Gas | 10.5 | 14925 | 17571 | 13248 | 0.36204 | 0.068493 | 0.42074
Tyler Bluff Wind Project (Muenster Wind) | -137740 | Operating | 125.6 | Wind Turbine | 2016 | Southern Renewable Energy, Inc. | ERCOT | TRE | TRE | Cooke | TX | Wind | 125 | NA | NA | NA | 32.3374 | 35.5837 | 32.3803
UL Advanced Wind Turbine Test Facility | -759015 | Operating | 3.5 | Wind Turbine | 2016 | West Texas A&M University | SPP | MRO | MRO-US | Randall | TX | Wind | 3.5 | NA | NA | NA | 25.7893 | 25.5251 | 23.0202
Umbriel Solar Project | -704710 | Operating | 150 | Solar | 2023 | Longroad Energy Holdings, LLC | MISO | SERC | DELTA | Polk | TX | Solar | 150 | NA | NA | NA | 4.9645 | NA | NA
Umbriel Solar Project | -704709 | Operating | 150 | Solar | 2023 | Longroad Energy Holdings, LLC | MISO | SERC | DELTA | Polk | TX | Solar | 150 | NA | NA | NA | 4.9645 | NA | NA
Umbriel Solar Project | -704708 | Operating | 150 | Solar | 2023 | Longroad Energy Holdings, LLC | MISO | SERC | DELTA | Polk | TX | Solar | 150 | NA | NA | NA | 4.9645 | NA | NA
United1 Community Solar Project | -792938 | Operating | 9.9 | Solar | 2017 | DEPCOM Power, Inc. | ERCOT | TRE | TRE | Bosque | TX | Solar | 9.9 | NA | NA | NA | NA | NA | NA
Upshur Solar Plant | -743523 | Operating | 3 | Solar | 2022 | Repsol, S.A. | SPP | MRO | MRO-US | Upshur | TX | Solar | 3 | NA | NA | NA | 18.1126 | 18.5312 | NA
Upshur Solar Plant | -483049 | Operating | 3 | Solar | 2022 | Hecate Energy LLC | SPP | MRO | MRO-US | Upshur | TX | Solar | 3 | NA | NA | NA | 18.1126 | 18.5312 | NA
Upton County Battery Storage System (SP TX-12B) | -641977 | Operating | 46.5 | Battery | 2023 | Viridity Energy Solutions, Inc. | ERCOT | TRE | TRE | Upton | TX | Energy Storage | 46.5 | NA | NA | NA | NA | NA | NA
V.H. Braunig | -7408 | Operating | 894 | Steam Turbine | 1966 | CPS Energy, Inc. | ERCOT | TRE | TRE | Bexar | TX | Gas | 859 | 11399 | 11631 | 11488 | 18.9659 | 19.5462 | 11.1139
University of Tennessee | -756651 | Operating | 5 | Gas Turbine | 1996 | The University of Tennessee System |  | SERC | CENTRL | Knox | TN | Gas | 4.7 | 11738 | 11701 | 11750 | 83.1026 | 69.421 | 76.569
Val Verde Battery Storage | -752639 | Operating | 9.9 | Battery | 2024 | Hen Infrastructure, L.L.C. | ERCOT | TRE | TRE | Hidalgo | TX | Energy Storage | 9.9 | NA | NA | NA | NA | NA | NA
Valero Refinery Cogen | -165719 | Operating | 69.2 | Steam Turbine | 1983 | Valero Refining Company | ERCOT | TRE | TRE | Nueces | TX | Coal | 65.8 | 14423 | 14419 | 14433 | 19.1219 | 26.241 | 23.8951
Vancourt Solar Project (Rayos Del Sol) | -516635 | Operating | 45 | Solar | 2022 | Rayos Del Sol II Solar Project, LLC | ERCOT | TRE | TRE | Cameron | TX | Solar | 45 | NA | NA | NA | 25.7636 | 4.605 | NA
Vaquero IC Plant | -508207 | Operating | 9 | Internal Combustion | 2013 | Power Depot - Texas Group A, LLC | ERCOT | TRE | TRE | Cameron | TX | Oil | 9 | 9309 | 9307 | NA | 0.89802 | 0.73567 | NA
Verizon Hidden Ridge Solar Project | -503790 | Operating | 2.9 | Solar | 2022 | Verizon Communications Inc. | ERCOT | TRE | TRE | Dallas | TX | Solar | 2.7 | NA | NA | NA | 0 | 0.012684 | NA
University of Windsor - Ontario | -11405 | Operating | 4 | Gas Turbine | 1993 | University of Windsor | Ontario | NPCC | ONT |  |  | Gas | 4 | NA | NA | NA | NA | NA | NA
University Park Energy | -427653 | Operating | 353.4 | Gas Turbine | 2001 | LS Power Development, LLC | PJM | RFC | R-PJM | Will | IL | Gas | 336 | 11436 | 11554 | 12922 | 2.8347 | 2.7386 | 7.6998
University of New Hampshire Power Plant | -167504 | Operating | 7.9 | Gas Turbine | 2006 | The University of New Hampshire, Durham | New England | NPCC | NE | Strafford | NH | Biomass | 7.9 | 13520 | 13157 | 13562 | 73.0492 | 79.4 | 78.3885
Urquhart CC | -150920 | Operating | 547.8 | Combined Cycle | 2002 | Dominion Energy South Carolina, Inc. |  | SERC | VACAR | Aiken | SC | Gas | 484 | 8695 | 8005 | 7918 | 39.3169 | 46.1071 | 46.2221
Urquhart CT | -150992 | Operating | 111.1 | Gas Turbine | 1969 | Dominion Energy South Carolina, Inc. |  | SERC | VACAR | Aiken | SC | Gas | 97 | 15314 | 11010 | 11492 | 0.21784 | 2.3113 | 3.4595
US GSA Heating and Transmission | -758391 | Operating | 10.8 | Gas Turbine | 2004 | General Services Administration | PJM | RFC | R-PJM | Washington | DC | Gas | 10 | 17812 | 17635 | 17447 | 34.9783 | 12.863 | 62.7785
Villa Cavasos IC Plant | -511860 | Operating | 9 | Internal Combustion | 2013 | Power Depot - Texas Group A, LLC | ERCOT | TRE | TRE | Cameron | TX | Oil | 9 | 9283 | 9288 | NA | 0.88407 | 0.56824 | NA
Village Creek Wastewater Treatment | -165739 | Operating | 1.8 | Internal Combustion | 1978 | City of Fort Worth, Texas | ERCOT | TRE | TRE | Tarrant | TX | Gas | 1.8 | NA | NA | NA | 0 | 0 | 0
US Magnesium | -65559 | Out of Service | 48 | Gas Turbine | 1972 | The Renco Group, Inc. |  | WECC | NWPP | Tooele | UT | Gas | NA | NA | 46294 | NA | 0.029563 | 12.8934 | 20.0111
W.A. Parish 1-4 | -107347 | Operating | 1255.3 | Steam Turbine | 1958 | NRG Texas Power LLC | ERCOT | TRE | TRE | Fort Bend | TX | Gas | 1148 | 12188 | 12361 | 11688 | 12.1483 | 14.8787 | 16.112
W.A. Parish 5-8 | -107352 | Operating | 2736.8 | Steam Turbine | 1977 | NRG Texas Power LLC | ERCOT | TRE | TRE | Fort Bend | TX | Coal | 2514 | 11615 | 11078 | 10891 | 43.2286 | 52.6896 | 59.8174
V.H. Braunig Peaking | -167082 | Operating | 244 | Gas Turbine | 2010 | CPS Energy, Inc. | ERCOT | TRE | TRE | Bexar | TX | Gas | 191 | 10377 | 10426 | 11096 | 13.2941 | 11.4943 | 5.523
Vaca Dixon CT | -182120 | Operating | 60.5 | Gas Turbine | 2002 | Avenue Capital Group, LLC | CAISO | WECC | CAMX | Solano | CA | Gas | 50.6 | 11160 | 10793 | 10729 | 1.6261 | 3.0815 | 4.6856
Waco Landfill Gas Recovery Facility | -13036 | Operating | 1.2 | Internal Combustion | 2002 | Cromeco, Inc. | ERCOT | TRE | TRE | McLennan | TX | Biomass | 1.2 | NA | NA | NA | NA | NA | NA
Waco Solar I Project | -756707 | Operating | 400 | Solar | 2023 | NextEra Energy Resources, LLC | ERCOT | TRE | TRE | Limestone | TX | Solar | 400 | NA | NA | NA | NA | NA | NA
Wagyu Solar Project | -609640 | Operating | 120 | Solar | 2020 | Wagyu Solar, LLC | ERCOT | TRE | TRE | Brazoria | TX | Solar | 120 | NA | NA | NA | 18.2667 | 22.5075 | 21.8575
Wagyu Solar Project | -252896 | Operating | 120 | Solar | 2020 | Public Sector Pension Investment Board | ERCOT | TRE | TRE | Brazoria | TX | Solar | 120 | NA | NA | NA | 18.2667 | 22.5075 | 21.8575
Wagyu Solar Project | -252895 | Operating | 120 | Solar | 2020 | Ontario Teachers' Pension Plan Board | ERCOT | TRE | TRE | Brazoria | TX | Solar | 120 | NA | NA | NA | 18.2667 | 22.5075 | 21.8575
Wake Wind Energy Center | -753783 | Operating | 257.3 | Wind Turbine | 2016 | Southern Renewable Partnerships, LLC | ERCOT | TRE | TRE | Crosby | TX | Wind | 257 | NA | NA | NA | 42.3767 | 44.2731 | 46.8057
Wake Wind Energy Center | -753782 | Operating | 257.3 | Wind Turbine | 2016 | Southern Renewable Partnerships, LLC | ERCOT | TRE | TRE | Crosby | TX | Wind | 257 | NA | NA | NA | 42.3767 | 44.2731 | 46.8057
Wake Wind Energy Center | -753781 | Operating | 257.3 | Wind Turbine | 2016 | Southern Renewable Partnerships, LLC | ERCOT | TRE | TRE | Crosby | TX | Wind | 257 | NA | NA | NA | 42.3767 | 44.2731 | 46.8057
Wake Wind Energy Center | -117037 | Operating | 257.3 | Wind Turbine | 2016 | Southern Renewable Partnerships, LLC | ERCOT | TRE | TRE | Crosby | TX | Wind | 257 | NA | NA | NA | 42.3767 | 44.2731 | 46.8057
Wake Wind Energy Center | -114625 | Operating | 257.3 | Wind Turbine | 2016 | Invenergy LLC | ERCOT | TRE | TRE | Crosby | TX | Wind | 257 | NA | NA | NA | 42.3767 | 44.2731 | 46.8057
WAL 1232 Internal Combustion Plant | -378416 | Operating | 1.2 | Internal Combustion | 2020 | Wal-Mart Stores Texas, LLC | ERCOT | TRE | TRE | Bell | TX | Gas | 1.2 | 14213 | 14171 | 14033 | 3.1202 | 2.6636 | 2.8444
WAL 1272 IC Project | -378785 | Operating | 1.2 | Internal Combustion | 2021 | Wal-Mart Stores Texas, LLC | ERCOT | TRE | TRE | Scurry | TX | Gas | 1.2 | 14045 | 13987 | 14184 | 2.7302 | 2.1594 | 1.1891
WAL 3302 Internal Combustion Plant | -388424 | Operating | 1.2 | Internal Combustion | 2021 | Wal-Mart Stores Texas, LLC | ERCOT | TRE | TRE | Harris | TX | Gas | 1.2 | 13854 | 13838 | NA | 3.5198 | 3.1202 | NA
WAL 3510 Internal Combustion Plant | -503353 | Operating | 1.3 | Internal Combustion | 2019 | Wal-Mart Stores Texas, LLC | ERCOT | TRE | TRE | Brazoria | TX | Gas | 1.3 | 14894 | 14779 | 14876 | 1.4138 | 2.7397 | 1.0625
WAL 452 Internal Combustion Plant | -382177 | Operating | 1.2 | Internal Combustion | 2021 | Wal-Mart Stores Texas, LLC | ERCOT | TRE | TRE | Hidalgo | TX | Gas | 1.2 | 15446 | 15441 | NA | 3.5008 | 2.3307 | NA
WAL 456 Internal Combustion Plant | -382178 | Operating | 1.2 | Internal Combustion | 2021 | Wal-Mart Stores Texas, LLC | ERCOT | TRE | TRE | Cameron | TX | Gas | 1.2 | 14000 | 13974 | NA | 3.5578 | 2.9775 | NA
WAL 462 Internal Combustion Plant | -769094 | Operating | 1.3 | Internal Combustion | 2019 | Wal-Mart Stores Texas, LLC | ERCOT | TRE | TRE | Brazoria | TX | Gas | 1.3 | 14778 | 11470 | 14856 | 2.8539 | 2.0548 | 2.3709
WAL 504 Internal Combustion Plant | -480212 | Operating | 1.2 | Internal Combustion | 2022 | Wal-Mart Stores Texas, LLC | ERCOT | TRE | TRE | Galveston | TX | Gas | 1.2 | 16384 | 14714 | NA | 2.5019 | 0.066591 | NA
WAL 5211 Internal Combustion Plant | -503657 | Operating | 1.3 | Internal Combustion | 2020 | Wal-Mart Stores Texas, LLC | ERCOT | TRE | TRE | Collin | TX | Oil | 1.3 | 8250 | 9595 | 9562 | 0.070249 | 1.9494 | 0.84299
WAL 529 Plant | -378414 | Operating | 1.3 | Internal Combustion | 2019 | Wal-Mart Stores Texas, LLC | ERCOT | TRE | TRE | Galveston | TX | Gas | 1.3 | 14847 | 9898 | 14899 | 2.406 | 1.7211 | 2.5114
WAL 546 Plant | -378408 | Operating | 1.2 | Internal Combustion | 2020 | Wal-Mart Stores Texas, LLC | ERCOT | TRE | TRE | Fort Bend | TX | Gas | 1.2 | 13955 | 13814 | 14056 | 2.7588 | 2.0928 | 2.3687
Wal 5479 Internal Combustion Plant | -388427 | Operating | 1.2 | Internal Combustion | 2021 | Wal-Mart Stores Texas, LLC | ERCOT | TRE | TRE | Travis | TX | Gas | 1.2 | NA | NA | NA | NA | NA | NA
WAL 5612 IC Plant | -388429 | Operating | 1.2 | Internal Combustion | 2021 | Wal-Mart Stores Texas, LLC | ERCOT | TRE | TRE | Harris | TX | Gas | 1.2 | 15917 | 15959 | NA | 2.5209 | 2.3021 | 0
WAL 744 Internal Combustion Plant | -769092 | Operating | 1.2 | Internal Combustion | 2020 | Wal-Mart Stores Texas, LLC | ERCOT | TRE | TRE | Harris | TX | Gas | 1.2 | 14134 | 14171 | 14085 | 3.8432 | 3.9479 | 4.2333
WAL 752 Internal Combustion Plant | -378328 | Operating | 1.2 | Internal Combustion | 2020 | Wal-Mart Stores Texas, LLC | ERCOT | TRE | TRE | Harris | TX | Gas | 1.2 | 17323 | 17190 | 14030 | 2.6826 | 1.9977 | 2.2355
WAL 772 Internal Combustion Plant | -382179 | Operating | 1.2 | Internal Combustion | 2021 | Wal-Mart Stores Texas, LLC | ERCOT | TRE | TRE | Harris | TX | Gas | 1.2 | 16077 | 16149 | NA | 2.7302 | 2.8729 | NA
WAL 849 IC Plant | -769096 | Operating | 1.2 | Internal Combustion | 2020 | Wal-Mart Stores Texas, LLC | ERCOT | TRE | TRE | Harris | TX | Gas | 1.2 | 15342 | 15469 | 14082 | 2.8063 | 2.7778 | 2.6636
WAL 896 Project | -388419 | Operating | 1.2 | Internal Combustion | 2021 | Wal-Mart Stores Texas, LLC | ERCOT | TRE | TRE | Dallas | TX | Gas | 1.2 | 14351 | 14405 | 17735 | 3.3581 | 2.8634 | 0.32344
WAL 897 | -378654 | Operating | 1.3 | Internal Combustion | 2021 | Wal-Mart Stores Texas, LLC | ERCOT | TRE | TRE | Pecos | TX | Gas | 1.3 | 14299 | 14320 | 14790 | 1.5279 | 1.0976 | 0.92202
WAL 947 Internal Combustion Plant | -378410 | Operating | 1.2 | Internal Combustion | 2020 | Wal-Mart Stores Texas, LLC | ERCOT | TRE | TRE | Grayson | TX | Gas | 1.2 | 14157 | 14222 | 14065 | 2.7302 | 2.5685 | 3.0727
WAL1040 Plant | -378422 | Operating | 1.2 | Internal Combustion | 2019 | Wal-Mart Stores Texas, LLC | ERCOT | TRE | TRE | Harris | TX | Gas | 1.2 | 14539 | 14610 | 14118 | 3.691 | 3.71 | 3.6244
WAL1062 | -378546 | Operating | 1.2 | Internal Combustion | 2021 | Wal-Mart Stores Texas, LLC | ERCOT | TRE | TRE | Harris | TX | Gas | 1.2 | 15314 | 15340 | 14064 | 3.0251 | 3.1298 | 1.9216
WAL1103 Internal Combustion Plant | -378530 | Operating | 1.2 | Internal Combustion | 2019 | Wal-Mart Stores Texas, LLC | ERCOT | TRE | TRE | Harris | TX | Gas | 1.2 | 14242 | 14202 | 13987 | 3.2249 | 3.5293 | 3.7005
WAL1455 IC Plant | -382547 | Operating | 1.2 | Internal Combustion | 2021 | Wal-Mart Stores Texas, LLC | ERCOT | TRE | TRE | Tarrant | TX | Gas | 1.2 | 14162 | 13938 | 13750 | 0.64688 | 1.5316 | 0.076104
WAL1801 IC Plant | -611312 | Operating | 1.2 | Internal Combustion | 2022 | Wal-Mart Stores Texas, LLC | ERCOT | TRE | TRE | Tarrant | TX | Gas | 1.2 | NA | NA | NA | NA | NA | NA
WAL194 Internal Combustion Plant | -378656 | Operating | 1.2 | Internal Combustion | 2021 | Wal-Mart Stores Texas, LLC | ERCOT | TRE | TRE | Harris | TX | Gas | 1.2 | 15262 | 15309 | 13915 | 2.7588 | 2.7112 | 1.4555
WAL202 IC Project | -378322 | Operating | 1.3 | Internal Combustion | 2020 | Wal-Mart Stores Texas, LLC | ERCOT | TRE | TRE | Collin | TX | Oil | 1.3 | NA | 9506 | 9449 | 0 | 0.67615 | 0.43028
WAL2257 IC Power Plant | -382557 | Operating | 1.2 | Internal Combustion | 2021 | Wal-Mart Stores Texas, LLC | ERCOT | TRE | TRE | Harris | TX | Gas | 1.2 | 14272 | 14249 | NA | 3.8432 | 3.672 | NA
WAL2439 Internal Combustion Project | -382397 | Operating | 1.2 | Internal Combustion | 2021 | Wal-Mart Stores Texas, LLC | ERCOT | TRE | TRE | Chambers | TX | Gas | 1.2 | 15792 | 15866 | 12667 | 2.5209 | 2.4068 | 0.028539
WAL266 Internal Combustion Plant | -393882 | Operating | 1.2 | Internal Combustion | 2021 | Wal-Mart Stores Texas, LLC | ERCOT | TRE | TRE | Tarrant | TX | Gas | 1.2 | 14947 | 14935 | NA | 3.4151 | 2.4734 | NA
WAL2667 Internal Combustion Plant | -393888 | Operating | 1.2 | Internal Combustion | 2021 | Wal-Mart Stores Texas, LLC | ERCOT | TRE | TRE | Dallas | TX | Gas | 1.2 | 13887 | 14008 | NA | 0.5898 | 2.2736 | NA
WAL2724 IC Plant | -503630 | Operating | 1.2 | Internal Combustion | 2020 | Wal-Mart Stores Texas, LLC | ERCOT | TRE | TRE | Harris | TX | Gas | 1.2 | 15598 | 15486 | 13996 | 2.4163 | 2.4448 | 2.5019
WAL284 Internal Combustion Plant | -388417 | Operating | 1.2 | Internal Combustion | 2021 | Wal-Mart Stores Texas, LLC | ERCOT | TRE | TRE | Tarrant | TX | Gas | 1.2 | 14375 | 14337 | 13727 | 3.3961 | 2.7397 | 0.10464
WAL2883 Internal Combustion Plant | -382864 | Operating | 1.2 | Internal Combustion | 2021 | Wal-Mart Stores Texas, LLC | ERCOT | TRE | TRE | Collin | TX | Gas | 1.2 | 15235 | 15224 | NA | 1.7028 | 2.3782 | NA
WAL2980 Internal Combustion Plant | -393890 | Operating | 1.2 | Internal Combustion | 2021 | Wal-Mart Stores Texas, LLC | ERCOT | TRE | TRE | Tarrant | TX | Gas | 1.2 | 14006 | 13906 | 14462 | 2.9775 | 3.1488 | 0.12367
WAL2993 IC Plant | -382553 | Operating | 1.2 | Internal Combustion | 2021 | Wal-Mart Stores Texas, LLC | ERCOT | TRE | TRE | Fort Bend | TX | Gas | 1.2 | 16103 | 16173 | NA | 3.0346 | 2.5875 | NA
WAL3224 IC Plant | -426296 | Operating | 1.2 | Internal Combustion | 2022 | Wal-Mart Stores Texas, LLC | ERCOT | TRE | TRE | Dallas | TX | Gas | 1.2 | 15929 | 16082 | NA | 2.54 | 1.855 | NA
WAL3226 IC Plant | -503639 | Operating | 1.2 | Internal Combustion | 2019 | Wal-Mart Stores Texas, LLC | ERCOT | TRE | TRE | Fort Bend | TX | Gas | 1.2 | 14172 | 14101 | 14034 | 0.8847 | 4.0335 | 3.9193
WAL3284 Internal Combustion Plant | -382393 | Operating | 1.2 | Internal Combustion | 2021 | Wal-Mart Stores Texas, LLC | ERCOT | TRE | TRE | Tarrant | TX | Gas | 1.2 | 14377 | 14353 | 14090 | 2.9775 | 2.207 | 1.3794
WAL3285 IC Plant | -388423 | Operating | 1.2 | Internal Combustion | 2021 | Wal-Mart Stores Texas, LLC | ERCOT | TRE | TRE | Dallas | TX | Gas | 1.2 | 14132 | 14115 | 15000 | 3.5198 | 3.1488 | 0.15221
WAL3297 Internal Combustion Plant | -503645 | Operating | 1.2 | Internal Combustion | 2020 | Wal-Mart Stores Texas, LLC | ERCOT | TRE | TRE | Harris | TX | Gas | 1.2 | 14239 | 14181 | 14131 | 3.8147 | 3.672 | 3.6244
WAL3298 Internal Combustion Plant | -503633 | Operating | 1.2 | Internal Combustion | 2020 | Wal-Mart Stores Texas, LLC | ERCOT | TRE | TRE | Galveston | TX | Gas | 1.2 | 13906 | 13835 | 14054 | 2.8349 | 2.2451 | 2.6351
WAL3320 Internal Combusion Plant | -382407 | Operating | 1.2 | Internal Combustion | 2021 | Wal-Mart Stores Texas, LLC | ERCOT | TRE | TRE | Hidalgo | TX | Gas | 1.2 | 14318 | 14306 | 14692 | 3.5008 | 3.2344 | 0.24734
WAL3390 IC Plant | -503635 | Operating | 1.2 | Internal Combustion | 2020 | Wal-Mart Stores Texas, LLC | MISO | TRE | TRE | Montgomery | TX | Gas | 1.2 | 14873 | 14945 | 14032 | 3.4342 | 2.93 | 3.6149
WAL3406 IC Plant | -426297 | Operating | 1.2 | Internal Combustion | 2022 | Wal-Mart Stores Texas, LLC | ERCOT | TRE | TRE | Dallas | TX | Gas | 1.2 | 13945 | 13985 | NA | 2.7588 | 2.5304 | NA
WAL3425 Internal Combustion Plant | -382565 | Operating | 1.2 | Internal Combustion | 2021 | Wal-Mart Stores Texas, LLC | ERCOT | TRE | TRE | Harris | TX | Gas | 1.2 | 16087 | 16247 | NA | 2.7302 | 2.7397 | NA
WAL3432 IC Plant | -382572 | Operating | 1.2 | Internal Combustion | 2021 | Wal-Mart Stores Texas, LLC | ERCOT | TRE | TRE | Dallas | TX | Gas | 1.2 | 17433 | 17397 | 12000 | 2.0643 | 1.7504 | 0.019026
WAL3500 Internal Combustion Project | -382532 | Operating | 1.2 | Internal Combustion | 2021 | Wal-Mart Stores Texas, LLC | ERCOT | TRE | TRE | Harris | TX | Gas | 1.2 | 15990 | 15835 | NA | 2.949 | 2.6446 | 0
WAL3518 IC Plant | -388425 | Operating | 1.2 | Internal Combustion | 2021 | Wal-Mart Stores Texas, LLC | ERCOT | TRE | TRE | Webb | TX | Gas | 1.2 | 15163 | 15104 | NA | 3.7386 | 2.9205 | NA
WAL3572 IC Plant | -503643 | Operating | 1.3 | Internal Combustion | 2019 | Wal-Mart Stores Texas, LLC | ERCOT | TRE | TRE | Brazoria | TX | Gas | 1.3 | 14849 | 14908 | 14873 | 1.2821 | 1.6157 | 1.3786
WAL3584 Internal Combustion Plant | -382555 | Operating | 1.2 | Internal Combustion | 2021 | Wal-Mart Stores Texas, LLC | ERCOT | TRE | TRE | Harris | TX | Gas | 1.2 | 14628 | 14557 | NA | 2.8158 | 3.0917 | NA
WAL3631 Internal Combustion Plant | -503649 | Operating | 1.2 | Internal Combustion | 2020 | Wal-Mart Stores Texas, LLC | ERCOT | TRE | TRE | Tarrant | TX | Gas | 1.2 | 13368 | 13256 | 14047 | 3.4627 | 3.0441 | 3.0441
WAL3773 IC Plant | -503343 | Operating | 1.2 | Internal Combustion | 2020 | Wal-Mart Stores Texas, LLC | ERCOT | TRE | TRE | Tarrant | TX | Gas | 1.2 | 14276 | 14246 | 14067 | 3.5198 | 3.0537 | 3.3961
WAL3777 IC Plant | -503655 | Operating | 1.3 | Internal Combustion | 2020 | Wal-Mart Stores Texas, LLC | ERCOT | TRE | TRE | Denton | TX | Oil | 1.3 | 10000 | 9534 | 9722 | 0.026344 | 1.4313 | 0.69371
WAL3827 Internal Combustion Plant | -503653 | Operating | 1.2 | Internal Combustion | 2020 | Wal-Mart Stores Texas, LLC | ERCOT | TRE | TRE | Fort Bend | TX | Gas | 1.2 | 15418 | 15409 | 14117 | 2.8919 | 2.3497 | 2.4353
WAL3886 Internal Combustion Project | -382409 | Operating | 1.2 | Internal Combustion | 2021 | Wal-Mart Stores Texas, LLC | ERCOT | TRE | TRE | Hidalgo | TX | Gas | 1.2 | 14239 | 14237 | 14286 | 3.5388 | 3.2154 | 0.33295
WAL407 IC Plant | -393889 | Operating | 1.2 | Internal Combustion | 2021 | Wal-Mart Stores Texas, LLC | ERCOT | TRE | TRE | Bell | TX | Gas | 1.2 | 14068 | 14186 | NA | 3.5198 | 2.5019 | NA
WAL414 IC Project | -378544 | Operating | 1.2 | Internal Combustion | 2021 | Wal-Mart Stores Texas, LLC | ERCOT | TRE | TRE | Wichita | TX | Gas | 1.2 | 15714 | 15638 | 14132 | 2.1594 | 1.6838 | 1.0084
WAL4298 IC Plant | -382561 | Operating | 1.2 | Internal Combustion | 2021 | Wal-Mart Stores Texas, LLC | ERCOT | TRE | TRE | Harris | TX | Gas | 1.2 | 14693 | 14495 | 13786 | 1.6743 | 0.99886 | 0.13318
WAL447 Internal Combustion Plant | -388416 | Operating | 1.2 | Internal Combustion | 2021 | Wal-Mart Stores Texas, LLC | ERCOT | TRE | TRE | Val Verde | TX | Gas | 1.2 | 15290 | 15274 | 14000 | 2.949 | 2.5019 | 0.076104
WAL4509 IC Plant | -503665 | Operating | 1.2 | Internal Combustion | 2020 | Wal-Mart Stores Texas, LLC | ERCOT | TRE | TRE | Tarrant | TX | Gas | 1.2 | 14048 | 14040 | 14069 | 3.3676 | 2.8539 | 1.9216
WAL4512 IC Plant | -503378 | Operating | 1.2 | Internal Combustion | 2020 | Wal-Mart Stores Texas, LLC | ERCOT | TRE | TRE | Harris | TX | Gas | 1.2 | 14151 | 14095 | 14055 | 3.71 | 3.5103 | 3.9764
WAL4526 Internal Combustion Plant | -382563 | Operating | 1.2 | Internal Combustion | 2021 | Wal-Mart Stores Texas, LLC | ERCOT | TRE | TRE | Harris | TX | Gas | 1.2 | 14460 | 14520 | NA | 2.3782 | 2.559 | NA
WAL4538 IC Plant | -503479 | Operating | 1.2 | Internal Combustion | 2019 | Wal-Mart Stores Texas, LLC | ERCOT | TRE | TRE | Harris | TX | Gas | 1.2 | 17404 | 17450 | 14020 | 1.7884 | 1.0369 | 1.9216
WAL461 IC Plant | -388426 | Operating | 1.2 | Internal Combustion | 2021 | Wal-Mart Stores Texas, LLC | ERCOT | TRE | TRE | Maverick | TX | Gas | 1.2 | 14785 | 14747 | NA | 2.8349 | 3.1583 | 0.019026
WAL5045 IC Plant | -503651 | Operating | 1.2 | Internal Combustion | 2020 | Wal-Mart Stores Texas, LLC | ERCOT | TRE | TRE | Harris | TX | Gas | 1.2 | 14231 | 14215 | 13977 | 3.71 | 4.1667 | 3.7005
WAL5080 IC Plant | -436555 | Operating | 1.2 | Internal Combustion | 2022 | Wal-Mart Stores Texas, LLC | ERCOT | TRE | TRE | Tarrant | TX | Gas | 1.2 | 13817 | 13805 | NA | 2.7588 | 3.1773 | NA
WAL5091 IC Project | -503826 | Operating | 1.2 | Internal Combustion | 2020 | Wal-Mart Stores Texas, LLC | ERCOT | TRE | TRE | Harris | TX | Gas | 1.2 | 14092 | 14099 | 14000 | 3.6054 | 4.024 | 3.0346
WAL5116 IC Plant | -503382 | Operating | 1.2 | Internal Combustion | 2020 | Wal-Mart Stores Texas, LLC | ERCOT | TRE | TRE | Harris | TX | Gas | 1.2 | 13847 | 13867 | 14111 | 3.2249 | 3.3581 | 2.9871
WAL5165 Internal Combustion Project | -382399 | Operating | 1.2 | Internal Combustion | 2021 | Wal-Mart Stores Texas, LLC | ERCOT | TRE | TRE | Hidalgo | TX | Gas | 1.2 | 14184 | 14202 | 13478 | 3.7196 | 3.2915 | 0.2188
WAL522 Internal Combustion | -378338 | Operating | 1.2 | Internal Combustion | 2020 | Wal-Mart Stores Texas, LLC | ERCOT | TRE | TRE | Harris | TX | Gas | 1.2 | 14276 | 14294 | 14096 | 2.9966 | 2.9775 | 2.5685
WAL5287 IC Plant | -503393 | Operating | 1.2 | Internal Combustion | 2020 | Wal-Mart Stores Texas, LLC | ERCOT | TRE | TRE | Harris | TX | Gas | 1.2 | 14528 | 14649 | 14032 | 3.0632 | 3.0632 | 2.6446
WAL5311 IC Plant | -503339 | Operating | 1.3 | Internal Combustion | 2020 | Wal-Mart Stores Texas, LLC | ERCOT | TRE | TRE | Collin | TX | Oil | 1.3 | 10000 | 9585 | 9937 | 0.026344 | 2.1602 | 0.562
WAL5312 Internal Combustion Plant | -382574 | Operating | 1.2 | Internal Combustion | 2021 | Wal-Mart Stores Texas, LLC | ERCOT | TRE | TRE | Tarrant | TX | Gas | 1.2 | 15297 | 15254 | 17548 | 2.8158 | 2.1689 | 1.4745
WAL5316 Internal Combustion Plant | -503659 | Operating | 1.2 | Internal Combustion | 2020 | Wal-Mart Stores Texas, LLC | ERCOT | TRE | TRE | Tarrant | TX | Gas | 1.2 | 14172 | 14126 | 14041 | 3.3676 | 2.8634 | 2.7778
WAL536 Internal Combustion Plant | -388418 | Operating | 1.2 | Internal Combustion | 2021 | Wal-Mart Stores Texas, LLC | ERCOT | TRE | TRE | Taylor | TX | Gas | 1.2 | 15215 | 15152 | 14333 | 3.4437 | 2.4448 | 0.11416
WAL537 Plant | -393880 | Operating | 1.2 | Internal Combustion | 2021 | Wal-Mart Stores Texas, LLC | ERCOT | TRE | TRE | Ector | TX | Gas | 1.2 | NA | NA | NA | NA | NA | NA
WAL5388 Internal Combustion Plant | -503663 | Operating | 1.3 | Internal Combustion | 2020 | Wal-Mart Stores Texas, LLC | ERCOT | TRE | TRE | Galveston | TX | Gas | 1.3 | 14933 | 14719 | 14861 | 2.7485 | 2.529 | 2.3358
WAL5480 Internal Combustion Plant | -382576 | Operating | 1.2 | Internal Combustion | 2021 | Wal-Mart Stores Texas, LLC | ERCOT | TRE | TRE | Williamson | TX | Gas | 1.2 | 14360 | 14335 | 14778 | 3.1678 | 3.2344 | 0.085616
WAL565 IC Power Plant | -436554 | Operating | 1.2 | Internal Combustion | 2022 | Wal-Mart Stores Texas, LLC | ERCOT | TRE | TRE | Navarro | TX | Gas | 1.2 | 15440 | 15545 | NA | 2.3782 | 1.9026 | NA
WAL5713 Internal Combustion Plant | -382536 | Operating | 1.2 | Internal Combustion | 2021 | Wal-Mart Stores Texas, LLC | ERCOT | TRE | TRE | Webb | TX | Gas | 1.2 | 15203 | 15210 | NA | 3.8908 | 2.54 | NA
WAL5764 Internal Combustion Plant | -382389 | Operating | 1.2 | Internal Combustion | 2021 | Wal-Mart Stores Texas, LLC | ERCOT | TRE | TRE | Tarrant | TX | Gas | 1.2 | 14270 | 14252 | 14118 | 3.0251 | 2.4543 | 1.6077
WAL602 Plant | -378324 | Operating | 1.2 | Internal Combustion | 2020 | Wal-Mart Stores Texas, LLC | ERCOT | TRE | TRE | Montgomery | TX | Gas | 1.2 | 15015 | 14987 | 14070 | 2.5209 | 2.8253 | 2.8539
WAL6929 IC Plant | -503661 | Operating | 1.2 | Internal Combustion | 2020 | Wal-Mart Stores Texas, LLC | ERCOT | TRE | TRE | Bell | TX | Gas | 1.2 | 14199 | 14223 | 14027 | 2.8158 | 2.3877 | 2.4353
WAL768 Plant | -378335 | Operating | 1.2 | Internal Combustion | 2019 | Wal-Mart Stores Texas, LLC | ERCOT | TRE | TRE | Harris | TX | Gas | 1.2 | 17365 | 17309 | 13967 | 2.188 | 2.2451 | 2.2831
WAL791 Natural Gas Facility | -378691 | Operating | 1.2 | Internal Combustion | 2021 | Wal-Mart Stores Texas, LLC | ERCOT | TRE | TRE | Jim Wells | TX | Gas | 1.2 | 14049 | 14204 | NA | 3.8908 | 0.8847 | NA
WAL872 Plant | -378412 | Operating | 1.2 | Internal Combustion | 2020 | Wal-Mart Stores Texas, LLC | ERCOT | TRE | TRE | Brazoria | TX | Gas | 1.2 | 14331 | 14435 | 14057 | 2.8158 | 3.0632 | 2.3212
WAL940 Plant | -378406 | Operating | 1.2 | Internal Combustion | 2020 | Wal-Mart Stores Texas, LLC | ERCOT | TRE | TRE | Tarrant | TX | Gas | 1.2 | 14088 | 14138 | 14088 | 3.2249 | 2.968 | 3.3486
WAL972 IC Plant | -378341 | Operating | 1.2 | Internal Combustion | 2020 | Wal-Mart Stores Texas, LLC | ERCOT | TRE | TRE | Tarrant | TX | Gas | 1.2 | 15387 | 14975 | 14141 | 2.7302 | 0.38052 | 1.4174
Walnut Springs Solar Project | -405253 | Operating | 5 | Solar | 2016 | Cypress Creek Renewables, LLC | ERCOT | TRE | TRE | Bosque | TX | Solar | 5 | NA | NA | NA | 24.9429 | 25.5068 | 25.016
Valdez Co-Gen | -7412 | Operating | 5.3 | Gas Turbine | 2000 | Copper Valley Elec Assn Inc |  | ASCC | ALASKA | Chugach | AK | Oil | 5.3 | 14020 | 14473 | 14355 | 51.7102 | 40.4002 | 55.0271
Waymark Solar Project (Midway) | -172648 | Operating | 182 | Solar | 2018 | D. E. Shaw & Co., L.P. | ERCOT | TRE | TRE | Pecos | TX | Solar | 182 | NA | NA | NA | 18.0284 | 17.6165 | 22.2386
Weil Tract Battery Energy Storage System | -769002 | Operating | 9.9 | Battery | 2024 | Hen Infrastructure, L.L.C. | ERCOT | TRE | TRE | Nueces | TX | Energy Storage | 9.9 | NA | NA | NA | NA | NA | NA
Welsh | -165788 | Operating | 1116 | Steam Turbine | 1977 | Southwestern Electric Power Company | SPP | MRO | MRO-US | Titus | TX | Coal | 1000 | 11572 | 11381 | 11222 | 40.86 | 48.2871 | 49.4081
West Moore Solar II | -405291 | Operating | 5 | Solar | 2018 | Cypress Creek Renewables, LLC | ERCOT | TRE | TRE | Grayson | TX | Solar | 5 | NA | NA | NA | 12.1233 | 16.7032 | 16.9224
West of the Pecos Solar Project | -215526 | Operating | 100 | Solar | 2020 | E.ON Climate & Renewables North America Inc. | ERCOT | TRE | TRE | Reeves | TX | Solar | 100 | NA | NA | NA | 26.3038 | 29.458 | 28.7866
West Raymond Wind Farm (Big Raymond Wind Project) | -793816 | Operating | 239.8 | Wind Turbine | 2021 | Greencoat Columbus LP | ERCOT | TRE | TRE | Willacy | TX | Wind | 239.8 | NA | NA | NA | 37.1498 | 38.0646 | 7.2158
West Raymond Wind Farm (Big Raymond Wind Project) | -793815 | Operating | 239.8 | Wind Turbine | 2021 | Greencoat Villiers LP | ERCOT | TRE | TRE | Willacy | TX | Wind | 239.8 | NA | NA | NA | 37.1498 | 38.0646 | 7.2158
West Raymond Wind Farm (Big Raymond Wind Project) | -788564 | Operating | 239.8 | Wind Turbine | 2021 | Clearlight Energy | ERCOT | TRE | TRE | Willacy | TX | Wind | 239.8 | NA | NA | NA | NA | NA | NA
West Raymond Wind Farm (Big Raymond Wind Project) | -376781 | Operating | 239.8 | Wind Turbine | 2021 | E.ON Climate & Renewables North America Inc. | ERCOT | TRE | TRE | Willacy | TX | Wind | 239.8 | NA | NA | NA | 37.1498 | 38.0646 | 7.2158
West Texas Solar (OCI Alamo 6) | -141498 | Operating | 105 | Solar | 2017 | BHE Renewables, LLC | ERCOT | TRE | TRE | Pecos | TX | Solar | 116 | NA | NA | NA | 24.2633 | 25.6314 | 21.131
West Texas Solar (OCI Alamo 6) | -141497 | Operating | 105 | Solar | 2017 | BHE Renewables, LLC | ERCOT | TRE | TRE | Pecos | TX | Solar | 116 | NA | NA | NA | 24.2633 | 25.6314 | 21.131
West Texas Solar Project (Roserock Solar) | -797616 | Operating | 160 | Solar | 2016 | Southern Power Company | ERCOT | TRE | TRE | Pecos | TX | Solar | 157.5 | NA | NA | NA | 27.9393 | 26.6391 | 25.2022
Western Trail Wind Project | -583137 | Operating | 366.6 | Wind Turbine | 2021 | Orsted Onshore North America, LLC | ERCOT | TRE | TRE | Wilbarger | TX | Wind | 366.6 | NA | NA | NA | 25.979 | 41.51 | NA
Valencia | -78067 | Operating | 74 | Gas Turbine | 1989 | UNS Electric, Inc. |  | WECC | AZNMSN | Santa Cruz | AZ | Gas | 65.6 | 14643 | 15182 | 12975 | 0.98302 | 0.58818 | 0.64491
Westoria Battery Storage | -761032 | Operating | 58 | Battery | 2022 | Shikun & Binui Energy Ltd | ERCOT | TRE | TRE | Brazoria | TX | Energy Storage | 58 | NA | NA | NA | NA | NA | NA
Westoria Battery Storage | -583576 | Operating | 58 | Battery | 2022 | Shikun & Binui Energy Ltd | ERCOT | TRE | TRE | Brazoria | TX | Energy Storage | 58 | NA | NA | NA | NA | NA | NA
Westoria Solar Project | -760940 | Operating | 203.35 | Solar | 2022 | Shikun & Binui Energy Ltd | ERCOT | TRE | TRE | Brazoria | TX | Solar | 203.35 | NA | NA | NA | NA | NA | NA
Westoria Solar Project | -515912 | Operating | 203.35 | Solar | 2022 | Shikun & Binui Energy Ltd | ERCOT | TRE | TRE | Brazoria | TX | Solar | 203.35 | NA | NA | NA | NA | NA | NA
Westover Energy Storage Project | -632083 | Operating | 9.95 | Battery | 2021 | Gore Street Capital Limited | ERCOT | TRE | TRE | Ector | TX | Energy Storage | 9.95 | NA | NA | NA | NA | NA | NA
Westover IC Plant | -515877 | Operating | 9 | Internal Combustion | 2013 | Power Depot - Texas Group A, LLC | ERCOT | TRE | TRE | Ector | TX | Oil | 9 | 9309 | 9336 | NA | 0.89802 | 0.46423 | NA
Westside Landfill Facility | -228934 | Operating | 3.2 | Internal Combustion | 2010 | WM Renewable Energy, LLC | ERCOT | TRE | TRE | Tarrant | TX | Biomass | 3.2 | 11919 | 11687 | 11228 | 78.4853 | 54.0311 | 42.4087
Whirlwind Energy Center | -226422 | Operating | 59.8 | Wind Turbine | 2007 | Ardian Infrastructure | ERCOT | TRE | TRE | Floyd | TX | Wind | 57 | NA | NA | NA | 16.8087 | 36.9633 | 36.1742
Whirlwind Energy Center | -133912 | Operating | 59.8 | Wind Turbine | 2007 | Transatlantic Power Holdings LLC | ERCOT | TRE | TRE | Floyd | TX | Wind | 57 | NA | NA | NA | 16.8087 | 36.9633 | 36.1742
White Mesa Wind Energy Center | -787423 | Operating | 500.6 | Wind Turbine | 2021 | XPLR Infrastructure, LP | ERCOT | TRE | TRE | Crockett | TX | Wind | 500.6 | NA | NA | NA | 39.671 | 41.857 | 9.5517
White Mesa Wind Energy Center | -426620 | Operating | 500.6 | Wind Turbine | 2021 | NextEra Energy Resources, LLC | ERCOT | TRE | TRE | Crockett | TX | Wind | 500.6 | NA | NA | NA | 39.671 | 41.857 | 9.5517
Whitesboro Solar I (Grayson County) | -405238 | Operating | 5 | Solar | 2017 | Cypress Creek Renewables, LLC | ERCOT | TRE | TRE | Grayson | TX | Solar | 5 | NA | NA | NA | 23.3288 | 25.7215 | 20.4612
Whitesboro Solar II (Grayson County) | -405270 | Operating | 5 | Solar | 2017 | Cypress Creek Renewables, LLC | ERCOT | TRE | TRE | Grayson | TX | Solar | 5 | NA | NA | NA | 23.3219 | 23.7466 | 18.6507
Whitetail Wind Energy Project | -396514 | Operating | 92 | Wind Turbine | 2012 | Continental Wind, LLC | ERCOT | TRE | TRE | Webb | TX | Wind | 92.3 | NA | NA | NA | 20.6208 | 28.0065 | NA
Whitewright Solar | -405281 | Operating | 10 | Solar | 2017 | Cypress Creek Renewables, LLC | ERCOT | TRE | TRE | Fannin | TX | Solar | 10 | NA | NA | NA | 23.0091 | 22.4566 | 19.5194
Whitney | -510199 | Operating | 41.8 | Hydraulic Turbine | 1953 | USCE - Fort Worth District | ERCOT | TRE | TRE | Bosque | TX | Water | 42 | NA | NA | NA | 0.67053 | 1.6183 | 21.3307
Whitney Solar Farm | -200530 | Operating | 9.9 | Solar | 2017 | Alchemy Renewable Energy, LLC | ERCOT | TRE | TRE | Bosque | TX | Solar | 9.9 | NA | NA | NA | 21.7287 | 21.7299 | 25.2237
Whitney Solar Farm | -200529 | Operating | 9.9 | Solar | 2017 | Renew Petra Integrators, Llc | ERCOT | TRE | TRE | Bosque | TX | Solar | 9.9 | NA | NA | NA | 21.7287 | 21.7299 | 25.2237
Valencia Energy Facility | -383240 | Operating | 159.5 | Gas Turbine | 2008 | Onward Energy |  | WECC | AZNMSN | Valencia | NM | Gas | 150.2 | 11160 | 11285 | 11394 | 18.4444 | 5.654 | 6.5026
Valero Refinery Cogeneration Unit 1 | -813 | Operating | 49.9 | Gas Turbine | 2002 | Valero Refining Company | CAISO | WECC | CAMX | Solano | CA | Gas | 46.8 | 11062 | 11141 | 10368 | 56.138 | 77.0902 | 80.7726
Wigeon Whistle Storage Battery Project | -789490 | Operating | 122.9 | Battery | 2024 | ESIF Servicer, LLC | ERCOT | TRE | TRE | Collin | TX | Energy Storage | 122.9 | NA | NA | NA | NA | NA | NA
Wigeon Whistle Storage Battery Project | -789489 | Operating | 122.9 | Battery | 2024 | Energy Storage Investment Fund I, Lp | ERCOT | TRE | TRE | Collin | TX | Energy Storage | 122.9 | NA | NA | NA | NA | NA | NA
Wildcat Ranch Wind Project | -163734 | Operating | 150 | Wind Turbine | 2018 | NextEra Energy Resources, LLC | SPP | MRO | MRO-US | Cochran | TX | Wind | 150 | NA | NA | NA | 50.226 | 49.596 | 50.0202
Wildorado Wind Ranch | -662998 | Operating | 161 | Wind Turbine | 2007 | Clearway Energy, Inc. | SPP | MRO | MRO-US | Oldham | TX | Wind | 161 | NA | NA | NA | 45.6074 | NA | NA
Wildorado Wind Ranch | -662997 | Operating | 161 | Wind Turbine | 2007 | Clearway Energy, Inc. | SPP | MRO | MRO-US | Oldham | TX | Wind | 161 | NA | NA | NA | 45.6074 | NA | NA
Wildwind Project (Wildcat Creek) (ERAWIND) | -376887 | Operating | 175.3 | Wind Turbine | 2021 | EDP Renewables North America LLC | ERCOT | TRE | TRE | Cooke | TX | Wind | 175.3 | NA | NA | NA | 36.4736 | 36.4492 | 17.1874
Wildwind Project (Wildcat Creek) (ERAWIND) | -364204 | Operating | 175.3 | Wind Turbine | 2021 | EDP Renewables North America LLC | ERCOT | TRE | TRE | Cooke | TX | Wind | 175.3 | NA | NA | NA | 36.4736 | 36.4492 | 17.1874
Wilkes | -7789 | Operating | 882 | Steam Turbine | 1964 | Southwestern Electric Power Company | SPP | MRO | MRO-US | Marion | TX | Gas | 901 | 11243 | 10894 | 11496 | 14.1259 | 13.1331 | 11.2201
William R. Sinkin Centennial Solar Farms 1 (SunE CPS1) | -169240 | Operating | 10 | Solar | 2012 | Sun Edison LLC | ERCOT | TRE | TRE | Bexar | TX | Solar | 9.9 | NA | NA | NA | 10.3316 | 14.5242 | 13.5464
William R. Sinkin Centennial Solar Farms 2 (SunE CPS2) | -169243 | Operating | 10 | Solar | 2012 | Forsyth Street Renewables I, Llc | ERCOT | TRE | TRE | Bexar | TX | Solar | 9.9 | NA | NA | NA | 11.1307 | 12.4395 | 14.1345
William R. Sinkin Centennial Solar Farms 2 (SunE CPS2) | -169242 | Operating | 10 | Solar | 2012 | Citibank, N.A. | ERCOT | TRE | TRE | Bexar | TX | Solar | 9.9 | NA | NA | NA | 11.1307 | 12.4395 | 14.1345
Willow Springs Windfarm (SALVTION) | -144905 | Operating | 250 | Wind Turbine | 2017 | Orsted Onshore North America, LLC | ERCOT | TRE | TRE | Haskell | TX | Wind | 250 | NA | NA | NA | 38.6254 | 40.3263 | 42.1283
Wilson Ranch Wind Project (Infinity Live Oak) | -377084 | Operating | 199.5 | Wind Turbine | 2018 | ENGIE North America Inc. | ERCOT | TRE | TRE | Schleicher | TX | Wind | 199.5 | NA | NA | NA | 43.4796 | 44.3425 | 43.7513
Valero Wilmington Cogeneration Plant | -249335 | Operating | 33.5 | Gas Turbine | 2017 | Valero Energy Corporation |  | WECC | CAMX | Los Angeles | CA | Gas | 35.3 | 9436 | 8469 | 9592 | 76.54 | 71.5993 | 74.6412
Windthorst-2 | -807121 | Operating | 67.6 | Wind Turbine | 2014 | EDF power solutions North America | ERCOT | TRE | TRE | Archer | TX | Wind | 67.6 | NA | NA | NA | NA | NA | NA
Windthorst-2 | -163640 | Operating | 67.6 | Wind Turbine | 2014 | BlackRock, Inc. | ERCOT | TRE | TRE | Archer | TX | Wind | 67.6 | NA | NA | NA | 33.9365 | 38.752 | 36.0992
Wirtz Dam (Granite Shoals) | -3667 | Operating | 54 | Hydraulic Turbine | 1951 | Lower Colorado River Authority | ERCOT | TRE | TRE | Burnet | TX | Water | 54 | NA | NA | NA | 3.4435 | 3.59 | 3.4244
Valley (Los Angeles) CT | -7419 | Operating | 60.5 | Gas Turbine | 2002 | Los Angeles Department of Water and Power, California |  | WECC | CAMX | Los Angeles | CA | Gas | 44 | 11003 | 11498 | 11829 | 2.9774 | 2.508 | 1.5953
Valley Repowering | -164081 | Operating | 630 | Combined Cycle | 2004 | Los Angeles Department of Water and Power, California |  | WECC | CAMX | Los Angeles | CA | Gas | 519 | 7128 | 7188 | 7310 | 32.9386 | 45.4356 | 26.0968
Valleyview | -781304 | Operating & Planned | 90 | Gas Turbine | 2001 | TransAlta Corporation | Alberta | WECC | WECCCN |  |  | Gas | 90 | NA | NA | NA | NA | NA | NA
Wolf Ridge Wind | -167351 | Operating | 112.5 | Wind Turbine | 2008 | NextEra Energy Resources, LLC | ERCOT | TRE | TRE | Cooke | TX | Wind | 112.5 | NA | NA | NA | 38.1169 | 41.2252 | 37.78
Wolf Tank Battery Storage Project | -806966 | Operating | 150 | Battery | 2023 | Aypa Power LLC | ERCOT | TRE | TRE | Webb | TX | Energy Storage | 150 | NA | NA | NA | 0.67458 | NA | NA
Wood Solar Project | -755959 | Operating | 1 | Solar | 2024 | Repsol, S.A. | SPP | MRO | MRO-US | Wood | TX | Solar | 1 | NA | NA | NA | NA | NA | NA
Wood Solar Project | -755958 | Operating | 1 | Solar | 2024 | Hecate Energy LLC | SPP | MRO | MRO-US | Wood | TX | Solar | 1 | NA | NA | NA | NA | NA | NA
Woodward Mountain 1 (Pecos I) | -669 | Operating | 82 | Wind Turbine | 2001 | NextEra Energy Resources, LLC | ERCOT | TRE | TRE | Pecos | TX | Wind | 82 | NA | NA | NA | 24.459 | 24.881 | 21.753
Woodward Mountain 2 (Pecos II) | -8900 | Operating | 78 | Wind Turbine | 2001 | NextEra Energy Resources, LLC | ERCOT | TRE | TRE | Pecos | TX | Wind | 78 | NA | NA | NA | 24.705 | 24.8807 | 21.7529
Yellow Jacket Solar Project | -405305 | Operating | 5 | Solar | 2018 | Cypress Creek Renewables, LLC | ERCOT | TRE | TRE | Bosque | TX | Solar | 5 | NA | NA | NA | 23.9338 | 24.9543 | 22.9018
Young Wind Project | -793967 | Operating | 500 | Wind Turbine | 2023 | Apex Clean Energy, Inc. | ERCOT | TRE | TRE | Young | TX | Wind | 500 | NA | NA | NA | 36.0737 | NA | NA
Zapata Battery Storage Plant | -754422 | Operating | 19.8 | Battery | 2021 | Broad Reach Power LLC | ERCOT | TRE | TRE | Zapata | TX | Energy Storage | 19.8 | NA | NA | NA | 6.9883 | NA | NA
Zier Battery Storage Project | -759831 | Operating | 40.4 | Battery | 2024 | Cypress Creek Renewables, LLC | ERCOT | TRE | TRE | Kinney | TX | Energy Storage | 40.4 | NA | NA | NA | NA | NA | NA
Zier Solar Project | -759753 | Operating | 160 | Solar | 2024 | Cypress Creek Renewables, LLC | ERCOT | TRE | TRE | Kinney | TX | Solar | 160 | NA | NA | NA | NA | NA | NA
Appaloosa Solar Project | -750864 | Operating | 200 | Solar | 2024 | rPlus Energies, LLC |  | WECC | NWPP | Iron | UT | Solar | 200 | NA | NA | NA | NA | NA | NA
Appaloosa Solar Project | -750863 | Operating | 200 | Solar | 2024 | Greenbacker Renewable Energy Corporation |  | WECC | NWPP | Iron | UT | Solar | 200 | NA | NA | NA | NA | NA | NA
Bartholomew | -164334 | Operating | 1 | Hydraulic Turbine | 1948 | Springville City |  | WECC | NWPP | Utah | UT | Water | 1 | NA | NA | NA | 19.7374 | 7.2374 | 7.0434
Beaver Lower Hydro 1 | -1789 | Operating | 0.28 | Hydraulic Turbine | 1914 | Beaver City Corporation - UT |  | WECC | NWPP | Beaver | UT | Water | 0.28 | NA | NA | NA | NA | NA | NA
Beaver Middle Hydro 2 | -1790 | Operating | 0.6 | Hydraulic Turbine | 1942 | Beaver City Corporation - UT |  | WECC | NWPP | Beaver | UT | Water | 0.6 | NA | NA | NA | NA | NA | NA
Beaver Upper Hydro 3 | -1791 | Operating | 0.65 | Hydraulic Turbine | 1992 | Beaver City Corporation - UT |  | WECC | NWPP | Beaver | UT | Water | 0.65 | NA | NA | NA | NA | NA | NA
Beryl Solar Plant (Seven Sisters) | -493794 | Operating | 3 | Solar | 2015 | Undisclosed buyer |  | WECC | NWPP | Iron | UT | Solar | 3 | NA | NA | NA | 23.3904 | 23.7785 | 24.0183
Bloomington Power | -164383 | Operating | 10.2 | Internal Combustion | 1999 | City of Saint George, Utah |  | WECC | NWPP | Washington | UT | Oil | 9 | NA | 11240 | 11000 | 0 | 0.25368 | 0.0050736
Bloomington Solar Project | -194511 | Operating | 2 | Solar | 2018 | EA Power Partners |  | WECC | NWPP | Washington | UT | Solar | 2 | NA | NA | NA | 8.5674 | 24.7603 | 23.5788
Blue Mountain Biogas Facility | -70049 | Out of Service | 3.2 | Internal Combustion | 2012 | Alpental Energy Partners LLC |  | WECC | NWPP | Beaver | UT | Biomass | NA | 18583 | 11271 | 8379 | 0.045662 | 6.4079 | 8.653
Blue Mountain Biogas Facility | -70048 | Out of Service | 3.2 | Internal Combustion | 2012 | Geopower Energy, LLC |  | WECC | NWPP | Beaver | UT | Biomass | NA | 18583 | 11271 | 8379 | 0.045662 | 6.4079 | 8.653
Blundell | -140818 | Operating | 44.8 | Geothermal | 1984 | PacifiCorp |  | WECC | NWPP | Beaver | UT | Geothermal | 33.8 | NA | NA | NA | 83.8268 | 88.5308 | 71.3396
Blundell | -140817 | Operating | 44.8 | Geothermal | 1984 | PacifiCorp |  | WECC | NWPP | Beaver | UT | Geothermal | 33.8 | NA | NA | NA | 83.8268 | 88.5308 | 71.3396
Bonanza | -1995 | Operating | 499.5 | Steam Turbine | 1986 | Deseret Generation And Transmission Cooperative |  | WECC | NWPP | Uintah | UT | Coal | 458 | 10321 | 10120 | 10147 | 78.7862 | 86.0063 | 72.6826
Bonanza | -1994 | Operating | 499.5 | Steam Turbine | 1986 | Utah Municipal Power Agency |  | WECC | NWPP | Uintah | UT | Coal | 458 | 10321 | 10120 | 10147 | 78.7862 | 86.0063 | 72.6826
Bonanza Solar Plant | -647638 | Operating | 12.5 | Solar | 2023 | Deseret Generation And Transmission Cooperative |  | WECC | NWPP | Uintah | UT | Solar | 12.5 | NA | NA | NA | 0 | NA | NA
Boulder | -2010 | Operating | 4.2 | Hydraulic Turbine | 1958 | Garkane Energy Cooperative Inc. |  | WECC | NWPP | Garfield | UT | Water | 4.2 | NA | NA | NA | 54.8299 | 50.6768 | 65.4001
Valmont CT | -7428 | Operating | 59.3 | Gas Turbine | 1973 | Public Service Company of Colorado |  | WECC | RMPA | Boulder | CO | Gas | 51 | 14630 | 19571 | 14740 | 1.4793 | 0.74089 | 1.2956
Box Elder | -2027 | Operating | 0.5 | Hydraulic Turbine | 1961 | Brigham City Corporation |  | WECC | NWPP | Box Elder | UT | Water | 0.5 | NA | NA | NA | NA | NA | NA
Brigham City | -2068 | Operating | 1.8 | Hydraulic Turbine | 1921 | Brigham City Corporation |  | WECC | NWPP | Box Elder | UT | Water | 1.5 | NA | NA | NA | 59.0183 | 38.4323 | 43.1963
Buckhorn Solar Plant (Seven Sisters) | -493790 | Operating | 3 | Solar | 2015 | Undisclosed buyer |  | WECC | NWPP | Iron | UT | Solar | 3 | NA | NA | NA | 22.2222 | 22.4467 | 22.5685
Valmont CT Project (Indeck) (SWG Colorado) | -346777 | Operating | 142.2 | Gas Turbine | 2000 | Public Service Company of Colorado |  | WECC | RMPA | Boulder | CO | Gas | 79.8 | 14069 | 14683 | 14482 | 4.5343 | 1.9266 | 2.0383
Castle Solar Project | -798074 | Operating | 40 | Solar | 2024 | D. E. Shaw Renewable Investments, L.L.C. |  | WECC | NWPP | Emery | UT | Solar | 40 | NA | NA | NA | NA | NA | NA
Castle Solar Project | -798073 | Operating | 40 | Solar | 2024 | Macquarie Asset Management Pty Limited |  | WECC | NWPP | Emery | UT | Solar | 40 | NA | NA | NA | NA | NA | NA
Causey | -522577 | Operating | 2.2 | Hydraulic Turbine | 1998 | Weber Basin Water Conservancy District |  | WECC | NWPP | Weber | UT | Water | 2.2 | NA | NA | NA | 28.3157 | 15.5978 | 7.5758
Cedar Valley Solar Plant (Seven Sisters) | -493793 | Operating | 3 | Solar | 2015 | Undisclosed buyer |  | WECC | NWPP | Iron | UT | Solar | 3 | NA | NA | NA | 22.3478 | 24.2504 | 22.7359
Center Creek | -2339 | Operating | 0.6 | Hydraulic Turbine | 1951 | Parowan City Corporation |  | WECC | NWPP | Iron | UT | Water | 0.6 | NA | NA | NA | NA | NA | NA
Van Sant Station | -7433 | Operating | 45.1 | Gas Turbine | 1991 | Dover City of DE | PJM | RFC | R-PJM | Kent | DE | Gas | 42 | 16654 | 14531 | 14338 | 0.17123 | 0.40878 | 1.358
Clover Creek Solar Project | -792598 | Operating | 80 | Solar | 2021 | Alberta Investment Management Corporation |  | WECC | NWPP | Juab | UT | Solar | 80 | NA | NA | NA | 27.9356 | 29.5364 | 0
Clover Creek Solar Project | -792597 | Operating | 80 | Solar | 2021 | The AES Corporation |  | WECC | NWPP | Juab | UT | Solar | 80 | NA | NA | NA | 27.9356 | 29.5364 | 0
Copperton Solar Plant No. 1 & 2 | -780681 | Operating & Planned | 5 | Solar | 2023 | Kennecott Utah Copper LLC |  | WECC | NWPP | Salt Lake | UT | Solar | 5 | NA | NA | NA | NA | NA | NA
Cove Mountain Solar 2 Project | -798039 | Operating | 122 | Solar | 2020 | D. E. Shaw Renewable Investments, L.L.C. |  | WECC | NWPP | Iron | UT | Solar | 122 | NA | NA | NA | NA | NA | NA
Cove Mountain Solar 2 Project | -798038 | Operating | 122 | Solar | 2020 | Macquarie Asset Management Pty Limited |  | WECC | NWPP | Iron | UT | Solar | 122 | NA | NA | NA | NA | NA | NA
Cove Mountain Solar Project | -798035 | Operating | 58 | Solar | 2020 | D. E. Shaw Renewable Investments, L.L.C. |  | WECC | NWPP | Iron | UT | Solar | 58 | NA | NA | NA | NA | NA | NA
Cove Mountain Solar Project | -798034 | Operating | 58 | Solar | 2020 | Macquarie Asset Management Pty Limited |  | WECC | NWPP | Iron | UT | Solar | 58 | NA | NA | NA | NA | NA | NA
Vanderbilt University CT | -166909 | Operating | 18.7 | Gas Turbine | 2002 | Vanderbilt University |  | SERC | CENTRL | Davidson | TN | Gas | 15.2 | 11099 | 11863 | 11048 | 53.2885 | 57.1076 | 58.4249
Vandolah Power Station | -154815 | Operating | 728 | Gas Turbine | 2002 | Harbert Management Corporation |  | SERC | FP | Hardee | FL | Gas | 700 | 10910 | 10795 | 10806 | 11.6467 | 24.2608 | 18.9489
Cutler Hydro | -141064 | Operating | 30 | Hydraulic Turbine | 1927 | PacifiCorp |  | WECC | NWPP | Box Elder | UT | Water | 30 | NA | NA | NA | 36.6229 | 9.7013 | 9.1975
Cutler Hydro | -141063 | Operating | 30 | Hydraulic Turbine | 1927 | PacifiCorp |  | WECC | NWPP | Box Elder | UT | Water | 30 | NA | NA | NA | 36.6229 | 9.7013 | 9.1975
Deer Creek Dam | -511486 | Operating | 4.8 | Hydraulic Turbine | 1958 | U.S. Bureau Of Reclamation |  | WECC | RMPA | Wasatch | UT | Water | 5.4 | NA | NA | NA | 49.5201 | 38.2082 | 38.223
Echo Dam | -3097 | Operating | 4.4 | Hydraulic Turbine | 1987 | City of Bountiful, Utah |  | WECC | NWPP | Summit | UT | Water | 4.4 | NA | NA | NA | 33.5461 | 17.2919 | 2.9914
Elektron Solar Project | -798065 | Operating | 80 | Solar | 2024 | D. E. Shaw Renewable Investments, L.L.C. |  | WECC | NWPP | Tooele | UT | Solar | 80 | NA | NA | NA | NA | NA | NA
Elektron Solar Project | -798064 | Operating | 80 | Solar | 2024 | Macquarie Asset Management Pty Limited |  | WECC | NWPP | Tooele | UT | Solar | 80 | NA | NA | NA | NA | NA | NA
Enel Cove Fort | -743677 | Operating & Planned | 25 | Geothermal | 2013 | Ormat Technologies, Inc. |  | WECC | AZNMSN | Beaver | UT | Geothermal | 25 | NA | NA | NA | NA | NA | NA
Enterprise Solar Plant (Four Brothers) | -663178 | Operating | 80 | Solar | 2016 | Clearway Energy, Inc. |  | WECC | NWPP | Iron | UT | Solar | 80 | NA | NA | NA | 31.4499 | NA | NA
Enterprise Solar Plant (Four Brothers) | -663177 | Operating | 80 | Solar | 2016 | Clearway Energy, Inc. |  | WECC | NWPP | Iron | UT | Solar | 80 | NA | NA | NA | 31.4499 | NA | NA
Ephraim Hydro 1 | -3198 | Operating | 0.2 | Hydraulic Turbine | 1906 | Ephraim City Corporation |  | WECC | NWPP | Sanpete | UT | Water | 0.2 | NA | NA | NA | NA | NA | NA
Ephraim Hydro 3 | -3199 | Operating | 2.8 | Hydraulic Turbine | 1984 | Ephraim City Corporation |  | WECC | NWPP | Sanpete | UT | Water | 2.6 | NA | NA | NA | 12.0785 | 7.846 | 7.8021
Ephraim Hydro 4 | -3200 | Operating | 0.12 | Hydraulic Turbine | 1989 | Ephraim City Corporation |  | WECC | NWPP | Sanpete | UT | Water | 0.12 | NA | NA | NA | NA | NA | NA
Escalante Solar I Plant (Four Brothers) | -663174 | Operating | 80 | Solar | 2016 | Clearway Energy, Inc. |  | WECC | NWPP | Beaver | UT | Solar | 80 | NA | NA | NA | 30.2406 | NA | NA
Escalante Solar I Plant (Four Brothers) | -663173 | Operating | 80 | Solar | 2016 | Clearway Energy, Inc. |  | WECC | NWPP | Beaver | UT | Solar | 80 | NA | NA | NA | 30.2406 | NA | NA
Escalante Solar II Plant (Four Brothers) | -663176 | Operating | 80 | Solar | 2016 | Clearway Energy, Inc. |  | WECC | NWPP | Beaver | UT | Solar | 80 | NA | NA | NA | 29.0733 | NA | NA
Escalante Solar II Plant (Four Brothers) | -663175 | Operating | 80 | Solar | 2016 | Clearway Energy, Inc. |  | WECC | NWPP | Beaver | UT | Solar | 80 | NA | NA | NA | 29.0733 | NA | NA
Escalante Solar III Plant (Four Brothers) | -663172 | Operating | 80 | Solar | 2016 | Clearway Energy, Inc. |  | WECC | NWPP | Beaver | UT | Solar | 80 | NA | NA | NA | 29.6988 | NA | NA
Escalante Solar III Plant (Four Brothers) | -663171 | Operating | 80 | Solar | 2016 | Clearway Energy, Inc. |  | WECC | NWPP | Beaver | UT | Solar | 80 | NA | NA | NA | 29.6988 | NA | NA
Flaming Gorge | -511490 | Operating | 151.8 | Hydraulic Turbine | 1963 | U.S. Bureau Of Reclamation |  | WECC | RMPA | Daggett | UT | Water | 151.8 | NA | NA | NA | 31.0999 | 29.7476 | 23.4015
Fort Pierce Generating Facility | -482488 | Operating | 14.9 | Internal Combustion | 2022 | Deseret Generation And Transmission Cooperative |  | WECC | NWPP | Washington | UT | Gas | 14.9 | 9689 | 9866 | NA | 27.0678 | 8.3134 | NA
Gadsby | -140728 | Operating | 251.6 | Steam Turbine | 1951 | PacifiCorp |  | WECC | NWPP | Salt Lake | UT | Gas | 237.5 | 15943 | 17658 | 18793 | 11.3029 | 5.5503 | 3.5859
Gadsby | -140727 | Operating | 251.6 | Steam Turbine | 1951 | PacifiCorp |  | WECC | NWPP | Salt Lake | UT | Gas | 237.5 | 15943 | 17658 | 18793 | 11.3029 | 5.5503 | 3.5859
Vandolah Power Station | -154814 | Operating | 728 | Gas Turbine | 2002 | California Public Employees' Retirement System |  | SERC | FP | Hardee | FL | Gas | 700 | 10910 | 10795 | 10806 | 11.6467 | 24.2608 | 18.9489
Gateway | -3489 | Operating | 4 | Hydraulic Turbine | 1958 | Weber Basin Water Conservancy District |  | WECC | NWPP | Morgan | UT | Water | 4 | NA | NA | NA | 45.2626 | 20.0257 | 7.6541
Granite | -140769 | Operating | 2 | Hydraulic Turbine | 1896 | PacifiCorp |  | WECC | NWPP | Salt Lake | UT | Water | 1.2 | NA | NA | NA | 27.9395 | 32.9053 | 46.68
Granite | -140768 | Operating | 2 | Hydraulic Turbine | 1896 | PacifiCorp |  | WECC | NWPP | Salt Lake | UT | Water | 1.2 | NA | NA | NA | 27.9395 | 32.9053 | 46.68
Granite Mountain Solar East Plant (Three Cedars) | -663192 | Operating | 80 | Solar | 2016 | Clearway Energy, Inc. |  | WECC | NWPP | Iron | UT | Solar | 80 | NA | NA | NA | 27.516 | NA | NA
Granite Mountain Solar East Plant (Three Cedars) | -663191 | Operating | 80 | Solar | 2016 | Clearway Energy, Inc. |  | WECC | NWPP | Iron | UT | Solar | 80 | NA | NA | NA | 27.516 | NA | NA
Granite Mountain Solar West Plant (Three Cedars) | -663190 | Operating | 50.4 | Solar | 2016 | Clearway Energy, Inc. |  | WECC | NWPP | Iron | UT | Solar | 50.4 | NA | NA | NA | 27.3776 | NA | NA
Granite Mountain Solar West Plant (Three Cedars) | -663189 | Operating | 50.4 | Solar | 2016 | Clearway Energy, Inc. |  | WECC | NWPP | Iron | UT | Solar | 50.4 | NA | NA | NA | 27.3776 | NA | NA
Granite Peak Solar Plant (Seven Sisters) | -493796 | Operating | 3 | Solar | 2015 | Undisclosed buyer |  | WECC | NWPP | Beaver | UT | Solar | 3 | NA | NA | NA | 23.0441 | 24.2009 | 23.6225
Graphite Solar Project | -472571 | Operating | 80 | Solar | 2022 | Greenbacker Renewable Energy Company LLC |  | WECC | NWPP | Carbon | UT | Solar | 80 | NA | NA | NA | 28.1498 | 15.4719 | NA
Greenville Solar Plant (Seven Sisters) | -493792 | Operating | 2.2 | Solar | 2015 | Undisclosed buyer |  | WECC | NWPP | Beaver | UT | Solar | 2.2 | NA | NA | NA | 22.1098 | 24.341 | 21.2121
Gunlock | -140773 | Operating | 0.8 | Hydraulic Turbine | 1917 | PacifiCorp |  | WECC | NWPP | Washington | UT | Water | 0.8 | NA | NA | NA | 30.5223 | 9.746 | 5.4795
Gunlock | -140772 | Operating | 0.8 | Hydraulic Turbine | 1917 | PacifiCorp |  | WECC | NWPP | Washington | UT | Water | 0.8 | NA | NA | NA | 30.5223 | 9.746 | 5.4795
Gunlock Hydro | -3743 | Operating | 0.37 | Hydraulic Turbine | 1987 | City of Saint George, Utah |  | WECC | NWPP | Washington | UT | Water | 0.37 | NA | NA | NA | NA | NA | NA
Gunnison Solar Project | -503783 | Operating | 1.5 | Solar | 2022 | Greenbacker Renewable Energy Corporation |  | WECC | NWPP | Sanpete | UT | Solar | 1.5 | NA | NA | NA | 29.726 | 7.9224 | NA
Hatch Geothermal Project (Thermo No. 1) | -349439 | Operating | 14 | Geothermal | 2009 | Cyrq Energy, Inc. | CAISO | WECC | CAMX | Beaver | UT | Geothermal | 14 | NA | NA | NA | 44.6763 | 44.4969 | 47.6672
Heber City | -761478 | Operating | 18.9 | Internal Combustion | 1987 | Heber Light & Power Company |  | WECC | NWPP | Wasatch | UT | Gas | 18.9 | NA | NA | NA | NA | NA | NA
Hill AFB Landfill | -167272 | Operating | 2.3 | Internal Combustion | 2005 | Hill Air Force Base |  | WECC | NWPP | Davis | UT | Biomass | 2.3 | 13703 | 14052 | 14335 | 67.2672 | 52.2682 | 71.8185
Hobble Creek | -3949 | Operating | 0.3 | Hydraulic Turbine | 1950 | Springville City |  | WECC | NWPP | Utah | UT | Water | 0.3 | NA | NA | NA | NA | NA | NA
Horseshoe Solar Facility | -798061 | Operating | 75 | Solar | 2024 | D. E. Shaw Renewable Investments, L.L.C. |  | WECC | NWPP | Tooele | UT | Solar | 75 | NA | NA | NA | NA | NA | NA
Horseshoe Solar Facility | -798060 | Operating | 75 | Solar | 2024 | Macquarie Asset Management Pty Limited |  | WECC | NWPP | Tooele | UT | Solar | 75 | NA | NA | NA | NA | NA | NA
Vandolah Power Station | -96640 | Operating | 728 | Gas Turbine | 2002 | Ubs Global Asset Management (brinson) |  | SERC | FP | Hardee | FL | Gas | 700 | 10910 | 10795 | 10806 | 11.6467 | 24.2608 | 18.9489
Hunter | -140822 | Operating | 1472.2 | Steam Turbine | 1978 | PacifiCorp |  | WECC | NWPP | Emery | UT | Coal | 1363 | 11440 | 10385 | 10256 | 30.1033 | 61.8196 | 77.4628
Hunter | -140821 | Operating | 1472.2 | Steam Turbine | 1978 | PacifiCorp |  | WECC | NWPP | Emery | UT | Coal | 1363 | 11440 | 10385 | 10256 | 30.1033 | 61.8196 | 77.4628
Hunter | -73398 | Operating | 1472.2 | Steam Turbine | 1978 | Provo City Corporation |  | WECC | NWPP | Emery | UT | Coal | 1363 | 11440 | 10385 | 10256 | 30.1033 | 61.8196 | 77.4628
Hunter | -4034 | Operating | 1472.2 | Steam Turbine | 1978 | Deseret Generation And Transmission Cooperative |  | WECC | NWPP | Emery | UT | Coal | 1363 | 11440 | 10385 | 10256 | 30.1033 | 61.8196 | 77.4628
Hunter | -4033 | Operating | 1472.2 | Steam Turbine | 1978 | Utah Associated Municipal Power Systems |  | WECC | NWPP | Emery | UT | Coal | 1363 | 11440 | 10385 | 10256 | 30.1033 | 61.8196 | 77.4628
Hunter Community Solar | -798047 | Operating | 100 | Solar | 2021 | D. E. Shaw Renewable Investments, L.L.C. |  | WECC | NWPP | Emery | UT | Solar | 100 | NA | NA | NA | NA | NA | NA
Hunter Community Solar | -798046 | Operating | 100 | Solar | 2021 | Macquarie Asset Management Pty Limited |  | WECC | NWPP | Emery | UT | Solar | 100 | NA | NA | NA | NA | NA | NA
Huntington | -140830 | Operating | 1015.5 | Steam Turbine | 1974 | PacifiCorp |  | WECC | NWPP | Emery | UT | Coal | 909 | 10549 | 10340 | 10211 | 42.7094 | 71.2449 | 78.6611
Huntington | -140829 | Operating | 1015.5 | Steam Turbine | 1974 | PacifiCorp |  | WECC | NWPP | Emery | UT | Coal | 909 | 10549 | 10340 | 10211 | 42.7094 | 71.2449 | 78.6611
Hurricane City Power | -641114 | Operating | 12 | Internal Combustion | 2004 | City of Hurricane, Utah |  | WECC | NWPP | Washington | UT | Gas | 11.4 | NA | NA | NA | NA | NA | NA
Hurricane City Power | -170067 | Operating | 12 | Internal Combustion | 2004 | City of Washington, Utah |  | WECC | NWPP | Washington | UT | Gas | 11.4 | NA | NA | NA | NA | NA | NA
Hurricane City Power IC | -641116 | Operating | 5.1 | Internal Combustion | 1999 | City of Hurricane, Utah |  | WECC | NWPP | Washington | UT | Oil | 4.8 | 12891 | 11256 | 18147 | 8.2168 | 19.6418 | 10.9779
Hyrum | -4062 | Operating | 0.5 | Hydraulic Turbine | 1931 | Hyrum City Corp |  | WECC | NWPP | Cache | UT | Water | 0.5 | NA | NA | NA | NA | NA | NA
Intermountain | -4139 | Operating | 1640 | Steam Turbine | 1986 | Intermountain Power Agency | CAISO | WECC | CAMX | Millard | UT | Coal | 1800 | 10501 | 10084 | 9963 | 28.2146 | 34.9462 | 48.0758
Iron Springs Solar Plant (Three Cedars) | -663194 | Operating | 80 | Solar | 2016 | Clearway Energy, Inc. |  | WECC | NWPP | Iron | UT | Solar | 80 | NA | NA | NA | 29.1134 | NA | NA
Iron Springs Solar Plant (Three Cedars) | -663193 | Operating | 80 | Solar | 2016 | Clearway Energy, Inc. |  | WECC | NWPP | Iron | UT | Solar | 80 | NA | NA | NA | 29.1134 | NA | NA
Jordanelle Dam Hydroelectric Project | -169439 | Operating | 13 | Hydraulic Turbine | 2008 | Central Utah Water Conservancy District |  | WECC | NWPP | Wasatch | UT | Water | 13 | NA | NA | NA | 43.9463 | 27.3498 | 30.4259
Laho Solar Plant (Seven Sisters) | -493795 | Operating | 3 | Solar | 2015 | Undisclosed buyer |  | WECC | NWPP | Beaver | UT | Solar | 3 | NA | NA | NA | 23.3942 | 21.8531 | 21.9787
Lake Creek Hydro | -4546 | Operating | 1.5 | Hydraulic Turbine | 1981 | Heber Light & Power Company |  | WECC | NWPP | Wasatch | UT | Water | 1 | NA | NA | NA | 0 | 35.2626 | 19.8858
Vandolah Power Station | -74198 | Operating | 728 | Gas Turbine | 2002 | Harbert Power Fund V, LLC |  | SERC | FP | Hardee | FL | Gas | 700 | 10910 | 10795 | 10806 | 11.6467 | 24.2608 | 18.9489
Latigo Wind Park | -792166 | Operating | 62.1 | Wind Turbine | 2016 | Alberta Investment Management Corporation |  | WECC | NWPP | San Juan | UT | Wind | 62.1 | NA | NA | NA | 27.7769 | 28.6677 | 29.5464
Latigo Wind Park | -792165 | Operating | 62.1 | Wind Turbine | 2016 | The AES Corporation |  | WECC | NWPP | San Juan | UT | Wind | 62.1 | NA | NA | NA | 27.7769 | 28.6677 | 29.5464
Latigo Wind Park | -792164 | Operating | 62.1 | Wind Turbine | 2016 | Spower Opco A, LLC |  | WECC | NWPP | San Juan | UT | Wind | 62.1 | NA | NA | NA | 27.7769 | 28.6677 | 29.5464
Latigo Wind Park | -792163 | Operating | 62.1 | Wind Turbine | 2016 | Spower Opco A, LLC |  | WECC | NWPP | San Juan | UT | Wind | 62.1 | NA | NA | NA | 27.7769 | 28.6677 | 29.5464
Little Cottonwood | -4677 | Operating | 4.8 | Hydraulic Turbine | 1983 | City of Murray, Utah |  | WECC | NWPP | Salt Lake | UT | Water | 4.8 | NA | NA | NA | 10.5213 | 0 | 0.35436
Vega Baja Gas Plant | -487611 | Operating | 42 | Gas Turbine | 1971 | Puerto Rico Electric Power Authority |  |  |  | Vega Baja | PR | Oil | 42 | NA | NA | 15772 | NA | 0 | 2.0999
Logan Hydro II | -4705 | Operating | 6.6 | Hydraulic Turbine | 1986 | City of Logan |  | WECC | NWPP | Cache | UT | Water | 6.2 | NA | NA | NA | 32.9172 | 22.5144 | 18.0549
Logan Hydro III | -165059 | Operating | 1.4 | Hydraulic Turbine | 1923 | City of Logan |  | WECC | NWPP | Cache | UT | Water | 1.4 | NA | NA | NA | -0.58708 | -0.75832 | -0.46477
Lower Boulder | -4768 | Operating | 1.2 | Hydraulic Turbine | 1983 | Garkane Energy Cooperative Inc. |  | WECC | NWPP | Garfield | UT | Water | 1.2 | NA | NA | NA | NA | NA | NA
Lower Monroe | -4775 | Operating | 0.26 | Hydraulic Turbine | 1928 | Monroe City of UT |  | WECC | NWPP | Sevier | UT | Water | 0.26 | NA | NA | NA | NA | NA | NA
Velcro USA CT | -758329 | Operating | 4.6 | Gas Turbine | 2000 | Velcro USA Inc. | New England | NPCC | NE | Hillsborough | NH | Gas | 4.6 | NA | NA | NA | NA | NA | NA
Manti Lower | -4870 | Operating | 1.2 | Hydraulic Turbine | 1989 | City of Manti |  | WECC | NWPP | Sanpete | UT | Water | 1 | NA | NA | NA | 20.9589 | 15.3196 | 9.6804
Manti Upper | -4871 | Operating | 1.6 | Hydraulic Turbine | 1939 | City of Manti |  | WECC | NWPP | Sanpete | UT | Water | 1.2 | NA | NA | NA | 0.55175 | 13.3847 | 10.6925
Milford 2 Solar Plant | -493822 | Operating | 3 | Solar | 2015 | Undisclosed buyer |  | WECC | NWPP | Beaver | UT | Solar | 3 | NA | NA | NA | 24.8706 | 23.2496 | 26.7085
Milford Flat Solar Plant (Seven Sisters) | -493791 | Operating | 3 | Solar | 2015 | Undisclosed buyer |  | WECC | NWPP | Beaver | UT | Solar | 3 | NA | NA | NA | 23.3029 | 23.809 | 23.7519
Milford Solar Project (Long Road Energy Partners) | -256004 | Operating | 99 | Solar | 2020 | US Solar Fund Plc |  | WECC | NWPP | Beaver | UT | Solar | 99 | NA | NA | NA | 29.9652 | 29.8032 | 30.8735
Milford Wind Corridor Project | -795868 | Operating | 203.5 | Wind Turbine | 2009 | Utah Wind Holdings, LLC | CAISO | WECC | CAMX | Beaver | UT | Wind | 203.5 | NA | NA | NA | 18.3055 | 19.8301 | 23.3195
Milford Wind Corridor Project | -795867 | Operating | 203.5 | Wind Turbine | 2009 | Longroad Energy Partners, LLC | CAISO | WECC | CAMX | Beaver | UT | Wind | 203.5 | NA | NA | NA | 18.3055 | 19.8301 | 23.3195
Milford Wind Corridor Project | -133644 | Operating | 203.5 | Wind Turbine | 2009 | Longroad Energy Partners, LLC | CAISO | WECC | CAMX | Beaver | UT | Wind | 203.5 | NA | NA | NA | 18.3055 | 19.8301 | 23.3195
Milford Wind Corridor Project | -133643 | Operating | 203.5 | Wind Turbine | 2009 | Infratil US Renewables, Inc. | CAISO | WECC | CAMX | Beaver | UT | Wind | 203.5 | NA | NA | NA | 18.3055 | 19.8301 | 23.3195
Milford Wind Corridor Project | -133642 | Operating | 203.5 | Wind Turbine | 2009 | Utah Wind Holdings, LLC | CAISO | WECC | CAMX | Beaver | UT | Wind | 203.5 | NA | NA | NA | 18.3055 | 19.8301 | 23.3195
Milford Wind Corridor Project II | -795905 | Operating | 102 | Wind Turbine | 2011 | Utah Wind Holdings, LLC | CAISO | WECC | CAMX | Beaver | UT | Wind | 102 | NA | NA | NA | 17.7823 | 19.0442 | 22.3063
Milford Wind Corridor Project II | -133654 | Operating | 102 | Wind Turbine | 2011 | Longroad Energy Partners, LLC | CAISO | WECC | CAMX | Beaver | UT | Wind | 102 | NA | NA | NA | 17.7823 | 19.0442 | 22.3063
Milford Wind Corridor Project II | -133653 | Operating | 102 | Wind Turbine | 2011 | Infratil US Renewables, Inc. | CAISO | WECC | CAMX | Beaver | UT | Wind | 102 | NA | NA | NA | 17.7823 | 19.0442 | 22.3063
Venice CT | -165728 | Operating | 586 | Gas Turbine | 1967 | Union Electric Company | MISO | SERC | GATEWY | Madison | IL | Gas | 560 | 12409 | 12571 | 11661 | 0.28011 | 0.43542 | 2.1521
Monroe Pumping Station | -5186 | Operating | 0.1 | Pumped Storage | 1981 | Monroe City of UT |  | WECC | NWPP | Sevier | UT | Water | 0.1 | NA | NA | NA | NA | NA | NA
Vermillion Generating | -524404 | Operating | 692 | Gas Turbine | 2000 | Duke Energy Indiana, LLC | MISO, PJM | RFC | R-MISO | Vermillion | IN | Gas | 763 | 12136 | 10654 | NA | 8.5118 | 7.1054 | NA
Vermillion Generating | -524403 | Operating | 692 | Gas Turbine | 2000 | Duke Energy Indiana, LLC | MISO, PJM | RFC | R-MISO | Vermillion | IN | Gas | 763 | 12136 | 10654 | NA | 8.5118 | 7.1054 | NA
Olmsted Hydroelectric Powerplant Replacement Project | -173989 | Operating | 11.2 | Hydraulic Turbine | 2018 | Central Utah Water Conservancy District |  | WECC | NWPP | Utah | UT | Water | 11.2 | NA | NA | NA | NA | NA | NA
Pavant Solar Energy Project | -392671 | Operating | 50 | Solar | 2015 | Onward Energy |  | WECC | NWPP | Millard | UT | Solar | 50 | NA | NA | NA | 22.6098 | 23.2815 | 24.721
Pavant Solar III | -765899 | Operating | 20 | Solar | 2016 | Blackstone Inc. |  | WECC | NWPP | Millard | UT | Solar | 20 | NA | NA | NA | 23.2637 | NA | NA
Pavant Solar III | -765898 | Operating | 20 | Solar | 2016 | Invenergy LLC |  | WECC | NWPP | Millard | UT | Solar | 20 | NA | NA | NA | 23.2637 | NA | NA
Pavant Solar III | -765897 | Operating | 20 | Solar | 2016 | Caisse de dépôt et placement du Québec |  | WECC | NWPP | Millard | UT | Solar | 20 | NA | NA | NA | 23.2637 | NA | NA
Payson | -5780 | Operating | 0.4 | Hydraulic Turbine | 1941 | Strawberry Water Users Assn |  | WECC | NWPP | Utah | UT | Water | 0.4 | NA | NA | NA | NA | NA | NA
Payson, UT | -792950 | Operating | 9.7 | Internal Combustion | 1988 | Payson City Corp |  | WECC | NWPP | Utah | UT | Gas | 5.2 | NA | NA | NA | NA | NA | NA
Pine Valley | -5894 | Operating | 0.6 | Hydraulic Turbine | 1995 | City of Saint George, Utah |  | WECC | NWPP | Washington | UT | Water | 0.6 | NA | NA | NA | NA | NA | NA
Pine View Dam | -5895 | Operating | 1.8 | Hydraulic Turbine | 1991 | City of Bountiful, Utah |  | WECC | NWPP | Weber | UT | Water | 1.8 | NA | NA | NA | 27.6509 | 12.0624 | 10.6291
Pioneer | -140753 | Operating | 5 | Hydraulic Turbine | 1897 | PacifiCorp |  | WECC | NWPP | Weber | UT | Water | 4 | NA | NA | NA | 53.4304 | 21.7951 | 18.5074
Pioneer | -140752 | Operating | 5 | Hydraulic Turbine | 1897 | PacifiCorp |  | WECC | NWPP | Weber | UT | Water | 4 | NA | NA | NA | 53.4304 | 21.7951 | 18.5074
Pleasant Creek Lower Unit | -5939 | Operating | 0.15 | Hydraulic Turbine | 1913 | Mt Pleasant City of UT |  | WECC | NWPP | Sanpete | UT | Water | 0.15 | NA | NA | NA | NA | NA | NA
Pleasant Creek Unit 3 | -5940 | Operating | 0.23 | Hydraulic Turbine | 1993 | Mt Pleasant City of UT |  | WECC | NWPP | Sanpete | UT | Water | 0.23 | NA | NA | NA | NA | NA | NA
Pleasant Creek Unit 4 | -5941 | Operating | 1.3 | Hydraulic Turbine | 1993 | Mt Pleasant City of UT |  | WECC | NWPP | Sanpete | UT | Water | 1.3 | NA | NA | NA | 27.9066 | 28.8813 | 28.1437
Pleasant Creek Upper Unit | -5942 | Operating | 0.18 | Hydraulic Turbine | 1931 | Mt Pleasant City of UT |  | WECC | NWPP | Sanpete | UT | Water | 0.18 | NA | NA | NA | NA | NA | NA
Provo Power Plant | -173439 | Operating | 12 | Internal Combustion | 2017 | Provo City Corporation |  | WECC | NWPP | Utah | UT | Gas | 12 | 10028 | 10324 | NA | 6.7761 | 7.4496 | NA
PSEG Pavant II Solar Energy Center | -356477 | Operating | 50 | Solar | 2016 | Quattro Solar, LLC |  | WECC | NWPP | Millard | UT | Solar | 50 | NA | NA | NA | 23.389 | 26.5811 | 26.9811
Quail Creek | -757205 | Operating | 2.3 | Hydraulic Turbine | 1985 | Washington County Utah Water Conservancy District |  | WECC | NWPP | Washington | UT | Water | 2.3 | NA | NA | NA | 58.4723 | 39.6962 | 43.6669
Quichapa 1 Solar Project | -173610 | Operating | 3 | Solar | 2016 | Quichapa 1, LLC |  | WECC | NWPP | Iron | UT | Solar | 3 | NA | NA | NA | 29.0715 | 29.7603 | 30.1142
Quichapa 2 Solar Project | -173607 | Operating | 3 | Solar | 2016 | Quichapa 2, LLC |  | WECC | NWPP | Iron | UT | Solar | 3 | NA | NA | NA | 28.0556 | 29.8059 | 29.6195
Quichapa 3 Solar Project | -173606 | Operating | 3 | Solar | 2016 | Quichapa 3, LLC |  | WECC | NWPP | Iron | UT | Solar | 3 | NA | NA | NA | 28.5464 | 27.9224 | 29.4977
Rampton Salt Palace Solar Project | -168979 | Operating | 1.3 | Solar | 2012 | CarbonFree Technology Inc. |  | WECC | NWPP | Salt Lake | UT | Solar | 1.3 | NA | NA | NA | 17.4043 | 18.7478 | 19.2835
Red Creek | -6176 | Operating | 0.6 | Hydraulic Turbine | 1955 | Parowan City Corporation |  | WECC | NWPP | Iron | UT | Water | 0.6 | NA | NA | NA | NA | NA | NA
Red Mesa Tapaha Solar Generation Plant | -646175 | Operating | 72 | Solar | 2023 | Navajo Tribal Utility Authority Company |  | WECC | NWPP | San Juan | UT | Solar | 72 | NA | NA | NA | 24.2188 | NA | NA
RMP - Fiddler's Canyon 1 Solar Plant (SunE1) | -493823 | Operating | 3 | Solar | 2015 | Undisclosed buyer |  | WECC | NWPP | Iron | UT | Solar | 3 | NA | NA | NA | 26.2785 | 23.5426 | 23.4437
RMP - Fiddler's Canyon 2 Solar Plant (SunE2) | -493821 | Operating | 3 | Solar | 2015 | Undisclosed buyer |  | WECC | NWPP | Iron | UT | Solar | 3 | NA | NA | NA | 26.4041 | 24.4597 | 22.5685
RMP - Fiddler's Canyon 3 Solar Plant (SunE3) | -493818 | Operating | 3 | Solar | 2015 | Undisclosed buyer |  | WECC | NWPP | Iron | UT | Solar | 3 | NA | NA | NA | 27.8006 | 26.6438 | 27.0205
RMP - South Milford (Phillips) | -493815 | Operating | 2.9 | Solar | 2015 | Undisclosed buyer |  | WECC | NWPP | Beaver | UT | Solar | 2.9 | NA | NA | NA | 27.9877 | 24.0002 | 22.3075
Rocket Solar Plant (Northrop Grumman) | -798055 | Operating | 80 | Solar | 2024 | D. E. Shaw Renewable Investments, L.L.C. |  | WECC | NWPP | Box Elder | UT | Solar | 80 | NA | NA | NA | NA | NA | NA
Rocket Solar Plant (Northrop Grumman) | -798054 | Operating | 80 | Solar | 2024 | Macquarie Asset Management Pty Limited |  | WECC | NWPP | Box Elder | UT | Solar | 80 | NA | NA | NA | NA | NA | NA
Rocky Mountain Subscriber Solar Program Resource (Holden Solar) | -141441 | Operating | 20 | Solar | 2017 | PacifiCorp |  | WECC | NWPP | Millard | UT | Solar | 20 | NA | NA | NA | NA | NA | NA
Rocky Mountain Subscriber Solar Program Resource (Holden Solar) | -141440 | Operating | 20 | Solar | 2017 | PacifiCorp |  | WECC | NWPP | Millard | UT | Solar | 20 | NA | NA | NA | NA | NA | NA
Sage Project | -765737 | Operating | 57.6 | Solar | 2019 | Copenhagen Infrastructure Partners P/S |  | WECC | NWPP | Rich | UT | Solar | 57.6 | NA | NA | NA | 24.3735 | 24.8452 | 23.9391
Sage Project | -759743 | Operating | 57.6 | Solar | 2019 | Vestas Wind Systems A/S |  | WECC | NWPP | Rich | UT | Solar | 57.6 | NA | NA | NA | 24.3735 | 24.8452 | 23.9391
Sage Project | -214101 | Operating | 57.6 | Solar | 2019 | Ingka Holding B.V. |  | WECC | NWPP | Rich | UT | Solar | 57.6 | NA | NA | NA | 24.3735 | 24.8452 | 23.9391
Salt Lake City Solar Project | -641142 | Operating | 1 | Solar | 2014 | City of Salt Lake City, Utah |  | WECC | NWPP | Salt Lake | UT | Solar | 1 | NA | NA | NA | NA | NA | NA
Salt Lake Energy Systems | -349438 | Operating | 3.2 | Internal Combustion | 2006 | Energy Power Investment Company, LLC |  | WECC | NWPP | Salt Lake | UT | Biomass | 3.1 | 12802 | 13099 | 13246 | 91.2653 | 90.3152 | 96.0745
Salt Lake Energy Systems | -167113 | Operating | 3.2 | Internal Combustion | 2006 | DTE Biomass Energy, Inc. |  | WECC | NWPP | Salt Lake | UT | Biomass | 3.1 | 12802 | 13099 | 13246 | 91.2653 | 90.3152 | 96.0745
Sand Cove | -141103 | Operating | 0.8 | Hydraulic Turbine | 1920 | PacifiCorp |  | WECC | NWPP | Washington | UT | Water | 0.8 | NA | NA | NA | 26.5268 | 8.4189 | 3.7386
Sand Cove | -141102 | Operating | 0.8 | Hydraulic Turbine | 1920 | PacifiCorp |  | WECC | NWPP | Washington | UT | Water | 0.8 | NA | NA | NA | 26.5268 | 8.4189 | 3.7386
SF Auto T1 Solar Project | -763452 | Operating | 3.1 | Solar | 2023 | Autoliv ASP, Inc. |  | WECC | NWPP | Box Elder | UT | Solar | 3.1 | NA | NA | NA | 0.51922 | NA | NA
Sigurd Solar Project | -798018 | Operating | 80 | Solar | 2021 | D. E. Shaw Renewable Investments, L.L.C. |  | WECC | NWPP | Sevier | UT | Solar | 80 | NA | NA | NA | NA | NA | NA
Sigurd Solar Project | -798017 | Operating | 80 | Solar | 2021 | Macquarie Asset Management Pty Limited |  | WECC | NWPP | Sevier | UT | Solar | 80 | NA | NA | NA | NA | NA | NA
Sixmile Creek Project | -672325 | Operating | 1.36 | Hydraulic Turbine | 2017 | BMB Enterprises, Inc. |  | WECC | NWPP | Sanpete | UT | Water | 1.36 | NA | NA | NA | NA | NA | NA
Smithfield 1 Solar Project | -769115 | Operating | 5 | Solar | 2024 | Greenbacker Renewable Energy Corporation |  | WECC | NWPP | Beaver | UT | Solar | 5 | NA | NA | NA | NA | NA | NA
Smithfield 3 Solar Project | -670657 | Operating | 2 | Solar | 2023 | Greenbacker Renewable Energy Corporation |  | WECC | NWPP | Beaver | UT | Solar | 2 | NA | NA | NA | 11.3128 | NA | NA
Snake Creek | -39511 | Operating | 1.2 | Hydraulic Turbine | 1910 | Heber Light & Power Company |  | WECC | NWPP | Wasatch | UT | Water | 1 | NA | NA | NA | 0 | 36.7922 | 33.9726
Snake Creek Hydro | -6764 | Operating | 0.8 | Hydraulic Turbine | 1949 | Heber Light & Power Company |  | WECC | NWPP | Wasatch | UT | Water | 0.8 | NA | NA | NA | NA | NA | NA
Snowbird Power Plant | -546876 | Operating | 6.5 | Internal Combustion | 1986 | Long Peak Partners Power Company |  | WECC | NWPP | Salt Lake | UT | Gas | 5.5 | 9435 | 8126 | NA | 29.8568 | 31.1083 | NA
Spanish Fork | -6861 | Operating | 3.6 | Hydraulic Turbine | 1937 | Strawberry Water Users Assn |  | WECC | NWPP | Utah | UT | Water | 3.6 | NA | NA | NA | 36.3902 | 14.6848 | 0
Spanish Fork Community Solar | -674049 | Operating | 4 | Solar | 2021 | Utah Municipal Power Agency |  | WECC | NWPP | Utah | UT | Solar | 4 | NA | NA | NA | 20.645 | 22.3545 | NA
Spanish Fork Wind | -663033 | Operating | 18.9 | Wind Turbine | 2008 | Clearway Energy, Inc. |  | WECC | NWPP | Utah | UT | Wind | 18.9 | NA | NA | NA | 27.204 | NA | NA
Spanish Fork Wind | -663032 | Operating | 18.9 | Wind Turbine | 2008 | Clearway Energy, Inc. |  | WECC | NWPP | Utah | UT | Wind | 18.9 | NA | NA | NA | 27.204 | NA | NA
Spring Creek | -6885 | Operating | 0.5 | Hydraulic Turbine | 1987 | Springville City |  | WECC | NWPP | Utah | UT | Water | 0.5 | NA | NA | NA | NA | NA | NA
St. George | -6920 | Operating | 14 | Internal Combustion | 1987 | City of Saint George, Utah |  | WECC | NWPP | Washington | UT | Oil | 14 | 5896 | 7385 | 7569 | 0.54958 | 0.37264 | 1.259
Stairs | -141175 | Operating | 1 | Hydraulic Turbine | 1912 | PacifiCorp |  | WECC | NWPP | Salt Lake | UT | Water | 1.2 | NA | NA | NA | 39.8402 | 32.5723 | 31.64
Stairs | -141174 | Operating | 1 | Hydraulic Turbine | 1912 | PacifiCorp |  | WECC | NWPP | Salt Lake | UT | Water | 1.2 | NA | NA | NA | 39.8402 | 32.5723 | 31.64
Steel Solar Project (Nucor Steel Solar Project) | -768934 | Operating | 80 | Solar | 2024 | Enyo, LLC |  | WECC | NWPP | Box Elder | UT | Solar | 80 | NA | NA | NA | NA | NA | NA
Steel Solar Project (Nucor Steel Solar Project) | -768933 | Operating | 80 | Solar | 2024 | MAP Energy, LLC |  | WECC | NWPP | Box Elder | UT | Solar | 80 | NA | NA | NA | NA | NA | NA
Sunnyside Cogeneration | -124655 | Operating | 58.1 | Steam Turbine | 1993 | Colmac Sunnyside, Inc |  | WECC | NWPP | Carbon | UT | Coal | 51 | 12047 | 12332 | 12107 | 70.8443 | 90.6095 | 89.7345
Vermillion Generating | -34833 | Operating | 692 | Gas Turbine | 2000 | Wabash Valley Power Alliance | MISO, PJM | RFC | R-MISO | Vermillion | IN | Gas | 763 | 12136 | 10654 | 13072 | 8.5118 | 7.1054 | 3.8889
Three Peaks Power | -357446 | Operating | 80 | Solar | 2016 | Global Atlantic Financial Group Limited |  | WECC | NWPP | Iron | UT | Solar | 80 | NA | NA | NA | 18.5538 | 30.7754 | 32.0586
Three Peaks Power Battery Storage Project | -628544 | Operating | NA | Battery | NA | Global Atlantic Financial Group Limited |  | WECC | NWPP | Iron | UT | Energy Storage | 45 | NA | NA | NA | NA | NA | NA
Tooele Army Depot Photovoltaic Plant | -795420 | Operating | 0 | Solar | 2025 | U.S. Army Corps of Engineers |  | WECC | NWPP | Tooele | UT | Solar | 1.5 | NA | NA | NA | NA | NA | NA
Tooele Army Depot Solar Project | -798246 | Operating | 1.5 | Solar | 2021 | U.S. Army Corps of Engineers |  | WECC | NWPP | Tooele | UT | Solar | 0.1 | NA | NA | NA | NA | NA | NA
Tooele Army Depot(CSG) Battery Plant | -739517 | Out of Service | 1 | Battery | 2020 | U.S. Army Corps of Engineers |  | WECC | NWPP | Tooele | UT | Energy Storage | NA | NA | NA | NA | NA | NA | NA
Tooele Wind Project | -379518 | Operating | 3.2 | Wind Turbine | 2010 | U.S. Army Corps of Engineers |  | WECC | NWPP | Tooele | UT | Wind | 3.2 | NA | NA | NA | 7.5307 | 6.0609 | 13.7521
Trans-Jordan Generating Station | -167528 | Operating | 4.8 | Internal Combustion | 2009 | Granger Electric Co |  | WECC | NWPP | Salt Lake | UT | Biomass | 4.5 | 12032 | 11191 | 10805 | 96.8189 | 94.0639 | 96.1847
Uintah | -7337 | Operating | 1.2 | Hydraulic Turbine | 1920 | Moon Lake Electric Association, Inc. |  | WECC | NWPP | Duchesne | UT | Water | 1.2 | NA | NA | NA | 59.7317 | 52.6161 | 55.5651
Upper Bartholomew | -7388 | Operating | 0.2 | Hydraulic Turbine | 1993 | Springville City |  | WECC | NWPP | Utah | UT | Water | 0.2 | NA | NA | NA | NA | NA | NA
Upper Beaver | -17866 | Operating | 2.5 | Hydraulic Turbine | 1907 | Beaver City Corporation - UT |  | WECC | NWPP | Beaver | UT | Water | 2.5 | NA | NA | NA | 46.3744 | 36.4247 | 49.0411
Upper Monroe | -7397 | Operating | 0.26 | Hydraulic Turbine | 1940 | Monroe City of UT |  | WECC | NWPP | Sevier | UT | Water | 0.26 | NA | NA | NA | NA | NA | NA
Vernon Boulevard | -511456 | Operating | 94 | Gas Turbine | 2001 | Power Authority of the State of New York | New York | NPCC | NY | Queens | NY | Gas | 79.9 | 10942 | 10954 | 11106 | 17.1994 | 17.5736 | 12.3066
Utah Red Hills Renewable Park | -761217 | Operating | 80 | Solar | 2015 | MN8 Energy, Inc. |  | WECC | NWPP | Iron | UT | Solar | 80 | NA | NA | NA | 27.0823 | 29.115 | 29.8289
Veyo | -141330 | Operating | 0.5 | Hydraulic Turbine | 1920 | PacifiCorp |  | WECC | NWPP | Washington | UT | Water | 0.5 | NA | NA | NA | 13.6073 | 0 | 4.589
Veyo | -141329 | Operating | 0.5 | Hydraulic Turbine | 1920 | PacifiCorp |  | WECC | NWPP | Washington | UT | Water | 0.5 | NA | NA | NA | 13.6073 | 0 | 4.589
Veyo Heat Recovery Project | -171903 | Operating | 7.8 | Steam Turbine | 2016 | Truckee Donner Pub Util Dist |  | WECC | NWPP | Washington | UT | Other | 7.8 | 3412 | 3412 | 8843 | 66.974 | 70.6636 | 46.4144
Veyo Heat Recovery Project | -171902 | Operating | 7.8 | Steam Turbine | 2016 | Spring City Corporation |  | WECC | NWPP | Washington | UT | Other | 7.8 | 3412 | 3412 | 8843 | 66.974 | 70.6636 | 46.4144
Veyo Heat Recovery Project | -171901 | Operating | 7.8 | Steam Turbine | 2016 | City of Logan |  | WECC | NWPP | Washington | UT | Other | 7.8 | 3412 | 3412 | 8843 | 66.974 | 70.6636 | 46.4144
Veyo Heat Recovery Project | -171900 | Operating | 7.8 | Steam Turbine | 2016 | City of Lehi, Utah |  | WECC | NWPP | Washington | UT | Other | 7.8 | 3412 | 3412 | 8843 | 66.974 | 70.6636 | 46.4144
Veyo Heat Recovery Project | -171899 | Operating | 7.8 | Steam Turbine | 2016 | Kaysville City Corporation |  | WECC | NWPP | Washington | UT | Other | 7.8 | 3412 | 3412 | 8843 | 66.974 | 70.6636 | 46.4144
Veyo Heat Recovery Project | -171898 | Operating | 7.8 | Steam Turbine | 2016 | City of Washington, Utah |  | WECC | NWPP | Washington | UT | Other | 7.8 | 3412 | 3412 | 8843 | 66.974 | 70.6636 | 46.4144
Veyo Heat Recovery Project | -171897 | Operating | 7.8 | Steam Turbine | 2016 | City of Santa Clara |  | WECC | NWPP | Washington | UT | Other | 7.8 | 3412 | 3412 | 8843 | 66.974 | 70.6636 | 46.4144
Wanship | -7562 | Operating | 1.9 | Hydraulic Turbine | 1958 | Weber Basin Water Conservancy District |  | WECC | NWPP | Summit | UT | Water | 1.9 | NA | NA | NA | 73.9065 | 38.2841 | 16.5105
Washington City Electric Generation | -172579 | Operating | 6 | Internal Combustion | 2007 | City of Washington, Utah |  | WECC | NWPP | Washington | UT | Gas | 6 | 10675 | 11190 | 10375 | 7.7778 | 7.0091 | 7.0072
Weber | -140889 | Operating | 3.85 | Hydraulic Turbine | 1911 | PacifiCorp |  | WECC | NWPP | Weber | UT | Water | 3.8 | NA | NA | NA | 28.5388 | 26.5771 | 11.1361
Weber | -140888 | Operating | 3.85 | Hydraulic Turbine | 1911 | PacifiCorp |  | WECC | NWPP | Weber | UT | Water | 3.8 | NA | NA | NA | 28.5388 | 26.5771 | 11.1361
Weber State University - Davis Campus Solar | -173258 | Operating | 1.3 | Solar | 2016 | Tesla Energy Operations, Inc. |  | WECC | NWPP | Davis | UT | Solar | 1.3 | NA | NA | NA | 21.9442 | 24.2887 | 22.5501
Verso Paper CT (Bucksport Energy Plant) | -494087 | Operating | 186.8 | Gas Turbine | 2001 | JERA Americas Inc. | New England | NPCC | NE | Hancock | ME | Gas | 183.1 | 12365 | 12298 | NA | 0.79778 | 0.56192 | NA
Whitehead | -773991 | Operating | 34.9 | Internal Combustion | 1986 | Springville City |  | WECC | NWPP | Utah | UT | Gas | 31.2 | NA | NA | NA | NA | NA | NA
Yellowstone | -7905 | Operating | 0.9 | Hydraulic Turbine | 1941 | Moon Lake Electric Association, Inc. |  | WECC | NWPP | Duchesne | UT | Water | 0.9 | NA | NA | NA | NA | NA | NA
Acorn Solar Project | -648857 | Operating | 1.4 | Solar | 2022 | Virginia Electric and Power Company | PJM | SERC | VACAR | Harrisonburg | VA | Solar | 1.4 | NA | NA | NA | NA | NA | NA
Alexandria/Arlington RRF | -383242 | Operating | 29 | Steam Turbine | 1988 | Covanta Energy, LLC | PJM | SERC | VACAR | Alexandria | VA | Biomass | 29 | 22874 | 23853 | 23058 | 59.0439 | 55.5342 | 57.8905
Altavista | -1508 | Operating | 71.1 | Steam Turbine | 1992 | Virginia Electric and Power Company | PJM | SERC | VACAR | Campbell | VA | Biomass | 53.7 | 16605 | 16556 | 16382 | 60.1962 | 74.7836 | 72.2556
Altavista Solar Project (Dragonfly) | -788553 | Operating | 80 | Solar | 2021 | Clearlight Energy | PJM | RFC | R-PJM | Campbell | VA | Solar | 80 | NA | NA | NA | NA | NA | NA
Alton Post Office Solar Project | -781557 | Operating | 75.1 | Solar | 2024 | Urban Grid Solar Projects, LLC | PJM | SERC | VACAR | Halifax | VA | Solar | 75.1 | NA | NA | NA | NA | NA | NA
Amazon Solar Farm US East (Eastern Shore) (Accomack) | -171890 | Operating | 80 | Solar | 2016 | Dominion Generation, Inc. | PJM | RFC | R-PJM | Accomack | VA | Solar | 80 | NA | NA | NA | 17.3211 | 21.487 | 22.2928
Amazon Solar Farm US East 2 Project (Correctional) | -173129 | Operating | 20 | Solar | 2017 | Dominion Generation, Inc. | PJM | SERC | VACAR | New Kent | VA | Solar | 20 | NA | NA | NA | 17.2015 | 18.5976 | 19.3887
Amazon Solar Farm US East 4 Project (Sappony) | -173130 | Operating | 20 | Solar | 2017 | Dominion Generation, Inc. | PJM | SERC | VACAR | Sussex | VA | Solar | 20 | NA | NA | NA | 21.8105 | 21.8784 | 21.9395
Amazon Solar Farm US East 5 Project (Scott II) | -173131 | Operating | 20 | Solar | 2017 | Dominion Generation, Inc. | PJM | SERC | VACAR | Powhatan | VA | Solar | 20 | NA | NA | NA | 20.4834 | 24.2808 | 23.7266
Amazon US East 2 (Correctional) Battery Storage Project | -694515 | Operating | 2 | Battery | 2022 | Dominion Generation, Inc. | PJM | SERC | VACAR | New Kent | VA | Energy Storage | 2 | NA | NA | NA | NA | NA | NA
Amelia Landfill | -90854 | Operating | 14.4 | Internal Combustion | 2001 | CCI Power Holdings LLC | PJM | SERC | VACAR | Amelia | VA | Biomass | 14.4 | 11371 | 12012 | 12731 | 25.8086 | 14.7316 | 26.664
Amelia Landfill | -90853 | Operating | 14.4 | Internal Combustion | 2001 | CCI Power Holdings LLC | PJM | SERC | VACAR | Amelia | VA | Biomass | 14.4 | 11371 | 12012 | 12731 | 25.8086 | 14.7316 | 26.664
Amherst County Solar Project (Virginia) | -763363 | Operating | 4.9 | Solar | 2023 | Appalachian Power Company | PJM | SERC | VACAR | Amherst | VA | Solar | 4.9 | NA | NA | NA | 4.7433 | NA | NA
AMP Solar Phase II | -172366 | Operating | 2.5 | Solar | 2017 | NextEra Energy Resources, LLC | MISO, PJM | RFC | R-PJM | Warren | VA | Solar | 2.5 | NA | NA | NA | 19.3881 | 19.9406 | 19.9224
Apple Grove Solar Facility | -753349 | Operating | 18.6 | Solar | 2023 | Energix - Renewable Energies Ltd. | PJM | SERC | VACAR | Louisa | VA | Solar | 18.6 | NA | NA | NA | 0.10188 | NA | NA
Apple Grove Solar Facility | -753348 | Operating | 18.6 | Solar | 2023 | Energix - Renewable Energies Ltd. | PJM | SERC | VACAR | Louisa | VA | Solar | 18.6 | NA | NA | NA | 0.10188 | NA | NA
Ashland Battery Storage Project (Hanover BESS-2) | -517158 | Operating | 2 | Battery | 2022 | Virginia Electric and Power Company | PJM | SERC | VACAR | Hanover | VA | Energy Storage | 2 | NA | NA | NA | NA | NA | NA
Augusta CSG Solar Plant | -762774 | Operating | 2.9 | Solar | 2024 | Dimension Energy LLC | PJM | SERC | VACAR | Augusta | VA | Solar | 2.9 | NA | NA | NA | NA | NA | NA
Augusta CSG Solar Plant | -762773 | Operating | 2.9 | Solar | 2024 | Dimension Energy LLC | PJM | SERC | VACAR | Augusta | VA | Solar | 2.9 | NA | NA | NA | NA | NA | NA
Bartonsville Solar Energy Facility | -798063 | Operating | 130 | Solar | 2024 | D. E. Shaw Renewable Investments, L.L.C. | PJM | RFC | R-PJM | Frederick | VA | Solar | 130 | NA | NA | NA | NA | NA | NA
Bartonsville Solar Energy Facility | -798062 | Operating | 130 | Solar | 2024 | Macquarie Asset Management Pty Limited | PJM | RFC | R-PJM | Frederick | VA | Solar | 130 | NA | NA | NA | NA | NA | NA
Bath County | -773839 | Operating | 2862 | Pumped Storage | 1985 | AGC Inc. | PJM | SERC | VACAR | Bath | VA | Water | 3015.1 | NA | NA | NA | NA | NA | NA
Bath County | -137017 | Operating | 2862 | Pumped Storage | 1985 | Aspen Generating, LLC | PJM | SERC | VACAR | Bath | VA | Water | 3015.1 | NA | NA | NA | 15.3014 | 17.5627 | 11.8739
Bath County | -1739 | Operating | 2862 | Pumped Storage | 1985 | Virginia Electric and Power Company | PJM | SERC | VACAR | Bath | VA | Water | 3015.1 | NA | NA | NA | 15.3014 | 17.5627 | 11.8739
Bayview | -745084 | Operating | 12 | Internal Combustion | 1963 | Calpine Mid-Atlantic Generation LLC | PJM | RFC | R-PJM | Northampton | VA | Oil | 12.6 | 9960 | 10116 | 10026 | 1.4025 | 1.6136 | 1.1044
Bayview | -745083 | Operating | 12 | Internal Combustion | 1963 | Calpine Mid-Atlantic Generation LLC | PJM | RFC | R-PJM | Northampton | VA | Oil | 12.6 | 9960 | 10116 | 10026 | 1.4025 | 1.6136 | 1.1044
Vestaburg CT | -78307 | Operating | 23.7 | Gas Turbine | 1972 | Wolverine Power Supply Cooperative, Inc. | MISO | RFC | R-MISO | Montcalm | MI | Gas | 25.5 | 16779 | 16866 | 15949 | 0.63255 | 1.9438 | 1.3009
Bedford Solar | -173176 | Operating | 3 | Solar | 2017 | O2 Energies EMC | PJM | RFC | R-PJM | Bedford | VA | Solar | 3 | NA | NA | NA | 18.7938 | 19.825 | 19.707
Bedford Solar Center | -408503 | Operating | 70 | Solar | 2021 | Virginia Electric and Power Company | PJM | SERC | VACAR | Chesapeake | VA | Solar | 70 | NA | NA | NA | 16.9578 | 18.8591 | 1.3138
Belcher Solar Project (Desper Solar) | -357216 | Operating | 88.2 | Solar | 2021 | Virginia Electric and Power Company | PJM | SERC | VACAR | Louisa | VA | Solar | 88.2 | NA | NA | NA | 16.7641 | 22.3509 | 12.1702
Belle Haven Diesel Generation Facility | -114071 | Operating | 4 | Internal Combustion | 2002 | Old Dominion Electric Cooperative | PJM | RFC | R-PJM | Accomack | VA | Oil | 4 | 9587 | 9621 | 9409 | 0.34532 | 0.6621 | 1.3042
Bethel Landfill | -166991 | Operating | 4.8 | Internal Combustion | 2008 | WM Renewable Energy, LLC | PJM | SERC | VACAR | Hampton | VA | Biomass | 4.8 | 11692 | 12074 | 12158 | 88.9174 | 87.7021 | 85.3049
Big Island | -1886 | Operating | 7.5 | Steam Turbine | 1965 | Georgia-Pacific LLC | PJM | RFC | R-PJM | Bedford | VA | Biomass | 7 | NA | 37777 | 35310 | 81.9749 | 87.1592 | 87.9207
Big Island Hydro | -164366 | Operating | 0.4 | Hydraulic Turbine | 1920 | Georgia-Pacific LLC | PJM | RFC | R-PJM | Bedford | VA | Water | 0.4 | NA | NA | NA | 8.105 | 9.8174 | 9.3037
Black Bear Solar Plant | -648756 | Operating | 1.6 | Solar | 2022 | Virginia Electric and Power Company | PJM | SERC | VACAR | Buckingham | VA | Solar | 1.6 | NA | NA | NA | NA | NA | NA
Bluestone Farm (Carolina-Bluestone) | -361664 | Operating | 49.9 | Solar | 2021 | Carolina Solar Energy II, LLC | PJM | SERC | VACAR | Mecklenburg | VA | Solar | 49.9 | NA | NA | NA | 16.0854 | 19.5574 | 15.9769
Bookers Mill Solar Project | -793422 | Operating | 127 | Solar | 2024 | Virginia Electric and Power Company | PJM | SERC | VACAR | Richmond | VA | Solar | 127 | NA | NA | NA | NA | NA | NA
Boydton Plank Road Cogeneration | -90932 | Operating | 10.2 | Internal Combustion | 1993 | CCI Power Holdings LLC | PJM | SERC | VACAR | Dinwiddie | VA | Oil | 10.2 | NA | 9985 | 10111 | 0 | 0.073865 | 0.020145
Boydton Plank Road Cogeneration | -90931 | Operating | 10.2 | Internal Combustion | 1993 | CCI Power Holdings LLC | PJM | SERC | VACAR | Dinwiddie | VA | Oil | 10.2 | NA | 9985 | 10111 | 0 | 0.073865 | 0.020145
Brasfield Appomattox Arwa Hydroelectric | -79091 | Operating | 2.9 | Hydraulic Turbine | 1993 | Appomattox River Associates LP | PJM | SERC | VACAR | Chesterfield | VA | Water | 2.9 | NA | NA | NA | 26.8068 | 28.2082 | 37.6043
Briel Farm Solar | -382240 | Operating | 20 | Solar | 2021 | NextPower III LP | PJM | SERC | VACAR | Henrico | VA | Solar | 20 | NA | NA | NA | 23.8385 | 23.2426 | 8.714
Bristol Landfill to Gas Facility | -220316 | Operating | 3.6 | Internal Combustion | 2015 | CCI Power Holdings LLC |  | SERC | CENTRL | Bristol | VA | Biomass | 3.6 | 12914 | 11203 | 15333 | 7.2552 | 18.1919 | 13.6162
Bristol Landfill to Gas Facility | -220315 | Operating | 3.6 | Internal Combustion | 2015 | CCI Power Holdings LLC |  | SERC | CENTRL | Bristol | VA | Biomass | 3.6 | 12914 | 11203 | 15333 | 7.2552 | 18.1919 | 13.6162
Victor J. Daniel Jr. CC | -7467 | Operating | 1132.4 | Combined Cycle | 2001 | Mississippi Power Company |  | SERC | SOU | Jackson | MS | Gas | 1175.5 | 7828 | 7039 | 7039 | 77.5412 | 79.7825 | 85.2163
Brunswick Landfill | -90912 | Operating | 10.5 | Internal Combustion | 2007 | CCI Power Holdings LLC | PJM | SERC | VACAR | Brunswick | VA | Biomass | 10.5 | 10670 | 11579 | 12230 | 48.9911 | 46.7852 | 45.1087
Brunswick Landfill | -90911 | Operating | 10.5 | Internal Combustion | 2007 | CCI Power Holdings LLC | PJM | SERC | VACAR | Brunswick | VA | Biomass | 10.5 | 10670 | 11579 | 12230 | 48.9911 | 46.7852 | 45.1087
Victoria CC | -807429 | Operating | 376.9 | Combined Cycle | 2009 | NRG Energy, Inc. | ERCOT | TRE | TRE | Victoria | TX | Gas | 288 | NA | NA | NA | NA | NA | NA
Victoria Junction | -7470 | Operating | 66 | Gas Turbine | 1975 | Nova Scotia Power Inc. |  | NPCC | MRTM |  |  | Oil | 66 | NA | NA | NA | NA | NA | NA
Buck Hydro | -2126 | Operating | 8.4 | Hydraulic Turbine | 1912 | Appalachian Power Company | PJM | RFC | R-PJM | Carroll | VA | Water | 15.9 | NA | NA | NA | 27.6134 | 26.6219 | 27.8517
Byllesby 2 | -2178 | Operating | 21.6 | Hydraulic Turbine | 1912 | Appalachian Power Company | PJM | RFC | R-PJM | Carroll | VA | Water | 31.6 | NA | NA | NA | 8.256 | 18.9245 | 12.9873
Byllesby 2 Battery Storage Project | -598034 | Operating | 4 | Battery | 2019 | Appalachian Power Company | PJM | RFC | R-PJM | Carroll | VA | Energy Storage | 4 | NA | NA | NA | NA | NA | NA
Caden Energix Axton Solar Plant | -752652 | Operating | 66 | Solar | 2023 | Energix - Renewable Energies Ltd. | PJM | RFC | R-PJM | Henry | VA | Solar | 66 | NA | NA | NA | NA | NA | NA
Caden Energix Axton Solar Plant | -752651 | Operating | 66 | Solar | 2023 | Energix - Renewable Energies Ltd. | PJM | RFC | R-PJM | Henry | VA | Solar | 66 | NA | NA | NA | NA | NA | NA
Caden Energix Endless Caverns Solar Project | -765539 | Operating | 31.4 | Solar | 2023 | Energix US, LLC | PJM | SERC | VACAR | Rockingham | VA | Solar | 31.4 | NA | NA | NA | NA | NA | NA
Caden Energix Endless Caverns Solar Project | -765538 | Operating | 31.4 | Solar | 2023 | Energix US, LLC | PJM | SERC | VACAR | Rockingham | VA | Solar | 31.4 | NA | NA | NA | NA | NA | NA
Caden Energix Endless Caverns Solar Project | -765537 | Operating | 31.4 | Solar | 2023 | Gibraltar International Trust Corporation Ltd | PJM | SERC | VACAR | Rockingham | VA | Solar | 31.4 | NA | NA | NA | NA | NA | NA
Caden Energix Rives Road Solar Project | -242461 | Operating | 19.7 | Solar | 2020 | Caden Energy Llc | PJM | SERC | VACAR | Prince George | VA | Solar | 19.7 | NA | NA | NA | 16.2211 | 18.4566 | 19.4035
Camellia Solar Project (Virginia Electric) | -798422 | Operating | 0 | Solar | 2025 | Virginia Electric and Power Company | PJM | SERC | VACAR | Gloucester | VA | Solar | 20 | NA | NA | NA | NA | NA | NA
Carvers Creek Solar Project | -788560 | Operating & Planned | 54.9 | Solar | 2024 | Clearlight Energy | PJM | SERC | VACAR | Gloucester | VA | Solar | 54.9 | NA | NA | NA | NA | NA | NA
Carvers Creek Solar Project | -787853 | Operating & Planned | 54.9 | Solar | 2024 | LS Power Development, LLC | PJM | SERC | VACAR | Gloucester | VA | Solar | 54.9 | NA | NA | NA | NA | NA | NA
Cavalier Solar A1 | -768964 | Operating | 156 | Solar | 2024 | PIP5 LUMOS LLC | PJM | SERC | VACAR | Surry | VA | Solar | 156 | NA | NA | NA | NA | NA | NA
Cavalier Solar A1 | -768963 | Operating | 156 | Solar | 2024 | Aes Clean Energy Development Holdings, Llc | PJM | SERC | VACAR | Surry | VA | Solar | 156 | NA | NA | NA | NA | NA | NA
Cavalier Solar A2 Project | -785940 | Operating | 85 | Solar | 2024 | PIP5 LUMOS LLC | PJM | SERC | VACAR | Isle of Wight | VA | Solar | 85 | NA | NA | NA | NA | NA | NA
Cavalier Solar A2 Project | -785939 | Operating | 85 | Solar | 2024 | Aes Clean Energy Development Holdings, Llc | PJM | SERC | VACAR | Isle of Wight | VA | Solar | 85 | NA | NA | NA | NA | NA | NA
Celco | -74820 | Operating | 27.2 | Steam Turbine | 1942 | Celanese Acetate LLC | PJM | RFC | R-PJM | Giles | VA | Gas | 27.2 | NA | 47523 | 48231 | 67.7474 | 69.2318 | 72.3333
Charles City Landfill | -90935 | Operating | 14.4 | Internal Combustion | 2003 | CCI Power Holdings LLC | PJM | SERC | VACAR | Charles City | VA | Biomass | 14.4 | 11465 | 11771 | 11542 | 42.8066 | 47.5885 | 55.0759
Charles City Landfill | -90934 | Operating | 14.4 | Internal Combustion | 2003 | CCI Power Holdings LLC | PJM | SERC | VACAR | Charles City | VA | Biomass | 14.4 | 11465 | 11771 | 11542 | 42.8066 | 47.5885 | 55.0759
Cherrydale Solar Project | -172666 | Operating | 20 | Solar | 2017 | Hecate Energy Cherrydale LLC | PJM | RFC | R-PJM | Northampton | VA | Solar | 20 | NA | NA | NA | 17.4817 | 18.4589 | 21.6838
Victoria Port (VictPort) Project | -749988 | Operating | 100 | Gas Turbine | 2019 | Tres Power LLC | ERCOT | TRE | TRE | Victoria | TX | Gas | 96 | 10449 | 9783 | NA | 6.712 | 5.9916 | NA
Chesapeake Solar Project (NextEra) | -739947 | Operating | 132 | Solar | 2023 | NextEra Energy Resources, LLC | PJM | SERC | VACAR | Chesapeake | VA | Solar | 118 | NA | NA | NA | 0.77113 | NA | NA
Victoria Port (VictPort) Project | -749987 | Operating | 100 | Gas Turbine | 2019 | Sky Global Partners LLc | ERCOT | TRE | TRE | Victoria | TX | Gas | 96 | 10449 | 9783 | NA | 6.712 | 5.9916 | NA
Chesterfield Landfill | -90950 | Operating | 14.4 | Internal Combustion | 2004 | CCI Power Holdings LLC | PJM | SERC | VACAR | Chesterfield | VA | Biomass | 14.4 | 10925 | 11701 | 11831 | 19.2502 | 40.7392 | 52.4678
Chesterfield Landfill | -90949 | Operating | 14.4 | Internal Combustion | 2004 | CCI Power Holdings LLC | PJM | SERC | VACAR | Chesterfield | VA | Biomass | 14.4 | 10925 | 11701 | 11831 | 19.2502 | 40.7392 | 52.4678
Church Street | -164516 | Operating | 4.3 | Internal Combustion | 1979 | City of Manassas, Virginia | PJM | SERC | VACAR | Manassas | VA | Oil | 4 | NA | 11716 | 10503 | 0.40525 | 0.99315 | 0.48231
Clarke County Solar Project | -172668 | Operating | 10 | Solar | 2017 | Dominion Generation, Inc. | PJM | RFC | R-PJM | Clarke | VA | Solar | 10 | NA | NA | NA | 13.5731 | 3.6187 | 19.355
Claytor | -2491 | Operating | 74.8 | Hydraulic Turbine | 1939 | Appalachian Power Company | PJM | RFC | R-PJM | Pulaski | VA | Water | 112.8 | NA | NA | NA | 20.0174 | 21.4751 | 23.7428
Clinch River | -164540 | Operating | 475 | Steam Turbine | 1958 | Appalachian Power Company | PJM | RFC | R-PJM | Russell | VA | Gas | 470 | 12742 | 12304 | 12188 | 2.083 | 2.0821 | 3.2337
Clover | -2517 | Operating | 848 | Steam Turbine | 1995 | Virginia Electric and Power Company | PJM | SERC | VACAR | Halifax | VA | Coal | 881.9 | 11951 | 11151 | 11340 | 3.2093 | 8.1792 | 11.5666
Clover | -2516 | Operating | 848 | Steam Turbine | 1995 | Old Dominion Electric Cooperative | PJM | SERC | VACAR | Halifax | VA | Coal | 881.9 | 11951 | 11151 | 11340 | 3.2093 | 8.1792 | 11.5666
Coastal Virginia Offshore Wind (Virginia Offshore Wind Technology Advancement Project) | -670452 | Operating | 12 | Wind Turbine | 2020 | Virginia Electric and Power Company | PJM | SERC | VACAR | Virginia Beach | VA | Wind | 12 | NA | NA | NA | 44.6813 | 48.3752 | 47.168
Coleman Falls | -12072 | Out of Service | 1.5 | Hydraulic Turbine | 1983 | Holcomb Rock Company | PJM | RFC | R-PJM | Bedford | VA | Water | NA | NA | NA | NA | NA | NA | 0
Colonial Trail West Solar Facility (US-3 Solar Project) | -215725 | Operating | 142.4 | Solar | 2019 | Virginia Electric and Power Company | PJM | SERC | VACAR | Surry | VA | Solar | 142.4 | NA | NA | NA | 20.856 | 22.0478 | 21.7437
Victoria Port Power II (Old Bloomington Road) | -807433 | Operating | 100 | Gas Turbine | 2022 | Castleman Power Development LLC | ERCOT | TRE | TRE | Victoria | TX | Gas | 96 | NA | NA | NA | NA | NA | NA
Covington Facility | -144672 | Operating | 160.9 | Steam Turbine | 1930 | WestRock MWV, LLC | PJM | SERC | VACAR | Covington | VA | Biomass | 157.9 | 42440 | 39919 | 37745 | 47.9367 | 57.1144 | 63.321
Crystal Hill Solar Project | -752606 | Operating | 64.7 | Solar | 2023 | Urban Grid Solar Projects, LLC | PJM | SERC | VACAR | Halifax | VA | Solar | 64.7 | NA | NA | NA | 0.37193 | NA | NA
Cunningham Solar Project | -763456 | Operating | 5 | Solar | 2023 | Cunningham Solar, LLC | PJM | SERC | VACAR | Fluvanna | VA | Solar | 5 | NA | NA | NA | 13.0479 | NA | NA
Cushaw | -152156 | Operating | 7.5 | Hydraulic Turbine | 1930 | Cushaw Hydro LLC | PJM | SERC | VACAR | Amherst | VA | Water | 7.5 | NA | NA | NA | NA | 18.2648 | 18.9954
Danville Battery Storage System 1 | -504087 | Operating | 10.5 | Battery | 2022 | Delorean Power LLC | PJM | SERC | VACAR | Danville | VA | Energy Storage | 10.5 | NA | NM | NA | 9.9467 | 0.11524 | NA
Danville Solar Farm | -310410 | Operating | 12 | Solar | 2020 | Capital Dynamics, Inc. | PJM | SERC | VACAR | Pittsylvania | VA | Solar | 12 | NA | NA | NA | 18.7414 | 17.9833 | 21.4507
Victoria Port Power II (Old Bloomington Road) | -807432 | Operating | 100 | Gas Turbine | 2022 | NRG Energy, Inc. | ERCOT | TRE | TRE | Victoria | TX | Gas | 96 | NA | NA | NA | NA | NA | NA
Depot Solar Center (Coronal) | -546054 | Operating | 15 | Solar | 2022 | Coronal Energy | PJM | RFC | R-PJM | Campbell | VA | Solar | 15 | NA | NA | NA | 22.083 | 23.5708 | NA
Diesel Group 2 | -12595 | Operating | 4 | Internal Combustion | 2002 | Old Dominion Electric Cooperative | PJM | SERC | VACAR | Amelia | VA | Oil | 4 | 9774 | 9672 | 9851 | 1.21 | 1.5068 | 1.4783
Diesel Group 3 | -12596 | Operating | 4 | Internal Combustion | 2002 | Old Dominion Electric Cooperative | PJM | SERC | VACAR | Southampton | VA | Oil | 4 | 9626 | 9652 | 9557 | 1.4954 | 1.4926 | 2.0091
Dominion Virginia Power Solar Facility (Merck) | -171997 | Operating | 1.51 | Solar | 2017 | Virginia Electric and Power Company | PJM | SERC | VACAR | Rockingham | VA | Solar | 2.1 | NA | NA | NA | 0 | 4.7401 | 18.7562
Dominion/Lo-Mar Gen | -2971 | Operating | 7.2 | Internal Combustion | 1997 | City of Manassas, Virginia | PJM | SERC | VACAR | Manassas | VA | Oil | 6.8 | 10157 | 7010 | 11397 | 0.76887 | 0.8377 | 0.76887
Victoria, Texas | -17023 | Operating | 102.4 | Gas Turbine | 1987 | INVISTA S.à r.l. | ERCOT | TRE | TRE | Victoria | TX | Gas | 88 | 12402 | 12121 | 12234 | 53.3384 | 73.4471 | 66.4251
Vienna CT | -156148 | Operating | 18.6 | Gas Turbine | 1968 | NRG Northeast Generating LLC | PJM | RFC | R-PJM | Dorchester | MD | Oil | 14.3 | 37341 | 17235 | 15892 | 0.072644 | 0.61708 | 0.90686
Village Creek Wastewater Treatment CT | -13215 | Operating | 10.6 | Gas Turbine | 2001 | City of Fort Worth, Texas | ERCOT | TRE | TRE | Tarrant | TX | Gas | 10.6 | 14303 | 13547 | 13013 | 25.0689 | 27.2465 | 40.2505
Downtown | -13574 | Operating | 3.2 | Internal Combustion | 1992 | Franklin City of VA | PJM | SERC | VACAR | Franklin | VA | Oil | 3.2 | 8400 | 8799 | 9010 | 0.82049 | 1.1879 | 0.74558
Dry Bridge Battery Storage Project | -727364 | Operating | 20 | Battery | 2023 | Virginia Electric and Power Company | PJM | SERC | VACAR | Chesterfield | VA | Energy Storage | 20 | NA | NA | NA | NA | NA | NA
Echo Solar – VA 1 to 4 | -798371 | Operating | NA | Solar | 2022 | True Green Capital Management LLC | PJM | SERC | VACAR |  | VA | Solar | 16.3 | NA | NA | NA | NA | NA | NA
Electric Avenue | -167102 | Operating | 6.9 | Internal Combustion | 1997 | Culpeper Town of | PJM | SERC | VACAR | Culpeper | VA | Oil | 6.9 | 12683 | 7968 | 10348 | 0.79412 | 1.0721 | 0.7842
Von Raesfeld | -164171 | Operating | 154 | Combined Cycle | 2005 | Silicon Valley Power | CAISO | WECC | CAMX | Santa Clara | CA | Gas | 147.8 | 8219 | 8154 | 8249 | 66.585 | 54.0848 | 60.0729
Elkton Facility | -408474 | Operating | 10 | Steam Turbine | 1982 | Merck & Co., Inc. | PJM | SERC | VACAR | Rockingham | VA | Gas | 8.8 | NA | NM | NA | 16.9157 | 17.5592 | 13.6779
Elkton IC Cogen | -782303 | Operating | 2 | Internal Combustion | 1982 | Merck & Co., Inc. | PJM | SERC | VACAR | Rockingham | VA | Gas | 2 | NA | NA | NA | NA | NA | NA
Emporia | -59020 | Operating | 2.5 | Hydraulic Turbine | 1986 | KEI (USA) Power Management Inc | PJM | SERC | VACAR | Emporia | VA | Water | 2.5 | NA | NA | NA | 22.2603 | 19.6986 | 33.242
Energix Aditya Solar | -742622 | Operating | 11.5 | Solar | 2023 | Energix - Renewable Energies Ltd. | PJM | SERC | VACAR | Louisa | VA | Solar | 11.5 | NA | NA | NA | 6.2656 | NA | NA
Energix Aditya Solar | -742621 | Operating | 11.5 | Solar | 2023 | Energix - Renewable Energies Ltd. | PJM | SERC | VACAR | Louisa | VA | Solar | 11.5 | NA | NA | NA | 6.2656 | NA | NA
Energix Buckingham Solar Project | -366555 | Operating | 20 | Solar | 2021 | Energix US, LLC | PJM | SERC | VACAR | Buckingham | VA | Solar | 20 | NA | NA | NA | 22.6924 | 22.9013 | 8.1467
Energix Buckingham Solar Project | -366554 | Operating | 20 | Solar | 2021 | Energix US, LLC | PJM | SERC | VACAR | Buckingham | VA | Solar | 20 | NA | NA | NA | 22.6924 | 22.9013 | 8.1467
Energix Hollyfield Solar Project | -366527 | Operating | 13 | Solar | 2021 | Energix US, LLC | PJM | SERC | VACAR | King William | VA | Solar | 13 | NA | NA | NA | 22.4148 | 21.1161 | 7.9944
Energix Hollyfield Solar Project | -366526 | Operating | 13 | Solar | 2021 | Energix US, LLC | PJM | SERC | VACAR | King William | VA | Solar | 13 | NA | NA | NA | 22.4148 | 21.1161 | 7.9944
Energix Nokesville (Nokesville Solar Project) | -546953 | Operating | 20 | Solar | 2022 | Energix US, LLC | PJM | SERC | VACAR | Prince William | VA | Solar | 20 | NA | NA | NA | 21.2774 | 0.94064 | NA
Energix Nokesville (Nokesville Solar Project) | -546952 | Operating | 20 | Solar | 2022 | Energix US, LLC | PJM | SERC | VACAR | Prince William | VA | Solar | 20 | NA | NA | NA | 21.2774 | 0.94064 | NA
Essex Solar Center | -221967 | Operating | 20 | Solar | 2018 | Coronal Development Services, LLC | PJM | SERC | VACAR | Essex | VA | Solar | 20 | NA | NA | NA | 19.6901 | 21.2814 | 23.6216
Fairfield Lee Solar Plant | -766646 | Operating | 5 | Solar | 2024 | Dimension Energy LLC | PJM | SERC | VACAR | Rockbridge | VA | Solar | 5 | NA | NA | NA | NA | NA | NA
Fairfield Lee Solar Plant | -766645 | Operating | 5 | Solar | 2024 | Dimension Energy LLC | PJM | SERC | VACAR | Rockbridge | VA | Solar | 5 | NA | NA | NA | NA | NA | NA
Falling Springs Hydroelectric Project | -167475 | Operating | 1 | Hydraulic Turbine | 2008 | Hydro-FS, Llc | PJM | SERC | VACAR | Alleghany | VA | Water | 1 | NA | NA | NA | NA | NA | NA
Firestone Solar Farm (Buckingham/Amazon Solar Farm US East 3) | -163750 | Operating | 19.8 | Solar | 2017 | Dominion Generation, Inc. | PJM | SERC | VACAR | Buckingham | VA | Solar | 19.8 | NA | NA | NA | 18.4032 | 20.2153 | 19.7402
Fort Powhatan Solar Project | -413631 | Operating | 150 | Solar | 2022 | Virginia Electric and Power Company | PJM | SERC | VACAR | Prince George | VA | Solar | 150 | NA | NA | NA | 23.8091 | 24.4925 | NA
Fountain Creek Solar Project | -794778 | Operating | 80 | Solar | 2024 | Virginia Electric and Power Company | PJM | SERC | VACAR | Greensville | VA | Solar | 80 | NA | NA | NA | NA | NA | NA
Foxglove Solar Project | -784754 | Operating | 75 | Solar | 2024 | Urban Grid Solar Projects, LLC | PJM | RFC | R-PJM | Frederick | VA | Solar | 75 | NA | NA | NA | NA | NA | NA
Foxhound Solar Project | -761548 | Operating | 83 | Solar | 2024 | Dominion Energy, Inc. | PJM | SERC | VACAR | Halifax | VA | Solar | 83 | NA | NA | NA | NA | NA | NA
Franklin Fine Paper | -164722 | Operating | 36.1 | Steam Turbine | 1937 | International Paper Company | PJM | SERC | VACAR | Isle of Wight | VA | Biomass | 36.1 | 28889 | 32708 | 28457 | 70.2017 | 65.5084 | 77.6047
W Cogen Plant | -172567 | Operating | 4.6 | Gas Turbine | 2005 | QUALCOMM Incorporated | CAISO | WECC | CAMX | San Diego | CA | Gas | 4.6 | 10662 | 10662 | 10479 | 80.8418 | 76.355 | 82.8866
Frederick County LFGTE Facility | -170088 | Operating | 2 | Internal Combustion | 2010 | Frederick County Virginia | PJM | SERC | VACAR | Frederick | VA | Biomass | 2 | 10639 | 9213 | 10217 | 53.9041 | 43.887 | 66.6324
Fries Hydroelectric Project | -382424 | Operating | 5.4 | Hydraulic Turbine | 1933 | Central Rivers Power, LLC | PJM | RFC | R-PJM | Grayson | VA | Water | 5 | NA | NA | NA | 44.4954 | 41.9749 | 40.8836
Gardy's Mill Solar Project | -633209 | Operating | 14 | Solar | 2020 | NextPower III LP | PJM | SERC | VACAR | Westmoreland | VA | Solar | 14 | NA | NA | NA | 20.7624 | 17.0091 | 4.9812
Gateway Gen | -164749 | Operating | 3.6 | Internal Combustion | 1996 | City of Manassas, Virginia | PJM | SERC | VACAR | Manassas | VA | Oil | 3.4 | 12126 | 10074 | 7079 | 0.84945 | 1.1718 | 0.93339
Gloucester Solar Facility | -159891 | Operating | 19.9 | Solar | 2019 | Virginia Electric and Power Company | PJM | SERC | VACAR | Gloucester | VA | Solar | 19.8 | NA | NA | NA | 21.5967 | 23.4578 | 23.1343
Godwin Drive | -3604 | Operating | 6.3 | Internal Combustion | 1990 | City of Manassas, Virginia | PJM | SERC | VACAR | Manassas | VA | Oil | 6 | 17425 | 9591 | 10298 | 0.82002 | 1.1244 | 1.0845
W.A. Parish Carbon Capture Plant | -743071 | Operating | 102.7 | Gas Turbine | 2013 | ENEOS Xplora Inc. | ERCOT | TRE | TRE | Fort Bend | TX | Gas | 81 | 20709 | NA | NA | 15.3676 | 0 | NA
Grassfield Sun Farm | -516622 | Operating | 20 | Solar | 2022 | Virginia Electric and Power Company | PJM | SERC | VACAR | Chesapeake | VA | Solar | 20 | NA | NA | NA | 23.4007 | 2.3938 | NA
Grasshopper Solar Project | -256360 | Operating | 80 | Solar | 2020 | Virginia Electric and Power Company | PJM | SERC | VACAR | Mecklenburg | VA | Solar | 80 | NA | NA | NA | 21.0059 | 23.5492 | 24.759
W.A. Parish CT | -107358 | Operating | 16.3 | Gas Turbine | 1967 | NRG Texas Power LLC | ERCOT | TRE | TRE | Fort Bend | TX | Gas | 13 | 18935 | 19763 | 20390 | 1.3137 | 2.2427 | 1.6974
Greensville County Solar Project | -316844 | Operating | 80 | Solar | 2020 | Dominion Generation, Inc. | PJM | SERC | VACAR | Greensville | VA | Solar | 80 | NA | NA | NA | 18.4521 | 20.1501 | 22.0676
W.H. Weatherspoon CT | -41907 | Operating | 163 | Gas Turbine | 1970 | Duke Energy Progress, LLC |  | SERC | VACAR | Robeson | NC | Oil | 164 | NA | 32790 | 37631 | 0.0070999 | 0.06543 | 0.05659
Halifax | -58734 | Operating | 1.6 | Hydraulic Turbine | 1915 | Banister Hydro, Inc. | PJM | SERC | VACAR | Halifax | VA | Water | 1.6 | NA | NA | NA | 7.7412 | 9.9529 | 22.4672
Halifax County Biomass Plant (South Boston- NOVI Energy) | -169096 | Operating | 49.9 | Steam Turbine | 2013 | Northern Virginia Electric Cooperative | PJM | RFC | R-PJM | Halifax | VA | Biomass | 45.4 | 14380 | 15275 | 14938 | 75.0355 | 87.4922 | 63.0848
Halifax CSG Solar Project | -780576 | Operating | 3.13 | Solar | 2024 | Dimension Energy LLC | PJM | SERC | VACAR | Halifax | VA | Solar | 3.13 | NA | NA | NA | NA | NA | NA
HCE Amelia Solar I Project | -773425 | Operating | 5 | Solar | 2023 | Standard Solar, Inc. | PJM | SERC | VACAR | Amelia | VA | Solar | 5 | NA | NA | NA | NA | NA | NA
HCE Amelia Solar II Project | -772638 | Operating | 5 | Solar | 2023 | EC Volt 2022 LLC | PJM | SERC | VACAR | Amelia | VA | Solar | 5 | NA | NA | NA | NA | NA | NA
HCE Amelia Solar II Project | -772637 | Operating | 5 | Solar | 2023 | Leyline Assetco, LLC | PJM | SERC | VACAR | Amelia | VA | Solar | 5 | NA | NA | NA | NA | NA | NA
HCE Amelia Solar II Project | -772636 | Operating | 5 | Solar | 2023 | Volt Energy Utility LLC | PJM | SERC | VACAR | Amelia | VA | Solar | 5 | NA | NA | NA | NA | NA | NA
HCE Millboro Springs Solar Project | -785265 | Operating | 5 | Solar | 2024 | Leyline Renewable Capital, LLC | PJM | SERC | VACAR | Bath | VA | Solar | 5 | NA | NA | NA | NA | NA | NA
HCE Moran Solar | -793446 | Operating | NA | Solar | 2024 | EC Volt 2022 LLC | PJM | SERC | VACAR | Prince Edward | VA | Solar | 3 | NA | NA | NA | NA | NA | NA
HCE Moran Solar | -793445 | Operating | NA | Solar | 2024 | Leyline Assetco, LLC | PJM | SERC | VACAR | Prince Edward | VA | Solar | 3 | NA | NA | NA | NA | NA | NA
HCE Moran Solar | -793444 | Operating | NA | Solar | 2024 | Volt Energy Utility LLC | PJM | SERC | VACAR | Prince Edward | VA | Solar | 3 | NA | NA | NA | NA | NA | NA
HCE Powhatan Solar Project | -791248 | Operating | 5 | Solar | 2023 | EC Volt 2022 LLC | PJM | SERC | VACAR | Powhatan | VA | Solar | 5 | NA | NA | NA | NA | NA | NA
HCE Powhatan Solar Project | -791247 | Operating | 5 | Solar | 2023 | Leyline Assetco, LLC | PJM | SERC | VACAR | Powhatan | VA | Solar | 5 | NA | NA | NA | NA | NA | NA
HCE Powhatan Solar Project | -791246 | Operating | 5 | Solar | 2023 | Volt Energy Utility LLC | PJM | SERC | VACAR | Powhatan | VA | Solar | 5 | NA | NA | NA | NA | NA | NA
HCE Reams Solar | -780476 | Operating | 5 | Solar | 2024 | Holocene Clean Energy | PJM | SERC | VACAR | Dinwiddie | VA | Solar | 5 | NA | NA | NA | NA | NA | NA
HCE Red House Solar Project | -808185 | Operating | NA | Solar | 2025 | Standard Solar, Inc. | PJM | SERC | VACAR | Charlotte | VA | Solar | 5 | NA | NA | NA | NA | NA | NA
HCE Roark Mill Solar Project | -775741 | Operating | 3 | Solar | 2024 | Brookfield Asset Management Ltd. | PJM | SERC | VACAR | Pittsylvania | VA | Solar | 3 | NA | NA | NA | NA | NA | NA
HCE Roark Mill Solar Project | -775740 | Operating | 3 | Solar | 2024 | Brookfield Corporation | PJM | SERC | VACAR | Pittsylvania | VA | Solar | 3 | NA | NA | NA | NA | NA | NA
Hemings Solar Project | -807277 | Operating | 5 | Solar | 2023 | EDF power solutions North America | PJM | SERC | VACAR | Richmond | VA | Solar | 4.9 | NA | NA | NA | NA | NA | NA
Henrico Landfill Project | -90894 | Operating | 3.6 | Internal Combustion | 2010 | CCI Power Holdings LLC | PJM | SERC | VACAR | Henrico | VA | Biomass | 3.6 | 10934 | 12195 | 12374 | 23.1608 | 22.4918 | 28.5134
Henrico Landfill Project | -90893 | Operating | 3.6 | Internal Combustion | 2010 | CCI Power Holdings LLC | PJM | SERC | VACAR | Henrico | VA | Biomass | 3.6 | 10934 | 12195 | 12374 | 23.1608 | 22.4918 | 28.5134
Hickory Solar Farm | -256356 | Operating | 32 | Solar | 2020 | Caden Energy Llc | PJM | SERC | VACAR | Chesapeake | VA | Solar | 32 | NA | NA | NA | 18.4678 | 20.0667 | 23.0879
Highlander Solar Energy Station 1 (Spotsylvania Solar Energy Center) | -792581 | Operating | 165 | Solar | 2020 | sPower OpCo B, LLC | PJM | SERC | VACAR | Spotsylvania | VA | Solar | 165 | NA | NA | NA | 20.728 | NA | NA
Highlander Solar Energy Station 1 (Spotsylvania Solar Energy Center) | -792580 | Operating | 165 | Solar | 2020 | sPower OpCo B, LLC | PJM | SERC | VACAR | Spotsylvania | VA | Solar | 165 | NA | NA | NA | 20.728 | NA | NA
Highlander Solar Energy Station 1 (Spotsylvania Solar Energy Center) | -792579 | Operating | 165 | Solar | 2020 | sPower OpCo B, LLC | PJM | SERC | VACAR | Spotsylvania | VA | Solar | 165 | NA | NA | NA | 20.728 | NA | NA
Holcomb Rock | -12013 | Out of Service | 1.8 | Hydraulic Turbine | 1920 | Holcomb Rock Company | PJM | RFC | R-PJM | Bedford | VA | Water | NA | NA | NA | NA | NA | NA | 0
Hopewell - Polyester | -3995 | Operating | 71.1 | Steam Turbine | 1992 | Virginia Electric and Power Company | PJM | SERC | VACAR | Hopewell | VA | Biomass | 53.7 | 16833 | 16518 | 19270 | 73.3391 | 79.6056 | 61.8896
W.S. Lee Combined Cycle Project | -170847 | Operating | 846.7 | Combined Cycle | 2018 | North Carolina Electric Membership Corporation |  | SERC | VACAR | Anderson | SC | Gas | 809 | 7165 | 7085 | 7070 | 83.9709 | 65.6913 | 82.5433
Hopewell Mill (Cogen) | -145287 | Operating | 47.6 | Steam Turbine | 1980 | WestRock CP, LLC | PJM | SERC | VACAR | Hopewell | VA | Biomass | 40.7 | 30687 | 32023 | 31172 | 82.5003 | 71.7678 | 79.0737
W.S. Lee Combined Cycle Project | -170846 | Operating | 846.7 | Combined Cycle | 2018 | Duke Energy Carolinas, LLC |  | SERC | VACAR | Anderson | SC | Gas | 809 | 7165 | 7085 | 7070 | 83.9709 | 65.6913 | 82.5433
I-95 Energy Resource Recovery Facility (Covanta Fairfax) | -383260 | Operating | 124 | Steam Turbine | 1990 | Covanta Energy, LLC | PJM | SERC | VACAR | Fairfax | VA | Biomass | 98 | 17089 | 17053 | 17044 | 80.3778 | 84.3684 | 80.7478
I-95 Landfill Phase II | -349425 | Operating | 3.2 | Internal Combustion | 1993 | Energy Power Investment Company, LLC | PJM | SERC | VACAR | Fairfax | VA | Biomass | 3.2 | 12882 | 14017 | 13383 | 66.2279 | 81.2393 | 81.4426
IKEA Norfolk Rooftop PV System | -766812 | Operating | 1.3 | Solar | 2019 | IKEA Property Inc | PJM | RFC | R-PJM | Norfolk | VA | Solar | 1.3 | NA | NA | NA | 13.1279 | 13.7074 | 14.6909
Irish Road Solar Project | -253527 | Operating | 5 | Solar | 2020 | Navisun LLC | PJM | RFC | R-PJM | Pittsylvania | VA | Solar | 5 | NA | NA | NA | 25.3653 | NA | NA
John H Kerr | -510194 | Operating | 296.8 | Hydraulic Turbine | 1952 | USCE - Wilmington District | PJM | SERC | VACAR | Mecklenburg | VA | Water | 296.6 | NA | NA | NA | 13.0869 | 12.5222 | 20.1611
Kentuck | -177148 | Operating | 1.8 | Internal Combustion | 2005 | City of Danville, Virginia | PJM | RFC | R-PJM | Pittsylvania | VA | Oil | 1.2 | 10600 | 13462 | 8598 | 0.14269 | 0.371 | 1.113
Kentuck Solar Project (Danville) | -493829 | Operating | 6 | Solar | 2018 | Undisclosed buyer | PJM | RFC | R-PJM | Pittsylvania | VA | Solar | 6 | NA | NA | NA | 24.8992 | 25.0628 | 0
King & Queen Landfill | -90918 | Operating | 10.8 | Internal Combustion | 2008 | CCI Power Holdings LLC | PJM | SERC | VACAR | King and Queen | VA | Biomass | 10.8 | 10872 | 10983 | 11869 | 56.8303 | 65.0315 | 63.0866
King & Queen Landfill | -90917 | Operating | 10.8 | Internal Combustion | 2008 | CCI Power Holdings LLC | PJM | SERC | VACAR | King and Queen | VA | Biomass | 10.8 | 10872 | 10983 | 11869 | 56.8303 | 65.0315 | 63.0866
W.S. Lee CT | -165749 | Operating | 108 | Gas Turbine | 1968 | Duke Energy Carolinas, LLC |  | SERC | VACAR | Anderson | SC | Gas | 96 | 12163 | 10425 | 14902 | 1.2244 | 6.6409 | 0.7778
Wabash River Highland Plant | -172920 | Operating | 160 | Gas Turbine | 2017 | Wabash Valley Power Alliance | MISO, PJM | RFC | R-MISO | Vigo | IN | Gas | 160 | 10419 | 10835 | 11549 | 30.4365 | 8.0454 | 3.8226
Leatherwood Solar Project | -785247 | Operating | 26 | Solar | 2021 | Energix US, LLC | PJM | RFC | R-PJM | Henry | VA | Solar | 26 | NA | NA | NA | NA | NA | NA
Leatherwood Solar Project | -785246 | Operating | 26 | Solar | 2021 | Energix US, LLC | PJM | RFC | R-PJM | Henry | VA | Solar | 26 | NA | NA | NA | NA | NA | NA
Leesville | -4631 | Operating | 40 | Hydraulic Turbine | 1964 | Appalachian Power Company | PJM | RFC | R-PJM | Campbell | VA | Water | 50 | NA | NA | NA | 10.666 | 11.2954 | 13.9311
Wading River | -10505 | Operating | 238.5 | Gas Turbine | 1989 | National Grid Generation LLC | New York | NPCC | NY | Suffolk | NY | Oil | 296.5 | 14454 | 13751 | 13300 | 0.4875 | 0.78211 | 1.0903
Waiau CT | -7535 | Operating & Planned | 102.6 | Gas Turbine | 1973 | Hawaiian Electric Company, Inc. |  | HI | HI | Honolulu | HI | Biomass | 102.4 | 15772 | 21177 | 15610 | 5.6485 | 4.3595 | 3.5348
Luray | -201821 | Operating | 1.6 | Hydraulic Turbine | 1927 | Ontario Power Generation Inc. | PJM | RFC | R-PJM | Page | VA | Water | 1.6 | NA | NA | NA | 25.107 | 27.3116 | 28.1821
Madison Solar Project (AES) | -792567 | Operating | 62.5 | Solar | 2024 | AES Clean Energy Development, LLC | PJM | SERC | VACAR | Orange | VA | Solar | 62.5 | NA | NA | NA | NA | NA | NA
Madison Solar Project (AES) | -792566 | Operating | 62.5 | Solar | 2024 | The AES Corporation | PJM | SERC | VACAR | Orange | VA | Solar | 62.5 | NA | NA | NA | NA | NA | NA
Maplewood Solar Project (Amazon Arlington) | -611269 | Operating | 120 | Solar | 2022 | Virginia Electric and Power Company | PJM | SERC | VACAR | Pittsylvania | VA | Solar | 120 | NA | NA | NA | 19.3423 | 0.58666 | NA
Wallingford Energy (LS Power) | -427656 | Operating | 350 | Gas Turbine | 2001 | LS Power Development, LLC | New England | NPCC | NE | South Central Connecticut Planning Region | CT | Gas | 349 | 11177 | 11010 | 10042 | 5.276 | 2.5574 | 3.7176
Martin Solar Center | -173499 | Operating | 5 | Solar | 2017 | Coronal Energy | PJM | RFC | R-PJM | Goochland | VA | Solar | 5 | NA | NA | NA | 21.8425 | 21.0594 | 22.1598
Martinsville | -4921 | Operating | 1.3 | Hydraulic Turbine | 1932 | City of Martinsville, Virginia | PJM | RFC | R-PJM | Henry | VA | Water | 1.2 | NA | NA | NA | 0 | 0.79909 | 3.9098
Martinsville Sanitary Landfill | -169010 | Operating | 1.1 | Internal Combustion | 2012 | City of Martinsville, Virginia | PJM | RFC | R-PJM | Henry | VA | Gas | 1 | 11609 | 11440 | NA | 1.0502 | 1.2443 | 0
Mechanicsville Solar Project | -312088 | Operating | 25 | Solar | 2020 | Mechanicsville Solar, Llc | PJM | SERC | VACAR | Hanover | VA | Solar | 25 | NA | NA | NA | 23.9174 | 24.9073 | 26.1945
Mechanicsville Solar PV Power Plant (Hanover Solar) | -173170 | Operating | 20 | Solar | 2017 | Sunenergy1, LLC | PJM | SERC | VACAR | Hanover | VA | Solar | 20 | NA | NA | NA | NA | NA | NA
Middle Peninsula Landfill | -167610 | Operating | 6.4 | Internal Combustion | 2009 | Waste Management, Inc. | PJM | SERC | VACAR | Gloucester | VA | Biomass | 6.4 | 11183 | 11509 | 11237 | 89.2641 | 86.1819 | 88.6594
Walnut | -7550 | Operating | 49.8 | Gas Turbine | 1986 | Turlock Irrigation District |  | WECC | CAMX | Stanislaus | CA | Gas | 49.8 | NA | NA | NA | -0.0032092 | -0.017651 | 0.069227
Walnut Creek Energy Park | -663002 | Operating | 500 | Gas Turbine | 2013 | Clearway Energy, Inc. | CAISO | WECC | CAMX | Los Angeles | CA | Gas | 485 | 9334 | NA | NA | 8.7408 | NA | NA
Mineral Gap Data Center (Wise Solar Project) | -777462 | Operating | 3 | Solar | 2023 | Madison Energy Holdings, LLC |  | SERC | CENTRL | Wise | VA | Solar | 3 | NA | NA | NA | NA | NA | NA
Monroe Solar Project (EDF Renewables) | -807274 | Operating | 2.2 | Solar | 2022 | EDF power solutions North America | PJM | SERC | VACAR | Pittsylvania | VA | Solar | 2.1 | NA | NA | NA | NA | NA | NA
Monterey Diesel Generation Facility | -172224 | Operating | 6 | Internal Combustion | 2016 | Old Dominion Electric Cooperative | PJM | SERC | VACAR | Highland | VA | Oil | 6 | 9895 | 9524 | 9920 | 2.9148 | 0.27207 | 0.35578
Montross Solar Project | -434085 | Operating | 20 | Solar | 2018 | Virginia Electric and Power Company | PJM | SERC | VACAR | Westmoreland | VA | Solar | 20 | NA | NA | NA | 19.7745 | 23.1695 | 22.1638
Moody Creek Solar Project | -744793 | Operating | 150 | Solar | 2023 | Apex Clean Energy, Inc. | PJM | SERC | VACAR | Charlotte | VA | Solar | 150 | NA | NA | NA | NA | NA | NA
Mount Clinton | -166732 | Operating | 10 | Internal Combustion | 2002 | City of Harrisonburg, Virginia | PJM | SERC | VACAR | Harrisonburg | VA | Oil | 10 | 10413 | 10443 | 10450 | 0.69863 | 1.0765 | 0.96689
Walnut Creek Energy Park | -663001 | Operating | 500 | Gas Turbine | 2013 | Clearway Energy, Inc. | CAISO | WECC | CAMX | Los Angeles | CA | Gas | 485 | 9334 | NA | NA | 8.7408 | NA | NA
Mount Jackson Solar Project | -364980 | Operating | 15.7 | Solar | 2021 | Energix US, LLC | PJM | SERC | VACAR | Shenandoah | VA | Solar | 15.7 | NA | NA | NA | 23.9253 | 23.1001 | 10.6513
Mount Jackson Solar Project | -364979 | Operating | 15.7 | Solar | 2021 | Energix US, LLC | PJM | SERC | VACAR | Shenandoah | VA | Solar | 15.7 | NA | NA | NA | 23.9253 | 23.1001 | 10.6513
Naval Air Station Oceana Solar Project | -172954 | Operating | 17.6 | Solar | 2017 | Virginia Electric and Power Company | PJM | SERC | VACAR | Virginia Beach | VA | Solar | 17.6 | NA | NA | NA | 18.798 | 18.5832 | 54.9592
New River Landfill to Gas Facility | -90948 | Operating | 5.4 | Internal Combustion | 2013 | CCI Power Holdings LLC | PJM | RFC | R-PJM | Pulaski | VA | Biomass | 5.4 | 13172 | 10930 | 11541 | 28.9701 | 36.5043 | 37.3457
New River Landfill to Gas Facility | -90947 | Operating | 5.4 | Internal Combustion | 2013 | CCI Power Holdings LLC | PJM | RFC | R-PJM | Pulaski | VA | Biomass | 5.4 | 13172 | 10930 | 11541 | 28.9701 | 36.5043 | 37.3457
Newport | -201825 | Operating | 1.4 | Hydraulic Turbine | 1923 | Ontario Power Generation Inc. | PJM | RFC | R-PJM | Page | VA | Water | 1.5 | NA | NA | NA | 23.4399 | 40.2968 | 32.2983
Niagara | -5419 | Operating | 3.6 | Hydraulic Turbine | 1954 | Appalachian Power Company | PJM | RFC | R-PJM | Roanoke | VA | Water | 2.6 | NA | NA | NA | 35.1291 | 36.0994 | 39.2826
Norge Solar Farm (Farmville Lane Solar) | -743769 | Operating | 20 | Solar | 2023 | Virginia Electric and Power Company | PJM | SERC | VACAR | James City | VA | Solar | 20 | NA | NA | NA | 1.0582 | NA | NA
North Anna | -777814 | Operating & Planned | 1959.4 | Nuclear | 1978 | Dominion Energy, Inc. | PJM | SERC | VACAR | Louisa | VA | Nuclear | 1958 | NA | NA | NA | NA | NA | NA
North Anna | -5460 | Operating & Planned | 1959.4 | Nuclear | 1978 | Old Dominion Electric Cooperative | PJM | SERC | VACAR | Louisa | VA | Nuclear | 1958 | NA | NA | NA | 92.2819 | 83.2021 | 89.6197
North Anna | -5459 | Operating & Planned | 1959.4 | Nuclear | 1978 | Virginia Electric and Power Company | PJM | SERC | VACAR | Louisa | VA | Nuclear | 1958 | NA | NA | NA | 92.2819 | 83.2021 | 89.6197
North Anna Hydro | -5461 | Operating | 1 | Hydraulic Turbine | 1987 | Virginia Electric and Power Company | PJM | SERC | VACAR | Louisa | VA | Water | 1 | NA | NA | NA | 0 | 0 | 1.3584
Walnut Energy Center | -164237 | Operating | 300.6 | Combined Cycle | 2006 | Turlock Irrigation District |  | WECC | CAMX | Stanislaus | CA | Gas | 269 | 7755 | 7750 | 7833 | 66.4597 | 62.2548 | 49.3692
Onancock Diesel Generation Facility | -114509 | Operating | 4 | Internal Combustion | 2002 | Old Dominion Electric Cooperative | PJM | SERC | VACAR | Accomack | VA | Oil | 4 | 9648 | 9569 | 9435 | 0.34817 | 0.70205 | 1.3042
Orange Street G1 | -780794 | Operating | 4.8 | Internal Combustion | 2005 | The Town of Bedford | PJM | RFC | R-PJM | Bedford | VA | Oil | 4.8 | 6255 | 9365 | 9500 | 0.50419 | 0.20215 | 0.31868
Otter Creek Solar Project | -742454 | Operating | 60 | Solar | 2023 | Virginia Electric and Power Company | PJM | SERC | VACAR | Mecklenburg | VA | Solar | 60 | NA | NA | NA | 0 | NA | NA
Palmer Solar Center | -173498 | Operating | 5 | Solar | 2017 | Coronal Energy | PJM | RFC | R-PJM | Fluvanna | VA | Solar | 5 | NA | NA | NA | 24.9954 | 25.3425 | 26.0662
Pamplin Solar Project | -250238 | Operating | 15.7 | Solar | 2020 | Caden Energix LLC | PJM | SERC | VACAR | Appomattox | VA | Solar | 15.7 | NA | NA | NA | 22.2152 | 22.7307 | 24.2889
Pamplin Solar Project | -250237 | Operating | 15.7 | Solar | 2020 | Energix US, LLC | PJM | SERC | VACAR | Appomattox | VA | Solar | 15.7 | NA | NA | NA | 22.2152 | 22.7307 | 24.2889
Pamplin Solar Project | -250236 | Operating | 15.7 | Solar | 2020 | Energix US, LLC | PJM | SERC | VACAR | Appomattox | VA | Solar | 15.7 | NA | NA | NA | 22.2152 | 22.7307 | 24.2889
Park 500 Philip Morris USA | -165337 | Operating | 13 | Steam Turbine | 1983 | Park 500 Philip Morris USA | PJM | SERC | VACAR | Chesterfield | VA | Gas | 11.5 | 36678 | 36338 | 35445 | 13.7086 | 9.9792 | 16.7193
Perdue Diesel Generation Facility | -114485 | Operating | 4 | Internal Combustion | 2002 | Old Dominion Electric Cooperative | PJM | RFC | R-PJM | Accomack | VA | Oil | 4 | 9705 | 9500 | 9643 | 0.37671 | 0.67922 | 1.3271
Philip Morris USA Solar Project | -172169 | Operating | 2 | Solar | 2016 | Virginia Electric and Power Company | PJM | SERC | VACAR | Chesterfield | VA | Solar | 2 | NA | NA | NA | 4.9772 | 34.5177 | 44.0639
Philpott Lake | -510196 | Out of Service | 14 | Hydraulic Turbine | 1953 | USCE - Wilmington District | PJM | RFC | R-PJM | Henry | VA | Water | NA | NA | NA | NA | NA | NA | NA
Piney Creek Solar Project | -674881 | Operating | 80 | Solar | 2023 | Virginia Electric and Power Company | PJM | SERC | VACAR | Halifax | VA | Solar | 80 | NA | NA | NA | 7.6507 | NA | NA
Pinnacles | -365462 | Operating | 11.8 | Hydraulic Turbine | 1938 | Northbrook Energy LLC | PJM | RFC | R-PJM | Patrick | VA | Water | 11.1 | NA | NA | NA | 32.0108 | 31.1901 | 24.9745
Pleasant Hill Solar Project | -647684 | Operating | 20 | Solar | 2023 | RWE Clean Energy, LLC | PJM | SERC | VACAR | Suffolk | VA | Solar | 20 | NA | NA | NA | 11.79 | NA | NA
Walter M. Higgins Generating Station (Bighorn) | -140682 | Operating | 688.4 | Combined Cycle | 2004 | Nevada Power Company |  | WECC | AZNMSN | Clark | NV | Gas | 637 | 7643 | 7558 | 7592 | 39.4344 | 49.6258 | 54.0866
Pleasant Valley IC | -166494 | Operating | 4 | Internal Combustion | 2002 | City of Harrisonburg, Virginia | PJM | SERC | VACAR | Harrisonburg | VA | Oil | 4 | 10510 | 10479 | 10409 | 0.59361 | 1.0074 | 0.96176
Pleinmont Solar 1 (Spotsylvania Solar Energy Center) | -792587 | Operating | 75 | Solar | 2020 | sPower OpCo B, LLC | PJM | SERC | VACAR | Spotsylvania | VA | Solar | 75 | NA | NA | NA | 21.412 | NA | NA
Pleinmont Solar 1 (Spotsylvania Solar Energy Center) | -792586 | Operating | 75 | Solar | 2020 | sPower OpCo B, LLC | PJM | SERC | VACAR | Spotsylvania | VA | Solar | 75 | NA | NA | NA | 21.412 | NA | NA
Pleinmont Solar 1 (Spotsylvania Solar Energy Center) | -792585 | Operating | 75 | Solar | 2020 | sPower OpCo B, LLC | PJM | SERC | VACAR | Spotsylvania | VA | Solar | 75 | NA | NA | NA | 21.412 | NA | NA
Pleinmont Solar II (Spotsylvania Solar Energy Center) | -792571 | Operating | 240 | Solar | 2021 | Alberta Investment Management Corporation | PJM | SERC | VACAR | Spotsylvania | VA | Solar | 240 | NA | NA | NA | 21.9461 | 18.6055 | 5.5444
Pleinmont Solar II (Spotsylvania Solar Energy Center) | -792570 | Operating | 240 | Solar | 2021 | The AES Corporation | PJM | SERC | VACAR | Spotsylvania | VA | Solar | 240 | NA | NA | NA | 21.9461 | 18.6055 | 5.5444
Walter M. Higgins Generating Station (Bighorn) | -140681 | Operating | 688.4 | Combined Cycle | 2004 | Nevada Power Company |  | WECC | AZNMSN | Clark | NV | Gas | 637 | 7643 | 7558 | 7592 | 39.4344 | 49.6258 | 54.0866
Walton Bainbridge Power Facility Project | -755717 | Operating | 80 | Gas Turbine | 2000 | Walton Bainbridge, LLC |  | SERC | SOU | Decatur | GA | Oil | 80 | 17544 | 15964 | 16544 | 0.019406 | 0.17352 | 0.095034
Walton County Project | -765122 | Operating | 494.1 | Gas Turbine | 2001 | Oglethorpe Power Corporation |  | SERC | SOU | Walton | GA | Gas | 525 | NA | NA | NA | NA | NA | NA
Powells Creek Farm Solar | -748268 | Operating | 70 | Solar | 2023 | Carolina Solar Energy LLC | PJM | SERC | VACAR | Halifax | VA | Solar | 70 | NA | NA | NA | 8.9804 | NA | NA
Pretlow | -13573 | Operating | 3.2 | Internal Combustion | 2001 | Franklin City of VA | PJM | SERC | VACAR | Franklin | VA | Oil | 3.2 | 7096 | 9012 | 9732 | 0.82049 | 0.90611 | 1.0131
Prince Edward CSG Solar Plant | -756511 | Operating | 4 | Solar | 2024 | Dimension Energy LLC | PJM | SERC | VACAR | Prince Edward | VA | Solar | 4 | NA | NA | NA | NA | NA | NA
Prince Edward CSG Solar Plant | -756510 | Operating | 4 | Solar | 2024 | Dimension Energy LLC | PJM | SERC | VACAR | Prince Edward | VA | Solar | 4 | NA | NA | NA | NA | NA | NA
Puller Solar Project | -741758 | Operating | 15 | Solar | 2018 | Dominion Energy Services, Inc. | PJM | SERC | VACAR | Middlesex | VA | Solar | 15 | NA | NA | NA | 21.0875 | 20.4475 | 22.4939
Pumpkinseed Solar Project (Meherrin) | -516624 | Operating | 59.6 | Solar | 2022 | Virginia Electric and Power Company | PJM | SERC | VACAR | Greensville | VA | Solar | 59.6 | NA | NA | NA | 18.2532 | 8.043 | NA
Quillwort Solar Project | -793242 | Operating | NA | Solar | 2025 | Virginia Electric and Power Company | PJM | SERC | VACAR | Powhatan | VA | Solar | 18 | NA | NA | NA | NA | NA | NA
Radford | -6134 | Operating | 1 | Hydraulic Turbine | 1934 | City of Radford | PJM | RFC | R-PJM | Montgomery | VA | Water | 1 | NA | NA | NA | 69.1324 | 69.4749 | 24.726
Radford Army Ammunition | -244699 | Operating | 18 | Steam Turbine | 1990 | United States Army | PJM | RFC | R-PJM | Montgomery | VA | Gas | 16.8 | NA | NM | NA | 21.9103 | 25.3527 | 21.8315
Randolph Solar Project (EDF Renewables) | -807275 | Operating | 4.23 | Solar | 2023 | EDF power solutions North America | PJM | SERC | VACAR | Shenandoah | VA | Solar | 4.23 | NA | NA | NA | NA | NA | NA
Rappahannock Solar Project | -796559 | Operating | 1.5 | Solar | 2021 | Southern Current LLC | PJM | SERC | VACAR | Lancaster | VA | Solar | 1.5 | NA | NA | NA | 24.2998 | 24.0335 | NA
Walton Discover Power Facility | -743252 | Operating | 103 | Gas Turbine | 1999 | Walton Discover, LLC |  | SERC | SOU | Lee | AL | Gas | 100 | 6804 | 7947 | 6548 | 0.022146 | 0.015183 | 0.015411
Remington Solar Project | -171968 | Operating | 20 | Solar | 2017 | Virginia Electric and Power Company | PJM | SERC | VACAR | Fauquier | VA | Solar | 20 | NA | NA | NA | 18.218 | 20.1804 | 20.391
Reusens | -156162 | Operating | 12.5 | Hydraulic Turbine | 1903 | Eagle Creek Renewable Energy, LLC | PJM | RFC | R-PJM | Lynchburg | VA | Water | 10 | NA | NA | NA | 20.7078 | 23.3781 | 23.9068
Richmond Energy Project | -169159 | Operating | 6.4 | Internal Combustion | 2011 | Fortistar LLC | PJM | SERC | VACAR | Henrico | VA | Biomass | 6.4 | 11690 | 12474 | NA | 48.6159 | 3.8135 | 0
Richmond Spider Solar Project (Spotsylvania Solar Energy Center) | -793388 | Operating | 20 | Solar | 2020 | Alberta Investment Management Corporation | PJM | SERC | VACAR | Spotsylvania | VA | Solar | 20 | NA | NA | NA | 21.8128 | 19.911 | 20.2066
Richmond Spider Solar Project (Spotsylvania Solar Energy Center) | -793387 | Operating | 20 | Solar | 2020 | The AES Corporation | PJM | SERC | VACAR | Spotsylvania | VA | Solar | 20 | NA | NA | NA | 21.8128 | 19.911 | 20.2066
Rivanna Solar Project | -786828 | Operating | 12.5 | Solar | 2024 | Rivanna Solar Holdco, LLC | PJM | SERC | VACAR | Albemarle | VA | Solar | 12.5 | NA | NA | NA | NA | NA | NA
Rivanna Solar Project | -786827 | Operating | 12.5 | Solar | 2024 | Adapture Renewables, Inc. | PJM | SERC | VACAR | Albemarle | VA | Solar | 12.5 | NA | NA | NA | NA | NA | NA
Rochambeau Solar Project (Hill Pleasant Farm Solar) | -408514 | Operating | 19.9 | Solar | 2021 | Virginia Electric and Power Company | PJM | SERC | VACAR | James City | VA | Solar | 19.9 | NA | NA | NA | 19.2532 | 19.0897 | 0.02983
RockTenn West Point Mill (St. Laurent Paper Products) | -145308 | Operating | 101 | Steam Turbine | 1954 | WestRock CP, LLC | PJM | SERC | VACAR | King William | VA | Biomass | 96 | 33094 | 32747 | 32343 | 56.2767 | 55.6129 | 58.8833
Rockville 1 & 2 | -785794 | Operating | 1.8 | Internal Combustion | 1995 | CCI Power Holdings LLC | PJM | SERC | VACAR | Goochland | VA | Oil | 1.8 | NA | NA | NA | NA | NA | NA
Rockville 1 & 2 | -785793 | Operating | 1.8 | Internal Combustion | 1995 | CCI Power Holdings LLC | PJM | SERC | VACAR | Goochland | VA | Oil | 1.8 | NA | NA | NA | NA | NA | NA
Sadler Solar Project (US-4) | -378448 | Operating | 100 | Solar | 2021 | Virginia Electric and Power Company | PJM | SERC | VACAR | Greensville | VA | Solar | 100 | NA | NA | NA | 21.0926 | 21.3068 | 10.113
Salem Electric Department | -167250 | Operating | 1.3 | Internal Combustion | 2007 | City of Salem, Virginia | PJM | RFC | R-PJM | Salem | VA | Oil | 1.3 | 10080 | 10342 | 10364 | 0.21953 | 0.66737 | 0.57956
Salem Street Department | -166508 | Operating | 1.8 | Internal Combustion | 2005 | City of Salem, Virginia | PJM | RFC | R-PJM | Salem | VA | Oil | 2 | 10457 | 10373 | 10345 | 0.19977 | 0.67352 | 0.6621
Salem Water Plant | -166507 | Operating | 2 | Internal Combustion | 2003 | City of Salem, Virginia | PJM | RFC | R-PJM | Salem | VA | Oil | 2 | 10000 | 9818 | 9767 | 0.34247 | 0.56507 | 0.49087
Schoolfield Dam | -192998 | Operating | 4.5 | Hydraulic Turbine | 1990 | STS Hydropower, LLC | PJM | SERC | VACAR | Danville | VA | Water | 4.5 | NA | NA | NA | 35.5936 | 34.0817 | 36.8874
Scott Battery Storage Project | -591450 | Operating | 12 | Battery | 2022 | Virginia Electric and Power Company | PJM | SERC | VACAR | Powhatan | VA | Energy Storage | 12 | NA | NA | NA | NA | NA | NA
Scott Solar (US-2 Solar Project) | -172519 | Operating | 17 | Solar | 2016 | Virginia Electric and Power Company | PJM | SERC | VACAR | Powhatan | VA | Solar | 17 | NA | NA | NA | 18.4502 | 16.5035 | 19.7965
Sebera Solar Project | -801132 | Operating | NA | Solar | 2025 | Virginia Electric and Power Company | PJM | RFC | R-PJM | Prince George | VA | Solar | 18 | NA | NA | NA | NA | NA | NA
Shenandoah Hydro | -201826 | Operating | 0.86 | Hydraulic Turbine | 1925 | Ontario Power Generation Inc. | PJM | SERC | VACAR | Page | VA | Water | 0.86 | NA | NA | NA | NA | NA | NA
Shifting Sands Solar Project | -793112 | Operating | NA | Solar | 2025 | Energix - Renewable Energies Ltd. | PJM | RFC | R-PJM | Henry | VA | Solar | 20 | NA | NA | NA | NA | NA | NA
Shifting Sands Solar Project | -793111 | Operating | NA | Solar | 2025 | Energix - Renewable Energies Ltd. | PJM | RFC | R-PJM | Henry | VA | Solar | 20 | NA | NA | NA | NA | NA | NA
Skipjack Solar Center (Keydet Solar A) | -663310 | Operating | 175 | Solar | 2022 | Alberta Investment Management Corporation | PJM | SERC | VACAR | Charles City | VA | Solar | 175 | NA | NA | NA | 22.8732 | 13.3569 | NA
Skipjack Solar Center (Keydet Solar A) | -663309 | Operating | 175 | Solar | 2022 | The AES Corporation | PJM | SERC | VACAR | Charles City | VA | Solar | 175 | NA | NA | NA | 22.8732 | 13.3569 | NA
Smallmouth Bass Solar Project | -807276 | Operating | 3.24 | Solar | 2023 | EDF power solutions North America | PJM | SERC | VACAR | Rockbridge | VA | Solar | 3.24 | NA | NA | NA | NA | NA | NA
Smith Mountain | -6758 | Operating | 247.3 | Pumped Storage | 1965 | Appalachian Power Company | PJM | RFC | R-PJM | Pittsylvania | VA | Water | 238 | NA | NA | NA | 5.7728 | 6.1328 | 7.1411
Smith Mountain Hydro | -13203 | Operating | 300.2 | Hydraulic Turbine | 1965 | Appalachian Power Company | PJM | RFC | R-PJM | Pittsylvania | VA | Water | 348 | NA | NA | NA | 19.5793 | 10.1637 | 8.7588
Snowden | -6770 | Operating | 5 | Hydraulic Turbine | 1987 | The Town of Bedford | PJM | RFC | R-PJM | Amherst | VA | Water | 5 | NA | NA | NA | 31.9772 | 32.4863 | 20
Solidago Solar | -746934 | Operating | 20 | Solar | 2023 | Virginia Electric and Power Company | PJM | SERC | VACAR | Isle of Wight | VA | Solar | 20 | NA | NA | NA | 9.0799 | NA | NA
Southampton Solar (Amazon Solar Farm US East 6) | -172992 | Operating | 100 | Solar | 2017 | Dominion Generation, Inc. | PJM | SERC | VACAR | Southampton | VA | Solar | 103.6 | NA | NA | NA | 13.1924 | 20.8748 | 20.8608
Southampton VA | -6831 | Operating | 71.1 | Steam Turbine | 1992 | Virginia Electric and Power Company | PJM | SERC | VACAR | Southampton | VA | Biomass | 53.7 | 16459 | 17002 | 17462 | 72.2779 | 75.0311 | 71.3535
Spring Grove 1 Solar Facility (US-3 Solar Project) | -310777 | Operating | 97.9 | Solar | 2020 | Virginia Electric and Power Company | PJM | SERC | VACAR | Surry | VA | Solar | 97.9 | NA | NA | NA | 16.7012 | 20.7199 | 25.2312
Springfield Solar Project (Westmoreland County) | -773198 | Operating | 2 | Solar | 2024 | Virginia Electric and Power Company | PJM | SERC | VACAR | Westmoreland | VA | Solar | 2 | NA | NA | NA | NA | NA | NA
Spruance Genco | -324681 | Operating | 114.8 | Steam Turbine | 1992 | United States Power Fund IV, L.P. | PJM | SERC | VACAR | Richmond | VA | Gas | 55 | NA | NM | NA | 11.8171 | 14.1567 | 3.7476
Spruance Genco | -324680 | Operating | 114.8 | Steam Turbine | 1992 | United States Power Fund III, L.P. | PJM | SERC | VACAR | Richmond | VA | Gas | 55 | NA | NM | NA | 11.8171 | 14.1567 | 3.7476
Stafford County Landfill | -166601 | Operating | 2.2 | Internal Combustion | 2008 | Ameresco, Inc. | PJM | SERC | VACAR | Stafford | VA | Biomass | 2 | 12042 | 11131 | 11133 | 6.9521 | 20.605 | 34.3151
Stratford Solar Center | -546902 | Operating | 15 | Solar | 2022 | Coronal Energy | PJM | SERC | VACAR | Suffolk | VA | Solar | 15 | NA | NA | NA | 23.6065 | NA | NA
Suffolk CSG Solar Plant | -762553 | Operating | 3.8 | Solar | 2024 | Dimension Energy LLC | PJM | SERC | VACAR | Suffolk | VA | Solar | 3.8 | NA | NA | NA | NA | NA | NA
Suffolk CSG Solar Plant | -762552 | Operating | 3.8 | Solar | 2024 | Dimension Energy LLC | PJM | SERC | VACAR | Suffolk | VA | Solar | 3.8 | NA | NA | NA | NA | NA | NA
Sunny Rock Solar Project | -808099 | Operating | NA | Solar | 2025 | Energix - Renewable Energies Ltd. | PJM | RFC | R-PJM | Henry | VA | Solar | 20 | NA | NA | NA | NA | NA | NA
Sunny Rock Solar Project | -808098 | Operating | NA | Solar | 2025 | Energix - Renewable Energies Ltd. | PJM | RFC | R-PJM | Henry | VA | Solar | 20 | NA | NA | NA | NA | NA | NA
Sunnybrook Farm Solar | -611232 | Operating | 51 | Solar | 2022 | Carolina Solar Energy II, LLC | PJM | SERC | VACAR | Halifax | VA | Solar | 51 | NA | NA | NA | 18.539 | 0.074984 | NA
Surry | -7071 | Operating | 1695 | Nuclear | 1972 | Virginia Electric and Power Company | PJM | SERC | VACAR | Surry | VA | Nuclear | 1750 | NA | NA | NA | 90.2457 | 90.8444 | 86.1048
Sycamore Solar Project | -638319 | Operating | 42 | Solar | 2023 | Virginia Electric and Power Company | PJM | SERC | VACAR | Pittsylvania | VA | Solar | 42 | NA | NA | NA | 20.1604 | NA | NA
Tangier | -7123 | Operating | 2.4 | Internal Combustion | 1974 | A&N Electric Cooperative, Inc. | PJM | RFC | R-PJM | Accomack | VA | Oil | 2.4 | 10875 | 10735 | 10488 | 0.41857 | 0.8086 | 1.1606
Wansley CC | -1313 | Operating | 1239 | Combined Cycle | 2002 | Southern Power Company |  | SERC | SOU | Heard | GA | Gas | 1233.4 | 7029 | 6986 | 7000 | 83.808 | 83.2421 | 71.5468
Wansley Unit 9 | -164135 | Operating | 594.1 | Combined Cycle | 2004 | Municipal Electric Authority of Georgia |  | SERC | SOU | Heard | GA | Gas | 537.9 | 7255 | 7314 | 7240 | 62.9967 | 49.4388 | 62.3965
Wapekeka First Nation | -99839 | Operating | 1.53 | Gas Turbine | 1999 | Hydro One Remote Communities Inc. | Ontario | NPCC | ONT |  |  | Oil | 1.53 | NA | NA | NA | NA | NA | NA
Warner-Lambert Company | -53244 | Operating | 3 | Gas Turbine | 1989 | University of Michigan NCampus Research | MISO | RFC | R-MISO | Washtenaw | MI | Gas | 3.2 | 17682 | 15547 | 14373 | 68.964 | 74.365 | 69.6632
Warren County Power Station | -162834 | Operating | 1472.2 | Combined Cycle | 2014 | Virginia Electric and Power Company | PJM | SERC | VACAR | Warren | VA | Gas | 1489.4 | 6856 | 6895 | 6958 | 64.9086 | 59.3808 | 55.1259
Warren CT | -619560 | Operating | 53.1 | Gas Turbine | 1972 | Heritage Power, LLC | PJM | RFC | R-PJM | Warren | PA | Gas | 62 | 14841 | 15391 | 18244 | 3.6491 | 2.0426 | 1.3124
Warren F Beasley CT | -758334 | Operating | 96 | Gas Turbine | 2002 | Delaware Municipal Electric Corporation, Inc. | PJM | RFC | R-PJM | Kent | DE | Gas | 98 | 11648 | 11129 | 12101 | 2.0434 | 7.23 | 2.512
Washington County | -619526 | Operating | 795.6 | Gas Turbine | 2003 | Oglethorpe Power Corporation |  | SERC | SOU | Washington | GA | Gas | 745.2 | 11183 | 11331 | NA | 1.3551 | 6.1942 | NA
Washington County | -619525 | Operating | 795.6 | Gas Turbine | 2003 | Harbert Management Corporation |  | SERC | SOU | Washington | GA | Gas | 745.2 | 11183 | 11331 | NA | 1.3551 | 6.1942 | NA
The Village at Orchard Ridge (TVOR) | -763776 | Operating | 1.4 | Solar | 2023 | Distributed Solar Development, LLC | PJM | SERC | VACAR | Frederick | VA | Solar | 1.4 | NA | NA | NA | 16.6177 | NA | NA
TWE Myrtle Solar Project | -244880 | Operating | 15 | Solar | 2020 | Dominion Generation, Inc. | PJM | SERC | VACAR | Suffolk | VA | Solar | 15 | NA | NA | NA | 15.7816 | 20.8196 | 24.7725
Twittys Creek Solar Project | -162160 | Operating | 13.8 | Solar | 2019 | Holocene Clean Energy | PJM | SERC | VACAR | Charlotte | VA | Solar | 13.8 | NA | NA | NA | 21.1344 | 22.3149 | 22.214
UVA Hollyfield Solar Project | -173153 | Operating | 17 | Solar | 2018 | Virginia Electric and Power Company | PJM | SERC | VACAR | King William | VA | Solar | 17 | NA | NA | NA | 19.9846 | 49.1942 | 50.4868
VA- US Foods- Manassas Solar Project | -784542 | Operating | 2 | Solar | 2024 | C2 Elektra Holdings LLC | PJM | SERC | VACAR | Prince William | VA | Solar | 2 | NA | NA | NA | NA | NA | NA
VA- US Foods- Manassas Solar Project | -784541 | Operating | 2 | Solar | 2024 | EDPR NA Distributed Generation LLC | PJM | SERC | VACAR | Prince William | VA | Solar | 2 | NA | NA | NA | NA | NA | NA
VA- US Foods- Manassas Solar Project | -784540 | Operating | 2 | Solar | 2024 | EDPR NA Distributed Generation LLC | PJM | SERC | VACAR | Prince William | VA | Solar | 2 | NA | NA | NA | NA | NA | NA
Virginia City Hybrid Energy Center | -166246 | Operating | 668 | Steam Turbine | 2012 | Virginia Electric and Power Company | PJM | SERC | VACAR | Wise | VA | Coal | 626 | 11914 | 10499 | 10980 | 13.7378 | 24.9439 | 17.4471
Virginia Tech Power Plant | -17032 | Operating | 6.3 | Steam Turbine | 1976 | Virginia Polytechnic Institute and State University | PJM | RFC | R-PJM | Montgomery | VA | Gas | 6.3 | NA | NM | NA | 16.0796 | 32.2969 | -7.8459
VMEA | -7491 | Operating | 6.4 | Internal Combustion | 1992 | City of Manassas, Virginia | PJM | SERC | VACAR | Manassas | VA | Oil | 6 | 15574 | 10575 | 10555 | 0.62976 | 0.22831 | 1.7028
VMEA-1 Credit Gen. | -165744 | Operating | 13.2 | Internal Combustion | 1990 | City of Manassas, Virginia | PJM | SERC | VACAR | Manassas | VA | Oil | 12.3 | 18154 | 16508 | 13444 | 0.46312 | 0.89932 | 0.066823
VSF Solar 2 Solar Project (Northern Neck AC2-138) | -553221 | Operating | 11 | Solar | 2021 | VSF Solar 2 LLC | PJM | SERC | VACAR | Westmoreland | VA | Solar | 11 | NA | NA | NA | NA | NA | NA
Wallops Flight Facility Solar Project | -511285 | Operating | 4.3 | Solar | 2020 | National Aeronautics and Space Administration |  | RFC | R-PJM | Accomack | VA | Solar | 4.3 | NA | NA | NA | 15.411 | 14.657 | 14.8773
Washington County | -619524 | Operating | 795.6 | Gas Turbine | 2003 | California Public Employees' Retirement System |  | SERC | SOU | Washington | GA | Gas | 745.2 | 11183 | 11331 | NA | 1.3551 | 6.1942 | NA
Warren Hydro | -201828 | Operating | 0.75 | Hydraulic Turbine | 1924 | Ontario Power Generation Inc. | PJM | SERC | VACAR | Warren | VA | Water | 0.75 | NA | NA | NA | NA | NA | NA
Water Strider Solar Project | -521457 | Operating | 80 | Solar | 2021 | Consolidated Edison Development, Inc. | PJM | SERC | VACAR | Halifax | VA | Solar | 80 | NA | NA | NA | 26.2775 | NA | NA
Water Treatment Plant | -166803 | Operating | 1.8 | Internal Combustion | 2007 | City of Manassas, Virginia | PJM | SERC | VACAR | Prince William | VA | Oil | 1.7 | NA | 48667 | 6000 | 0 | 0.020145 | 0.006715
Watlington Solar Project | -647763 | Operating | 20 | Solar | 2023 | RWE Clean Energy, LLC | PJM | SERC | VACAR | Halifax | VA | Solar | 20 | NA | NA | NA | 19.7363 | NA | NA
Waverly Solar Project | -752629 | Operating | 118 | Solar | 2023 | Energix - Renewable Energies Ltd. | PJM | SERC | VACAR | Sussex | VA | Solar | 118 | NA | NA | NA | NA | NA | NA
Waverly Solar Project | -752628 | Operating | 118 | Solar | 2023 | Energix - Renewable Energies Ltd. | PJM | SERC | VACAR | Sussex | VA | Solar | 118 | NA | NA | NA | NA | NA | NA
Waynesboro Bridge Solar | -762104 | Operating | 5 | Solar | 2024 | Dimension Energy LLC | PJM | SERC | VACAR | Augusta | VA | Solar | 5 | NA | NA | NA | NA | NA | NA
Western Branch High School Solar Project | -172546 | Operating | 1 | Solar | 2016 | Virginia Electric and Power Company | PJM | SERC | VACAR | Chesapeake | VA | Solar | 1 | NA | NA | NA | 8.4703 | 23.0879 | 40.0685
Westmoreland County Solar Project | -794584 | Operating | 19.9 | Solar | 2021 | Nadara Limited | PJM | SERC | VACAR | Westmoreland | VA | Solar | 19.9 | NA | NA | NA | NA | NA | NA
Westmoreland County Solar Project | -755118 | Operating | 19.9 | Solar | 2021 | Energy Infrastructure Partners LLC | PJM | SERC | VACAR | Westmoreland | VA | Solar | 19.9 | NA | NA | NA | NA | NA | NA
Westmoreland County Solar Project | -755117 | Operating | 19.9 | Solar | 2021 | Eni S.p.A. | PJM | SERC | VACAR | Westmoreland | VA | Solar | 19.9 | NA | NA | NA | NA | NA | NA
White Stone Ocran Solar Plant | -755437 | Operating | 5 | Solar | 2024 | Dimension Energy LLC | PJM | SERC | VACAR | Lancaster | VA | Solar | 5 | NA | NA | NA | NA | NA | NA
White Stone Ocran Solar Plant | -755436 | Operating | 5 | Solar | 2024 | Dimension Energy LLC | PJM | SERC | VACAR | Lancaster | VA | Solar | 5 | NA | NA | NA | NA | NA | NA
Whitehorn Solar Project | -378716 | Operating | 50 | Solar | 2021 | ENGIE North America Inc. | PJM | SERC | VACAR | Pittsylvania | VA | Solar | 50 | NA | NA | NA | 18.1126 | 21.26 | 3.445
Whitehouse Solar Project (US-2 Solar Project) | -172520 | Operating | 20 | Solar | 2016 | Virginia Electric and Power Company | PJM | SERC | VACAR | Louisa | VA | Solar | 8 | NA | NA | NA | 69.9658 | 40.0813 | 53.2563
Whitmell Solar Project | -253528 | Operating | 5 | Solar | 2020 | Navisun LLC | PJM | RFC | R-PJM | Pittsylvania | VA | Solar | 5 | NA | NA | NA | 25.4178 | NA | NA
Winterberry Solar Project | -743849 | Operating | 20 | Solar | 2023 | Virginia Electric and Power Company | PJM | SERC | VACAR | Gloucester | VA | Solar | 20 | NA | NA | NA | 1.2905 | NA | NA
Washington County/Olin Cogen | -7593 | Operating | 122.5 | Combined Cycle | 1999 | Alabama Power Company |  | SERC | SOU | Washington | AL | Gas | 107 | 9211 | 9692 | 8692 | 91.9818 | 90.3343 | 90.6425
Woodland Solar Center (US-2 Solar Project) | -172459 | Operating | 19 | Solar | 2016 | Virginia Electric and Power Company | PJM | SERC | VACAR | Isle of Wight | VA | Solar | 19 | NA | NA | NA | 18.0233 | 16.779 | 22.208
Wythe County Solar Project | -801131 | Operating | NA | Solar | 2025 | RWE Clean Energy, LLC | PJM | SERC | VACAR | Wythe | VA | Solar | 75 | NA | NA | NA | NA | NA | NA
Wytheville Solar Plant | -480175 | Operating | 20 | Solar | 2022 | Caden Energix LLC | PJM | RFC | R-PJM | Wythe | VA | Solar | 20 | NA | NA | NA | 21.5542 | 11.222 | NA
Wytheville Solar Plant | -480174 | Operating | 20 | Solar | 2022 | Energix US, LLC | PJM | RFC | R-PJM | Wythe | VA | Solar | 20 | NA | NA | NA | 21.5542 | 11.222 | NA
Wytheville Solar Plant | -480173 | Operating | 20 | Solar | 2022 | Energix US, LLC | PJM | RFC | R-PJM | Wythe | VA | Solar | 20 | NA | NA | NA | 21.5542 | 11.222 | NA
Arnold Falls | -465228 | Operating | 0.38 | Hydraulic Turbine | 1928 | Fonds de solidarité FTQ | New England | NPCC | NE | Caledonia | VT | Water | 0.38 | NA | NA | NA | 22.6808 | 15.9217 | 17.4838
Arnold Falls | -465227 | Operating | 0.38 | Hydraulic Turbine | 1928 | Caisse de dépôt et placement du Québec | New England | NPCC | NE | Caledonia | VT | Water | 0.38 | NA | NA | NA | 22.6808 | 15.9217 | 17.4838
Washington Generating Facility | -138209 | Operating | 714.9 | Combined Cycle | 2002 | Vistra Corp. | PJM | RFC | R-PJM | Washington | OH | Gas | 686 | 7343 | 7298 | 7180 | 87.2248 | 82.9482 | 80.2296
Washington Parish Energy Center One | -256002 | Operating | 399.6 | Gas Turbine | 2020 | Entergy Louisiana, LLC | MISO | SERC | DELTA | Washington | LA | Gas | 414.7 | 10447 | 10529 | 10721 | 9.4445 | 10.407 | 5.2758
Ball Mountain Dam Hydroelectric Project (Blue Heron) | -193010 | Operating | 2.4 | Hydraulic Turbine | 2016 | Eagle Creek Renewable Energy, LLC | New England | NPCC | NE | Windham | VT | Water | 2.4 | NA | NA | NA | 9.1705 | 15.7059 | 10.8257
Barton Solar Farm | -170263 | Operating | 1.9 | Solar | 2014 | Essex Capital Partners, Inc | New England | NPCC | NE | Orleans | VT | Solar | 1.9 | NA | NA | NA | 14.4857 | 15.3689 | 15.2067
Battle Creek Solar 1 Project | -206094 | Operating | 2.2 | Solar | 2019 | ALLCO Renewable Energy Limited | New England | NPCC | NE | Bennington | VT | Solar | 2.2 | NA | NA | NA | 18.2597 | 18.8304 | 17.3775
BDE Grand Isle Solar Project (Dreamwalker Solar Farm) | -172732 | Operating | 4.98 | Solar | 2018 | P2 Investors LLC | New England | NPCC | NE | Grand Isle | VT | Solar | 4.98 | NA | NA | NA | NA | NA | NA
Beldens | -465232 | Operating | 5.7 | Hydraulic Turbine | 1913 | Fonds de solidarité FTQ | New England | NPCC | NE | Addison | VT | Water | 5.7 | NA | NA | NA | 37.1105 | 19.0439 | 17.4718
Beldens | -465231 | Operating | 5.7 | Hydraulic Turbine | 1913 | Caisse de dépôt et placement du Québec | New England | NPCC | NE | Addison | VT | Water | 5.7 | NA | NA | NA | 37.1105 | 19.0439 | 17.4718
Bellows Falls | -551122 | Operating | 40.8 | Hydraulic Turbine | 1928 | HQI US Holding LLC | New England | NPCC | NE | Windham | VT | Water | 47.1 | NA | NA | NA | 73.8088 | NA | NA
Wasson CO2 Removal | -7599 | Operating | 23.4 | Gas Turbine | 1988 | Occidental Permian Ltd. | SPP | MRO | MRO-US | Yoakum | TX | Gas | 23.4 | 11416 | 11417 | 11875 | 66.9433 | 62.341 | 67.2394
Waterbury Power | -349522 | Operating | 96 | Gas Turbine | 2009 | Hull Street Energy, LLC | New England | NPCC | NE | Naugatuck Valley Planning Region | CT | Gas | 100 | 9814 | 10129 | 10653 | 4.5818 | 4.916 | 0.80822
Billings Road Solar Project | -408978 | Operating | 1.7 | Solar | 2021 | Greenbacker Renewable Energy Corporation | New England | NPCC | NE | Caledonia | VT | Solar | 1.7 | NA | NA | NA | 14.3097 | 13.4837 | 0.38947
Bolton Falls/DeForge | -465236 | Operating | 8.8 | Hydraulic Turbine | 1986 | Fonds de solidarité FTQ | New England | NPCC | NE | Washington | VT | Water | 7.8 | NA | NA | NA | -0.61761 | 9.0827 | 12.3771
Bolton Falls/DeForge | -465235 | Operating | 8.8 | Hydraulic Turbine | 1986 | Caisse de dépôt et placement du Québec | New England | NPCC | NE | Washington | VT | Water | 7.8 | NA | NA | NA | -0.61761 | 9.0827 | 12.3771
Boltonville Hydro Associates | -1993 | Operating | 1.1 | Hydraulic Turbine | 1984 | Boltonville Hydro Associates | New England | NPCC | NE | Orange | VT | Water | 0.5 | NA | NA | NA | 35.3259 | 20.7036 | 22.5612
Bondville Solar Farm | -153711 | Operating | 2.2 | Solar | 2016 | Wasatch Guaranty Capital | New England | NPCC | NE | Bennington | VT | Solar | 2.2 | NA | NA | NA | NA | NA | NA
Bridport West Solar Farm | -170486 | Operating | 2 | Solar | 2015 | SunEdison, Inc. | New England | NPCC | NE | Addison | VT | Solar | 2 | NA | NA | NA | NA | NA | NA
Burlington International Airport Solar Project | -169598 | Operating | 1.3 | Solar | 2011 | Vermont Air National Guard | New England | NPCC | NE | Chittenden | VT | Solar | 1.3 | NA | NA | NA | 11.2136 | NA | 7.745
Waterford 4 | -168148 | Operating | 41 | Gas Turbine | 2009 | Entergy Louisiana, LLC | MISO | SERC | DELTA | Saint Charles | LA | Oil | 35.7 | 13736 | 13546 | 13908 | 1.0264 | 2.7966 | 1.3126
Cadys Falls | -2206 | Operating | 1.6 | Hydraulic Turbine | 1914 | Morrisville Village of | New England | NPCC | NE | Lamoille | VT | Water | 1.1 | NA | NA | NA | 0.10378 | 4.4417 | 11.7372
Canaan | -382417 | Operating | 1.1 | Hydraulic Turbine | 1927 | Central Rivers Power, LLC | New England | NPCC | NE | Essex | VT | Water | 1.1 | NA | NA | NA | 76.1208 | 59.1013 | 42.7563
Cavendish | -465240 | Operating | 1.7 | Hydraulic Turbine | 1907 | Fonds de solidarité FTQ | New England | NPCC | NE | Windsor | VT | Water | 1.4 | NA | NA | NA | -0.41585 | 14.1063 | 33.4556
Cavendish | -465239 | Operating | 1.7 | Hydraulic Turbine | 1907 | Caisse de dépôt et placement du Québec | New England | NPCC | NE | Windsor | VT | Water | 1.4 | NA | NA | NA | -0.41585 | 14.1063 | 33.4556
Center Rutland | -465242 | Operating | 0.3 | Hydraulic Turbine | 1898 | Fonds de solidarité FTQ | New England | NPCC | NE | Rutland | VT | Water | 0.3 | NA | NA | NA | 77.3973 | 37.3288 | 26.6743
Center Rutland | -465241 | Operating | 0.3 | Hydraulic Turbine | 1898 | Caisse de dépôt et placement du Québec | New England | NPCC | NE | Rutland | VT | Water | 0.3 | NA | NA | NA | 77.3973 | 37.3288 | 26.6743
Chace Mill Winooski One | -509432 | Operating | 7.5 | Hydraulic Turbine | 1993 | City of Burlington Electric Department | New England | NPCC | NE | Chittenden | VT | Water | 7.5 | NA | NA | NA | 55.2679 | 38.5997 | 37.7321
Champlain Valley Solar Farm | -170558 | Operating | 2 | Solar | 2015 | SunEdison, Inc. | New England | NPCC | NE | Addison | VT | Solar | 2 | NA | NA | NA | NA | NA | NA
Charleston (VT) | -10065 | Operating | 0.8 | Hydraulic Turbine | 1922 | Great Bay Hydro Corporation | New England | NPCC | NE | Orleans | VT | Water | 0.8 | NA | NA | NA | NA | NA | NA
Charlotte Solar Farm | -798505 | Operating | 2 | Solar | 2014 | Altus Power, Inc. | New England | NPCC | NE | Chittenden | VT | Solar | 2 | NA | NA | NA | NA | NA | NA
Charter Hill Solar Project | -171276 | Operating | 1 | Solar | 2016 | Charter Hill Solar LLC | New England | NPCC | NE | Rutland | VT | Solar | 1 | NA | NA | NA | NA | NA | NA
Chester Solar Farm | -798507 | Operating | 2.2 | Solar | 2014 | Altus Power, Inc. | New England | NPCC | NE | Windsor | VT | Solar | 2.2 | NA | NA | NA | NA | NA | NA
City Solar Garden Project | -163715 | Operating | 1 | Solar | 2016 | Greenbacker Renewable Energy Company LLC | New England | NPCC | NE | Rutland | VT | Solar | 1 | NA | NA | NA | NA | NA | NA
Clarendon Solar Farm (Pierce's Corner) | -171262 | Operating | 2 | Solar | 2014 | Penn Energy Trust, LLC | New England | NPCC | NE | Rutland | VT | Solar | 2 | NA | NA | NA | 15.8904 | 17.1689 | 15.7021
Clark Falls | -465244 | Operating | 3 | Hydraulic Turbine | 1937 | Fonds de solidarité FTQ | New England | NPCC | NE | Chittenden | VT | Water | 3 | NA | NA | NA | 75.3425 | 55.9627 | 46.3737
Clark Falls | -465243 | Operating | 3 | Hydraulic Turbine | 1937 | Caisse de dépôt et placement du Québec | New England | NPCC | NE | Chittenden | VT | Water | 3 | NA | NA | NA | 75.3425 | 55.9627 | 46.3737
Waterford Energy Facility | -117597 | Operating | 921.6 | Combined Cycle | 2003 | ArcLight Capital Partners, LLC | PJM | RFC | R-PJM | Washington | OH | Gas | 960 | 7047 | 7008 | 7021 | 64.515 | 78.9108 | 73.6236
Waterford Energy Facility | -117596 | Operating | 921.6 | Combined Cycle | 2003 | Blackstone Inc. | PJM | RFC | R-PJM | Washington | OH | Gas | 960 | 7047 | 7008 | 7021 | 64.515 | 78.9108 | 73.6236
Cold River Road Solar Project | -807129 | Operating | 2.3 | Solar | 2016 | EDF power solutions North America | New England | NPCC | NE | Rutland | VT | Solar | 2.3 | NA | NA | NA | NA | NA | NA
Coolidge Solar I | -172516 | Operating | 19.6 | Solar | 2018 | NextEra Energy Resources, LLC | New England | NPCC | NE | Windsor | VT | Solar | 19.6 | NA | NA | NA | 15.2817 | 17.2363 | 15.1186
Coventry Landfill | -165909 | Operating | 8 | Internal Combustion | 2005 | Washington Electric Cooperative Inc. - VT | New England | NPCC | NE | Orleans | VT | Biomass | 7.5 | 10522 | 10167 | 10546 | 78.9285 | 74.2816 | 81.653
Coventry Solar Project | -170044 | Operating | 2.2 | Solar | 2014 | Greenwood Energy I, LLC | New England | NPCC | NE | Orleans | VT | Solar | 2.2 | NA | NA | NA | 12.5156 | 14.9751 | 13.6052
Coventry Solar Project | -87860 | Operating | 2.2 | Solar | 2014 | Soltage, LLC | New England | NPCC | NE | Orleans | VT | Solar | 2.2 | NA | NA | NA | 12.5156 | 14.9751 | 13.6052
Cross Pollination One Solar (Open View) | -170449 | Operating | 2 | Solar | 2013 | Cross Pollination, Inc. | New England | NPCC | NE | Addison | VT | Solar | 1.9 | NA | NA | NA | 15.1586 | 18.0906 | 16.6366
Deerfield Wind (Searsburg Wind Expansion) | -785756 | Operating | 30 | Wind Turbine | 2017 | Avangrid Renewables, LLC | New England | NPCC | NE | Bennington | VT | Wind | 30 | NA | NA | NA | NA | NA | NA
Deweys Mill | -465248 | Operating | 3 | Hydraulic Turbine | 1989 | Fonds de solidarité FTQ | New England | NPCC | NE | Windsor | VT | Water | 2.9 | NA | NA | NA | 7.8137 | 0.64163 | 2.0981
Deweys Mill | -465247 | Operating | 3 | Hydraulic Turbine | 1989 | Caisse de dépôt et placement du Québec | New England | NPCC | NE | Windsor | VT | Water | 2.9 | NA | NA | NA | 7.8137 | 0.64163 | 2.0981
Dodge Falls Associates | -2961 | Operating | 5 | Hydraulic Turbine | 1990 | Dodge Falls Associates LP | New England | NPCC | NE | Caledonia | VT | Water | 5 | NA | NA | NA | 73.8356 | 26.9452 | 32.5936
East Barnet | -465251 | Operating | 2.2 | Hydraulic Turbine | 1984 | Fonds de solidarité FTQ | New England | NPCC | NE | Caledonia | VT | Water | 1.9 | NA | NA | NA | 36.1271 | 28.7551 | 7.2639
East Barnet | -465250 | Operating | 2.2 | Hydraulic Turbine | 1984 | Caisse de dépôt et placement du Québec | New England | NPCC | NE | Caledonia | VT | Water | 1.9 | NA | NA | NA | 36.1271 | 28.7551 | 7.2639
Elizabeth Mine Solar Project | -172718 | Operating | 5 | Solar | 2017 | Greenwood Energy I, LLC | New England | NPCC | NE | Orange | VT | Solar | 5 | NA | NA | NA | 15.6621 | 16.9977 | 19.7078
Enosburg Falls Diesel | -3194 | Operating | 0.7 | Internal Combustion | 1938 | Enosburg Falls Village of | New England | NPCC | NE | Franklin | VT | Oil | 0.7 | NA | NA | NA | NA | NA | NA
ER Bone Hill Solar Project | -503736 | Operating | 1.2 | Solar | 2022 | Greenbacker Renewable Energy Corporation | New England | NPCC | NE | Washington | VT | Solar | 1.2 | NA | NA | NA | 16.5049 | 4.9372 | NA
ER Center Road Solar Project | -466602 | Operating | 2.1 | Solar | 2022 | Greenbacker Renewable Energy Corporation | New England | NPCC | NE | Caledonia | VT | Solar | 2.1 | NA | NA | NA | 16.4329 | 4.6369 | NA
ER Jericho Gravel Solar Project | -781430 | Operating | 2 | Solar | 2021 | SoCore Energy LLC | New England | NPCC | NE | Chittenden | VT | Solar | 2 | NA | NA | NA | NA | NA | NA
ER Salvage Yard Solar Project | -393885 | Operating | 2.1 | Solar | 2021 | Greenbacker Renewable Energy Corporation | New England | NPCC | NE | Lamoille | VT | Solar | 2.1 | NA | NA | NA | 15.0848 | 16.297 | 0.42401
ER Sand Hill Solar Project | -546999 | Operating | 2.2 | Solar | 2022 | Greenbacker Renewable Energy Corporation | New England | NPCC | NE | Rutland | VT | Solar | 2.2 | NA | NA | NA | 18.5243 | 1.5722 | NA
Essex Junction 19 | -465253 | Operating | 8 | Hydraulic Turbine | 1917 | Fonds de solidarité FTQ | New England | NPCC | NE | Chittenden | VT | Water | 8 | NA | NA | NA | 72.3102 | 50.6022 | 49.1096
Essex Junction 19 | -465252 | Operating | 8 | Hydraulic Turbine | 1917 | Caisse de dépôt et placement du Québec | New England | NPCC | NE | Chittenden | VT | Water | 8 | NA | NA | NA | 72.3102 | 50.6022 | 49.1096
Essex Junction 19 IC | -465255 | Operating | 8 | Internal Combustion | 1947 | Fonds de solidarité FTQ | New England | NPCC | NE | Chittenden | VT | Oil | 7.2 | 8911 | 19351 | 10532 | 0.26636 | 0.32503 | 0.1966
Essex Junction 19 IC | -465254 | Operating | 8 | Internal Combustion | 1947 | Caisse de dépôt et placement du Québec | New England | NPCC | NE | Chittenden | VT | Oil | 7.2 | 8911 | 19351 | 10532 | 0.26636 | 0.32503 | 0.1966
Fairfax Falls | -465257 | Operating | 3.5 | Hydraulic Turbine | 1919 | Fonds de solidarité FTQ | New England | NPCC | NE | Franklin | VT | Water | 3.4 | NA | NA | NA | 77.8841 | 64.8905 | 55.7413
Fairfax Falls | -465256 | Operating | 3.5 | Hydraulic Turbine | 1919 | Caisse de dépôt et placement du Québec | New England | NPCC | NE | Franklin | VT | Water | 3.4 | NA | NA | NA | 77.8841 | 64.8905 | 55.7413
Ferrisburgh Solar Farm Project | -168848 | Operating | 1 | Solar | 2010 | Addison Solar Farm, Llc | New England | NPCC | NE | Addison | VT | Solar | 1 | NA | NA | NA | NA | NA | NA
Gage | -465259 | Operating | 0.7 | Hydraulic Turbine | 1921 | Fonds de solidarité FTQ | New England | NPCC | NE | Caledonia | VT | Water | 0.7 | NA | NA | NA | -1.4514 | -1.7776 | -1.7286
Gage | -465258 | Operating | 0.7 | Hydraulic Turbine | 1921 | Caisse de dépôt et placement du Québec | New England | NPCC | NE | Caledonia | VT | Water | 0.7 | NA | NA | NA | -1.4514 | -1.7776 | -1.7286
Georgia Ballard Battery Energy Storage System | -669569 | Operating | 5 | Battery | 2023 | Strata Solar Holdings, LLC | New England | NPCC | NE | Franklin | VT | Energy Storage | 5 | NA | NA | NA | NA | NA | NA
Georgia Mountain Community Wind Project | -130722 | Operating | 10 | Wind Turbine | 2012 | Greenbacker Renewable Energy Company LLC | New England | NPCC | NE | Chittenden | VT | Wind | 10 | NA | NA | NA | 26.9452 | 35.0616 | 24.0822
Gilman Landfill Solar Project | -648682 | Operating | 2.1 | Solar | 2018 | Green Street Power Partners, LLC | New England | NPCC | NE | Essex | VT | Solar | 2.1 | NA | NA | NA | 16.982 | NA | NA
Gilman Landfill Solar Project | -639256 | Operating | 2.1 | Solar | 2018 | Green Street Power Partners, LLC | New England | NPCC | NE | Essex | VT | Solar | 2.1 | NA | NA | NA | 16.982 | NA | NA
Gilman Mill Hydro | -54763 | Operating | 4.8 | Hydraulic Turbine | 1941 | Ampersand Hydro LLC | New England | NPCC | NE | Essex | VT | Water | 4.3 | NA | NA | NA | 74.6735 | 61.0757 | 51.3858
Glen | -465261 | Operating | 2 | Hydraulic Turbine | 1920 | Fonds de solidarité FTQ | New England | NPCC | NE | Rutland | VT | Water | 2 | NA | NA | NA | 46.8893 | 35.1598 | 36.7409
Glen | -465260 | Operating | 2 | Hydraulic Turbine | 1920 | Caisse de dépôt et placement du Québec | New England | NPCC | NE | Rutland | VT | Water | 2 | NA | NA | NA | 46.8893 | 35.1598 | 36.7409
GMP Ferrisburgh Battery Storage Project | -627805 | Operating | 2 | Battery | 2019 | Fonds de solidarité FTQ | New England | NPCC | NE | Addison | VT | Energy Storage | 2 | NA | NM | NM | 5.8447 | 6.1016 | 10.742
GMP Ferrisburgh Battery Storage Project | -627804 | Operating | 2 | Battery | 2019 | Caisse de dépôt et placement du Québec | New England | NPCC | NE | Addison | VT | Energy Storage | 2 | NA | NM | NM | 5.8447 | 6.1016 | 10.742
GMP Ferrisburgh Solar Project | -465390 | Operating | 5 | Solar | 2019 | Fonds de solidarité FTQ | New England | NPCC | NE | Addison | VT | Solar | 5 | NA | NA | NA | 18.5251 | 20.3425 | 17.6849
GMP Ferrisburgh Solar Project | -465389 | Operating | 5 | Solar | 2019 | Caisse de dépôt et placement du Québec | New England | NPCC | NE | Addison | VT | Solar | 5 | NA | NA | NA | 18.5251 | 20.3425 | 17.6849
GMP MicroGrid-Milton Battery Storage Project | -628609 | Operating | 2 | Battery | 2019 | Fonds de solidarité FTQ | New England | NPCC | NE | Chittenden | VT | Energy Storage | 2 | NA | NM | NM | 5.2797 | 6.387 | 4.5377
GMP MicroGrid-Milton Battery Storage Project | -628608 | Operating | 2 | Battery | 2019 | Caisse de dépôt et placement du Québec | New England | NPCC | NE | Chittenden | VT | Energy Storage | 2 | NA | NM | NM | 5.2797 | 6.387 | 4.5377
GMP MicroGrid-Milton Project | -465374 | Operating | 5 | Solar | 2019 | Fonds de solidarité FTQ | New England | NPCC | NE | Chittenden | VT | Solar | 5 | NA | NA | NA | 17.1096 | 18.0616 | 16.0594
GMP MicroGrid-Milton Project | -465373 | Operating | 5 | Solar | 2019 | Caisse de dépôt et placement du Québec | New England | NPCC | NE | Chittenden | VT | Solar | 5 | NA | NA | NA | 17.1096 | 18.0616 | 16.0594
GMP Panton Battery Storage Project | -628550 | Operating | 1 | Battery | 2018 | Fonds de solidarité FTQ | New England | NPCC | NE | Addison | VT | Energy Storage | 1 | NA | NM | NM | 8.4932 | 11.4612 | 8.79
GMP Panton Battery Storage Project | -628549 | Operating | 1 | Battery | 2018 | Caisse de dépôt et placement du Québec | New England | NPCC | NE | Addison | VT | Energy Storage | 1 | NA | NM | NM | 8.4932 | 11.4612 | 8.79
GMP Solar Williamstown | -465359 | Operating | 5 | Solar | 2016 | Fonds de solidarité FTQ | New England | NPCC | NE | Orange | VT | Solar | 5 | NA | NA | NA | 15.4817 | 17.1073 | 15.8105
GMP Solar Williamstown | -465358 | Operating | 5 | Solar | 2016 | Caisse de dépôt et placement du Québec | New England | NPCC | NE | Orange | VT | Solar | 5 | NA | NA | NA | 15.4817 | 17.1073 | 15.8105
GMP-Essex Battery Storage Project | -647559 | Operating | 2 | Battery | 2019 | Fonds de solidarité FTQ | New England | NPCC | NE | Chittenden | VT | Energy Storage | 2 | NA | NM | NM | 5.3767 | 5.5651 | 10.9989
GMP-Essex Battery Storage Project | -647558 | Operating | 2 | Battery | 2019 | Caisse de dépôt et placement du Québec | New England | NPCC | NE | Chittenden | VT | Energy Storage | 2 | NA | NM | NM | 5.3767 | 5.5651 | 10.9989
GMP-Essex Solar Project | -465377 | Operating | 4.5 | Solar | 2019 | Fonds de solidarité FTQ | New England | NPCC | NE | Chittenden | VT | Solar | 4.5 | NA | NA | NA | 17.5875 | 18.653 | 16.172
GMP-Essex Solar Project | -465376 | Operating | 4.5 | Solar | 2019 | Caisse de dépôt et placement du Québec | New England | NPCC | NE | Chittenden | VT | Solar | 4.5 | NA | NA | NA | 17.5875 | 18.653 | 16.172
GMPSolar Hartford Project | -465355 | Operating | 5 | Solar | 2016 | Fonds de solidarité FTQ | New England | NPCC | NE | Windsor | VT | Solar | 5 | NA | NA | NA | 16.5411 | 17.9863 | 16.5868
GMPSolar Hartford Project | -465354 | Operating | 5 | Solar | 2016 | Caisse de dépôt et placement du Québec | New England | NPCC | NE | Windsor | VT | Solar | 5 | NA | NA | NA | 16.5411 | 17.9863 | 16.5868
GMPSolar Panton Project | -465357 | Operating | 4.9 | Solar | 2016 | Fonds de solidarité FTQ | New England | NPCC | NE | Addison | VT | Solar | 4.9 | NA | NA | NA | 18.407 | 20.5689 | 18.3208
GMPSolar Panton Project | -465356 | Operating | 4.9 | Solar | 2016 | Caisse de dépôt et placement du Québec | New England | NPCC | NE | Addison | VT | Solar | 4.9 | NA | NA | NA | 18.407 | 20.5689 | 18.3208
GMPSolar Richmond Project | -465353 | Operating | 1.9 | Solar | 2016 | Fonds de solidarité FTQ | New England | NPCC | NE | Chittenden | VT | Solar | 1.9 | NA | NA | NA | 16.6667 | 17.5258 | 16.943
GMPSolar Richmond Project | -465352 | Operating | 1.9 | Solar | 2016 | Caisse de dépôt et placement du Québec | New England | NPCC | NE | Chittenden | VT | Solar | 1.9 | NA | NA | NA | 16.6667 | 17.5258 | 16.943
GMPSolar Williston Project | -465351 | Operating | 4.7 | Solar | 2016 | Fonds de solidarité FTQ | New England | NPCC | NE | Chittenden | VT | Solar | 4.7 | NA | NA | NA | 16.4359 | 17.4245 | 16.5889
GMPSolar Williston Project | -465350 | Operating | 4.7 | Solar | 2016 | Caisse de dépôt et placement du Québec | New England | NPCC | NE | Chittenden | VT | Solar | 4.7 | NA | NA | NA | 16.4359 | 17.4245 | 16.5889
Golden Solar Project | -393615 | Operating | 2.2 | Solar | 2021 | Norwich Solar Technologies, Inc. | New England | NPCC | NE | Caledonia | VT | Solar | 2.2 | NA | NA | NA | 18.0365 | 19.78 | 1.7227
Gorge 18 | -465263 | Operating | 3 | Hydraulic Turbine | 1928 | Fonds de solidarité FTQ | New England | NPCC | NE | Chittenden | VT | Water | 4.5 | NA | NA | NA | 51.9964 | 28.2978 | 27.0523
Gorge 18 | -465262 | Operating | 3 | Hydraulic Turbine | 1928 | Caisse de dépôt et placement du Québec | New England | NPCC | NE | Chittenden | VT | Water | 4.5 | NA | NA | NA | 51.9964 | 28.2978 | 27.0523
Gray Solar Project | -649145 | Operating | 2.2 | Solar | 2023 | Otter Creek Solar Llc | New England | NPCC | NE | Rutland | VT | Solar | 2.2 | NA | NA | NA | 2.4024 | NA | NA
Great Falls (VT) | -3685 | Operating | 1.9 | Hydraulic Turbine | 1915 | Lyndonville Village of | New England | NPCC | NE | Caledonia | VT | Water | 1.9 | NA | NA | NA | 20.1394 | 10.4843 | 13.0377
Halladay Solar Farm | -787228 | Operating | 2.2 | Solar | 2024 | Standard Solar, Inc. | New England | NPCC | NE | Addison | VT | Solar | 2.2 | NA | NA | NA | NA | NA | NA
Harriman | -551128 | Operating | 33.6 | Hydraulic Turbine | 1924 | HQI US Holding LLC | New England | NPCC | NE | Windham | VT | Water | 40.8 | NA | NA | NA | 35.2147 | NA | NA
Highgate Falls | -388640 | Operating | 11.6 | Hydraulic Turbine | 1923 | Swanton Village of | New England | NPCC | NE | Franklin | VT | Water | 9.8 | NA | NA | NA | 57.9874 | 55.9011 | 34.2571
Hyde Park Solar Farm (Waterhouse) | -172284 | Operating | 1 | Solar | 2016 | Hyde Park Village of | New England | NPCC | NE | Lamoille | VT | Solar | 1 | NA | NA | NA | NA | NA | NA
J.C. McNeil | -219621 | Operating | 59.5 | Steam Turbine | 1984 | Régime de retraite de l'Université du Québec | New England | NPCC | NE | Chittenden | VT | Biomass | 54 | 14716 | 14652 | 14951 | 39.066 | 48.4063 | 57.7869
J.C. McNeil | -219620 | Operating | 59.5 | Steam Turbine | 1984 | British Columbia Investment Management Corporation | New England | NPCC | NE | Chittenden | VT | Biomass | 54 | 14716 | 14652 | 14951 | 39.066 | 48.4063 | 57.7869
J.C. McNeil | -219031 | Operating | 59.5 | Steam Turbine | 1984 | Fonds de solidarité FTQ | New England | NPCC | NE | Chittenden | VT | Biomass | 54 | 14716 | 14652 | 14951 | 39.066 | 48.4063 | 57.7869
J.C. McNeil | -219030 | Operating | 59.5 | Steam Turbine | 1984 | Enbridge Inc. | New England | NPCC | NE | Chittenden | VT | Biomass | 54 | 14716 | 14652 | 14951 | 39.066 | 48.4063 | 57.7869
J.C. McNeil | -219028 | Operating | 59.5 | Steam Turbine | 1984 | Caisse de dépôt et placement du Québec | New England | NPCC | NE | Chittenden | VT | Biomass | 54 | 14716 | 14652 | 14951 | 39.066 | 48.4063 | 57.7869
J.C. McNeil | -114728 | Operating | 59.5 | Steam Turbine | 1984 | City of Burlington, Vermont | New England | NPCC | NE | Chittenden | VT | Biomass | 54 | 14716 | 14652 | 14951 | 39.066 | 48.4063 | 57.7869
J.C. McNeil | -4167 | Operating | 59.5 | Steam Turbine | 1984 | Vermont Public Power Supply Authority | New England | NPCC | NE | Chittenden | VT | Biomass | 54 | 14716 | 14652 | 14951 | 39.066 | 48.4063 | 57.7869
Jericho Landfill Solar Farm | -412012 | Operating | 1.65 | Solar | 2021 | Encore Redevelopment, LLC | New England | NPCC | NE | Chittenden | VT | Solar | 1.65 | NA | NA | NA | NA | NA | NA
Kendall | -4368 | Operating | 0.38 | Hydraulic Turbine | 1928 | Enosburg Falls Village of | New England | NPCC | NE | Franklin | VT | Water | 0.38 | NA | NA | NA | NA | NA | NA
Kingdom Community Wind (Lowell Mountain Wind) | -465336 | Operating | 65 | Wind Turbine | 2012 | Fonds de solidarité FTQ | New England | NPCC | NE | Orleans | VT | Wind | 65 | NA | NA | NA | 27.2652 | 33.0097 | 26.5622
Kingdom Community Wind (Lowell Mountain Wind) | -465335 | Operating | 65 | Wind Turbine | 2012 | Caisse de dépôt et placement du Québec | New England | NPCC | NE | Orleans | VT | Wind | 65 | NA | NA | NA | 27.2652 | 33.0097 | 26.5622
Lawrence Brook Solar Farm | -317765 | Operating | 2.2 | Solar | 2020 | Greenbacker Renewable Energy Corporation | New England | NPCC | NE | Lamoille | VT | Solar | 2.2 | NA | NA | NA | 14.6119 | 16.0648 | 15.3176
Limerick Road Solar | -170054 | Operating | 2.2 | Solar | 2014 | Meach Cove Farms | New England | NPCC | NE | Chittenden | VT | Solar | 2.2 | NA | NA | NA | 15.494 | 16.1582 | 16.8275
Lower Middlebury | -465265 | Operating | 2.4 | Hydraulic Turbine | 1917 | Fonds de solidarité FTQ | New England | NPCC | NE | Addison | VT | Water | 2 | NA | NA | NA | 19.7146 | 33.6587 | 36.0616
Lower Middlebury | -465264 | Operating | 2.4 | Hydraulic Turbine | 1917 | Caisse de dépôt et placement du Québec | New England | NPCC | NE | Addison | VT | Water | 2 | NA | NA | NA | 19.7146 | 33.6587 | 36.0616
MacKinnon Solar Project | -366898 | Operating | 2.2 | Solar | 2021 | ALLCO Renewable Energy Limited | New England | NPCC | NE | Rutland | VT | Solar | 2.2 | NA | NA | NA | 17.554 | 18.488 | 4.9035
Main Street Solar Project | -170988 | Operating | 1.5 | Solar | 2014 | NextSun Energy, LLC | New England | NPCC | NE | Rutland | VT | Solar | 1.5 | NA | NA | NA | 15.9741 | 17.3896 | 16.2177
Marceau Solar Farm (Claire Solar) | -171493 | Operating | 2.2 | Solar | 2014 | Claire Solar Partners, Llc | New England | NPCC | NE | Chittenden | VT | Solar | 2.1 | NA | NA | NA | 16.4547 | 17.9328 | 16.6563
Marshfield 6 | -465267 | Operating | 5 | Hydraulic Turbine | 1927 | Fonds de solidarité FTQ | New England | NPCC | NE | Washington | VT | Water | 5 | NA | NA | NA | 20.7603 | 13.1484 | 14.1621
Marshfield 6 | -465266 | Operating | 5 | Hydraulic Turbine | 1927 | Caisse de dépôt et placement du Québec | New England | NPCC | NE | Washington | VT | Water | 5 | NA | NA | NA | 20.7603 | 13.1484 | 14.1621
MartinBrookPV Solar Project (Triland BlueWave Williamstown) | -172918 | Operating | 1.49 | Solar | 2018 | 819 Energy LLC | New England | NPCC | NE | Orange | VT | Solar | 1.49 | NA | NA | NA | NA | NA | NA
Middlebury College Biomass Plant | -170103 | Operating | 1.4 | Steam Turbine | 1980 | Middlebury College | New England | NPCC | NE | Addison | VT | Biomass | 1.4 | NA | NM | NM | 19.3167 | 20.8007 | 25.6115
Middlebury Solar Plant (groSolar) | -781662 | Operating | 4.99 | Solar | 2024 | Greenbacker Renewable Energy Company LLC | New England | NPCC | NE | Addison | VT | Solar | 4.99 | NA | NA | NA | NA | NA | NA
Middlesex 2 | -465271 | Operating | 3.2 | Hydraulic Turbine | 1928 | Fonds de solidarité FTQ | New England | NPCC | NE | Washington | VT | Water | 3.2 | NA | NA | NA | 50.3567 | 14.355 | 30.6471
Middlesex 2 | -465270 | Operating | 3.2 | Hydraulic Turbine | 1928 | Caisse de dépôt et placement du Québec | New England | NPCC | NE | Washington | VT | Water | 3.2 | NA | NA | NA | 50.3567 | 14.355 | 30.6471
Milton | -465273 | Operating | 7.4 | Hydraulic Turbine | 1929 | Fonds de solidarité FTQ | New England | NPCC | NE | Chittenden | VT | Water | 7 | NA | NA | NA | 78.7329 | 57.5685 | 43.6301
Milton | -465272 | Operating | 7.4 | Hydraulic Turbine | 1929 | Caisse de dépôt et placement du Québec | New England | NPCC | NE | Chittenden | VT | Water | 7 | NA | NA | NA | 78.7329 | 57.5685 | 43.6301
Moretown | -58371 | Out of Service | 1.2 | Hydraulic Turbine | 1989 | Ampersand Hydro LLC | New England | NPCC | NE | Washington | VT | Water | NA | NA | NA | NA | 24.5909 | NA | NA
Moretown Landfill | -647442 | Operating | 1.6 | Internal Combustion | 2008 | NextEra Energy Resources, LLC | New England | NPCC | NE | Washington | VT | Biomass | 1.6 | 13168 | NA | NA | 33.9184 | NA | NA
Morrisville | -5234 | Operating | 1.8 | Hydraulic Turbine | 1924 | Morrisville Village of | New England | NPCC | NE | Lamoille | VT | Water | 1.8 | NA | NA | NA | 35.2042 | 12.8869 | 14.5485
Nebraska Valley Solar Farm | -172283 | Operating | 1 | Solar | 2016 | Stowe, Town of | New England | NPCC | NE | Lamoille | VT | Solar | 1 | NA | NA | NA | 13.7785 | 14.4178 | 14.1096
Newport Hydro (Clyde River Hydroelectric Project) | -783500 | Operating | 4 | Hydraulic Turbine | 1936 | Gravity Renewables, Inc. | New England | NPCC | NE | Orleans | VT | Water | 4 | NA | NA | NA | NA | NA | NA
Next Generation Solar Farm | -405196 | Operating | 2.2 | Solar | 2017 | Cypress Creek Renewables, LLC | New England | NPCC | NE | Addison | VT | Solar | 2.2 | NA | NA | NA | 20.0602 | 22.3589 | 21.072
North Hartland Hydro | -43122 | Operating | 4 | Hydraulic Turbine | 1985 | Essex Hydro Associates, LLC | New England | NPCC | NE | Windsor | VT | Water | 4 | NA | NA | NA | NA | NA | NA
Ottauquechee Hydro | -465275 | Operating | 1.8 | Hydraulic Turbine | 1983 | Fonds de solidarité FTQ | New England | NPCC | NE | Windsor | VT | Water | 1.7 | NA | NA | NA | 23.7174 | 14.9812 | 16.3914
Ottauquechee Hydro | -465274 | Operating | 1.8 | Hydraulic Turbine | 1983 | Caisse de dépôt et placement du Québec | New England | NPCC | NE | Windsor | VT | Water | 1.7 | NA | NA | NA | 23.7174 | 14.9812 | 16.3914
Otter Creek Solar 2 Farm | -649050 | Operating | 2.2 | Solar | 2023 | ALLCO Renewable Energy Limited | New England | NPCC | NE | Rutland | VT | Solar | 2.2 | NA | NA | NA | NA | NA | NA
Otter Valley Solar Farm (SunEdison) | -172680 | Operating | 2.18 | Solar | 2017 | SunEdison, Inc. | New England | NPCC | NE | Rutland | VT | Solar | 2.18 | NA | NA | NA | NA | NA | NA
Park Street Solar Project | -170989 | Operating | 1.8 | Solar | 2014 | NextSun Energy, LLC | New England | NPCC | NE | Rutland | VT | Solar | 1.8 | NA | NA | NA | 15.7154 | 18.601 | 4.1413
Passumpsic | -465277 | Operating | 0.7 | Hydraulic Turbine | 1929 | Fonds de solidarité FTQ | New England | NPCC | NE | Caledonia | VT | Water | 0.7 | NA | NA | NA | 19.8956 | 15.998 | -0.32616
Passumpsic | -465276 | Operating | 0.7 | Hydraulic Turbine | 1929 | Caisse de dépôt et placement du Québec | New England | NPCC | NE | Caledonia | VT | Water | 0.7 | NA | NA | NA | 19.8956 | 15.998 | -0.32616
Patch | -465279 | Operating | 0.4 | Hydraulic Turbine | 1921 | Fonds de solidarité FTQ | New England | NPCC | NE | Rutland | VT | Water | 0.4 | NA | NA | NA | 6.7922 | 6.25 | 6.2215
Patch | -465278 | Operating | 0.4 | Hydraulic Turbine | 1921 | Caisse de dépôt et placement du Québec | New England | NPCC | NE | Rutland | VT | Water | 0.4 | NA | NA | NA | 6.7922 | 6.25 | 6.2215
Peterson | -465281 | Operating | 6.3 | Hydraulic Turbine | 1948 | Fonds de solidarité FTQ | New England | NPCC | NE | Chittenden | VT | Water | 6.3 | NA | NA | NA | 65.7136 | 47.2893 | 30.8545
Peterson | -465280 | Operating | 6.3 | Hydraulic Turbine | 1948 | Caisse de dépôt et placement du Québec | New England | NPCC | NE | Chittenden | VT | Water | 6.3 | NA | NA | NA | 65.7136 | 47.2893 | 30.8545
Pierce Mills | -465283 | Operating | 0.25 | Hydraulic Turbine | 1928 | Fonds de solidarité FTQ | New England | NPCC | NE | Caledonia | VT | Water | 0.25 | NA | NA | NA | 23.0137 | 27.6712 | 34.0183
Pierce Mills | -465282 | Operating | 0.25 | Hydraulic Turbine | 1928 | Caisse de dépôt et placement du Québec | New England | NPCC | NE | Caledonia | VT | Water | 0.25 | NA | NA | NA | 23.0137 | 27.6712 | 34.0183
Pittsford | -465285 | Operating | 3.6 | Hydraulic Turbine | 1914 | Fonds de solidarité FTQ | New England | NPCC | NE | Rutland | VT | Water | 3.4 | NA | NA | NA | 34.9449 | 25.6782 | 26.5445
Pittsford | -465284 | Operating | 3.6 | Hydraulic Turbine | 1914 | Caisse de dépôt et placement du Québec | New England | NPCC | NE | Rutland | VT | Water | 3.4 | NA | NA | NA | 34.9449 | 25.6782 | 26.5445
Proctor | -465287 | Operating | 9.65 | Hydraulic Turbine | 1905 | Fonds de solidarité FTQ | New England | NPCC | NE | Rutland | VT | Water | 10.3 | NA | NA | NA | 38.5701 | 29.5429 | 37.2168
Proctor | -465286 | Operating | 9.65 | Hydraulic Turbine | 1905 | Caisse de dépôt et placement du Québec | New England | NPCC | NE | Rutland | VT | Water | 10.3 | NA | NA | NA | 38.5701 | 29.5429 | 37.2168
PSEG Essex Solar Energy Center (Whitcomb Solar Farm) | -356460 | Operating | 2.2 | Solar | 2014 | Quattro Solar, LLC | New England | NPCC | NE | Chittenden | VT | Solar | 2.2 | NA | NA | NA | 13.8284 | 18.2908 | 17.3153
Waterloo CT | -164156 | Operating | 13.6 | Gas Turbine | 2002 | The City of Waterloo | MISO | SERC | GATEWY | Monroe | IL | Gas | 14 | 12399 | 12811 | 8481 | 0.29843 | 0.34002 | 0.47456
Waters River(2015A) | -7613 | Operating | 64.9 | Gas Turbine | 1971 | City of Peabody | New England | NPCC | NE | Essex | MA | Gas | 66 | 12655 | 11718 | 12607 | 0.74616 | 1.0924 | 0.54033
Ryegate Power Station | -191519 | Operating | 21.5 | Steam Turbine | 1992 | Ryegate Associates | New England | NPCC | NE | Caledonia | VT | Biomass | 20 | 15272 | 15105 | 14936 | 91.758 | 78.3008 | 92.2083
Ryegate Power Station | -15176 | Operating | 21.5 | Steam Turbine | 1992 | Duke Energy Generation Services, Inc. | New England | NPCC | NE | Caledonia | VT | Biomass | 20 | 15272 | 15105 | 14936 | 91.758 | 78.3008 | 92.2083
Saint Albans Solar Project (Cypress) | -405267 | Operating | 4.9 | Solar | 2018 | Cypress Creek Renewables, LLC | New England | NPCC | NE | Franklin | VT | Solar | 4.9 | NA | NA | NA | 16.2147 | 18.0365 | 17.0883
Salisbury | -465293 | Operating | 1.3 | Hydraulic Turbine | 1917 | Fonds de solidarité FTQ | New England | NPCC | NE | Addison | VT | Water | 1.2 | NA | NA | NA | 42.6655 | 24.8954 | 25.3995
Salisbury | -465292 | Operating | 1.3 | Hydraulic Turbine | 1917 | Caisse de dépôt et placement du Québec | New England | NPCC | NE | Addison | VT | Water | 1.2 | NA | NA | NA | 42.6655 | 24.8954 | 25.3995
Searsburg | -551131 | Operating | 4 | Hydraulic Turbine | 1922 | HQI US Holding LLC | New England | NPCC | NE | Bennington | VT | Water | 4.6 | NA | NA | NA | 53.6207 | NA | NA
Searsburg Wind | -465297 | Operating | 6 | Wind Turbine | 1997 | Fonds de solidarité FTQ | New England | NPCC | NE | Bennington | VT | Wind | 5.2 | NA | NA | NA | 21.1692 | 20.7323 | 24.0824
Searsburg Wind | -465296 | Operating | 6 | Wind Turbine | 1997 | Caisse de dépôt et placement du Québec | New England | NPCC | NE | Bennington | VT | Wind | 5.2 | NA | NA | NA | 21.1692 | 20.7323 | 24.0824
Sheffield Wind Project | -695575 | Operating | 40 | Wind Turbine | 2011 | TerraForm Power, Inc. | New England | NPCC | NE | Caledonia | VT | Wind | 40 | NA | NA | NA | 17.2497 | 21.863 | 17.5417
Sheldon Springs | -382445 | Operating | 25.2 | Hydraulic Turbine | 1988 | Central Rivers Power, LLC | New England | NPCC | NE | Franklin | VT | Water | 24 | NA | NA | NA | 35.5713 | 33.9583 | 18.5046
Sheldon Springs Solar | -242032 | Operating | 2.3 | Solar | 2013 | Enel Green Power North America, Inc. | New England | NPCC | NE | Franklin | VT | Solar | 2.3 | NA | NA | NA | 10.7207 | 12.1352 | 2.9035
Silver Lake Hydro | -465299 | Operating | 2.2 | Hydraulic Turbine | 1917 | Fonds de solidarité FTQ | New England | NPCC | NE | Addison | VT | Water | 2.2 | NA | NA | NA | 34.3348 | 24.2787 | 25.467
Silver Lake Hydro | -465298 | Operating | 2.2 | Hydraulic Turbine | 1917 | Caisse de dépôt et placement du Québec | New England | NPCC | NE | Addison | VT | Water | 2.2 | NA | NA | NA | 34.3348 | 24.2787 | 25.467
Smith Hydro | -465301 | Operating | 1.5 | Hydraulic Turbine | 1982 | Fonds de solidarité FTQ | New England | NPCC | NE | Orange | VT | Water | 1.3 | NA | NA | NA | 35.4584 | 21.4524 | 19.8455
Smith Hydro | -465300 | Operating | 1.5 | Hydraulic Turbine | 1982 | Caisse de dépôt et placement du Québec | New England | NPCC | NE | Orange | VT | Water | 1.3 | NA | NA | NA | 35.4584 | 21.4524 | 19.8455
South Burlington Solar Farm | -169059 | Operating | 2.2 | Solar | 2011 | Chittenden County Solar Partners, Llc | New England | NPCC | NE | Chittenden | VT | Solar | 2.1 | NA | NA | NA | 15.3131 | 16.5992 | 15.5199
South Burlington Solar Project (Airport Parkway) | -172337 | Operating | 1.55 | Solar | 2017 | Altus Power America Management, LLC | New England | NPCC | NE | Chittenden | VT | Solar | 1.55 | NA | NA | NA | NA | NA | NA
South Forty Solar Farm | -172664 | Operating | 2.5 | Solar | 2018 | Keystone Development Corporation | New England | NPCC | NE | Chittenden | VT | Solar | 2.5 | NA | NA | NA | NA | NA | NA
South Street Solar Project | -748136 | Operating | 5 | Solar | 2023 | Greenbacker Renewable Energy Company LLC | New England | NPCC | NE | Addison | VT | Solar | 5 | NA | NA | NA | NA | NA | NA
Southern Vermont Energy Project (Green Mountain) | -177267 | Operating | 2 | Solar | 2012 | Idemitsu Renewables America, Inc. | New England | NPCC | NE | Bennington | VT | Solar | 2 | NA | NA | NA | 11.0388 | 12.6826 | 13.3619
Springfield BESS | -669942 | Operating | 5 | Battery | 2023 | Strata Manager, LLC | New England | NPCC | NE | Windsor | VT | Energy Storage | 5 | NA | NA | NA | NA | NA | NA
Springfield Solar Alliance I | -470531 | Operating | 1 | Solar | 2015 | Dg Solar Lessee II, Llc | New England | NPCC | NE | Windsor | VT | Solar | 1 | NA | NA | NA | NA | NA | NA
St. Albans Solar Farm | -170611 | Operating | 2 | Solar | 2013 | St. Albans Solar Partners, LLC | New England | NPCC | NE | Franklin | VT | Solar | 2 | NA | NA | NA | 13.2306 | 13.4874 | 15.2626
Stafford Hill Battery Storage Project | -628508 | Operating | 4 | Battery | 2015 | Fonds de solidarité FTQ | New England | NPCC | NE | Rutland | VT | Energy Storage | 4 | NA | NA | NM | 0 | 0 | 0.0085616
Stafford Hill Battery Storage Project | -628507 | Operating | 4 | Battery | 2015 | Caisse de dépôt et placement du Québec | New England | NPCC | NE | Rutland | VT | Energy Storage | 4 | NA | NA | NM | 0 | 0 | 0.0085616
Stafford Hill Solar Farm | -465342 | Operating | 2 | Solar | 2015 | Fonds de solidarité FTQ | New England | NPCC | NE | Rutland | VT | Solar | 2 | NA | NA | NA | 5.1541 | 10.0171 | 9.1724
Stafford Hill Solar Farm | -465341 | Operating | 2 | Solar | 2015 | Caisse de dépôt et placement du Québec | New England | NPCC | NE | Rutland | VT | Solar | 2 | NA | NA | NA | 5.1541 | 10.0171 | 9.1724
Sudbury Solar Project | -170559 | Operating | 2 | Solar | 2016 | ALLCO Renewable Energy Limited | New England | NPCC | NE | Rutland | VT | Solar | 2 | NA | NA | NA | 16.5468 | 18.6358 | 16.8493
SunGen I-Sharon Solar Farm | -168766 | Operating | 1.8 | Solar | 2012 | Talmage Solar Engineering, Inc. | New England | NPCC | NE | Windsor | VT | Solar | 1.8 | NA | NA | NA | 16.6857 | 18.0682 | 16.6667
Waterside Power | -645772 | Operating | 69.6 | Gas Turbine | 2003 | ContourGlobal Limited | New England | NPCC | NE | Western Connecticut Planning Region | CT | Oil | 71.7 | 11837 | 12291 | NA | 0.29088 | 0.26684 | NA
Taftsville | -465307 | Operating | 0.5 | Hydraulic Turbine | 1943 | Fonds de solidarité FTQ | New England | NPCC | NE | Windsor | VT | Water | 0.5 | NA | NA | NA | 21.621 | 15.9589 | 28.2877
Taftsville | -465306 | Operating | 0.5 | Hydraulic Turbine | 1943 | Caisse de dépôt et placement du Québec | New England | NPCC | NE | Windsor | VT | Water | 0.5 | NA | NA | NA | 21.621 | 15.9589 | 28.2877
Townshend Dam Hydroelectric Project | -193011 | Operating | 1.2 | Hydraulic Turbine | 2016 | Eagle Creek Renewable Energy, LLC | New England | NPCC | NE | Windham | VT | Water | 1.2 | NA | NA | NA | NA | NA | NA
Triland Blue Wave Pownal Solar Array | -172724 | Operating | 2.2 | Solar | 2017 | TriLand Partners LP | New England | NPCC | NE | Bennington | VT | Solar | 2.2 | NA | NA | NA | NA | NA | NA
Troy Battery Energy Storage System | -772197 | Operating | 3 | Battery | 2024 | EVLO Energy storage Inc. | New England | NPCC | NE | Orleans | VT | Energy Storage | 3 | NA | NA | NA | NA | NA | NA
Troy Hydroelectric Project | -10068 | Out of Service | 0.6 | Hydraulic Turbine | 1925 | Great Bay Hydro Corporation | New England | NPCC | NE | Orleans | VT | Water | NA | NA | NA | NA | NA | NA | NA
Vail | -7410 | Operating | 0.4 | Hydraulic Turbine | 1949 | Lyndonville Village of | New England | NPCC | NE | Caledonia | VT | Water | 0.4 | NA | NA | NA | NA | NA | NA
VEC Alburgh Array Project (Vermont Solar) | -191643 | Operating | 1 | Solar | 2016 | ENGIE US Solar | New England | NPCC | NE | Grand Isle | VT | Solar | 1 | NA | NA | NA | 14.258 | 15.3995 | 16.3242
VEC Battery Storage Project (Hinesburg Battery Storage System) | -204894 | Operating | 1.9 | Battery | 2019 | Viridity Energy Solutions, Inc. | New England | NPCC | NE | Chittenden | VT | Energy Storage | 1.9 | NA | NM | NM | 10.5263 | 15.435 | 19.5686
VEC Magee Hill Solar Project | -191671 | Operating | 1.3 | Solar | 2018 | ENGIE US Solar | New England | NPCC | NE | Chittenden | VT | Solar | 1.3 | NA | NA | NA | 13.8479 | 15.8764 | 14.2343
Vergennes Hydro | -465311 | Operating | 2.4 | Hydraulic Turbine | 1912 | Fonds de solidarité FTQ | New England | NPCC | NE | Addison | VT | Water | 2.4 | NA | NA | NA | 58.8518 | 46.2852 | 55.2226
Vergennes Hydro | -465310 | Operating | 2.4 | Hydraulic Turbine | 1912 | Caisse de dépôt et placement du Québec | New England | NPCC | NE | Addison | VT | Water | 2.4 | NA | NA | NA | 58.8518 | 46.2852 | 55.2226
Vermont Marble (Huntington Falls) | -465313 | Operating | 6.72 | Hydraulic Turbine | 1988 | Fonds de solidarité FTQ | New England | NPCC | NE | Addison | VT | Water | 6.52 | NA | NA | NA | 58.2559 | 36.1305 | 38.3523
Vermont Marble (Huntington Falls) | -465312 | Operating | 6.72 | Hydraulic Turbine | 1988 | Caisse de dépôt et placement du Québec | New England | NPCC | NE | Addison | VT | Water | 6.52 | NA | NA | NA | 58.2559 | 36.1305 | 38.3523
Vernon - US Gen | -548588 | Operating | 35.9 | Hydraulic Turbine | 1909 | HQI US Holding LLC | New England | NPCC | NE | Windham | VT | Water | 33.8 | NA | NA | NA | 64.3758 | NA | NA
Village | -7482 | Operating | 0.6 | Hydraulic Turbine | 1944 | Enosburg Falls Village of | New England | NPCC | NE | Franklin | VT | Water | 0.6 | NA | NA | NA | NA | NA | NA
W.K. Sanders | -7520 | Operating | 1.8 | Hydraulic Turbine | 1983 | Morrisville Village of | New England | NPCC | NE | Lamoille | VT | Water | 1.8 | NA | NA | NA | 5.8029 | 5.6126 | 2.4987
Wallingford Solar Project (MHG Wallingford) (Brownfield) | -220348 | Operating | 2.2 | Solar | 2019 | Fonds de solidarité FTQ | New England | NPCC | NE | Rutland | VT | Solar | 2.2 | NA | NA | NA | 18.2545 | 17.7356 | 17.746
Wallingford Solar Project (MHG Wallingford) (Brownfield) | -220347 | Operating | 2.2 | Solar | 2019 | Régime de retraite de l'Université du Québec | New England | NPCC | NE | Rutland | VT | Solar | 2.2 | NA | NA | NA | 18.2545 | 17.7356 | 17.746
Wallingford Solar Project (MHG Wallingford) (Brownfield) | -220346 | Operating | 2.2 | Solar | 2019 | Energir Development, Inc. | New England | NPCC | NE | Rutland | VT | Solar | 2.2 | NA | NA | NA | 18.2545 | 17.7356 | 17.746
Wallingford Solar Project (MHG Wallingford) (Brownfield) | -220345 | Operating | 2.2 | Solar | 2019 | British Columbia Investment Management Corporation | New England | NPCC | NE | Rutland | VT | Solar | 2.2 | NA | NA | NA | 18.2545 | 17.7356 | 17.746
Wallingford Solar Project (MHG Wallingford) (Brownfield) | -220344 | Operating | 2.2 | Solar | 2019 | Enbridge Inc. | New England | NPCC | NE | Rutland | VT | Solar | 2.2 | NA | NA | NA | 18.2545 | 17.7356 | 17.746
Wallingford Solar Project (MHG Wallingford) (Brownfield) | -220343 | Operating | 2.2 | Solar | 2019 | Caisse de dépôt et placement du Québec | New England | NPCC | NE | Rutland | VT | Solar | 2.2 | NA | NA | NA | 18.2545 | 17.7356 | 17.746
Waterbury 22 | -465315 | Operating | 5.5 | Hydraulic Turbine | 1953 | Fonds de solidarité FTQ | New England | NPCC | NE | Washington | VT | Water | 5 | NA | NA | NA | 36.2694 | 27.0639 | 24.258
Waterbury 22 | -465314 | Operating | 5.5 | Hydraulic Turbine | 1953 | Caisse de dépôt et placement du Québec | New England | NPCC | NE | Washington | VT | Water | 5 | NA | NA | NA | 36.2694 | 27.0639 | 24.258
West Charleston | -7669 | Operating | 1.4 | Hydraulic Turbine | 1931 | Barton Village, Inc. | New England | NPCC | NE | Orleans | VT | Water | 1.3 | NA | NA | NA | 55.6551 | 46.8563 | 36.0818
West Danville 15 | -465318 | Operating | 1 | Hydraulic Turbine | 1917 | Fonds de solidarité FTQ | New England | NPCC | NE | Caledonia | VT | Water | 1 | NA | NA | NA | 50.8333 | 30.0342 | 25.8904
West Danville 15 | -465317 | Operating | 1 | Hydraulic Turbine | 1917 | Caisse de dépôt et placement du Québec | New England | NPCC | NE | Caledonia | VT | Water | 1 | NA | NA | NA | 50.8333 | 30.0342 | 25.8904
Westminster (Solar) | -194434 | Operating | 1.8 | Solar | 2016 | Spencer TGC Westminster, LLC | New England | NPCC | NE | Windham | VT | Solar | 1.8 | NA | NA | NA | 17.1296 | 18.4995 | 17.1994
Weybridge | -465322 | Operating | 3 | Hydraulic Turbine | 1951 | Fonds de solidarité FTQ | New England | NPCC | NE | Addison | VT | Water | 3.4 | NA | NA | NA | 53.8846 | 37.1609 | 48.1802
Weybridge | -465321 | Operating | 3 | Hydraulic Turbine | 1951 | Caisse de dépôt et placement du Québec | New England | NPCC | NE | Addison | VT | Water | 3.4 | NA | NA | NA | 53.8846 | 37.1609 | 48.1802
White River Junction Solar Farm (WRJ) | -170304 | Operating | 2.2 | Solar | 2012 | CRL Solar | New England | NPCC | NE | Windsor | VT | Solar | 2.2 | NA | NA | NA | NA | NA | NA
Wilder | -551135 | Operating | 35.6 | Hydraulic Turbine | 1950 | HQI US Holding LLC | New England | NPCC | NE | Windsor | VT | Water | 40.8 | NA | NA | NA | 53.8284 | NA | NA
Williamstown Solar Farm | -177266 | Operating | 2 | Solar | 2012 | Idemitsu Renewables America, Inc. | New England | NPCC | NE | Orange | VT | Solar | 2 | NA | NA | NA | 10.5708 | 11.2842 | 10.976
Windham Solid Waste Management Solar Project | -202033 | Operating | 5 | Solar | 2018 | Greenbacker Renewable Energy Company LLC | New England | NPCC | NE | Windham | VT | Solar | 5 | NA | NA | NA | NA | NA | NA
Winstanley Solar Brattleboro Plant (Technology Solar) | -170245 | Operating | 2 | Solar | 2014 | WE 90 Technology Solar, LLC | New England | NPCC | NE | Windham | VT | Solar | 2 | NA | NA | NA | 16.1244 | 17.2146 | 16.0046
Wolcott | -7833 | Operating | 1 | Hydraulic Turbine | 1961 | Hardwick Town of | New England | NPCC | NE | Lamoille | VT | Water | 0.7 | NA | NA | NA | NA | NA | NA
Wrightsville Hydro | -7869 | Operating | 1 | Hydraulic Turbine | 1985 | Washington Electric Cooperative Inc. - VT | New England | NPCC | NE | Washington | VT | Water | 0.7 | NA | NA | NA | 37.8343 | 10.4697 | 29.925
Adams Nielson Solar Project (Lind Solar) | -173855 | Operating | 19.2 | Solar | 2018 | Strata Clean Energy, LLC |  | WECC | NWPP | Adams | WA | Solar | 19.2 | NA | NA | NA | 22.0284 | 20.7543 | 25.8181
Alder | -68554 | Operating | 50 | Hydraulic Turbine | 1945 | Tacoma Public Utilities |  | WECC | NWPP | Thurston | WA | Water | 51 | NA | NA | NA | 37.9257 | 51.5343 | 47.1647
Arlington Microgrid Battery Storage Project | -390200 | Operating | 0.5 | Solar | 2019 | Snohomish County Public Utility District No 1, Washington |  | WECC | NWPP | Snohomish | WA | Solar | 0.5 | NA | NA | NA | 15.9132 | 12.6484 | 12.7854
Arlington Microgrid Battery Storage System | -619921 | Operating | 1 | Battery | 2021 | Snohomish County Public Utility District No 1, Washington |  | WECC | NWPP | Snohomish | WA | Energy Storage | 1 | NA | NM | NM | 0.61644 | 0.1484 | 0.38813
Baker River Project (Lower Baker) | -754693 | Operating | 111.2 | Hydraulic Turbine | 1960 | Alberta Investment Management Corporation |  | WECC | NWPP | Skagit | WA | Water | 102.4 | NA | NA | NA | 29.3003 | 35.3946 | NA
Baker River Project (Lower Baker) | -754692 | Operating | 111.2 | Hydraulic Turbine | 1960 | OMERS Administration Corporation |  | WECC | NWPP | Skagit | WA | Water | 102.4 | NA | NA | NA | 29.3003 | 35.3946 | NA
Baker River Project (Lower Baker) | -754691 | Operating | 111.2 | Hydraulic Turbine | 1960 | British Columbia Investment Management Corporation |  | WECC | NWPP | Skagit | WA | Water | 102.4 | NA | NA | NA | 29.3003 | 35.3946 | NA
Baker River Project (Lower Baker) | -754690 | Operating | 111.2 | Hydraulic Turbine | 1960 | PGGM Vermogensbeheer B.V. |  | WECC | NWPP | Skagit | WA | Water | 102.4 | NA | NA | NA | 29.3003 | 35.3946 | NA
Baker River Project (Lower Baker) | -754689 | Operating | 111.2 | Hydraulic Turbine | 1960 | Ontario Teachers' Pension Plan Board |  | WECC | NWPP | Skagit | WA | Water | 102.4 | NA | NA | NA | 29.3003 | 35.3946 | NA
Baker River Project (Lower Baker) | -410038 | Operating | 111.2 | Hydraulic Turbine | 1960 | Macquarie Infrastructure Partners Inc. |  | WECC | NWPP | Skagit | WA | Water | 102.4 | NA | NA | NA | 29.3003 | 35.3946 | NA
Baker River Project (Upper Baker) | -754733 | Operating | 104.8 | Hydraulic Turbine | 1959 | Alberta Investment Management Corporation |  | WECC | NWPP | Whatcom | WA | Water | 103.4 | NA | NA | NA | 29.9012 | 29.5978 | NA
Baker River Project (Upper Baker) | -754732 | Operating | 104.8 | Hydraulic Turbine | 1959 | OMERS Administration Corporation |  | WECC | NWPP | Whatcom | WA | Water | 103.4 | NA | NA | NA | 29.9012 | 29.5978 | NA
Baker River Project (Upper Baker) | -754731 | Operating | 104.8 | Hydraulic Turbine | 1959 | British Columbia Investment Management Corporation |  | WECC | NWPP | Whatcom | WA | Water | 103.4 | NA | NA | NA | 29.9012 | 29.5978 | NA
Baker River Project (Upper Baker) | -754730 | Operating | 104.8 | Hydraulic Turbine | 1959 | PGGM Vermogensbeheer B.V. |  | WECC | NWPP | Whatcom | WA | Water | 103.4 | NA | NA | NA | 29.9012 | 29.5978 | NA
Baker River Project (Upper Baker) | -754729 | Operating | 104.8 | Hydraulic Turbine | 1959 | Ontario Teachers' Pension Plan Board |  | WECC | NWPP | Whatcom | WA | Water | 103.4 | NA | NA | NA | 29.9012 | 29.5978 | NA
Baker River Project (Upper Baker) | -410054 | Operating | 104.8 | Hydraulic Turbine | 1959 | Macquarie Infrastructure Partners Inc. |  | WECC | NWPP | Whatcom | WA | Water | 103.4 | NA | NA | NA | 29.9012 | 29.5978 | NA
Big Horn | -785757 | Operating | 199 | Wind Turbine | 2006 | Avangrid Renewables, LLC | CAISO | WECC | CAMX | Klickitat | WA | Wind | 199 | NA | NA | NA | NA | NA | NA
Big Horn 2 Wind Project | -785801 | Operating | 50 | Wind Turbine | 2010 | Avangrid Renewables, LLC | CAISO | WECC | CAMX | Klickitat | WA | Wind | 50 | NA | NA | NA | NA | NA | NA
Biotech LS 0836 | -168056 | Operating | 1 | Internal Combustion | 2009 | Washington State University |  | WECC | NWPP | Whitman | WA | Oil | 1 | NA | NA | NA | 0 | 0 | 0
Black Creek | -105369 | Operating | 3.7 | Hydraulic Turbine | 1994 | JAVA Holdings Ltd. |  | WECC | NWPP | King | WA | Water | 3.7 | NA | NA | NA | 26.6599 | 18.3883 | 34.4379
Black Creek | -105368 | Operating | 3.7 | Hydraulic Turbine | 1994 | Tollhouse Energy Company, LLC |  | WECC | NWPP | King | WA | Water | 3.7 | NA | NA | NA | 26.6599 | 18.3883 | 34.4379
Boulder Park | -1194 | Operating | 24.6 | Internal Combustion | 2002 | Avista Corporation |  | WECC | NWPP | Spokane | WA | Gas | 24.6 | 9213 | 9122 | 9233 | 29.6548 | 37.6568 | 32.3565
Boundary | -510443 | Operating | 1118.6 | Hydraulic Turbine | 1967 | The City of Seattle—City Light Department |  | WECC | NWPP | Pend Oreille | WA | Water | 1144.9 | NA | NA | NA | 28.3756 | 38.3298 | 33.1456
Box Canyon Dam | -2026 | Operating | 90 | Hydraulic Turbine | 1955 | PUD No 1 of Pend Oreille County |  | WECC | NWPP | Pend Oreille | WA | Water | 90 | NA | NA | NA | 48.6436 | 57.1026 | 60.2653
Calispel | -2213 | Operating | 0.6 | Hydraulic Turbine | 1922 | PUD No 1 of Pend Oreille County |  | WECC | NWPP | Pend Oreille | WA | Water | 0.6 | NA | NA | NA | NA | NA | NA
Calligan Creek Hydroelectric Project | -171327 | Operating | 6 | Hydraulic Turbine | 2018 | Snohomish County Public Utility District No 1, Washington |  | WECC | NWPP | King | WA | Water | 7 | NA | NA | NA | 15.3262 | 7.4087 | 37.0662
Camas Solar Project (Columbia) | -461948 | Operating | 5 | Solar | 2022 | Greenbacker Renewable Energy Company LLC |  | WECC | NWPP | Kittitas | WA | Solar | 5 | NA | NA | NA | 23.5228 | 2.9429 | NA
Cedar Falls Hydro | -510452 | Operating | 30 | Hydraulic Turbine | 1921 | The City of Seattle—City Light Department |  | WECC | NWPP | King | WA | Water | 30 | NA | NA | NA | 9.5906 | 31.6142 | 31.567
Cedar Hills Landfill Power Plant | -168364 | Operating | 5.4 | Internal Combustion | 2009 | Bio Energy (Washington) Llc |  | WECC | NWPP | King | WA | Biomass | 5.4 | NA | NA | 7762 | 0.96398 | 0 | 31.4878
Cedar Hills Landfill Power Plant | -168363 | Operating | 5.4 | Internal Combustion | 2009 | Bio Energy (Washington) Llc |  | WECC | NWPP | King | WA | Biomass | 5.4 | NA | NA | 7762 | 0.96398 | 0 | 31.4878
Centralia | -317932 | Operating | 729.9 | Steam Turbine | 1971 | TransAlta Energy Corporation |  | WECC | NWPP | Lewis | WA | Coal | 670 | 11627 | 11501 | 11414 | 70.5952 | 60.5711 | 53.062
Chandler | -511481 | Operating | 12 | Hydraulic Turbine | 1956 | U.S. Bureau Of Reclamation |  | WECC | NWPP | Benton | WA | Water | 12 | NA | NA | NA | 44.1885 | 54.9401 | 47.2022
Watertown | -7618 | Operating | 67.5 | Gas Turbine | 1978 | Western Minnesota Municipal Power Agency | SPP | MRO | MRO-US | Codington | SD | Oil | 60 | 13990 | 14249 | 13387 | 0.99486 | 0.8379 | 1.3824
Watson Cogeneration | -663690 | Operating | 405 | Combined Cycle | 1987 | Undisclosed buyer | CAISO | WECC | CAMX | Los Angeles | CA | Gas | 398 | 12970 | 12474 | NA | 66.8286 | 73.6529 | NA
Chelan | -164487 | Operating | 59.2 | Hydraulic Turbine | 1927 | Public Utility District No. 1 of Chelan County |  | WECC | NWPP | Chelan | WA | Water | 62.1 | NA | NA | NA | 56.2081 | 77.1559 | 74.5509
Chief Joseph | -510878 | Operating | 2456.2 | Hydraulic Turbine | 1955 | USCE - North Pacific Division |  | WECC | NWPP | Douglas | WA | Water | 2456.2 | NA | NA | NA | 43.6447 | 57.9884 | 51.4855
Coastal Energy Wind Project | -168495 | Operating | 6 | Wind Turbine | 2010 | Coastal Community Action Program |  | WECC | NWPP | Pacific | WA | Wind | 6 | NA | NA | NA | 22.1537 | 18.7119 | 26.5297
Columbia Generating (WNP-2) | -2592 | Operating | 1200 | Nuclear | 1984 | Energy Northwest |  | WECC | NWPP | Benton | WA | Nuclear | 1172 | NA | NA | NA | 82.1588 | 95.956 | 82.9017
Cosmo Specialty Fibers Mill- ST | -48877 | Operating | 15 | Steam Turbine | 1957 | The Gores Group LLC |  | WECC | NWPP | Grays Harbor | WA | Biomass | 18 | NA | 46178 | 49029 | 0 | 63.1843 | 57.2007
Cowiche | -756790 | Operating | 1.7 | Hydraulic Turbine | 1987 | Yakima-Tieton Irrigation District |  | WECC | NWPP | Yakima | WA | Water | 1.6 | NA | NA | NA | 21.24 | 20.1413 | 23.9583
Cowlitz Falls | -2716 | Operating | 70 | Hydraulic Turbine | 1994 | PUD No 1 of Lewis County |  | WECC | NWPP | Lewis | WA | Water | 70 | NA | NA | NA | 31.0465 | 38.4424 | 38.6487
Crystal Mountain | -754673 | Operating | 2.7 | Internal Combustion | 1969 | Alberta Investment Management Corporation |  | WECC | NWPP | Pierce | WA | Oil | 2.5 | 12600 | 11178 | NA | 0.045662 | 3.7489 | NA
Crystal Mountain | -754672 | Operating | 2.7 | Internal Combustion | 1969 | OMERS Administration Corporation |  | WECC | NWPP | Pierce | WA | Oil | 2.5 | 12600 | 11178 | NA | 0.045662 | 3.7489 | NA
Crystal Mountain | -754671 | Operating | 2.7 | Internal Combustion | 1969 | British Columbia Investment Management Corporation |  | WECC | NWPP | Pierce | WA | Oil | 2.5 | 12600 | 11178 | NA | 0.045662 | 3.7489 | NA
Crystal Mountain | -754670 | Operating | 2.7 | Internal Combustion | 1969 | PGGM Vermogensbeheer B.V. |  | WECC | NWPP | Pierce | WA | Oil | 2.5 | 12600 | 11178 | NA | 0.045662 | 3.7489 | NA
Crystal Mountain | -754669 | Operating | 2.7 | Internal Combustion | 1969 | Ontario Teachers' Pension Plan Board |  | WECC | NWPP | Pierce | WA | Oil | 2.5 | 12600 | 11178 | NA | 0.045662 | 3.7489 | NA
Crystal Mountain | -410030 | Operating | 2.7 | Internal Combustion | 1969 | Macquarie Infrastructure Partners Inc. |  | WECC | NWPP | Pierce | WA | Oil | 2.5 | 12600 | 11178 | NA | 0.045662 | 3.7489 | NA
Cushman 1 | -68556 | Operating | 43.2 | Hydraulic Turbine | 1926 | Tacoma Public Utilities |  | WECC | NWPP | Mason | WA | Water | 53.4 | NA | NA | NA | 24.6907 | 23.3691 | 29.1831
Cushman 2 | -164589 | Operating | 84.6 | Hydraulic Turbine | 1930 | Tacoma Public Utilities |  | WECC | NWPP | Mason | WA | Water | 93.6 | NA | NA | NA | 20.5447 | 19.3807 | 25.4636
DeRuyter Dairy | -168133 | Operating | 1.2 | Internal Combustion | 2006 | George DeRuyter & Sons Dairy, L.L.C. |  | WECC | NWPP | Yakima | WA | Biomass | 1.2 | NA | NA | NA | NA | NA | NA
Diablo | -510460 | Operating | 182.4 | Hydraulic Turbine | 1936 | The City of Seattle—City Light Department |  | WECC | NWPP | Whatcom | WA | Water | 182.4 | NA | NA | NA | 34.3505 | 36.8576 | 52.9235
Drop 2 (WA) | -786912 | Out of Service | 2.5 | Hydraulic Turbine | 1942 | USBIA - Wapato Irrigation Proj |  | WECC | NWPP | Yakima | WA | Water | NA | NA | NA | NA | NA | NA | NA
Drop 3 (WA) | -786913 | Out of Service | 1.6 | Hydraulic Turbine | 1932 | USBIA - Wapato Irrigation Proj |  | WECC | NWPP | Yakima | WA | Water | NA | NA | NA | NA | NA | NA | NA
Electron | -93935 | Operating | 22.8 | Hydraulic Turbine | 1904 | Electron Management, LLC |  | WECC | NWPP | Pierce | WA | Water | 25.8 | NA | NA | NA | 0 | 0 | 0
Electron | -93934 | Operating | 22.8 | Hydraulic Turbine | 1904 | Electron Holdings, Inc |  | WECC | NWPP | Pierce | WA | Water | 25.8 | NA | NA | NA | 0 | 0 | 0
Eltopia Branch Canal Facility | -78350 | Operating | 2.2 | Hydraulic Turbine | 1983 | Columbia Basin Hydropower |  | WECC | NWPP | Franklin | WA | Water | 2.2 | NA | NA | NA | 45.0913 | 44.0535 | 42.5073
Waukegan Jet | -107368 | Operating | 112 | Gas Turbine | 1968 | Midwest Generation LLC | PJM | RFC | R-PJM | Lake | IL | Oil | 143.7 | NA | NA | NA | -0.12877 | -0.049968 | -0.18065
Waxdale Cogen | -347849 | Operating | 7 | Gas Turbine | 2003 | S. C. Johnson & Son, Inc. | MISO | RFC | R-MISO | Racine | WI | Gas | 7 | 15539 | 15453 | 15150 | 62.2293 | 62.7283 | 50.4354
Wayne County | -41911 | Operating | 979.7 | Gas Turbine | 2000 | Duke Energy Progress, LLC |  | SERC | VACAR | Wayne | NC | Gas | 975 | 12218 | 11312 | 11595 | 1.0625 | 6.4195 | 3.1839
Weagamow First Nation | -99824 | Operating | 1.25 | Gas Turbine | 1999 | Hydro One Remote Communities Inc. | Ontario | NPCC | ONT |  |  | Oil | 1.25 | NA | NA | NA | NA | NA | NA
Webequie First Nation | -99830 | Operating | 1.25 | Gas Turbine | 1999 | Hydro One Remote Communities Inc. | Ontario | NPCC | ONT |  |  | Oil | 1.25 | NA | NA | NA | NA | NA | NA
Webster City | -7641 | Operating | 21.3 | Gas Turbine | 1972 | Corn Belt Power Cooperative | SPP | MRO | MRO-US | Hamilton | IA | Oil | 25 | 13779 | 13597 | 12819 | 0.93059 | 0.68037 | 1.5402
Farm Power Lynden Project | -169061 | Operating | 1 | Internal Combustion | 2010 | Farm Power Northwest LLC |  | WECC | NWPP | Whatcom | WA | Biomass | 1 | NA | NA | NA | NA | NA | NA
Weleetka | -180012 | Operating | 106 | Gas Turbine | 1975 | Public Service Company of Oklahoma | SPP | MRO | MRO-US | Okfuskee | OK | Gas | 132 | 17250 | 15632 | 14444 | 0.61722 | 0.36166 | 0.22399
Wellhead Power Delano Plant | -170419 | Operating | 48.5 | Gas Turbine | 2013 | Delano Energy Center, LLC | CAISO | WECC | CAMX | Tulare | CA | Gas | 48.5 | 12080 | 10677 | 10833 | 0.48251 | 3.5372 | 2.623
Wellington City | -7653 | Operating | 20 | Gas Turbine | 1989 | City of Wellington, Kansas | SPP | MRO | MRO-US | Sumner | KS | Gas | 21 | 16702 | 14020 | 15492 | 1.4525 | 3.2023 | 1.0975
Welport Lease Project | -481220 | Operating | 5 | Gas Turbine | 1990 | FCX Oil & Gas Inc. | CAISO | WECC | CAMX | Kern | CA | Gas | 4.7 | 16645 | 16426 | 17384 | 50.374 | 84.13 | 74.915
Welport Lease Project | -156872 | Operating | 5 | Gas Turbine | 1990 | BlackRock, Inc. | CAISO | WECC | CAMX | Kern | CA | Gas | 4.7 | 16645 | 16426 | 17384 | 50.374 | 84.13 | 74.915
West 14th Street | -7664 | Operating | 11 | Gas Turbine | 1962 | City of Winfield, Kansas | SPP | MRO | MRO-US | Cowley | KS | Gas | 11.2 | 31480 | 29392 | 27882 | 1.1416 | 0.97236 | 0.81336
West 41st Street | -7665 | Operating | 32 | Gas Turbine | 1970 | City of Cleveland, Ohio | PJM | RFC | R-PJM | Cuyahoga | OH | Gas | 36 | NA | NA | NA | 0 | 0 | 0
West Cadotte Power Plant | -146291 | Operating | 8 | Gas Turbine | 2015 | TD Greystone Asset Management Inc. | Alberta | WECC | WECCCN |  |  | Gas | 20 | NA | NA | NA | NA | NA | NA
West Campus Cogeneration Facility | -164163 | Operating | 169.3 | Combined Cycle | 2005 | Madison Gas and Electric Company | MISO | MRO | MRO-US | Dane | WI | Gas | 136.8 | 11247 | 11137 | 11139 | 31.5287 | 34.4174 | 30.2476
West Campus Steam Plant CHP Expansion | -408523 | Operating | 6.1 | Gas Turbine | 2021 | The Pennsylvania State University | PJM | RFC | R-PJM | Centre | PA | Gas | 6.1 | 11811 | 11846 | NA | 64.5164 | 44.1888 | NA
West County Energy Center | -166050 | Operating | 4263 | Combined Cycle | 2009 | Florida Power & Light Company |  | SERC | FP | Palm Beach | FL | Gas | 4118.7 | 7013 | 6999 | 6965 | 55.4954 | 54.3016 | 56.4995
West Coxsackie | -60085 | Operating | 21.3 | Gas Turbine | 1969 | Central Hudson Gas & Electric Corp. | New York | NPCC | NY | Greene | NY | Gas | 24.8 | 14501 | NM | 12501 | 0.2389 | 1.8159 | 0.36456
West Deptford | -126500 | Operating | 754.6 | Combined Cycle | 2014 | Marubeni Corporation | PJM | RFC | R-PJM | Gloucester | NJ | Gas | 778.6 | 7463 | 7435 | 7539 | 32.2142 | 26.929 | 21.967
West Deptford | -126499 | Operating | 754.6 | Combined Cycle | 2014 | The Kansai Electric Power Company, Incorporated | PJM | RFC | R-PJM | Gloucester | NJ | Gas | 778.6 | 7463 | 7435 | 7539 | 32.2142 | 26.929 | 21.967
West Deptford | -116279 | Operating | 754.6 | Combined Cycle | 2014 | LS Power Development, LLC | PJM | RFC | R-PJM | Gloucester | NJ | Gas | 778.6 | 7463 | 7435 | 7539 | 32.2142 | 26.929 | 21.967
West Deptford | -116278 | Operating | 754.6 | Combined Cycle | 2014 | PGIM Private Capital | PJM | RFC | R-PJM | Gloucester | NJ | Gas | 778.6 | 7463 | 7435 | 7539 | 32.2142 | 26.929 | 21.967
West Deptford | -116277 | Operating | 754.6 | Combined Cycle | 2014 | Sumitomo Corporation | PJM | RFC | R-PJM | Gloucester | NJ | Gas | 778.6 | 7463 | 7435 | 7539 | 32.2142 | 26.929 | 21.967
West Deptford | -116276 | Operating | 754.6 | Combined Cycle | 2014 | Ullico Inc. | PJM | RFC | R-PJM | Gloucester | NJ | Gas | 778.6 | 7463 | 7435 | 7539 | 32.2142 | 26.929 | 21.967
West Deptford | -116274 | Operating | 754.6 | Combined Cycle | 2014 | Arctic Slope Regional Corporation | PJM | RFC | R-PJM | Gloucester | NJ | Gas | 778.6 | 7463 | 7435 | 7539 | 32.2142 | 26.929 | 21.967
West Energy Center | -745167 | Operating | 20 | Gas Turbine | 1964 | Calpine Mid-Atlantic Generation LLC | PJM | RFC | R-PJM | New Castle | DE | Oil | 19 | NA | NA | NA | -2.9903 | 0 | 0.026436
West Energy Center | -745166 | Operating | 20 | Gas Turbine | 1964 | Calpine Mid-Atlantic Generation LLC | PJM | RFC | R-PJM | New Castle | DE | Oil | 19 | NA | NA | NA | -2.9903 | 0 | 0.026436
West Gardner | -138861 | Operating | 408 | Gas Turbine | 2003 | Evergy Metro, Inc. | SPP | MRO | MRO-US | Johnson | KS | Gas | 314.8 | 12372 | 13517 | 13547 | 9.524 | 6.6246 | 2.0257
West Groton Combined Heat and Power Plant | -173079 | Operating | 4.1 | Gas Turbine | 2015 | Hollingworth & Vose Company | New England | NPCC | NE | Middlesex | MA | Gas | 3.8 | 20479 | 15133 | 15119 | 58.7749 | 67.3756 | 69.2021
West Liberty CT | -166910 | Operating | 11 | Gas Turbine | 2004 | City of West Liberty | MISO | MRO | MRO-US | Muscatine | IA | Oil | 11 | 10316 | NA | 12968 | 0.039435 | 0 | 0.6071
West Lorain | -158256 | Operating | 555.6 | Gas Turbine | 1973 | Vermillion Power, LLC | PJM | RFC | R-PJM | Lorain | OH | Gas | 533.2 | 11080 | 11558 | 11892 | 23.268 | 13.1713 | 6.8135
Goodnoe Hills | -794420 | Operating | 103.4 | Wind Turbine | 2008 | PacifiCorp |  | WECC | NWPP | Klickitat | WA | Wind | 94 | NA | NA | NA | NA | NA | NA
Goose Prairie Solar Facility | -793821 | Operating | 80 | Solar | 2024 | Brookfield Renewable Partners L.P. |  | WECC | NWPP | Yakima | WA | Solar | 80 | NA | NA | NA | NA | NA | NA
Gorge | -510462 | Operating | 207.3 | Hydraulic Turbine | 1924 | The City of Seattle—City Light Department |  | WECC | NWPP | Whatcom | WA | Water | 193 | NA | NA | NA | 42.9126 | 58.4777 | 58.4203
Grand Coulee | -511499 | Operating | 6495 | Hydraulic Turbine | 1941 | U.S. Bureau Of Reclamation |  | WECC | NWPP | Okanogan | WA | Water | 6765 | NA | NA | NA | 26.2988 | 35.7164 | 30.9195
West Lorne BioOil Cogeneration Project | -169328 | Operating | 2.5 | Gas Turbine | 2005 | Dynamotive Energy Systems Corporation | Ontario | NPCC | ONT |  |  | Oil | 2.5 | NA | NA | NA | NA | NA | NA
West Marinette | -92873 | Operating | 187.1 | Gas Turbine | 1971 | Wisconsin Public Service Corporation | MISO | MRO | MRO-US | Marinette | WI | Gas | 201.8 | 15249 | 13255 | 14343 | 5.3056 | 7.3442 | 3.7417
Grimes Way | -166536 | Operating | 4 | Internal Combustion | 2005 | Washington State University |  | WECC | NWPP | Whitman | WA | Gas | 3.7 | 16725 | 19562 | 14680 | 0.42577 | 0.22523 | 0.90707
Hampton Lumber Cogeneration | -169486 | Operating | 4.5 | Steam Turbine | 2006 | Hampton Lumber Mills-Washington, Inc. |  | WECC | NWPP | Snohomish | WA | Biomass | 4.5 | 39150 | 38245 | 39939 | 40.5251 | 42.0903 | 39.3455
Hancock Creek Hydroelectric | -171328 | Operating | 6 | Hydraulic Turbine | 2018 | Snohomish County Public Utility District No 1, Washington |  | WECC | NWPP | King | WA | Water | 7 | NA | NA | NA | 27.0352 | 8.0327 | 37.5038
Harvest Wind Farm-Klickitat | -162058 | Operating | 98.9 | Wind Turbine | 2009 | Eugene Water & Electric Board |  | WECC | NWPP | Klickitat | WA | Wind | 98.9 | NA | NA | NA | 25.0229 | 27.0877 | 31.171
Harvest Wind Farm-Klickitat | -162057 | Operating | 98.9 | Wind Turbine | 2009 | PUD No 1 of Cowlitz County |  | WECC | NWPP | Klickitat | WA | Wind | 98.9 | NA | NA | NA | 25.0229 | 27.0877 | 31.171
Harvest Wind Farm-Klickitat | -162056 | Operating | 98.9 | Wind Turbine | 2009 | Peninsula Light Company |  | WECC | NWPP | Klickitat | WA | Wind | 98.9 | NA | NA | NA | 25.0229 | 27.0877 | 31.171
Harvest Wind Farm-Klickitat | -162055 | Operating | 98.9 | Wind Turbine | 2009 | Lakeview Light & Power |  | WECC | NWPP | Klickitat | WA | Wind | 98.9 | NA | NA | NA | 25.0229 | 27.0877 | 31.171
Henry M. Jackson Hydroelectric Project | -3750 | Operating | 111.8 | Hydraulic Turbine | 1984 | Snohomish County Public Utility District No 1, Washington |  | WECC | NWPP | Snohomish | WA | Water | 104 | NA | NA | NA | 32.708 | 44.8857 | 48.6504
Hopkins Ridge Wind Project | -754753 | Operating | 156.6 | Wind Turbine | 2005 | Alberta Investment Management Corporation |  | WECC | NWPP | Columbia | WA | Wind | 156.6 | NA | NA | NA | 23.7664 | 25.4099 | NA
Hopkins Ridge Wind Project | -754752 | Operating | 156.6 | Wind Turbine | 2005 | OMERS Administration Corporation |  | WECC | NWPP | Columbia | WA | Wind | 156.6 | NA | NA | NA | 23.7664 | 25.4099 | NA
Hopkins Ridge Wind Project | -754751 | Operating | 156.6 | Wind Turbine | 2005 | British Columbia Investment Management Corporation |  | WECC | NWPP | Columbia | WA | Wind | 156.6 | NA | NA | NA | 23.7664 | 25.4099 | NA
Hopkins Ridge Wind Project | -754750 | Operating | 156.6 | Wind Turbine | 2005 | PGGM Vermogensbeheer B.V. |  | WECC | NWPP | Columbia | WA | Wind | 156.6 | NA | NA | NA | 23.7664 | 25.4099 | NA
Hopkins Ridge Wind Project | -754749 | Operating | 156.6 | Wind Turbine | 2005 | Ontario Teachers' Pension Plan Board |  | WECC | NWPP | Columbia | WA | Wind | 156.6 | NA | NA | NA | 23.7664 | 25.4099 | NA
Hopkins Ridge Wind Project | -410062 | Operating | 156.6 | Wind Turbine | 2005 | Macquarie Infrastructure Partners Inc. |  | WECC | NWPP | Columbia | WA | Wind | 156.6 | NA | NA | NA | 23.7664 | 25.4099 | NA
Horn Rapids Battery Storage and Training Project | -310880 | Operating | 1 | Battery | 2020 | Energy Northwest |  | WECC | NWPP | Benton | WA | Energy Storage | 1 | NA | NM | NM | 12.6598 | 10.3082 | 5.1712
Horn Rapids Solar and Training Project | -254007 | Operating | 3.2 | Solar | 2020 | Tucci Energy Services Inc. |  | WECC | NWPP | Benton | WA | Solar | 3.2 | NA | NA | NA | 20.4053 | 20.762 | 20.4766
Ice Harbor | -510890 | Operating | 603 | Hydraulic Turbine | 1962 | USCE - North Pacific Division |  | WECC | NWPP | Walla Walla | WA | Water | 513 | NA | NA | NA | 30.0428 | 33.7349 | 32.1601
Innovation 2 Battery Storage Project | -754778 | Operating | 2 | Battery | 2016 | Alberta Investment Management Corporation |  | WECC | NWPP | Whatcom | WA | Energy Storage | 2 | NA | NA | NA | NA | NA | NA
Innovation 2 Battery Storage Project | -754777 | Operating | 2 | Battery | 2016 | OMERS Administration Corporation |  | WECC | NWPP | Whatcom | WA | Energy Storage | 2 | NA | NA | NA | NA | NA | NA
Innovation 2 Battery Storage Project | -754776 | Operating | 2 | Battery | 2016 | British Columbia Investment Management Corporation |  | WECC | NWPP | Whatcom | WA | Energy Storage | 2 | NA | NA | NA | NA | NA | NA
Innovation 2 Battery Storage Project | -754775 | Operating | 2 | Battery | 2016 | PGGM Vermogensbeheer B.V. |  | WECC | NWPP | Whatcom | WA | Energy Storage | 2 | NA | NA | NA | NA | NA | NA
Innovation 2 Battery Storage Project | -754774 | Operating | 2 | Battery | 2016 | Ontario Teachers' Pension Plan Board |  | WECC | NWPP | Whatcom | WA | Energy Storage | 2 | NA | NA | NA | NA | NA | NA
Innovation 2 Battery Storage Project | -410090 | Operating | 2 | Battery | 2016 | Macquarie Infrastructure Partners Inc. |  | WECC | NWPP | Whatcom | WA | Energy Storage | 2 | NA | NA | NA | NA | NA | NA
John W. Keys III Pumped Storage Plant (Grand Coulee) | -511569 | Operating | 314 | Pumped Storage | 1973 | U.S. Bureau Of Reclamation |  | WECC | NWPP | Okanogan | WA | Water | 314 | NA | NA | NA | 0.091033 | 0.58121 | 0.32672
Juniper Canyon Wind Energy Project | -785806 | Operating | 151.2 | Wind Turbine | 2011 | Avangrid Renewables, LLC |  | WECC | NWPP | Klickitat | WA | Wind | 148.8 | NA | NA | NA | NA | NA | NA
Kettle Falls | -4400 | Operating | 50.7 | Steam Turbine | 1983 | Avista Corporation |  | WECC | NWPP | Stevens | WA | Biomass | 50.7 | 15124 | 14850 | 14114 | 69.6806 | 68.7883 | 72.6842
West Medway II | -396539 | Operating | 200 | Gas Turbine | 2019 | Constellation Energy Corporation | New England | NPCC | NE | Norfolk | MA | Gas | 207 | 10446 | 10112 | NA | 9.0573 | 12.8054 | NA
Kittitas Valley Wind Power Project | -102843 | Operating | 100.7 | Wind Turbine | 2011 | EDP Renewables North America LLC |  | WECC | NWPP | Kittitas | WA | Wind | 100.7 | NA | NA | NA | 28.9042 | 28.6433 | 32.8582
Kittitas Valley Wind Power Project | -58633 | Operating | 100.7 | Wind Turbine | 2011 | EDP Renewables North America LLC |  | WECC | NWPP | Kittitas | WA | Wind | 100.7 | NA | NA | NA | 28.9042 | 28.6433 | 32.8582
Koma Kulshan | -503133 | Operating | 12 | Hydraulic Turbine | 1990 | Eagle Creek Renewable Energy, LLC |  | WECC | NWPP | Whatcom | WA | Water | 12.4 | NA | NA | NA | 24.2138 | 27.8447 | NA
LaGrande | -4535 | Operating | 64 | Hydraulic Turbine | 1912 | Tacoma Public Utilities |  | WECC | NWPP | Pierce | WA | Water | 64 | NA | NA | NA | 49.4339 | 61.3167 | 60.0458
Lilliwaup Falls Generating Company | -4654 | Operating | 1.4 | Hydraulic Turbine | 1986 | Lilliwaup Falls Generating Company |  | WECC | NWPP | Mason | WA | Water | 1.4 | NA | NA | NA | 49.1928 | 46.7955 | 45.2707
Linden Wind Energy Project | -18238 | Operating | 50 | Wind Turbine | 2010 | Southern California Public Power Authority |  | WECC | CAMX | Klickitat | WA | Wind | 50 | NA | NA | NA | 26.6425 | 27.221 | 27.982
Little Falls (WA) | -4679 | Operating | 43.2 | Hydraulic Turbine | 1910 | Avista Corporation |  | WECC | NWPP | Stevens | WA | Water | 43.2 | NA | NA | NA | 46.4578 | 54.4473 | 54.7052
Little Goose | -510894 | Operating | 810 | Hydraulic Turbine | 1970 | USCE - North Pacific Division |  | WECC | NWPP | Columbia | WA | Water | 810 | NA | NA | NA | 21.9749 | 22.8208 | 18.9695
Long Lake | -4720 | Operating | 70 | Hydraulic Turbine | 1915 | Avista Corporation |  | WECC | NWPP | Lincoln | WA | Water | 89.5 | NA | NA | NA | 52.6719 | 63.0656 | 60.9694
Longview Fibre Steam | -481561 | Operating | 45 | Steam Turbine | 1936 | WestRock Company |  | WECC | NWPP | Cowlitz | WA | Biomass | 47 | NA | NM | NA | 41.4974 | 53.1616 | 60.3806
Longview, WA | -4726 | Operating | 62.4 | Steam Turbine | 1948 | Weyerhaeuser NR Company |  | WECC | NWPP | Cowlitz | WA | Biomass | 58.6 | NA | NM | NA | 56.2974 | 45.0566 | 58.9427
Lower Granite | -510897 | Operating | 810 | Hydraulic Turbine | 1975 | USCE - North Pacific Division |  | WECC | NWPP | Whitman | WA | Water | 802 | NA | NA | NA | 21.9454 | 24.4984 | 19.1821
Lower Monumental | -510898 | Operating | 810 | Hydraulic Turbine | 1969 | USCE - North Pacific Division |  | WECC | NWPP | Franklin | WA | Water | 810 | NA | NA | NA | 21.8869 | 24.3143 | 19.3409
Lower Snake River Phase 1 Hybrid (Garfield) | -754766 | Operating | 342.7 | Wind Turbine | 2012 | Alberta Investment Management Corporation |  | WECC | NWPP | Garfield | WA | Wind | 342.7 | NA | NA | NA | 23.3819 | 25.3459 | NA
Lower Snake River Phase 1 Hybrid (Garfield) | -754765 | Operating | 342.7 | Wind Turbine | 2012 | OMERS Administration Corporation |  | WECC | NWPP | Garfield | WA | Wind | 342.7 | NA | NA | NA | 23.3819 | 25.3459 | NA
Lower Snake River Phase 1 Hybrid (Garfield) | -754764 | Operating | 342.7 | Wind Turbine | 2012 | British Columbia Investment Management Corporation |  | WECC | NWPP | Garfield | WA | Wind | 342.7 | NA | NA | NA | 23.3819 | 25.3459 | NA
Lower Snake River Phase 1 Hybrid (Garfield) | -754763 | Operating | 342.7 | Wind Turbine | 2012 | PGGM Vermogensbeheer B.V. |  | WECC | NWPP | Garfield | WA | Wind | 342.7 | NA | NA | NA | 23.3819 | 25.3459 | NA
Lower Snake River Phase 1 Hybrid (Garfield) | -754762 | Operating | 342.7 | Wind Turbine | 2012 | Ontario Teachers' Pension Plan Board |  | WECC | NWPP | Garfield | WA | Wind | 342.7 | NA | NA | NA | 23.3819 | 25.3459 | NA
Lower Snake River Phase 1 Hybrid (Garfield) | -410069 | Operating | 342.7 | Wind Turbine | 2012 | Macquarie Infrastructure Partners Inc. |  | WECC | NWPP | Garfield | WA | Wind | 342.7 | NA | NA | NA | 23.3819 | 25.3459 | NA
Lund Hill Solar Project | -785837 | Operating | 150 | Solar | 2022 | Aurora Solar, LLC |  | WECC | NWPP | Klickitat | WA | Solar | 150 | NA | NA | NA | NA | NA | NA
Main Canal Headworks Facility | -78352 | Operating | 26.8 | Hydraulic Turbine | 1987 | Columbia Basin Hydropower |  | WECC | NWPP | Grant | WA | Water | 26.8 | NA | NA | NA | 44.1308 | 44.9456 | 45.7013
West Phoenix 1 and 2 | -7686 | Operating | 106.2 | Gas Turbine | 1972 | Arizona Public Service Company |  | WECC | AZNMSN | Maricopa | AZ | Gas | 124 | 19715 | 16967 | 18433 | 1.4574 | 1.3546 | 1.2116
West Phoenix CC | -52739 | Operating | 1100.6 | Combined Cycle | 1976 | Arizona Public Service Company |  | WECC | AZNMSN | Maricopa | AZ | Gas | 862 | 8658 | 8551 | 8334 | 40.2266 | 29.7922 | 36.8013
West Plains Peaking Power Station | -162134 | Operating | 50.6 | Gas Turbine | 2014 | City of West Plains, Missouri | MISO | SERC | DELTA | Howell | MO | Gas | 49 | 17961 | 15788 | 19467 | 0.85919 | 0.93631 | 0.57427
Marengo Wind Project | -794419 | Operating | 234 | Wind Turbine | 2007 | PacifiCorp |  | WECC | NWPP | Columbia | WA | Wind | 234 | NA | NA | NA | NA | NA | NA
Mayfield | -4937 | Operating | 162 | Hydraulic Turbine | 1963 | Tacoma Public Utilities |  | WECC | NWPP | Lewis | WA | Water | 164 | NA | NA | NA | 37.9362 | 53.5488 | 50.45
McNary | -510899 | Operating | 990.5 | Hydraulic Turbine | 1953 | USCE - North Pacific Division |  | WECC | NWPP | Benton | WA | Water | 966.5 | NA | NA | NA | 43.0583 | 54.8045 | 51.2209
Merwin (Lewis River Hydroelectric Project) | -141060 | Operating | 136 | Hydraulic Turbine | 1931 | PacifiCorp |  | WECC | NWPP | Clark | WA | Water | 151 | NA | NA | NA | 35.6511 | 36.8218 | 35.2083
Merwin (Lewis River Hydroelectric Project) | -141059 | Operating | 136 | Hydraulic Turbine | 1931 | PacifiCorp |  | WECC | NWPP | Clark | WA | Water | 151 | NA | NA | NA | 35.6511 | 36.8218 | 35.2083
Meyers Falls | -163022 | Operating | 1.6 | Hydraulic Turbine | 1915 | Hydro Technology Systems Inc |  | WECC | NWPP | Stevens | WA | Water | 1.6 | NA | NA | NA | 69.7346 | 61.8721 | 50.0143
West Point Facility | -7691 | Operating | 70.7 | Gas Turbine | 1989 | Merck & Co., Inc. | PJM | RFC | R-PJM | Montgomery | PA | Gas | 66 | 13229 | 13078 | 13264 | 49.1115 | 51.0691 | 50.7019
West Riverside Energy Center | -768724 | Operating | 723.2 | Combined Cycle | 2020 | Wisconsin Public Service Corporation | MISO | MRO | MRO-US | Rock | WI | Gas | 733.5 | NA | NA | NA | NA | NA | NA
West Riverside Energy Center | -768723 | Operating | 723.2 | Combined Cycle | 2020 | Madison Gas and Electric Company | MISO | MRO | MRO-US | Rock | WI | Gas | 733.5 | NA | NA | NA | NA | NA | NA
West Riverside Energy Center | -768722 | Operating | 723.2 | Combined Cycle | 2020 | Wisconsin Power and Light Company | MISO | MRO | MRO-US | Rock | WI | Gas | 733.5 | NA | NA | NA | NA | NA | NA
West Riverside Energy Center | -231235 | Operating | 723.2 | Combined Cycle | 2020 | Rock Energy Cooperative | MISO | MRO | MRO-US | Rock | WI | Gas | 733.5 | 6645 | 6967 | 6777 | 66.903 | 49.1631 | 31.2562
West Riverside Energy Center | -231234 | Operating | 723.2 | Combined Cycle | 2020 | Central Wisconsin Electric Cooperative | MISO | MRO | MRO-US | Rock | WI | Gas | 733.5 | 6645 | 6967 | 6777 | 66.903 | 49.1631 | 31.2562
Mirror Lake Hydro Project (Hutchinson Creek) | -192973 | Operating | 0.8 | Hydraulic Turbine | 1983 | STS Hydropower, LLC |  | WECC | NWPP | Whatcom | WA | Water | 1.2 | NA | NA | NA | NA | NA | NA
Monroe Street | -5187 | Operating | 14.8 | Hydraulic Turbine | 1992 | Avista Corporation |  | WECC | NWPP | Spokane | WA | Water | 15 | NA | NA | NA | 67.8265 | 74.2991 | 67.9658
Mossyrock | -5246 | Operating | 300 | Hydraulic Turbine | 1968 | Tacoma Public Utilities |  | WECC | NWPP | Lewis | WA | Water | 343 | NA | NA | NA | 23.7417 | 37.4631 | 34.8998
Newhalem | -397519 | Out of Service | 2.3 | Hydraulic Turbine | 1970 | The City of Seattle—City Light Department |  | WECC | NWPP | Whatcom | WA | Water | NA | NA | NA | NA | NA | NA | NA
Nine Canyon Wind Project | -914 | Operating | 95.9 | Wind Turbine | 2002 | Energy Northwest |  | WECC | NWPP | Benton | WA | Wind | 95 | NA | NA | NA | 23.3995 | 24.0459 | 29.277
Nine Mile | -165249 | Operating | 37.6 | Hydraulic Turbine | 1908 | Avista Corporation |  | WECC | NWPP | Spokane | WA | Water | 37.6 | NA | NA | NA | 35.9164 | 45.4836 | 39.7864
Nooksack Hydro Plant | -172089 | Operating | 1.5 | Hydraulic Turbine | 2004 | Puget Sound Hydro LLC |  | WECC | NWPP | Whatcom | WA | Water | 2.8 | NA | NA | NA | 61.0201 | 58.2436 | 92.372
Northside Landfill | -25949 | Operating | 0.9 | Internal Combustion | 1998 | Minnesota Methane LLC |  | WECC | NWPP | Spokane | WA | Biomass | 0.9 | NA | NA | NA | NA | NA | NA
Orchard Avenue 1 | -756800 | Operating | 1.6 | Hydraulic Turbine | 1987 | Yakima-Tieton Irrigation District |  | WECC | NWPP | Yakima | WA | Water | 1.6 | NA | NA | NA | 15.8176 | 16.631 | 12.3787
Packwood | -5708 | Operating | 27.5 | Hydraulic Turbine | 1964 | Energy Northwest |  | WECC | NWPP | Lewis | WA | Water | 26 | NA | NA | NA | 26.5314 | 38.552 | 38.7272
Palouse Wind Farm (Naff Ridge) | -383281 | Operating | 105.3 | Wind Turbine | 2012 | Corridor Energy Holdings, LLC |  | WECC | NWPP | Whitman | WA | Wind | 105.3 | NA | NA | NA | 31.9686 | 34.1933 | 39.1123
PEC Headworks | -78344 | Operating | 6.6 | Hydraulic Turbine | 1990 | Columbia Basin Hydropower |  | WECC | NWPP | Grant | WA | Water | 6.6 | NA | NA | NA | 28.2223 | 28.4558 | 29.772
Penstemon Solar Project (Columbia) | -397231 | Operating | 5 | Solar | 2022 | Greenbacker Renewable Energy Company LLC |  | WECC | NWPP | Kittitas | WA | Solar | 5 | NA | NA | NA | 23.6621 | 19.2146 | NA
Pierce County Washington Landfill (LRI Landfill) | -101781 | Operating | 4.5 | Internal Combustion | 2013 | LRI Renewable Energy, LLC |  | WECC | NWPP | Pierce | WA | Biomass | 4.5 | 11117 | 9178 | 11168 | 85.2461 | 80.7991 | 68.9929
Port Angeles Mill Cogen Facility (Nippon Paper Industries) | -488721 | Operating | 12.6 | Steam Turbine | 2013 | Nippon Paper Industries USA Co. Ltd. |  | WECC | NWPP | Clallam | WA | Biomass | 12 | NA | NM | NA | 34.4226 | 10.2312 | NA
Port Townsend Paper Corporation | -165411 | Operating | 7.5 | Steam Turbine | 1929 | Port Townsend Paper Corporation |  | WECC | NWPP | Jefferson | WA | Biomass | 7.5 | NA | NA | NA | 53.7032 | NA | 46.4901
Port Townsend Paper Corporation Hydro | -13195 | Out of Service | 0.4 | Hydraulic Turbine | 1982 | Port Townsend Paper Corporation |  | WECC | NWPP | Jefferson | WA | Water | NA | NA | NA | NA | 0 | NA | NA
Potholes East Canal Facility | -78340 | Operating | 2.3 | Hydraulic Turbine | 1985 | Columbia Basin Hydropower |  | WECC | NWPP | Franklin | WA | Water | 2.3 | NA | NA | NA | 31.7352 | 31.9089 | 31.3977
Priest Rapids | -6053 | Operating | 950 | Hydraulic Turbine | 1959 | Grant County Public Utility District |  | WECC | NWPP | Grant | WA | Water | 950 | NA | NA | NA | 46.1709 | 58.016 | 54.5634
PSE 2 MW Glacier Battery Storage | -754773 | Operating | 2 | Battery | 2016 | Alberta Investment Management Corporation |  | WECC | NWPP | Whatcom | WA | Energy Storage | 2 | NA | NM | NA | 0.039954 | 0.24543 | NA
PSE 2 MW Glacier Battery Storage | -754772 | Operating | 2 | Battery | 2016 | OMERS Administration Corporation |  | WECC | NWPP | Whatcom | WA | Energy Storage | 2 | NA | NM | NA | 0.039954 | 0.24543 | NA
PSE 2 MW Glacier Battery Storage | -754771 | Operating | 2 | Battery | 2016 | British Columbia Investment Management Corporation |  | WECC | NWPP | Whatcom | WA | Energy Storage | 2 | NA | NM | NA | 0.039954 | 0.24543 | NA
PSE 2 MW Glacier Battery Storage | -754770 | Operating | 2 | Battery | 2016 | PGGM Vermogensbeheer B.V. |  | WECC | NWPP | Whatcom | WA | Energy Storage | 2 | NA | NM | NA | 0.039954 | 0.24543 | NA
PSE 2 MW Glacier Battery Storage | -754769 | Operating | 2 | Battery | 2016 | Ontario Teachers' Pension Plan Board |  | WECC | NWPP | Whatcom | WA | Energy Storage | 2 | NA | NM | NA | 0.039954 | 0.24543 | NA
PSE 2 MW Glacier Battery Storage | -410088 | Operating | 2 | Battery | 2016 | Macquarie Infrastructure Partners Inc. |  | WECC | NWPP | Whatcom | WA | Energy Storage | 2 | NA | NM | NA | 0.039954 | 0.24543 | NA
Quincy Chute | -78338 | Operating | 9.4 | Hydraulic Turbine | 1985 | Columbia Basin Hydropower |  | WECC | NWPP | Grant | WA | Water | 9.4 | NA | NA | NA | 35.563 | 38.2699 | 13.9148
Rainier Biogas Project | -169379 | Operating | 1 | Internal Combustion | 2012 | Ritter Dairy LLC |  | WECC | NWPP | King | WA | Biomass | 1 | NA | NA | NA | NA | NA | NA
Rainier Biogas Project | -169378 | Operating | 1 | Internal Combustion | 2012 | Farm Power Northwest LLC |  | WECC | NWPP | King | WA | Biomass | 1 | NA | NA | NA | NA | NA | NA
Rattlesnake Flat Wind Project | -663314 | Operating | 144 | Wind Turbine | 2020 | Clearway Energy, Inc. |  | WECC | NWPP | Adams | WA | Wind | 144 | NA | NA | NA | 27.3972 | NA | NA
Rattlesnake Flat Wind Project | -663313 | Operating | 144 | Wind Turbine | 2020 | Clearway Energy, Inc. |  | WECC | NWPP | Adams | WA | Wind | 144 | NA | NA | NA | 27.3972 | NA | NA
West Riverside Energy Center | -231233 | Operating | 723.2 | Combined Cycle | 2020 | Adams-Columbia Electric Cooperative | MISO | MRO | MRO-US | Rock | WI | Gas | 733.5 | 6645 | 6967 | 6777 | 66.903 | 49.1631 | 31.2562
Rock Island (Kirby Billingsley) | -6322 | Operating | 629.4 | Hydraulic Turbine | 1931 | Public Utility District No. 1 of Chelan County |  | WECC | NWPP | Chelan | WA | Water | 473.2 | NA | NA | NA | 46.1142 | 59.2459 | 54.0551
Rocky Brook Hydroelectric | -6340 | Operating | 1.6 | Hydraulic Turbine | 1985 | Rocky Brook Electric Inc |  | WECC | NWPP | Jefferson | WA | Water | 1.2 | NA | NA | NA | 2.0833 | 0 | 0
Rocky Reach | -6347 | Operating | 1299.6 | Hydraulic Turbine | 1961 | Public Utility District No. 1 of Chelan County |  | WECC | NWPP | Chelan | WA | Water | 994.1 | NA | NA | NA | 45.5336 | 58.7069 | 52.1563
Ross | -510477 | Operating | 450 | Hydraulic Turbine | 1952 | The City of Seattle—City Light Department |  | WECC | NWPP | Whatcom | WA | Water | 450 | NA | NA | NA | 10.4402 | 18.9555 | 20.8601
Roza | -511540 | Operating | 12.9 | Hydraulic Turbine | 1958 | U.S. Bureau Of Reclamation |  | WECC | NWPP | Yakima | WA | Water | 12.9 | NA | NA | NA | 48.1894 | 44.6382 | 55.3715
Russell D Smith Hydro Facility | -78346 | Operating | 6.1 | Hydraulic Turbine | 1982 | Columbia Basin Hydropower |  | WECC | NWPP | Adams | WA | Water | 6.1 | NA | NA | NA | 28.7391 | 20.9241 | 29.6036
Sheep Creek Hydro | -6660 | Operating | 1.6 | Hydraulic Turbine | 1986 | Sheep Creek Hydro Inc |  | WECC | NWPP | Stevens | WA | Water | 1.6 | NA | NA | NA | 39.6547 | 55.6864 | 52.8824
Sierra Pacific Aberdeen | -166710 | Operating | 18 | Steam Turbine | 2003 | Sierra Pacific Industries, Inc. |  | WECC | NWPP | Grays Harbor | WA | Biomass | 18 | 19098 | 19574 | 18824 | 66.6901 | 75.2061 | 78.0835
Sierra Pacific Burlington Cogen Facility | -166802 | Operating | 28 | Steam Turbine | 2007 | Sierra Pacific Industries, Inc. |  | WECC | NWPP | Skagit | WA | Biomass | 24.7 | 21229 | 23645 | 21039 | 73.9735 | 42.5725 | 70.8146
Skookumchuck | -10559 | Operating | 1 | Hydraulic Turbine | 1990 | TransAlta Corporation |  | WECC | NWPP | Thurston | WA | Water | 1 | NA | NA | NA | 37.032 | 47.8425 | 52.0434
Skookumchuck Wind Energy Project | -256835 | Operating | 136 | Wind Turbine | 2020 | TransAlta Corporation |  | WECC | NWPP | Lewis | WA | Wind | 136.8 | NA | NA | NA | 34.6281 | 26.0648 | 34.5688
Skookumchuck Wind Energy Project | -256833 | Operating | 136 | Wind Turbine | 2020 | Southern Power Company |  | WECC | NWPP | Lewis | WA | Wind | 136.8 | NA | NA | NA | 34.6281 | 26.0648 | 34.5688
SNOPUD MESA 1 (Battery Storage) Project | -172414 | Out of Service | 2 | Battery | 2015 | Snohomish County Public Utility District No 1, Washington |  | WECC | NWPP | Snohomish | WA | Energy Storage | NA | NA | NA | NA | 0 | 0 | 0
Snoqualmie Falls 1 | -754708 | Operating | 12.8 | Hydraulic Turbine | 1898 | Alberta Investment Management Corporation |  | WECC | NWPP | King | WA | Water | 12.1 | NA | NA | NA | 58.3739 | 46.0791 | NA
Snoqualmie Falls 1 | -754707 | Operating | 12.8 | Hydraulic Turbine | 1898 | OMERS Administration Corporation |  | WECC | NWPP | King | WA | Water | 12.1 | NA | NA | NA | 58.3739 | 46.0791 | NA
Snoqualmie Falls 1 | -754706 | Operating | 12.8 | Hydraulic Turbine | 1898 | British Columbia Investment Management Corporation |  | WECC | NWPP | King | WA | Water | 12.1 | NA | NA | NA | 58.3739 | 46.0791 | NA
Snoqualmie Falls 1 | -754705 | Operating | 12.8 | Hydraulic Turbine | 1898 | PGGM Vermogensbeheer B.V. |  | WECC | NWPP | King | WA | Water | 12.1 | NA | NA | NA | 58.3739 | 46.0791 | NA
Snoqualmie Falls 1 | -754704 | Operating | 12.8 | Hydraulic Turbine | 1898 | Ontario Teachers' Pension Plan Board |  | WECC | NWPP | King | WA | Water | 12.1 | NA | NA | NA | 58.3739 | 46.0791 | NA
Snoqualmie Falls 1 | -410044 | Operating | 12.8 | Hydraulic Turbine | 1898 | Macquarie Infrastructure Partners Inc. |  | WECC | NWPP | King | WA | Water | 12.1 | NA | NA | NA | 58.3739 | 46.0791 | NA
Snoqualmie Falls 2 | -754713 | Operating | 38.7 | Hydraulic Turbine | 1910 | Alberta Investment Management Corporation |  | WECC | NWPP | King | WA | Water | 33.6 | NA | NA | NA | 35.4574 | 42.2045 | NA
Snoqualmie Falls 2 | -754712 | Operating | 38.7 | Hydraulic Turbine | 1910 | OMERS Administration Corporation |  | WECC | NWPP | King | WA | Water | 33.6 | NA | NA | NA | 35.4574 | 42.2045 | NA
Snoqualmie Falls 2 | -754711 | Operating | 38.7 | Hydraulic Turbine | 1910 | British Columbia Investment Management Corporation |  | WECC | NWPP | King | WA | Water | 33.6 | NA | NA | NA | 35.4574 | 42.2045 | NA
Snoqualmie Falls 2 | -754710 | Operating | 38.7 | Hydraulic Turbine | 1910 | PGGM Vermogensbeheer B.V. |  | WECC | NWPP | King | WA | Water | 33.6 | NA | NA | NA | 35.4574 | 42.2045 | NA
Snoqualmie Falls 2 | -754709 | Operating | 38.7 | Hydraulic Turbine | 1910 | Ontario Teachers' Pension Plan Board |  | WECC | NWPP | King | WA | Water | 33.6 | NA | NA | NA | 35.4574 | 42.2045 | NA
Snoqualmie Falls 2 | -410046 | Operating | 38.7 | Hydraulic Turbine | 1910 | Macquarie Infrastructure Partners Inc. |  | WECC | NWPP | King | WA | Water | 33.6 | NA | NA | NA | 35.4574 | 42.2045 | NA
South Fork Tolt | -510478 | Operating | 16.8 | Hydraulic Turbine | 1995 | The City of Seattle—City Light Department |  | WECC | NWPP | King | WA | Water | 16.8 | NA | NA | NA | 20.4698 | 39.7335 | 36.9564
West Valley City | -110065 | Operating | 217 | Gas Turbine | 2001 | Utah Municipal Power Agency |  | WECC | NWPP | Salt Lake | UT | Gas | 205 | 9944 | 10456 | 10782 | 47.1338 | 27.8955 | 13.2087
Stateline Energy Center (WA) | -787347 | Operating | 176.9 | Wind Turbine | 2001 | XPLR Infrastructure, LP |  | WECC | NWPP | Walla Walla | WA | Wind | 176.9 | NA | NA | NA | 21.3835 | 21.7467 | 11.5663
Stateline Energy Center (WA) | -118972 | Operating | 176.9 | Wind Turbine | 2001 | NextEra Energy Equity Partners, LP |  | WECC | NWPP | Walla Walla | WA | Wind | 176.9 | NA | NA | NA | 21.3835 | 21.7467 | 11.5663
West Windsor | -361898 | Operating | 112 | Combined Cycle | 1996 | GDF SUEZ Canada, Inc. | Ontario | NPCC | ONT |  |  | Gas | 112 | NA | NA | NA | NA | NA | NA
West Windsor | -11194 | Operating | 112 | Combined Cycle | 1996 | Sky Energy,Inc. | Ontario | NPCC | ONT |  |  | Gas | 112 | NA | NA | NA | NA | NA | NA
Westbrook Energy Center | -745044 | Operating | 563.9 | Combined Cycle | 2001 | Westbrook Energy Center, LLC | New England | NPCC | NE | Cumberland | ME | Gas | 585.4 | 7132 | 7230 | 7218 | 45.9604 | 48.8048 | 37.1538
Westbrook Energy Center | -745043 | Operating | 563.9 | Combined Cycle | 2001 | Westbrook Energy Center, LLC | New England | NPCC | NE | Cumberland | ME | Gas | 585.4 | 7132 | 7230 | 7218 | 45.9604 | 48.8048 | 37.1538
Westend Facility | -16611 | Out of Service | 20 | Gas Turbine | 1969 | Searles Valley Minerals Operations Inc. | CAISO | WECC | CAMX | San Bernardino | CA | Gas | NA | NA | NA | NA | NA | NA | NA
Western Michigan University Power Plant (CC) | -65391 | Operating | 10.9 | Combined Cycle | 1997 | Western Michigan University | MISO | RFC | R-MISO | Kalamazoo | MI | Gas | 12.1 | 12905 | 12023 | 12839 | 58.3965 | 46.8574 | 50.534
Summer Falls Hydro Facility | -78348 | Operating | 92 | Hydraulic Turbine | 1985 | Columbia Basin Hydropower |  | WECC | NWPP | Grant | WA | Water | 92 | NA | NA | NA | 48.4178 | 49.3702 | 49.2527
Swauk Wind Project | -170242 | Operating | 4.3 | Wind Turbine | 2012 | Swauk Wind, Llc |  | WECC | NWPP | Kittitas | WA | Wind | 4.3 | NA | NA | NA | 15.8357 | 21.0736 | 31.2971
Swift 1 (Lewis River Hydroelectric Project) | -141213 | Operating | 240 | Hydraulic Turbine | 1958 | PacifiCorp |  | WECC | NWPP | Skamania | WA | Water | 263.7 | NA | NA | NA | 25.1218 | 26.6957 | 25.5966
Swift 1 (Lewis River Hydroelectric Project) | -141212 | Operating | 240 | Hydraulic Turbine | 1958 | PacifiCorp |  | WECC | NWPP | Skamania | WA | Water | 263.7 | NA | NA | NA | 25.1218 | 26.6957 | 25.5966
Swift 2 | -7090 | Out of Service | 72 | Hydraulic Turbine | 1958 | PUD No 1 of Cowlitz County |  | WECC | NWPP | Cowlitz | WA | Water | NA | NA | NA | NA | NA | NA | NA
Westhollow Technology Center | -7719 | Operating | 3.7 | Gas Turbine | 1988 | Shell Development Corporation | ERCOT | TRE | TRE | Harris | TX | Gas | 3.7 | 12838 | 13152 | 12976 | 67.3393 | 62.5756 | 69.0485
Westminster | -166358 | Operating | 7 | Combined Cycle | 1999 | London Health Sciences Centre | Ontario | NPCC | ONT |  |  | Gas | 7 | NA | NA | NA | NA | NA | NA
WestRock Southeast, LLC. | -481218 | Operating | 37.1 | Gas Turbine | 1989 | Caspian Capital Advisors, LLC |  | SERC | SOU | Laurens | GA | Gas | 42 | 13644 | 14605 | 13920 | 11.8083 | 23.314 | 17.8607
WestRock Southeast, LLC. | -481217 | Operating | 37.1 | Gas Turbine | 1989 | Black Diamond Capital Management, L.L.C. |  | SERC | SOU | Laurens | GA | Gas | 42 | 13644 | 14605 | 13920 | 11.8083 | 23.314 | 17.8607
Wheatland Power Facility | -524410 | Operating | 500.4 | Gas Turbine | 2000 | Duke Energy Indiana, LLC | MISO | RFC | R-MISO | Knox | IN | Gas | 508 | 12888 | 13805 | NA | 1.8725 | 1.2821 | NA
Wheatland Power Facility | -524409 | Operating | 500.4 | Gas Turbine | 2000 | Duke Energy Indiana, LLC | MISO | RFC | R-MISO | Knox | IN | Gas | 508 | 12888 | 13805 | NA | 1.8725 | 1.2821 | NA
The Dalles | -510880 | Operating | 1819.7 | Hydraulic Turbine | 1957 | USCE - North Pacific Division |  | WECC | NWPP | Klickitat | WA | Water | 1766.7 | NA | NA | NA | 34.9372 | 43.5237 | 38.5462
The Dalles Fishway | -2813 | Operating | 6.5 | Hydraulic Turbine | 1991 | Northern Wasco County P U D |  | WECC | NWPP | Klickitat | WA | Water | 5 | NA | NA | NA | 94.984 | 91.2352 | 96.7968
Tieton Dam Hydro Electric Project | -77111 | Operating | 13.8 | Hydraulic Turbine | 2006 | Southern California Public Power Authority |  | WECC | CAMX | Yakima | WA | Water | 13.8 | NA | NA | NA | 30.8691 | 44.4883 | 35.499
Tucannon River Wind Farm (Lower Snake River Phase II) | -167825 | Operating | 266.8 | Wind Turbine | 2014 | Portland General Electric Company |  | WECC | NWPP | Columbia | WA | Wind | 266.8 | NA | NA | NA | 29.0291 | 31.5827 | 37.0561
Tuolumne (Windy Point) Wind Project | -805025 | Operating | 136.6 | Wind Turbine | 2009 | Clearway Energy, Inc. |  | WECC | NWPP | Klickitat | WA | Wind | 136.3 | NA | NA | NA | NA | NA | NA
Twin Falls Hydro | -382449 | Operating | 24 | Hydraulic Turbine | 1989 | Central Rivers Power, LLC |  | WECC | NWPP | King | WA | Water | 22.8 | NA | NA | NA | 25.0235 | 35.1788 | 39.36
Twin Reservoirs | -757333 | Operating | 2.2 | Hydraulic Turbine | 1988 | City of Walla Walla, Washington |  | WECC | NWPP | Walla Walla | WA | Water | 1.8 | NA | NA | NA | 51.6172 | 59.5129 | 69.0195
University of Washington | -743767 | Operating | 3 | Steam Turbine | 1969 | University of Washington |  | WECC | NWPP | King | WA | Gas | 3 | NA | NA | NA | 4.5586 | NA | NA
University of Washington - IC | -727531 | Operating | 12 | Internal Combustion | 1993 | University of Washington |  | WECC | NWPP | King | WA | Oil | 12 | 11075 | 14130 | NA | 0.10084 | 0.04376 | NA
Upper Falls | -7392 | Operating | 10 | Hydraulic Turbine | 1922 | Avista Corporation |  | WECC | NWPP | Spokane | WA | Water | 10.2 | NA | NA | NA | 67.0539 | 71.7231 | 62.8738
Upriver Dam | -7404 | Operating | 17.6 | Hydraulic Turbine | 1936 | Spokane, Washington |  | WECC | NWPP | Spokane | WA | Water | 14.5 | NA | NA | NA | 28.9482 | 38.6648 | 39.9898
Urtica Solar Project (Columbia) | -495319 | Operating | 5 | Solar | 2022 | Greenbacker Renewable Energy Company LLC |  | WECC | NWPP | Kittitas | WA | Solar | 5 | NA | NA | NA | 25.9909 | 0.25571 | NA
Vantage Wind Power Project | -167404 | Operating | 90 | Wind Turbine | 2010 | Invenergy Investment Company LLC | CAISO | WECC | CAMX | Kittitas | WA | Wind | 90 | NA | NA | NA | 29.3761 | 30.5609 | 36.4824
Wanapum | -256342 | Operating | 1220 | Hydraulic Turbine | 1963 | Grant County Public Utility District |  | WECC | NWPP | Kittitas | WA | Water | 1220 | NA | NA | NA | 38.2313 | 50.6148 | 46.4917
Weeks Falls (South Fork) | -241964 | Operating | 4.3 | Hydraulic Turbine | 1990 | Enel Green Power North America, Inc. |  | WECC | NWPP | King | WA | Water | 4.2 | NA | NA | NA | 23.9128 | 33.7465 | 39.1525
Weeks Falls (South Fork) | -215505 | Operating | 4.3 | Hydraulic Turbine | 1990 | Eagle Creek Renewable Energy, LLC |  | WECC | NWPP | King | WA | Water | 4.2 | NA | NA | NA | 23.9128 | 33.7465 | 39.1525
Wells | -7657 | Operating | 774 | Hydraulic Turbine | 1967 | Public Utility District No. 1 of Douglas County |  | WECC | NWPP | Chelan | WA | Water | 873.6 | NA | NA | NA | 45.7133 | 59.3972 | 55.3697
West Point Treatment Plant | -165801 | Operating | 4.6 | Internal Combustion | 1983 | King County Department Of Natural Resources and Parks |  | WECC | NWPP | King | WA | Biomass | 4.6 | 10796 | 11093 | 11106 | 17.905 | 25.2258 | 26.4518
Wheelabrator Spokane Inc. | -7748 | Operating | 26 | Steam Turbine | 1991 | Spokane, Washington |  | WECC | NWPP | Spokane | WA | Biomass | 22.7 | 19942 | 23012 | 21985 | 62.7064 | 53.4463 | 60.1548
White Creek Wind | -496738 | Operating | 204 | Wind Turbine | 2007 | Excelsior Energy Capital LP |  | WECC | NWPP | Klickitat | WA | Wind | 204 | NA | NA | NA | 25.0009 | 28.9739 | NA
Wheaton | -792951 | Operating & Planned | 247.1 | Gas Turbine | 1973 | Northern States Power Company | MISO | MRO | MRO-US | Chippewa | WI | Gas | 239 | NA | NA | NA | NA | NA | NA
Whitby Cogeneration | -237176 | Operating | 50 | Gas Turbine | 1998 | Atlantic Packaging Products Ltd. | Ontario | NPCC | ONT |  |  | Gas | 50 | NA | NA | NA | NA | NA | NA
White Lake | -791369 | Operating | 18.6 | Gas Turbine | 1968 | Atlas Capital Resources II (A7) LP | New England | NPCC | NE | Carroll | NH | Oil | 22.4 | 15107 | 14842 | 15926 | 0.28182 | 0.87706 | 0.36744
White Lake | -791368 | Operating | 18.6 | Gas Turbine | 1968 | Atlas Capital Resources (p) Ii Lp | New England | NPCC | NE | Carroll | NH | Oil | 22.4 | 15107 | 14842 | 15926 | 0.28182 | 0.87706 | 0.36744
Whitehorn | -754743 | Operating | 169.2 | Gas Turbine | 1974 | Alberta Investment Management Corporation |  | WECC | NWPP | Whatcom | WA | Gas | 162.2 | 13199 | 14368 | NA | 31.5974 | 0.79873 | NA
Whitehorn | -754742 | Operating | 169.2 | Gas Turbine | 1974 | OMERS Administration Corporation |  | WECC | NWPP | Whatcom | WA | Gas | 162.2 | 13199 | 14368 | NA | 31.5974 | 0.79873 | NA
Wild Horse Solar | -754761 | Operating | 0.5 | Solar | 2007 | Alberta Investment Management Corporation |  | WECC | NWPP | Kittitas | WA | Solar | 0.4 | NA | NA | NA | 18.1792 | 12.6941 | NA
Wild Horse Solar | -754760 | Operating | 0.5 | Solar | 2007 | OMERS Administration Corporation |  | WECC | NWPP | Kittitas | WA | Solar | 0.4 | NA | NA | NA | 18.1792 | 12.6941 | NA
Wild Horse Solar | -754759 | Operating | 0.5 | Solar | 2007 | British Columbia Investment Management Corporation |  | WECC | NWPP | Kittitas | WA | Solar | 0.4 | NA | NA | NA | 18.1792 | 12.6941 | NA
Wild Horse Solar | -754758 | Operating | 0.5 | Solar | 2007 | PGGM Vermogensbeheer B.V. |  | WECC | NWPP | Kittitas | WA | Solar | 0.4 | NA | NA | NA | 18.1792 | 12.6941 | NA
Wild Horse Solar | -754757 | Operating | 0.5 | Solar | 2007 | Ontario Teachers' Pension Plan Board |  | WECC | NWPP | Kittitas | WA | Solar | 0.4 | NA | NA | NA | 18.1792 | 12.6941 | NA
Wild Horse Solar | -410066 | Operating | 0.5 | Solar | 2007 | Macquarie Infrastructure Partners Inc. |  | WECC | NWPP | Kittitas | WA | Solar | 0.4 | NA | NA | NA | 18.1792 | 12.6941 | NA
Wild Horse Wind | -754748 | Operating | 272.6 | Wind Turbine | 2006 | Alberta Investment Management Corporation |  | WECC | NWPP | Kittitas | WA | Wind | 272.6 | NA | NA | NA | 21.9981 | 23.6017 | NA
Wild Horse Wind | -754747 | Operating | 272.6 | Wind Turbine | 2006 | OMERS Administration Corporation |  | WECC | NWPP | Kittitas | WA | Wind | 272.6 | NA | NA | NA | 21.9981 | 23.6017 | NA
Wild Horse Wind | -754746 | Operating | 272.6 | Wind Turbine | 2006 | British Columbia Investment Management Corporation |  | WECC | NWPP | Kittitas | WA | Wind | 272.6 | NA | NA | NA | 21.9981 | 23.6017 | NA
Wild Horse Wind | -754745 | Operating | 272.6 | Wind Turbine | 2006 | PGGM Vermogensbeheer B.V. |  | WECC | NWPP | Kittitas | WA | Wind | 272.6 | NA | NA | NA | 21.9981 | 23.6017 | NA
Wild Horse Wind | -754744 | Operating | 272.6 | Wind Turbine | 2006 | Ontario Teachers' Pension Plan Board |  | WECC | NWPP | Kittitas | WA | Wind | 272.6 | NA | NA | NA | 21.9981 | 23.6017 | NA
Wild Horse Wind | -410060 | Operating | 272.6 | Wind Turbine | 2006 | Macquarie Infrastructure Partners Inc. |  | WECC | NWPP | Kittitas | WA | Wind | 272.6 | NA | NA | NA | 21.9981 | 23.6017 | NA
Windy Point II & III (Windy Flats) | -168177 | Operating | 262.2 | Wind Turbine | 2009 | Cannon Power Group | CAISO | WECC | CAMX | Klickitat | WA | Wind | 262.2 | NA | NA | NA | 24.7226 | 27.7213 | 30.7088
Wynoochee | -7887 | Operating | 12.8 | Hydraulic Turbine | 1994 | Tacoma Public Utilities |  | WECC | NWPP | Grays Harbor | WA | Water | 15.5 | NA | NA | NA | 19.4351 | 17.3987 | 25.7829
Yale (Lewis River Hydroelectric Project) | -141047 | Operating | 134 | Hydraulic Turbine | 1953 | PacifiCorp |  | WECC | NWPP | Clark | WA | Water | 163.6 | NA | NA | NA | 36.0674 | 36.8047 | 35.9308
Yale (Lewis River Hydroelectric Project) | -141046 | Operating | 134 | Hydraulic Turbine | 1953 | PacifiCorp |  | WECC | NWPP | Clark | WA | Water | 163.6 | NA | NA | NA | 36.0674 | 36.8047 | 35.9308
Yelm | -7908 | Operating | 12 | Hydraulic Turbine | 1930 | City of Centralia, Washington |  | WECC | NWPP | Thurston | WA | Water | 11.4 | NA | NA | NA | 26.2557 | 0.35648 | 30.8039
Youngs Creek Hydro Power Project | -168507 | Operating | 7.5 | Hydraulic Turbine | 2011 | Snohomish County Public Utility District No 1, Washington |  | WECC | NWPP | Snohomish | WA | Water | 7.9 | NA | NA | NA | 21.4756 | 21.0653 | 25.7846
Adams Solar Power Plant | -768599 | Operating | 8.3 | Solar | 2023 | Enbridge Inc. | MISO | MRO | MRO-US | Adams | WI | Solar | 7.1 | NA | NA | NA | NA | NA | NA
Albany Solar Project | -743517 | Operating | 50 | Solar | 2023 | Wisconsin Power and Light Company | MISO | MRO | MRO-US | Green | WI | Solar | 50 | NA | NA | NA | 0.076941 | NA | NA
Alexander | -92803 | Operating | 4.2 | Hydraulic Turbine | 1925 | Wisconsin Public Service Corporation | MISO | MRO | MRO-US | Lincoln | WI | Water | 4.2 | NA | NA | NA | 51.6308 | 54.7374 | 61.9591
AMERESCO Janesville Landfill | -166558 | Operating | 3 | Internal Combustion | 2004 | Ameresco, Inc. | MISO | MRO | MRO-US | Rock | WI | Biomass | 3 | 14807 | 14443 | 15415 | 34.3645 | 27.7892 | 34.3151
Antigo-Forrest Street Solar Project | -788116 | Operating | 6 | Solar | 2024 | Wisconsin Public Service Corporation | MISO | RFC | R-MISO | Langlade | WI | Solar | 6 | NA | NA | NA | NA | NA | NA
Apple River | -164300 | Operating | 2.4 | Hydraulic Turbine | 1901 | Northern States Power Company | MISO | MRO | MRO-US | Saint Croix | WI | Water | 2.4 | NA | NA | NA | 53.282 | 53.0061 | 64.1457
Appleton | -1579 | Operating | 2.9 | Hydraulic Turbine | 1916 | Wisconsin Electric Power Company | MISO | RFC | R-MISO | Outagamie | WI | Water | 2.7 | NA | NA | NA | 23.4187 | 23.0424 | 29.0166
Arcadia | -164304 | Operating | 16.9 | Internal Combustion | 1930 | City of Arcadia, Wisconsin | MISO | MRO | MRO-US | Trempealeau | WI | Oil | 16.9 | 38877 | 37105 | 26553 | 0.1101 | 0.12226 | 0.19048
Arcadia Solar Farm | -191655 | Operating | 1 | Solar | 2016 | ENGIE US Solar | MISO | MRO | MRO-US | Trempealeau | WI | Solar | 1 | NA | NA | NA | NA | NA | NA
Arcadia Solar Project (Butter Solar) | -214103 | Operating | 5 | Solar | 2019 | BluEarth Renewables Inc. | MISO | MRO | MRO-US | Trempealeau | WI | Solar | 5 | NA | NA | NA | 18.1804 | 18.2717 | 20.1461
Argyle | -164306 | Operating | 2.2 | Internal Combustion | 1973 | Argyle Village of | MISO | MRO | MRO-US | Lafayette | WI | Oil | 2 | 9000 | 10875 | 9200 | 0.045662 | 0.045662 | 0.14269
Arpin Dam | -62848 | Operating | 1.4 | Hydraulic Turbine | 1971 | Flambeau Hydro LLC | MISO | MRO | MRO-US | Sawyer | WI | Water | 1.4 | NA | NA | NA | 51.166 | 51.9488 | 56.0013
ATI Solar Project | -763831 | Operating | 2.3 | Solar | 2020 | Wisconsin Electric Power Company | MISO | RFC | R-MISO | Milwaukee | WI | Solar | 2.3 | NA | NA | NA | 17.8181 | NA | NA
Badger Hollow II Solar Project | -744294 | Operating | 150 | Solar | 2023 | We Energies Foundation Inc. | MISO | RFC | R-MISO | Iowa | WI | Solar | 150 | NA | NA | NA | 0.095967 | NA | NA
Badger Hollow II Solar Project | -744293 | Operating | 150 | Solar | 2023 | Madison Gas and Electric Company | MISO | RFC | R-MISO | Iowa | WI | Solar | 150 | NA | NA | NA | 0.095967 | NA | NA
Badger Hollow Solar Farm | -391649 | Operating | 150 | Solar | 2021 | Wisconsin Public Service Corporation | MISO | MRO | MRO-US | Iowa | WI | Solar | 150 | NA | NA | NA | 13.2834 | 15.0278 | 0.62778
Badger Hollow Solar Farm | -391648 | Operating | 150 | Solar | 2021 | Madison Gas and Electric Company | MISO | MRO | MRO-US | Iowa | WI | Solar | 150 | NA | NA | NA | 13.2834 | 15.0278 | 0.62778
Badger Hydro Rebuild Plant | -171173 | Operating | 7 | Hydraulic Turbine | 2013 | City of Kaukauna, Wisconsin |  | MRO | MRO-US | Outagamie | WI | Water | 7 | NA | NA | NA | NA | NA | NA
Barron | -761474 | Operating | 8.5 | Internal Combustion | 1944 | City of Barron | MISO | MRO | MRO-US | Barron | WI | Oil | 7.7 | NA | NA | NA | NA | NA | NA
Barron Hydro | -13082 | Operating | 0.1 | Hydraulic Turbine | 1923 | City of Barron | MISO | MRO | MRO-US | Barron | WI | Water | 0.1 | NA | NA | NA | 39.8402 | 36.8721 | 39.726
Barron Solar Array Project | -776716 | Operating | 3 | Solar | 2021 | OnSite Partners, LLC | MISO | MRO | MRO-US | Barron | WI | Solar | 3 | NA | NA | NA | NA | NA | NA
Barron Solar Array Project | -776715 | Operating | 3 | Solar | 2021 | OnSite Partners, LLC | MISO | MRO | MRO-US | Barron | WI | Solar | 3 | NA | NA | NA | NA | NA | NA
Bay Front | -669778 | Operating | 47.2 | Steam Turbine | 1949 | Northern States Power Company | MISO | MRO | MRO-US | Ashland | WI | Gas | 43 | 34597 | 16310 | 15251 | 41.1195 | 46.0537 | 49.4911
Bear Creek Solar Project (Richland County) | -503696 | Operating | 50 | Solar | 2022 | Wisconsin Power and Light Company | MISO | MRO | MRO-US | Richland | WI | Solar | 50 | NA | NA | NA | 21.3788 | 2.9283 | NA
Beaver Dam Solar Farm | -753810 | Operating | 50 | Solar | 2023 | Wisconsin Power and Light Company | MISO | MRO | MRO-US | Dodge | WI | Solar | 50 | NA | NA | NA | 0.05 | NA | NA
Beloit Memorial Hospital CHP Power | -194498 | Operating | 3 | Internal Combustion | 2000 | Beloit Memorial Hospital Foundation Inc | MISO | MRO | MRO-US | Rock | WI | Gas | 3 | 10076 | 12611 | 10139 | 0.44901 | 0.13699 | 0.27397
Big Falls | -1884 | Operating | 7.7 | Hydraulic Turbine | 1922 | Northern States Power Company | MISO | MRO | MRO-US | Rusk | WI | Water | 6.3 | NA | NA | NA | 59.348 | 37.0225 | 67.2085
Biron | -471307 | Operating | 5.6 | Hydraulic Turbine | 1896 | Consolidated Water Power Company | MISO | MRO | MRO-US | Wood | WI | Water | 3.7 | NA | NA | NA | 49.5026 | 62.1914 | NA
Biron Division | -523439 | Operating | 61.6 | Steam Turbine | 1947 | NewPage Wisconsin System Inc. | MISO | MRO | MRO-US | Wood | WI | Coal | 55.3 | 24221 | 21688 | 20658 | 38.3023 | 41.0294 | 44.8195
Biron Division | -86194 | Operating | 61.6 | Steam Turbine | 1947 | NewPage Wisconsin System Inc. | MISO | MRO | MRO-US | Wood | WI | Coal | 55.3 | 24221 | 21688 | 20658 | 38.3023 | 41.0294 | 44.8195
Black Brook Dam | -55996 | Operating | 0.65 | Hydraulic Turbine | 1982 | Flambeau Hydro LLC | MISO | MRO | MRO-US | Polk | WI | Water | 0.61 | NA | NA | NA | NA | NA | NA
Black River Falls | -1938 | Operating | 0.9 | Hydraulic Turbine | 1919 | City of Black River Falls, Wisconsin | MISO | MRO | MRO-US | Jackson | WI | Water | 0.9 | NA | NA | NA | NA | NA | NA
Blount Generating Station (Blount Street) | -164385 | Operating | 100 | Steam Turbine | 1925 | Madison Gas and Electric Company | MISO | MRO | MRO-US | Dane | WI | Gas | 98.1 | 21701 | 17535 | 27183 | 1.1126 | 2.6112 | 0.62875
Blue Prairie Solar Plant | -378671 | Operating | 2.5 | Solar | 2021 | Greenbacker Renewable Energy Corporation | MISO | MRO | MRO-US | Jackson | WI | Solar | 2.5 | NA | NA | NA | 22.3562 | 20.7032 | 2.9909
Blue Sky Green Field Wind | -163184 | Operating | 145.2 | Wind Turbine | 2008 | Wisconsin Electric Power Company | MISO | RFC | R-MISO | Fond du Lac | WI | Wind | 145.2 | NA | NA | NA | 23.2164 | 25.0919 | 23.5568
Boaz Microgrid Battery Storage | -674905 | Operating | 3.6 | Battery | 2023 | Wisconsin Power and Light Company | MISO | MRO | MRO-US | Richland | WI | Energy Storage | 0.4 | NA | NA | NA | 0.8847 | NA | NA
Bonduel Solar WI Solar Project | -777700 | Operating | 7.5 | Solar | 2023 | Wisconsin Electric Power Company | MISO | MRO | R-MISO | Shawano | WI | Solar | 7.5 | NA | NA | NA | NA | NA | NA
Butler Ridge | -18603 | Operating | 54 | Wind Turbine | 2009 | Butler Ridge Wind Energy Center LLC | MISO | MRO | MRO-US | Dodge | WI | Wind | 54 | NA | NA | NA | 28.3496 | 32.467 | 27.8289
Caldron Falls | -92808 | Operating | 6.4 | Hydraulic Turbine | 1924 | Wisconsin Public Service Corporation | MISO | MRO | MRO-US | Marinette | WI | Water | 6.4 | NA | NA | NA | 22.2603 | 23.837 | 26.0256
Caledonia Solar Plant | -808103 | Operating | NA | Solar | 2025 | Wisconsin Electric Power Company | MISO | RFC | R-MISO | Racine | WI | Solar | 6 | NA | NA | NA | NA | NA | NA
Capitol Heat & Power Conversion | -168066 | Operating | 2 | Internal Combustion | 2011 | State of Wisconsin | MISO | MRO | MRO-US | Dane | WI | Oil | 2 | NA | NA | NA | 0 | 0 | 0
Cashton | -2299 | Operating | 3.5 | Internal Combustion | 1932 | Cashton Village of | MISO | MRO | MRO-US | Monroe | WI | Oil | 3.5 | 14714 | 8682 | NA | 0.045662 | 0.071755 | 0
Cashton Green Wind Farm | -168570 | Operating | 5 | Wind Turbine | 2012 | Gundersen Health System, Inc. | MISO | MRO | MRO-US | Monroe | WI | Wind | 4.8 | NA | NA | NA | 23.8727 | 28.5388 | 25.0832
Cashton Green Wind Farm | -168569 | Operating | 5 | Wind Turbine | 2012 | Cooperative Regions of Organic Producer Pools | MISO | MRO | MRO-US | Monroe | WI | Wind | 4.8 | NA | NA | NA | 23.8727 | 28.5388 | 25.0832
Cashton Solar Plant (Butter Solar) | -214109 | Operating | 2 | Solar | 2019 | BluEarth Renewables Inc. | MISO | MRO | MRO-US | Monroe | WI | Solar | 2 | NA | NA | NA | 17.0148 | 15.6735 | 16.4269
Cassville Solar Project | -744477 | Operating | 50 | Solar | 2023 | Wisconsin Power and Light Company | MISO | MRO | MRO-US | Grant | WI | Solar | 50 | NA | NA | NA | 0.21119 | NA | NA
Castle Rock | -155176 | Operating | 15 | Hydraulic Turbine | 1950 | Wisconsin Power and Light Company | MISO | MRO | MRO-US | Adams | WI | Water | 15 | NA | NA | NA | 57.5616 | 63.2493 | 78.176
Castle Rock | -92810 | Operating | 15 | Hydraulic Turbine | 1950 | Wisconsin Public Service Corporation | MISO | MRO | MRO-US | Adams | WI | Water | 15 | NA | NA | NA | 57.5616 | 63.2493 | 78.176
Cedar Falls | -2327 | Operating | 6 | Hydraulic Turbine | 1910 | Northern States Power Company | MISO | MRO | MRO-US | Dunn | WI | Water | 6 | NA | NA | NA | 62.9623 | 57.6142 | 66.7789
Cedar Ridge Wind | -166224 | Operating | 67.7 | Wind Turbine | 2008 | Wisconsin Power and Light Company | MISO | MRO | MRO-US | Fond du Lac | WI | Wind | 67.7 | NA | NA | NA | 27.2047 | 32.2724 | 27.761
Chippewa Falls | -2445 | Operating | 21.6 | Hydraulic Turbine | 1928 | Northern States Power Company | MISO | MRO | MRO-US | Chippewa | WI | Water | 12.1 | NA | NA | NA | 55.5719 | 57.2503 | 58.6164
Clam River Dam | -55990 | Operating | 1.2 | Hydraulic Turbine | 1942 | Flambeau Hydro LLC | MISO | MRO | MRO-US | Burnett | WI | Water | 1.2 | NA | NA | NA | 45.2911 | 43.9022 | 42.7131
Columbia Energy Center | -346620 | Operating | 1112 | Steam Turbine | 1975 | Wisconsin Public Service Corporation | MISO | MRO | MRO-US | Columbia | WI | Coal | 1164.6 | 10790 | 10925 | 10567 | 41.2819 | 39.5565 | 57.9988
Columbia Energy Center | -346619 | Operating | 1112 | Steam Turbine | 1975 | Madison Gas and Electric Company | MISO | MRO | MRO-US | Columbia | WI | Coal | 1164.6 | 10790 | 10925 | 10567 | 41.2819 | 39.5565 | 57.9988
Columbia Energy Center | -346618 | Operating | 1112 | Steam Turbine | 1975 | Wisconsin Power and Light Company | MISO | MRO | MRO-US | Columbia | WI | Coal | 1164.6 | 10790 | 10925 | 10567 | 41.2819 | 39.5565 | 57.9988
Combined Locks | -2604 | Operating | 6.2 | Hydraulic Turbine | 1988 | City of Kaukauna, Wisconsin | MISO | MRO | MRO-US | Outagamie | WI | Water | 6.2 | NA | NA | NA | 71.8828 | 64.61 | 74.3372
Whitehorn | -754741 | Operating | 169.2 | Gas Turbine | 1974 | British Columbia Investment Management Corporation |  | WECC | NWPP | Whatcom | WA | Gas | 162.2 | 13199 | 14368 | NA | 31.5974 | 0.79873 | NA
Whitehorn | -754740 | Operating | 169.2 | Gas Turbine | 1974 | PGGM Vermogensbeheer B.V. |  | WECC | NWPP | Whatcom | WA | Gas | 162.2 | 13199 | 14368 | NA | 31.5974 | 0.79873 | NA
Whitehorn | -754739 | Operating | 169.2 | Gas Turbine | 1974 | Ontario Teachers' Pension Plan Board |  | WECC | NWPP | Whatcom | WA | Gas | 162.2 | 13199 | 14368 | NA | 31.5974 | 0.79873 | NA
Conrath Solar Project | -191660 | Operating | 1 | Solar | 2017 | ENGIE US Solar | MISO | MRO | MRO-US | Rusk | WI | Solar | 1 | NA | NA | NA | 15.4224 | 15.4452 | 17.6826
Cornell | -2675 | Operating | 35.3 | Hydraulic Turbine | 1976 | Northern States Power Company | MISO | MRO | MRO-US | Chippewa | WI | Water | 19.9 | NA | NA | NA | 41.8382 | 41.6328 | 46.9539
Crawfish River Solar Project | -752607 | Operating | 75 | Solar | 2023 | Wisconsin Power and Light Company | MISO | RFC | R-MISO | Jefferson | WI | Solar | 75 | NA | NA | NA | 0.045358 | NA | NA
Cree Solar Project | -763837 | Operating | 1.5 | Solar | 2021 | Wisconsin Electric Power Company | MISO | RFC | R-MISO | Racine | WI | Solar | 1.5 | NA | NA | NA | 16.7808 | NA | NA
Cumberland Solar Project (Butter Solar) | -214104 | Operating | 2.5 | Solar | 2019 | BluEarth Renewables Inc. | MISO | MRO | MRO-US | Barron | WI | Solar | 2.5 | NA | NA | NA | 16.8493 | 18.3607 | 20.3014
Cumberland, WI | -2779 | Operating | 21.9 | Internal Combustion | 1939 | City of Cumberland | MISO | MRO | MRO-US | Barron | WI | Gas | 21 | 10167 | 11048 | 10026 | 0.078278 | 0.079909 | 0.12557
Whitehorn | -410058 | Operating | 169.2 | Gas Turbine | 1974 | Macquarie Infrastructure Partners Inc. |  | WECC | NWPP | Whatcom | WA | Gas | 162.2 | 13199 | 14368 | NA | 31.5974 | 0.79873 | NA
Dairyland WTE Plant | -806381 | Out of Service | 1.4 | Internal Combustion | 2012 | Energy Systems Group, LLC | MISO | MRO | MRO-US | Brown | WI | Biomass | NA | NA | NA | NA | 0 | NA | NA
Danbury Dam | -55974 | Operating | 1 | Hydraulic Turbine | 1921 | Flambeau Hydro LLC | MISO | MRO | MRO-US | Burnett | WI | Water | 1 | NA | NA | NA | 30.8333 | 18.5274 | 11.9863
Dane County Airport Solar Project | -295839 | Operating | 10.8 | Solar | 2020 | Madison Gas and Electric Company | MISO | MRO | MRO-US | Dane | WI | Solar | 10.8 | NA | NA | NA | 19.1591 | 18.0408 | 17.6454
Darien Solar Farm (Rock - Walworth) | -793949 | Operating | NA | Solar | 2025 | Wisconsin Public Service Corporation | MISO | RFC | R-MISO | Walworth | WI | Solar | 250 | NA | NA | NA | NA | NA | NA
Darien Solar Farm (Rock - Walworth) | -793948 | Operating | NA | Solar | 2025 | Wisconsin Electric Power Company | MISO | RFC | R-MISO | Walworth | WI | Solar | 250 | NA | NA | NA | NA | NA | NA
Darien Solar Farm (Rock - Walworth) | -793947 | Operating | NA | Solar | 2025 | Madison Gas and Electric Company | MISO | RFC | R-MISO | Walworth | WI | Solar | 250 | NA | NA | NA | NA | NA | NA
Whitehorn Creek Generation Plant | -786898 | Operating | 4.8 | Gas Turbine | 2024 | Holston Electric Cooperative, Inc. |  | SERC | CENTRL | Hawkins | TN | Gas | 4.8 | NA | NA | NA | NA | NA | NA
Deertrack Park Gas Recovery | -167145 | Operating | 6.4 | Internal Combustion | 2006 | WM Renewable Energy, LLC | MISO | RFC | R-MISO | Jefferson | WI | Biomass | 6.4 | 12226 | 12234 | 12315 | 62.657 | 59.8281 | 61.6171
Diesel Generators | -12626 | Operating | 54 | Internal Combustion | 2001 | Madison Gas and Electric Company | MISO | MRO | MRO-US | Dane | WI | Oil | 54.1 | 10514 | 10194 | 8927 | 0.11331 | 0.10079 | 0.18778
Downsville DPC (Menomonie) Solar Farm | -191654 | Operating | 1 | Solar | 2017 | ENGIE US Solar | MISO | MRO | MRO-US | Dunn | WI | Solar | 1 | NA | NA | NA | 18.2306 | 18.3447 | 20.3653
Du Bay | -471308 | Operating | 7.2 | Hydraulic Turbine | 1942 | Consolidated Water Power Company | MISO | MRO | MRO-US | Portage | WI | Water | 7.2 | NA | NA | NA | 52.6335 | 61.3965 | NA
Dunn Solar 1 (Hay River) | -758851 | Operating | 1.5 | Solar | 2024 | Greenbacker Renewable Energy Company LLC | MISO | MRO | MRO-US | Dunn | WI | Solar | 1.5 | NA | NA | NA | NA | NA | NA
Dunn Solar 2 Solar Project (Walleye) | -758853 | Operating | 1.5 | Solar | 2024 | Greenbacker Renewable Energy Company LLC | MISO | MRO | MRO-US | Dunn | WI | Solar | 1.5 | NA | NA | NA | NA | NA | NA
Eastman Solar Farm | -191652 | Operating | 1 | Solar | 2017 | ENGIE US Solar | MISO | MRO | MRO-US | Crawford | WI | Solar | 1 | NA | NA | NA | NA | NA | NA
Eau Claire County Community Solar Garden | -172847 | Operating | 1 | Solar | 2017 | Pristine Sun LLC | MISO | MRO | MRO-US | Eau Claire | WI | Solar | 1 | NA | NA | NA | NA | NA | NA
Eau Claire Dells | -164648 | Operating | 12.3 | Hydraulic Turbine | 1907 | Northern States Power Company | MISO | MRO | MRO-US | Eau Claire | WI | Water | 9.4 | NA | NA | NA | 52.3803 | 47.8602 | 48.9981
Edgewater | -164656 | Operating | 413.7 | Steam Turbine | 1951 | Wisconsin Power and Light Company | MISO | MRO | MRO-US | Sheboygan | WI | Coal | 407.4 | 11002 | 10835 | 10770 | 54.3042 | 54.3286 | 64.854
Whitehorse Natural Gas Conversion Project | -787022 | Operating | 13.2 | Gas Turbine | 2015 | Yukon Energy Corporation |  | WECC | WECCCN |  |  | Gas | 13.2 | NA | NA | NA | NA | NA | NA
Elm Road Generating Station (Oak Creek) | -166888 | Operating | 1402.6 | Steam Turbine | 2010 | WPPI Energy | MISO | RFC | R-MISO | Milwaukee | WI | Coal | 1275.4 | 9306 | 9353 | 9321 | 59.6546 | 53.2531 | 69.0406
Elm Road Generating Station (Oak Creek) | -166887 | Operating | 1402.6 | Steam Turbine | 2010 | Wisconsin Electric Power Company | MISO | RFC | R-MISO | Milwaukee | WI | Coal | 1275.4 | 9306 | 9353 | 9321 | 59.6546 | 53.2531 | 69.0406
Elm Road Generating Station (Oak Creek) | -166886 | Operating | 1402.6 | Steam Turbine | 2010 | Madison Gas and Electric Company | MISO | RFC | R-MISO | Milwaukee | WI | Coal | 1275.4 | 9306 | 9353 | 9321 | 59.6546 | 53.2531 | 69.0406
Elroy | -164671 | Operating | 6.6 | Internal Combustion | 1973 | Elroy City of | MISO | MRO | MRO-US | Juneau | WI | Oil | 6.8 | NA | 12000 | 10111 | 0 | 0.021824 | 0.15109
Elroy Solar Plant (Butter Solar) | -214110 | Operating | 1.5 | Solar | 2019 | BluEarth Renewables Inc. | MISO | MRO | MRO-US | Juneau | WI | Solar | 1.5 | NA | NA | NA | 14.5129 | 15.7002 | 17.4962
Epic Verona IC Project | -780786 | Operating | 43.7 | Internal Combustion | 2009 | Epic Hosting, LLC | MISO | MRO | MRO-US | Dane | WI | Oil | 43.7 | 11171 | 9952 | 9299 | 0.053551 | 0.054335 | 0.089861
Epic Verona Solar Project | -193747 | Operating | 1.8 | Solar | 2011 | Epic Hosting, LLC | MISO | MRO | MRO-US | Dane | WI | Solar | 1.8 | NA | NA | NA | 13.6479 | 15.0178 | 15.0241
Fennimore | -3286 | Operating | 7.4 | Internal Combustion | 1952 | City of Fennimore, Wisconsin | MISO | MRO | MRO-US | Grant | WI | Oil | 7.4 | 10704 | 21667 | 9609 | 0.041651 | 0.018512 | 0.070961
Fennimore Solar Project (Butter Solar) | -214105 | Operating | 3 | Solar | 2019 | BluEarth Renewables Inc. | MISO | MRO | MRO-US | Grant | WI | Solar | 3 | NA | NA | NA | 15.137 | 15.3425 | 15.9589
Fiber Recovery Landfill Facility | -167362 | Operating | 2.4 | Internal Combustion | 2008 | Recovery Corporation | MISO | MRO | MRO-US | Marathon | WI | Biomass | 2.4 | NA | NA | 10997 | 0 | 0 | 74.9762
Whitewater Cogeneration | -784830 | Operating | 283.5 | Combined Cycle | 1997 | Wisconsin Public Service Corporation | MISO | RFC | R-MISO | Jefferson | WI | Gas | 274 | 7896 | NA | NA | 27.862 | NA | NA
Flambeau - Crowley | -62676 | Operating | 1.5 | Hydraulic Turbine | 1930 | Flambeau Hydro LLC | MISO | MRO | MRO-US | Price | WI | Water | 1.5 | NA | NA | NA | 26.3699 | 29.3227 | 35.2511
Flambeau - Lower | -62686 | Operating | 1.2 | Hydraulic Turbine | 1923 | Flambeau Hydro LLC | MISO | MRO | MRO-US | Price | WI | Water | 1.2 | NA | NA | NA | 26.5791 | 28.2915 | 33.1526
Flambeau Hydro | -3312 | Operating | 22 | Hydraulic Turbine | 1951 | Dairyland Power Cooperative | MISO | MRO | MRO-US | Rusk | WI | Water | 24.1 | NA | NA | NA | 29.0641 | 29.0329 | 28.644
Flambeau Solar Partners Project (Phillips Solar) | -176288 | Operating | 2.5 | Solar | 2017 | Consumers Energy Company | MISO | MRO | MRO-US | Price | WI | Solar | 2.5 | NA | NA | NA | 20.3516 | 20.516 | 21.2557
Fond du Lac Community Solar Project | -508230 | Operating | 1 | Solar | 2021 | ENGIE North America Inc. | MISO | RFC | R-MISO | Fond du Lac | WI | Solar | 1 | NA | NA | NA | 38.7557 | 36.1758 | NA
Forward Energy Center | -136407 | Operating | 129 | Wind Turbine | 2008 | Madison Gas and Electric Company | MISO | MRO | MRO-US | Fond du Lac | WI | Wind | 129 | NA | NA | NA | 11.7665 | 13.2432 | 11.2959
Forward Energy Center | -136406 | Operating | 129 | Wind Turbine | 2008 | Wisconsin Power and Light Company | MISO | MRO | MRO-US | Fond du Lac | WI | Wind | 129 | NA | NA | NA | 11.7665 | 13.2432 | 11.2959
Forward Energy Center | -136405 | Operating | 129 | Wind Turbine | 2008 | Wisconsin Public Service Corporation | MISO | MRO | MRO-US | Fond du Lac | WI | Wind | 129 | NA | NA | NA | 11.7665 | 13.2432 | 11.2959
Whitewater Cogeneration | -784829 | Operating | 283.5 | Combined Cycle | 1997 | Wisconsin Electric Power Company | MISO | RFC | R-MISO | Jefferson | WI | Gas | 274 | 7896 | NA | NA | 27.862 | NA | NA
Frederic Diesel | -3419 | Operating | 13.7 | Internal Combustion | 1948 | Northwestern Wisconsin Electric Co Inc | MISO | MRO | MRO-US | Polk | WI | Oil | 13.8 | NA | NA | NA | 0 | -0.0016544 | 0
French Island | -3433 | Operating | 30.4 | Steam Turbine | 1940 | Northern States Power Company | MISO | MRO | MRO-US | La Crosse | WI | Biomass | 16 | 20799 | 21888 | 21191 | 44.6689 | 42.4001 | 41.9364
Whiting Clean Energy | -14205 | Operating | 576.8 | Combined Cycle | 2002 | BP Alternative Energy North America Inc. | MISO | RFC | R-MISO | Lake | IN | Gas | 557 | 9304 | 9562 | 8970 | 57.9163 | 49.9168 | 55.6694
Galactic Wind Project | -194466 | Operating | 9.9 | Wind Turbine | 2012 | Epic Systems Corporation | MISO | MRO | MRO-US | Dane | WI | Wind | 9.9 | NA | NA | NA | 23.3961 | 27.5068 | 23.8873
Georgetown (Polk Burnett) Solar Project | -780143 | Operating | 2 | Solar | 2023 | Greenbacker Renewable Energy Corporation | MISO | MRO | MRO-US | Polk | WI | Solar | 2 | NA | NA | NA | 0.074201 | NA | NA
Wichita Falls Cogeneration Energy Company | -122927 | Operating | 80 | Combined Cycle | 1987 | CCI Power Holdings LLC | ERCOT | TRE | TRE | Wichita | TX | Gas | 59.1 | 15395 | 15262 | 15056 | 1.0647 | 0.71568 | 0.63783
Glacier Hills Wind Park | -167584 | Operating | 162 | Wind Turbine | 2011 | Wisconsin Electric Power Company | MISO | RFC | R-MISO | Columbia | WI | Wind | 162 | NA | NA | NA | 24.3483 | 28.7853 | 24.5267
Gordon | -3615 | Operating | 7 | Internal Combustion | 1949 | Dahlberg Light & Power Company | MISO | MRO | MRO-US | Douglas | WI | Oil | 2.8 | NA | NA | NA | 0 | 0 | 0
Grandfather Falls | -92831 | Operating | 17.2 | Hydraulic Turbine | 1938 | Wisconsin Public Service Corporation | MISO | MRO | MRO-US | Lincoln | WI | Water | 17.2 | NA | NA | NA | 50.7254 | 56.5082 | 61.2635
Grandmother | -3660 | Operating | 3 | Hydraulic Turbine | 1920 | Packaging Corporation of America | MISO | MRO | MRO-US | Lincoln | WI | Water | 3 | NA | NA | NA | 51.4726 | 54.0449 | 55.9437
Grant County Solar Plant | -761487 | Operating | 200 | Solar | 2024 | Wisconsin Power and Light Company | MISO | MRO | MRO-US | Grant | WI | Solar | 200 | NA | NA | NA | NA | NA | NA
Grantsburg Diesel | -164788 | Operating | 6.4 | Internal Combustion | 1963 | Northwestern Wisconsin Electric Co Inc | MISO | MRO | MRO-US | Burnett | WI | Oil | 6.3 | NA | NA | 9955 | 0 | 0 | 0.11959
Green Bay Mill | -633104 | Operating | 47.6 | Steam Turbine | 1929 | Georgia-Pacific LLC | MISO | MRO | MRO-US | Brown | WI | Gas | 41 | 16962 | 17785 | 17724 | 60.3219 | 52.6935 | 31.3674
Hackbarth Solar Project | -793560 | Operating | 5 | Solar | 2024 | Wisconsin Electric Power Company | MISO | RFC | R-MISO | Jefferson | WI | Solar | 5 | NA | NA | NA | NA | NA | NA
Harley-Davison Powertrain Operations Solar Project | -763835 | Operating | 2.2 | Solar | 2020 | Wisconsin Electric Power Company | MISO | RFC | R-MISO | Waukesha | WI | Solar | 2.2 | NA | NA | NA | 14.2954 | NA | NA
Harley-Davison Powertrain Operations Solar Project | -763834 | Operating | 2.2 | Solar | 2020 | Wisconsin Gas LLC | MISO | RFC | R-MISO | Waukesha | WI | Solar | 2.2 | NA | NA | NA | 14.2954 | NA | NA
Hat Rapids | -92833 | Operating | 1.7 | Hydraulic Turbine | 1905 | Wisconsin Public Service Corporation | MISO | MRO | MRO-US | Oneida | WI | Water | 1.7 | NA | NA | NA | 39.8603 | 46.8238 | 55.1773
Hatfield Hydro Project | -640841 | Operating | 6.8 | Hydraulic Turbine | 2001 | Black River Partners, LLC | MISO | MRO | MRO-US | Jackson | WI | Water | 6.8 | NA | NA | NA | NA | NA | NA
Hayward Hydro | -3856 | Operating | 0.2 | Hydraulic Turbine | 1910 | Northern States Power Company | MISO | MRO | MRO-US | Sawyer | WI | Water | 0.2 | NA | NA | NA | 72.3744 | 76.4269 | 56.0502
Hermsdorf Solar Plant (Madison Solar) | -436547 | Operating | 8 | Solar | 2022 | Madison Gas and Electric Company | MISO | MRO | MRO-US | Dane | WI | Solar | 8 | NA | NA | NA | 21.9934 | 18.2763 | NA
Hickory Meadows Landfill Gas Project | -169187 | Operating | 4.8 | Internal Combustion | 2011 | Veolia Energy North America Holdings, Inc. | MISO | MRO | MRO-US | Calumet | WI | Biomass | 4.8 | NA | NA | NA | NA | NA | NA
High Falls (WI) | -92835 | Operating | 7 | Hydraulic Turbine | 1910 | Wisconsin Public Service Corporation | MISO | MRO | MRO-US | Marinette | WI | Water | 7 | NA | NA | NA | 26.0992 | 28.5486 | 45.7078
Hillsboro Solar Farm | -191653 | Operating | 1 | Solar | 2017 | ENGIE US Solar | MISO | MRO | MRO-US | Vernon | WI | Solar | 1 | NA | NA | NA | NA | NA | NA
Hodag Solar Park | -503778 | Operating | 7.5 | Solar | 2022 | Wisconsin Public Service Corporation | MISO | RFC | R-MISO | Oneida | WI | Solar | 7.5 | NA | NA | NA | 20.0731 | 27.4932 | NA
Holcombe | -3962 | Operating | 33.9 | Hydraulic Turbine | 1950 | Northern States Power Company | MISO | MRO | MRO-US | Chippewa | WI | Water | 21.9 | NA | NA | NA | 48.7636 | 49.288 | 48.5811
IKEA Oak Creek Rooftop PV System | -163839 | Operating | 1.2 | Solar | 2018 | IKEA Energy US LLC | MISO | RFC | R-MISO | Milwaukee | WI | Solar | 1.2 | NA | NA | NA | 13.4798 | 8.1811 | 13.1279
Wichita Falls Cogeneration Energy Company | -122926 | Operating | 80 | Combined Cycle | 1987 | CCI Power Holdings LLC | ERCOT | TRE | TRE | Wichita | TX | Gas | 59.1 | 15395 | 15262 | 15056 | 1.0647 | 0.71568 | 0.63783
Jackson Solar WI | -777702 | Operating | 7.5 | Solar | 2023 | Wisconsin Electric Power Company | MISO | RFC | R-MISO | Ozaukee | WI | Solar | 7.5 | NA | NA | NA | NA | NA | NA
Janesville Community Solar Project | -769280 | Operating | NA | Solar | NA | Wisconsin Power and Light Company | MISO | MRO | MRO-US | Rock | WI | Solar | 2.25 | NA | NA | NA | NA | NA | NA
Jefferson Sun One Solar Project | -168870 | Operating | 1 | Solar | 2013 | Half Moon Power LLC | MISO | MRO | MRO-US | Jefferson | WI | Solar | 1 | NA | NA | NA | 10.7534 | 12.5342 | 12.7169
Jefferson Sun One Solar Project | -168869 | Operating | 1 | Solar | 2013 | Cwp Usa Inc. | MISO | MRO | MRO-US | Jefferson | WI | Solar | 1 | NA | NA | NA | 10.7534 | 12.5342 | 12.7169
Jersey | -92847 | Operating | 0.51 | Hydraulic Turbine | 1920 | Wisconsin Public Service Corporation | MISO | MRO | MRO-US | Lincoln | WI | Water | 0.51 | NA | NA | NA | 48.46 | 63.1211 | 64.2627
Jim Falls | -4261 | Operating | 59.8 | Hydraulic Turbine | 1988 | Northern States Power Company | MISO | MRO | MRO-US | Chippewa | WI | Water | 25 | NA | NA | NA | 55.0352 | 57.7155 | 56.3694
John P Madgett | -4277 | Operating | 387 | Steam Turbine | 1979 | Dairyland Power Cooperative | MISO | MRO | MRO-US | Buffalo | WI | Coal | 392.5 | 11561 | 11096 | 11363 | 36.3341 | 61.1244 | 50.0721
Johnson Falls | -92849 | Operating | 3.4 | Hydraulic Turbine | 1923 | Wisconsin Public Service Corporation | MISO | MRO | MRO-US | Marinette | WI | Water | 3.4 | NA | NA | NA | 34.5353 | 36.57 | 36.3551
Jones Dairy Solar Project | -763843 | Operating | 2.3 | Solar | 2021 | Wisconsin Electric Power Company | MISO | RFC | R-MISO | Jefferson | WI | Solar | 2.3 | NA | NA | NA | 16.0959 | NA | NA
Jones Dairy Solar Project | -763842 | Operating | 2.3 | Solar | 2021 | Wisconsin Gas LLC | MISO | RFC | R-MISO | Jefferson | WI | Solar | 2.3 | NA | NA | NA | 16.0959 | NA | NA
Junction Hydro | -8568 | Operating | 0.2 | Hydraulic Turbine | 1948 | City of River Falls | MISO | MRO | MRO-US | Pierce | WI | Water | 0.2 | NA | NA | NA | NA | NA | NA
Kaukauna City | -4347 | Operating | 4.8 | Hydraulic Turbine | 1940 | City of Kaukauna, Wisconsin | MISO | MRO | MRO-US | Outagamie | WI | Water | 4.8 | NA | NA | NA | 67.3611 | 75.6992 | 86.7818
Wildcat Point Generation Facility | -170513 | Operating | 1113.6 | Combined Cycle | 2018 | Old Dominion Electric Cooperative | PJM | RFC | R-PJM | Cecil | MD | Gas | 1089.6 | 6930 | 6977 | 6964 | 46.3583 | 41.0966 | 36.3477
Kilbourn | -4430 | Operating | 9.7 | Hydraulic Turbine | 1926 | Wisconsin Power and Light Company | MISO | MRO | MRO-US | Columbia | WI | Water | 9.5 | NA | NA | NA | 64.8931 | 69.3043 | 76.6474
Kimberly Mill Hydro | -46826 | Operating | 2.1 | Hydraulic Turbine | 1926 | City of Kaukauna, Wisconsin | MISO | RFC | R-MISO | Outagamie | WI | Water | 2.1 | NA | NA | NA | 66.7156 | 71.4775 | 75.8752
Kohler Solar Project | -480296 | Operating | 2.3 | Solar | 2022 | Wisconsin Power and Light Company | MISO | RFC | R-MISO | Sheboygan | WI | Solar | 2.3 | NA | NA | NA | 14.9047 | 3.7544 | NA
La Farge | -4503 | Operating | 1.5 | Internal Combustion | 1990 | La Farge Municipal Electric Co | MISO | MRO | MRO-US | Vernon | WI | Oil | 1.5 | 14643 | 12692 | 19667 | 0.10654 | 0.098935 | 0.045662
Lac Courte Oreilles Hydroelectric | -62892 | Operating | 3.4 | Hydraulic Turbine | 1986 | LCO Hydro | MISO | MRO | MRO-US | Sawyer | WI | Water | 3.2 | NA | NA | NA | 27.2046 | 32.6341 | 25.3639
Ladysmith | -4530 | Operating | 3.4 | Hydraulic Turbine | 1940 | Northern States Power Company | MISO | MRO | MRO-US | Rusk | WI | Water | 2.9 | NA | NA | NA | 40.5684 | 38.6789 | 43.4813
Lafayette DPC Solar Project | -191677 | Operating | 1 | Solar | 2017 | ENGIE US Solar | MISO | MRO | MRO-US | Chippewa | WI | Solar | 1 | NA | NA | NA | 18.1735 | 17.5799 | 19.0297
Lannon Stone Solar Project | -777386 | Operating | 2.3 | Solar | 2021 | Wisconsin Electric Power Company | MISO | RFC | R-MISO | Waukesha | WI | Solar | 2.3 | NA | NA | NA | 16.751 | NA | NA
Ledgeview Solar Project | -776760 | Operating | 5 | Solar | 2024 | Greenbacker Renewable Energy Corporation | MISO | RFC | R-MISO | Fond du Lac | WI | Solar | 5 | NA | NA | NA | NA | NA | NA
Lemonweir (Oak 1) Solar Project | -748151 | Operating | 3 | Solar | 2023 | OneEnergy Renewables, LLC | MISO | MRO | MRO-US | Juneau | WI | Solar | 3 | NA | NA | NA | 0.11416 | NA | NA
Liberty Pole Solar Farm | -191656 | Operating | 1.1 | Solar | 2017 | ENGIE US Solar | MISO | MRO | MRO-US | Vernon | WI | Solar | 1.1 | NA | NA | NA | 21.6376 | 21.264 | 22.2395
Little Chute | -4675 | Operating | 3.3 | Hydraulic Turbine | 1948 | City of Kaukauna, Wisconsin | MISO | MRO | MRO-US | Outagamie | WI | Water | 3.3 | NA | NA | NA | 70.6656 | 79.5282 | 86.1492
Little Quinnesec Falls Hydro Project | -158656 | Operating | 9 | Hydraulic Turbine | 1900 | Northbrook Wisconsin, LLC | MISO | MRO | MRO-US | Marinette | WI | Water | 9 | NA | NA | NA | 74.7362 | 70.2549 | 78.1887
Lower Weed | -4783 | Operating | 0.62 | Hydraulic Turbine | 1967 | Gresham Village of | MISO | MRO | MRO-US | Shawano | WI | Water | 0.42 | NA | NA | NA | NA | NA | NA
Manitowoc | -165102 | Operating | 117.4 | Steam Turbine | 1935 | Manitowoc Public Utilities Inc | MISO | MRO | MRO-US | Manitowoc | WI | Coal | 102.4 | 13217 | 13239 | 13181 | 21.6699 | 33.1386 | 26.5908
Wilkins | -7790 | Operating | 47.7 | Combined Cycle | 1965 | City of Clarksdale, Mississippi | MISO | SERC | DELTA | Coahoma | MS | Gas | 44.8 | 14700 | 13239 | 10019 | 0.022933 | 0.040515 | 0.026755
Wilson | -7807 | Operating | 315 | Gas Turbine | 1972 | Georgia Power Company |  | SERC | SOU | Burke | GA | Oil | 364 | 5838 | NM | NA | 0.033212 | 0.46158 | 0.008593
Medford Solar Farm | -191658 | Operating | 2 | Solar | 2017 | ENGIE US Solar | MISO | MRO | MRO-US | Taylor | WI | Solar | 2 | NA | NA | NA | 15.605 | 16.6667 | 16.7751
Menomonie | -5006 | Operating | 5.4 | Hydraulic Turbine | 1958 | Northern States Power Company | MISO | MRO | MRO-US | Dunn | WI | Water | 5.4 | NA | NA | NA | 51.2515 | 48.5984 | 51.8793
Merrill | -92854 | Operating | 2.3 | Hydraulic Turbine | 1917 | Wisconsin Public Service Corporation | MISO | MRO | MRO-US | Lincoln | WI | Water | 2.3 | NA | NA | NA | 40.7286 | 40.952 | 46.0741
Merrillan Hydro | -5022 | Operating | 0.1 | Hydraulic Turbine | 1942 | Merrillan City of | MISO | MRO | MRO-US | Jackson | WI | Water | 0.1 | NA | NA | NA | NA | NA | NA
Winchester Power Park | -167769 | Operating | 242 | Gas Turbine | 2010 | Lower Colorado River Authority | ERCOT | TRE | TRE | Fayette | TX | Gas | 184 | 10702 | 10879 | 10412 | 5.3502 | 5.2348 | 4.4033
Metro Gas Recovery IC | -13162 | Operating | 3.2 | Internal Combustion | 2000 | Waste Management, Inc. | MISO | RFC | R-MISO | Milwaukee | WI | Biomass | 3.2 | 11958 | 11886 | 12170 | 87.7069 | 84.4749 | 68.8499
Middleton (Morey Airport) Solar Project | -250241 | Operating | 5 | Solar | 2020 | Madison Gas and Electric Company | MISO | MRO | MRO-US | Dane | WI | Solar | 5 | NA | NA | NA | 17.5594 | 17.9384 | 18.8813
Middleton Biogas Battery Storage Project | -741406 | Operating | 0.3 | Battery | 2022 | Juhl Clean Energy Assets, Inc. | MISO | MRO | MRO-US | Dane | WI | Energy Storage | 0.3 | NA | NA | NA | NA | NA | NA
Middleton Biogas Solar | -516738 | Operating | 2.13 | Solar | 2022 | Juhl Clean Energy Assets, Inc. | MISO | MRO | MRO-US | Dane | WI | Solar | 1.9 | NA | NA | NA | 19.7969 | 12.6592 | NA
Milwaukee Landfill Solar Project | -763829 | Operating | 2.3 | Solar | 2021 | Wisconsin Electric Power Company | MISO | RFC | R-MISO | Milwaukee | WI | Solar | 2.3 | NA | NA | NA | 18.1606 | NA | NA
Windsor-Essex Cogen Plant | -201831 | Operating | 71.9 | Combined Cycle | 1996 | Transalta Generation Partnership | Ontario | NPCC | ONT |  |  | Gas | 71.9 | NA | NA | NA | NA | NA | NA
MMSD South Shore Wastewater Treatment | -165168 | Operating | 5.1 | Internal Combustion | 2000 | Milwaukee Metropolitan Sewerage District | MISO | RFC | R-MISO | Milwaukee | WI | Biomass | 5 | 10313 | 7142 | 7843 | 68.9064 | 70.9041 | 77.4201
Montfort Wind Energy Center (Badger) | -51370 | Operating | 30 | Wind Turbine | 2001 | Wisconsin Electric Power Company | MISO | RFC | R-MISO | Iowa | WI | Wind | 30 | NA | NA | NA | 17.3638 | 24.4406 | 19.8014
Mosinee Hydro | -158668 | Operating | 3.4 | Hydraulic Turbine | 1916 | Expera Specialty Solutions, LLC | MISO | MRO | MRO-US | Marathon | WI | Water | 3.4 | NA | NA | NA | 59.9684 | 58.7665 | 79.2707
Mosinee Steam | -158673 | Operating | 20 | Steam Turbine | 1951 | Expera Specialty Solutions, LLC | MISO | MRO | MRO-US | Marathon | WI | Biomass | 18 | 36120 | 37231 | 37010 | 64.1489 | 68.5477 | 65.5441
Mt. Hope DPC Solar | -191675 | Operating | 1 | Solar | 2017 | ENGIE US Solar | MISO | MRO | MRO-US | Grant | WI | Solar | 1 | NA | NA | NA | 23.8813 | 23.5616 | 21.7237
Nancy | -55982 | Operating | 0.45 | Hydraulic Turbine | 1953 | Flambeau Hydro LLC | MISO | MRO | MRO-US | Washburn | WI | Water | 0.45 | NA | NA | NA | NA | NA | NA
Necedah Solar Project (Whistling Wings) | -191657 | Operating | 1.5 | Solar | 2017 | ENGIE US Solar | MISO | MRO | MRO-US | Juneau | WI | Solar | 1.5 | NA | NA | NA | 20.0076 | 20.6621 | 21.6743
Wise County | -136031 | Operating | 821.7 | Combined Cycle | 2004 | TNA Merchant Projects, Inc | ERCOT | TRE | TRE | Wise | TX | Gas | 782 | 7063 | 7241 | 7194 | 48.9487 | 42.3743 | 34.6864
Nekoosa Mill Hydro | -389355 | Operating | 3.9 | Hydraulic Turbine | 1912 | Domtar Inc. | MISO | MRO | MRO-US | Wood | WI | Water | 3.9 | NA | NA | NA | 62.9639 | 66.3008 | 64.8841
Nekoosa Paper Mill | -388852 | Operating | 35.1 | Steam Turbine | 1951 | Domtar Paper Company, LLC | MISO | MRO | MRO-US | Wood | WI | Gas | 33.2 | 13468 | 13075 | 13269 | 51.0932 | 57.4394 | 49.5381
New Auburn DPC Solar Project | -191668 | Operating | 2.5 | Solar | 2018 | ENGIE US Solar | MISO | MRO | MRO-US | Chippewa | WI | Solar | 2.5 | NA | NA | NA | 19.9041 | 19.6667 | 22.5845
New Badger | -165235 | Operating | 8.2 | Hydraulic Turbine | 1928 | City of Kaukauna, Wisconsin | MISO | MRO | MRO-US | Outagamie | WI | Water | 8 | NA | NA | NA | 60.2697 | 69.1838 | 48.5674
New Lisbon | -165241 | Operating | 8.3 | Internal Combustion | 1930 | City of New Lisbon | MISO | MRO | MRO-US | Juneau | WI | Oil | 7.8 | 10804 | 12478 | 9957 | 0.07464 | 0.033661 | 0.067322
New Lisbon Solar Project (Butter Solar) | -214108 | Operating | 2.5 | Solar | 2019 | BluEarth Renewables Inc. | MISO | MRO | MRO-US | Juneau | WI | Solar | 2.5 | NA | NA | NA | 17.7991 | 18.863 | 17.1279
Niagara Mill - Hydro Project | -523476 | Operating | 12.7 | Hydraulic Turbine | 1900 | NewPage Wisconsin System Inc. | MISO | RFC | R-MISO | Marinette | WI | Water | 12.7 | NA | NA | NA | NA | NA | NA
Niagara Mill - Hydro Project | -86228 | Operating | 12.7 | Hydraulic Turbine | 1900 | NewPage Wisconsin System Inc. | MISO | RFC | R-MISO | Marinette | WI | Water | 12.7 | NA | NA | NA | NA | NA | NA
Wolf Hills Energy | -105049 | Operating | 285 | Gas Turbine | 2001 | Avenue Capital Group, LLC | PJM | RFC | R-PJM | Washington | VA | Gas | 285 | 11099 | 11282 | 11272 | 3.0887 | 1.4386 | 2.3238
North Rock Solar Plant | -497949 | Operating | 50 | Solar | 2022 | Wisconsin Power and Light Company | MISO | RFC | R-MISO | Rock | WI | Solar | 50 | NA | NA | NA | 21.495 | 2.0345 | NA
O'Brien Solar Fields | -647693 | Operating | 23.6 | Solar | 2021 | Madison Gas and Electric Company | MISO | MRO | MRO-US | Dane | WI | Solar | 23.6 | NA | NA | NA | 18.1101 | 18.6247 | 10.9932
Oconto Falls Lower (Scott Worldwide Oconto Falls) | -192999 | Operating | 2 | Hydraulic Turbine | 1971 | Eagle Creek Renewable Energy, LLC | MISO | RFC | R-MISO | Oconto | WI | Water | 1.7 | NA | NA | NA | 25.2283 | 37.5285 | 48.3847
Oconto Falls Upper | -192987 | Operating | 1.32 | Hydraulic Turbine | 1918 | Eagle Creek Renewable Energy, LLC | MISO | RFC | R-MISO | Oconto | WI | Water | 1.1 | NA | NA | NA | 33.4579 | 62.1005 | 76.6086
OER - Lake Hallie Solar Project | -795218 | Operating | NA | Solar | 2024 | Standard Solar, Inc. | MISO | MRO | MRO-US | Chippewa | WI | Solar | 5 | NA | NA | NA | NA | NA | NA
Wolf Hollow | -752578 | Operating | 788.4 | Combined Cycle | 2003 | TotalEnergies SE | ERCOT | TRE | TRE | Hood | TX | Gas | 792.5 | NA | NA | NA | NA | NA | NA
Onalaska Campus Landfill Biogas | -169885 | Operating | 1.1 | Internal Combustion | 2012 | Gundersen Lutheran Biogas I LLC | MISO | MRO | MRO-US | La Crosse | WI | Biomass | 1.1 | 10959 | 11607 | 11513 | 45.714 | 44.2092 | 45.1847
Onion River Solar Project | -744452 | Operating | 150 | Solar | 2023 | Wisconsin Power and Light Company | MISO | MRO | MRO-US | Sheboygan | WI | Solar | 150 | NA | NA | NA | 0.21689 | NA | NA
Paddock Solar Project | -753807 | Operating | 65 | Solar | 2023 | Wisconsin Power and Light Company | MISO | MRO | MRO-US | Rock | WI | Solar | 65 | NA | NA | NA | 0.31068 | NA | NA
Wolf Hollow II | -396536 | Operating | 1231.2 | Combined Cycle | 2017 | Constellation Energy Corporation | ERCOT | TRE | TRE | Hood | TX | Gas | 1181 | 6852 | 6815 | NA | 67.8328 | 57.6866 | NA
Paris Solar Farm Project | -785084 | Operating | 200 | Solar | 2024 | Wisconsin Public Service Corporation | MISO | RFC | R-MISO | Kenosha | WI | Solar | 200 | NA | NA | NA | NA | NA | NA
Paris Solar Farm Project | -785083 | Operating | 200 | Solar | 2024 | Wisconsin Electric Power Company | MISO | RFC | R-MISO | Kenosha | WI | Solar | 200 | NA | NA | NA | NA | NA | NA
Paris Solar Farm Project | -785082 | Operating | 200 | Solar | 2024 | Madison Gas and Electric Company | MISO | RFC | R-MISO | Kenosha | WI | Solar | 200 | NA | NA | NA | NA | NA | NA
Park Mill | -192989 | Operating | 2.1 | Hydraulic Turbine | 1920 | Eagle Creek Renewable Energy, LLC | MISO | MRO | MRO-US | Marinette | WI | Water | 2.1 | NA | NA | NA | 53.8378 | 68.3844 | 73.2551
Peshtigo | -92858 | Operating | 0.59 | Hydraulic Turbine | 1920 | Wisconsin Public Service Corporation | MISO | MRO | MRO-US | Marinette | WI | Water | 0.59 | NA | NA | NA | 67.3516 | 60.1734 | 67.1775
Petenwell | -156943 | Operating | 20 | Hydraulic Turbine | 1949 | Wisconsin Power and Light Company | MISO | MRO | MRO-US | Juneau | WI | Water | 20 | NA | NA | NA | 54.516 | 58.351 | 61.7803
Petenwell | -92861 | Operating | 20 | Hydraulic Turbine | 1949 | Wisconsin Public Service Corporation | MISO | MRO | MRO-US | Juneau | WI | Water | 20 | NA | NA | NA | 54.516 | 58.351 | 61.7803
Pheasant Run Landfill Gas Recovery | -5851 | Operating | 8.8 | Internal Combustion | 1992 | Waste Management, Inc. | MISO | RFC | R-MISO | Kenosha | WI | Biomass | 8.8 | 12243 | 12122 | 12208 | 52.5841 | 51.5502 | 53.2638
Pine | -5884 | Operating | 3.6 | Hydraulic Turbine | 1922 | Wisconsin Electric Power Company | MISO | RFC | R-MISO | Florence | WI | Water | 3.6 | NA | NA | NA | 38.2737 | 40.3761 | 40.4966
Point Beach | -38584 | Operating | 1286 | Nuclear | 1970 | NextEra Energy Resources, LLC | MISO | RFC | R-MISO | Manitowoc | WI | Nuclear | 1205.2 | NA | NA | NA | 91.7141 | 95.4009 | 95.4263
Wolfskill Energy | -745076 | Operating | 47 | Gas Turbine | 2003 | Calpine Corporation | CAISO | WECC | CAMX | Solano | CA | Gas | 45 | 10876 | 10425 | 11049 | 2.0185 | 2.3455 | 2.3909
Point Beach Solar Energy Center | -366766 | Operating | 100 | Solar | 2021 | NextEra Energy Resources, LLC | MISO | MRO | MRO-US | Manitowoc | WI | Solar | 100 | NA | NA | NA | 22.984 | 22.2538 | 4.3928
Popple Creek (Clark 1) Solar Project | -758852 | Operating | 2 | Solar | 2024 | Greenbacker Renewable Energy Corporation | MISO | MRO | MRO-US | Clark | WI | Solar | 2 | NA | NA | NA | NA | NA | NA
Port Edwards Mill Hydro | -389359 | Operating | 6.7 | Hydraulic Turbine | 1913 | Domtar Inc. | MISO | RFC | R-MISO | Wood | WI | Water | 6 | NA | NA | NA | 55.5089 | 50.6175 | 53.6893
Wolfskill Energy | -745075 | Operating | 47 | Gas Turbine | 2003 | Calpine Corporation | CAISO | WECC | CAMX | Solano | CA | Gas | 45 | 10876 | 10425 | 11049 | 2.0185 | 2.3455 | 2.3909
Portage Industrial Battery Storage Project | -481191 | Operating | 5 | Battery | 2022 | Wisconsin Power and Light Company | MISO | MRO | MRO-US | Columbia | WI | Energy Storage | 5 | NA | NA | NA | NA | 0 | NA
Portage Solar Plant | -768602 | Operating | 11.8 | Solar | 2023 | Enbridge Inc. | MISO | MRO | MRO-US | Columbia | WI | Solar | 10 | NA | NA | NA | NA | NA | NA
Potato Rapids | -92881 | Operating | 1.3 | Hydraulic Turbine | 1921 | Wisconsin Public Service Corporation | MISO | MRO | MRO-US | Marinette | WI | Water | 1.3 | NA | NA | NA | 36.5209 | 41.7369 | 44.6874
Powell Falls | -6022 | Operating | 0.1 | Hydraulic Turbine | 1948 | City of River Falls | MISO | MRO | MRO-US | Pierce | WI | Water | 0.1 | NA | NA | NA | NA | NA | NA
Prairie Du Sac | -6038 | Operating | 33.4 | Hydraulic Turbine | 1915 | Wisconsin Power and Light Company | MISO | MRO | MRO-US | Sauk | WI | Water | 29.37 | NA | NA | NA | 50.9268 | 53.2989 | 57.1048
Price Solar Project (Ogema) | -762957 | Operating | 1.4 | Solar | 2024 | Greenbacker Renewable Energy Corporation | MISO | MRO | MRO-US | Price | WI | Solar | 1.4 | NA | NA | NA | NA | NA | NA
Woodbridge Energy Center | -792895 | Operating | 772.9 | Combined Cycle | 2016 | Competitive Power Ventures, Inc. | PJM | RFC | R-PJM | Middlesex | NJ | Gas | 749.1 | NA | NA | NA | NA | NA | NA
Quilt Block Wind Farm | -299478 | Operating | 98 | Wind Turbine | 2017 | Connor, Clark & Lunn Infrastructure Ltd. | MISO | MRO | MRO-US | Lafayette | WI | Wind | 98 | NA | NA | NA | 42.7337 | 47.554 | 42.3553
Quilt Block Wind Farm | -299477 | Operating | 98 | Wind Turbine | 2017 | Connor, Clark & Lunn Infrastructure Ltd. | MISO | MRO | MRO-US | Lafayette | WI | Wind | 98 | NA | NA | NA | 42.7337 | 47.554 | 42.3553
Quilt Block Wind Farm | -299476 | Operating | 98 | Wind Turbine | 2017 | Desjardins Group | MISO | MRO | MRO-US | Lafayette | WI | Wind | 98 | NA | NA | NA | 42.7337 | 47.554 | 42.3553
Quilt Block Wind Farm | -299475 | Operating | 98 | Wind Turbine | 2017 | EDP Renewables North America LLC | MISO | MRO | MRO-US | Lafayette | WI | Wind | 98 | NA | NA | NA | 42.7337 | 47.554 | 42.3553
Quilt Block Wind Farm | -299474 | Operating | 98 | Wind Turbine | 2017 | EDP Renewables North America LLC | MISO | MRO | MRO-US | Lafayette | WI | Wind | 98 | NA | NA | NA | 42.7337 | 47.554 | 42.3553
Rapide Croche | -6147 | Operating | 2.4 | Hydraulic Turbine | 1926 | City of Kaukauna, Wisconsin | MISO | MRO | MRO-US | Outagamie | WI | Water | 2.4 | NA | NA | NA | 71.4992 | 83.7091 | 85.821
Raymond Solar Project | -795219 | Operating | NA | Solar | 2025 | Wisconsin Electric Power Company | MISO | RFC | R-MISO | Racine | WI | Solar | 6 | NA | NA | NA | NA | NA | NA
Red Barn Wind Farm | -619784 | Operating | 91.6 | Wind Turbine | 2023 | Wisconsin Public Service Corporation | MISO | MRO | MRO-US | Grant | WI | Wind | 91.6 | NA | NA | NA | 18.7851 | NA | NA
Red Barn Wind Farm | -619783 | Operating | 91.6 | Wind Turbine | 2023 | Madison Gas and Electric Company | MISO | MRO | MRO-US | Grant | WI | Wind | 91.6 | NA | NA | NA | 18.7851 | NA | NA
Regal Ware Solar Project | -763927 | Operating | 1.9 | Solar | 2021 | Wisconsin Electric Power Company | MISO | RFC | R-MISO | Washington | WI | Solar | 1.9 | NA | NA | NA | 16.0959 | NA | NA
Rhinelander Mill | -158681 | Operating | 19.3 | Steam Turbine | 1940 | Expera Specialty Solutions, LLC | MISO | MRO | MRO-US | Oneida | WI | Coal | 15.5 | NA | NA | NA | -0.42643 | -1.7248 | 9.0669
Rhinelander Mill Hydro | -158685 | Operating | 2 | Hydraulic Turbine | 1917 | Expera Specialty Solutions, LLC | MISO | MRO | MRO-US | Oneida | WI | Water | 2 | NA | NA | NA | 42.4201 | 54.0811 | 57.3231
Rice Lake Solar Project | -647784 | Operating | 3.8 | Solar | 2021 | American Electric Power Company, Inc. | MISO | MRO | MRO-US | Barron | WI | Solar | 3.8 | NA | NA | NA | 20.9265 | 21.1398 | 10.6134
Richland Center Renewable Energy | -170544 | Operating | 1.8 | Internal Combustion | 2013 | Foremost Farms USA Cooperative, Inc. | MISO | MRO | MRO-US | Richland | WI | Biomass | 1.6 | 13913 | 11860 | 13042 | 41.1672 | 68.6501 | 57.9053
Richland Center Renewable Energy | -170543 | Operating | 1.8 | Internal Combustion | 2013 | Schreiber Foods Inc. | MISO | MRO | MRO-US | Richland | WI | Biomass | 1.6 | 13913 | 11860 | 13042 | 41.1672 | 68.6501 | 57.9053
Ridgeview | -785300 | Operating | 4.8 | Internal Combustion | 2002 | WM Renewable Energy, LLC | MISO | MRO | MRO-US | Manitowoc | WI | Biomass | 4.8 | 12555 | 12388 | 12629 | 88.1968 | 85.1241 | 79.2404
Riverdale | -6268 | Operating | 0.5 | Hydraulic Turbine | 1905 | Northern States Power Company | MISO | MRO | MRO-US | Saint Croix | WI | Water | 0.6 | NA | NA | NA | 57.1347 | 52.9871 | 43.36
Woodbridge Energy Center | -792894 | Operating | 772.9 | Combined Cycle | 2016 | Competitive Power Ventures, Inc. | PJM | RFC | R-PJM | Middlesex | NJ | Gas | 749.1 | NA | NA | NA | NA | NA | NA
Rock County Customer Hosted Solar Project | -808101 | Operating | NA | Solar | 2025 | Wisconsin Power and Light Company | MISO | MRO | MRO-US | Rock | WI | Solar | 1.4 | NA | NA | NA | NA | NA | NA
Rock River Solar PV Project (Beloit Solar Project) | -594427 | Operating | 2.1 | Solar | 2016 | Hanwha Q Cells USA Corp. | MISO | MRO | MRO-US | Rock | WI | Solar | 2.1 | NA | NA | NA | 15.3403 | 16.5579 | 16.2644
Woodbridge Energy Center | -792893 | Operating | 772.9 | Combined Cycle | 2016 | Competitive Power Ventures, Inc. | PJM | RFC | R-PJM | Middlesex | NJ | Gas | 749.1 | NA | NA | NA | NA | NA | NA
Rosiere Wind Farm | -5044 | Operating | 11 | Wind Turbine | 1999 | Madison Gas and Electric Company | MISO | MRO | MRO-US | Kewaunee | WI | Wind | 11 | NA | NA | NA | 15.576 | 18.4973 | 15.4732
Rothschild Biomass Cogen Project (Domtar Paper Mill) | -167545 | Operating | 57.5 | Steam Turbine | 2013 | Wisconsin Electric Power Company | MISO | RFC | R-MISO | Marathon | WI | Biomass | 46.8 | 32758 | 31265 | 37374 | 34.9291 | 42.2284 | 28.1968
Rothschild Hydro | -612598 | Operating | 1.1 | Hydraulic Turbine | 1910 | Domtar Paper Company, LLC | MISO | MRO | MRO-US | Marathon | WI | Water | 1.1 | NA | NA | NA | 32.5342 | 9.148 | NA
Sand Lake DPC (SunTuria Solar) (Centuria) | -225810 | Operating | 1.25 | Solar | 2017 | ENGIE North America Inc. | MISO | MRO | MRO-US | Polk | WI | Solar | 1 | NA | NA | NA | 27.3402 | 25.9247 | 27.2032
Sandstone Rapids | -92867 | Operating | 3.8 | Hydraulic Turbine | 1925 | Wisconsin Public Service Corporation | MISO | MRO | MRO-US | Marinette | WI | Water | 3.8 | NA | NA | NA | 24.5314 | 23.9816 | 33.5316
Sauk DPC Solar Project | -191676 | Operating | 1 | Solar | 2017 | ENGIE US Solar | MISO | MRO | MRO-US | Vernon | WI | Solar | 1 | NA | NA | NA | 16.6781 | 15.274 | 16.9863
Service Excellence Center Solar Plant | -168424 | Operating | 2.3 | Solar | 2008 | SCA Tissue North America LLC | MISO | MRO | MRO-US | Winnebago | WI | Solar | 2.3 | NA | NA | NA | NA | NA | NA
Shamrock Solar Project | -408993 | Operating | 3 | Solar | 2021 | Greenbacker Renewable Energy Corporation | MISO | MRO | MRO-US | Jackson | WI | Solar | 3 | NA | NA | NA | 22.8463 | 17.949 | NA
Shawano | -193000 | Operating | 0.36 | Hydraulic Turbine | 1913 | Eagle Creek Renewable Energy, LLC | MISO | MRO | MRO-US | Shawano | WI | Water | 0.36 | NA | NA | NA | NA | NA | NA
Woodbridge Energy Center | -162092 | Operating | 772.9 | Combined Cycle | 2016 | John Hancock Life Insurance Company (U.S.A) | PJM | RFC | R-PJM | Middlesex | NJ | Gas | 749.1 | 6896 | 6870 | 6940 | 62.2152 | 65.4151 | 54.3516
Sheboygan Solar Project | -480295 | Operating | 1 | Solar | 2022 | Wisconsin Power and Light Company | MISO | RFC | R-MISO | Sheboygan | WI | Solar | 1 | NA | NA | NA | 17.2374 | 0.011416 | NA
Shirley Wind Facility | -695624 | Operating | 20 | Wind Turbine | 2010 | Brookfield Renewable Partners L.P. | MISO | MRO | MRO-US | Brown | WI | Wind | 20 | NA | NA | NA | 30.532 | NA | NA
Shirley Wind Facility | -193205 | Operating | 20 | Wind Turbine | 2010 | John Hancock Life Insurance Company (U.S.A) | MISO | MRO | MRO-US | Brown | WI | Wind | 20 | NA | NA | NA | 30.532 | 33.9914 | 30.343
Silver Lake Solar WI | -777704 | Operating | 7.5 | Solar | 2023 | Wisconsin Electric Power Company | MISO | MRO | MRO-US | Kenosha | WI | Solar | 7.5 | NA | NA | NA | NA | NA | NA
Solon Diesel | -6782 | Operating | 8 | Internal Combustion | 1988 | Dahlberg Light & Power Company | MISO | MRO | MRO-US | Douglas | WI | Oil | 6.4 | NA | NA | NA | 0 | 0 | 0
Woodbridge Energy Center | -120448 | Operating | 772.9 | Combined Cycle | 2016 | Osaka Gas USA Corporation | PJM | RFC | R-PJM | Middlesex | NJ | Gas | 749.1 | 6896 | 6870 | 6940 | 62.2152 | 65.4151 | 54.3516
Woodland | -7841 | Operating | 50.4 | Gas Turbine | 1993 | Modesto Irrigation District |  | WECC | CAMX | Stanislaus | CA | Gas | 45 | 13057 | 10379 | 10332 | 2.8853 | 22.5961 | 16.9934
South Oak Creek | -767862 | Operating | 1240 | Steam Turbine | 1959 | Wisconsin Electric Power Company | MISO | RFC | R-MISO | Milwaukee | WI | Coal | 622 | NA | NA | NA | NA | NA | NA
Spooner Solar Array | -776734 | Operating | 2 | Solar | 2019 | OnSite Partners, LLC |  | MRO | MRO-US | Washburn | WI | Solar | 2.1 | NA | NA | NA | NA | NA | NA
Spooner Solar Array | -776733 | Operating | 2 | Solar | 2019 | OnSite Partners, LLC |  | MRO | MRO-US | Washburn | WI | Solar | 2.1 | NA | NA | NA | NA | NA | NA
Spring Prairie Solar WI Project | -769825 | Operating | 7.5 | Solar | 2023 | Wisconsin Electric Power Company | MISO | RFC | R-MISO | Walworth | WI | Solar | 7.5 | NA | NA | NA | NA | NA | NA
Springfield Solar Farm (Dodge County) | -744462 | Operating | 100 | Solar | 2023 | Wisconsin Power and Light Company | MISO | RFC | R-MISO | Dodge | WI | Solar | 100 | NA | NA | NA | 0.175 | NA | NA
St Croix Falls | -6912 | Operating | 23.2 | Hydraulic Turbine | 1910 | Northern States Power Company | MISO | MRO | MRO-US | Polk | WI | Water | 23.2 | NA | NA | NA | 40.9084 | 44.6052 | 47.0728
Stevens Point | -471315 | Operating | 4.8 | Hydraulic Turbine | 1918 | Consolidated Water Power Company | MISO | MRO | MRO-US | Portage | WI | Water | 4 | NA | NA | NA | 57.2037 | 59.4059 | NA
Stevens Point Mill | -523457 | Operating | 7.6 | Steam Turbine | 2002 | NewPage Wisconsin System Inc. | MISO | MRO | MRO-US | Portage | WI | Gas | 7 | NA | NM | NA | 22.1575 | 26.3894 | 27.7071
Stevens Point Mill | -86224 | Operating | 7.6 | Steam Turbine | 2002 | NewPage Wisconsin System Inc. | MISO | MRO | MRO-US | Portage | WI | Gas | 7 | NA | NM | NA | 22.1575 | 26.3894 | 27.7071
Stiles | -7002 | Operating | 1 | Hydraulic Turbine | 1949 | Oconto Electric Cooperative | MISO | MRO | MRO-US | Oconto | WI | Water | 1 | NA | NA | NA | 61.0959 | 57.1461 | 47.4315
Strix Solar Plant | -793113 | Operating | NA | Solar | 2025 | Madison Gas and Electric Company | MISO | MRO | MRO-US | Dane | WI | Solar | 6 | NA | NA | NA | NA | NA | NA
Strobus Solar Project | -382184 | Operating | 1.5 | Solar | 2021 | Greenbacker Renewable Energy Corporation | MISO | MRO | MRO-US | Jackson | WI | Solar | 1.5 | NA | NA | NA | 22.481 | 16.4307 | 0.60883
Stromland Solar Facility | -409003 | Operating | 3 | Solar | 2021 | Greenbacker Renewable Energy Corporation | MISO | MRO | MRO-US | Buffalo | WI | Solar | 3 | NA | NA | NA | 23.516 | 18.1659 | NA
Woodland CC | -164084 | Operating | 98.2 | Combined Cycle | 2003 | Modesto Irrigation District |  | WECC | CAMX | Stanislaus | CA | Gas | 83 | 8825 | 8880 | 8505 | 33.8725 | 26.5122 | 34.2746
Thilmany Pulp & Paper | -7186 | Operating | 44.6 | Steam Turbine | 1951 | International Paper Company | MISO | MRO | MRO-US | Outagamie | WI | Biomass | 44.6 | 44011 | 43443 | 39144 | 29.1193 | 37.2635 | 48.2037
Thornapple | -7196 | Operating | 1.7 | Hydraulic Turbine | 1927 | Northern States Power Company | MISO | MRO | MRO-US | Rusk | WI | Water | 1.7 | NA | NA | NA | 14.8738 | 14.914 | 23.3817
Timberline Trails Gas Recovery | -775293 | Operating | 3.2 | Internal Combustion | 2006 | WM Renewable Energy, LLC | MISO | MRO | MRO-US | Rusk | WI | Biomass | 3.2 | 12584 | 13210 | 13269 | 60.4131 | 60.2633 | 65.8961
Tomahawk | -92869 | Operating | 2.6 | Hydraulic Turbine | 1938 | Wisconsin Public Service Corporation | MISO | MRO | MRO-US | Lincoln | WI | Water | 2.6 | NA | NA | NA | 28.6266 | 50.7508 | 59.1588
Tomahawk Mill | -7240 | Operating | 15.7 | Steam Turbine | 1948 | Packaging Corporation of America | MISO | MRO | MRO-US | Lincoln | WI | Gas | 14.7 | NA | NM | NA | 77.1689 | 73.8693 | 73.6131
Trego | -7262 | Operating | 1.2 | Hydraulic Turbine | 1927 | Northern States Power Company | MISO | MRO | MRO-US | Washburn | WI | Water | 1.2 | NA | NA | NA | 69.6537 | 68.5217 | 73.4399
Trimbelle (Pierce Pepin) Solar Plant | -762954 | Operating | 2 | Solar | 2024 | Greenbacker Renewable Energy Corporation | MISO | MRO | MRO-US | Pierce | WI | Solar | 2 | NA | NA | NA | NA | NA | NA
Twin Falls Upgrade (WI) | -170382 | Operating | 9.2 | Hydraulic Turbine | 2016 | Wisconsin Electric Power Company | MISO | RFC | R-MISO | Florence | WI | Water | 9.2 | NA | NA | NA | 46.9401 | 51.458 | 47.1449
Two Creeks Battery Storage Project | -591535 | Operating | 20 | Battery | 2020 | Wisconsin Public Service Corporation | MISO | MRO | MRO-US | Manitowoc | WI | Energy Storage | 20 | NA | NA | NA | NA | NA | NA
Two Creeks Battery Storage Project | -591534 | Operating | 20 | Battery | 2020 | Madison Gas and Electric Company | MISO | MRO | MRO-US | Manitowoc | WI | Energy Storage | 20 | NA | NA | NA | NA | NA | NA
Two Creeks Solar Project | -253866 | Operating | 150 | Solar | 2020 | Wisconsin Public Service Corporation | MISO | MRO | MRO-US | Manitowoc | WI | Solar | 150 | NA | NA | NA | 14.6804 | 14.4447 | 14.9785
Two Creeks Solar Project | -253865 | Operating | 150 | Solar | 2020 | Madison Gas and Electric Company | MISO | MRO | MRO-US | Manitowoc | WI | Solar | 150 | NA | NA | NA | 14.6804 | 14.4447 | 14.9785
Tyto Solar Plant | -757008 | Operating | 6 | Solar | 2024 | Madison Gas and Electric Company | MISO | MRO | MRO-US | Dane | WI | Solar | 6 | NA | NA | NA | NA | NA | NA
Upper Weed | -7403 | Operating | 0.28 | Hydraulic Turbine | 1944 | Gresham Village of | MISO | MRO | MRO-US | Shawano | WI | Water | 0.28 | NA | NA | NA | NA | NA | NA
UW Madison Charter Street Plant IC | -88120 | Operating | 1.3 | Internal Combustion | 1965 | State of Wisconsin | MISO | MRO | MRO-US | Dane | WI | Oil | 1.3 | NA | NA | NA | 0 | 0 | 0
UW Madison Charter Street Plant ST | -7385 | Operating | 9.7 | Steam Turbine | 1965 | State of Wisconsin | MISO | MRO | MRO-US | Dane | WI | Gas | 9.7 | NA | NA | NA | 0 | 0 | 9.3372
UW Parkside Solar Project | -763925 | Operating | 2.3 | Solar | 2020 | Wisconsin Electric Power Company | MISO | RFC | R-MISO | Kenosha | WI | Solar | 2.3 | NA | NA | NA | 18.7165 | NA | NA
Valley Diesel | -7422 | Operating | 2.7 | Internal Combustion | 1969 | Wisconsin Electric Power Company | MISO | RFC | R-MISO | Milwaukee | WI | Oil | 2.7 | NA | NA | NA | 0 | 0 | 0
Valley ST | -7421 | Operating | 272 | Steam Turbine | 1968 | Wisconsin Electric Power Company | MISO | RFC | R-MISO | Milwaukee | WI | Gas | 264.8 | 20581 | 19689 | 21201 | 16.3142 | 19.2761 | 13.6913
Valley Trail Recycling and Disposal Facility (Berlin Landfill) | -38591 | Operating | 2.4 | Internal Combustion | 2001 | WM Renewable Energy, LLC | MISO | MRO | MRO-US | Green Lake | WI | Biomass | 2.4 | 11681 | 12134 | 12391 | 52.6351 | 67.813 | 63.2563
Vernon Solar (Bluff Prairie) | -747025 | Operating | 1.5 | Solar | 2023 | Greenbacker Renewable Energy Corporation | MISO | MRO | MRO-US | Vernon | WI | Solar | 1.5 | NA | NA | NA | 0.12938 | NA | NA
Viola | -7486 | Operating | 1.8 | Internal Combustion | 1948 | Viola Village of | MISO | MRO | MRO-US | Richland | WI | Oil | 1.8 | 11000 | 7800 | 8500 | 0.025368 | 0.06342 | 0.076104
Viresco Turtle Lake Project (GreenWhey Energy) | -215171 | Operating | 3.2 | Internal Combustion | 2013 | GreenWhey Energy, Inc. | MISO | MRO | MRO-US | Barron | WI | Biomass | 3.2 | 20195 | 6758 | 12009 | 18.7678 | 36.4013 | 30.8076
Warren DPC Solar Project (Sunflower II Solar) | -191659 | Operating | 2.2 | Solar | 2017 | ENGIE US Solar | MISO | MRO | MRO-US | Saint Croix | WI | Solar | 2.2 | NA | NA | NA | 19.7592 | 19.6295 | 20.522
Washington County Solar Plant | -763918 | Operating | 2.3 | Solar | 2020 | Wisconsin Electric Power Company | MISO | RFC | R-MISO | Washington | WI | Solar | 2.3 | NA | NA | NA | 18.6172 | NA | NA
Washington Island | -7594 | Operating | 5 | Internal Combustion | 1945 | Washington Island Electric Cooperative Inc. | MISO | RFC | R-MISO | Door | WI | Oil | 5 | 15818 | 9417 | 15429 | 0.025114 | 0.027397 | 0.031963
Waupun Correctional Central Heating Plant | -66438 | Operating | 2.3 | Internal Combustion | 1991 | State of Wisconsin | MISO | MRO | MRO-US | Dodge | WI | Oil | 2.3 | NA | NA | NA | 0 | 0 | 0
Waupun Correctional Central Heating Plant I | -7626 | Operating | 2 | Steam Turbine | 1951 | State of Wisconsin | MISO | MRO | MRO-US | Dodge | WI | Gas | 2 | NA | NA | NA | 0 | 0 | 0
Wausau | -92871 | Operating | 5.4 | Hydraulic Turbine | 1921 | Wisconsin Public Service Corporation | MISO | MRO | MRO-US | Marathon | WI | Water | 5.4 | NA | NA | NA | 48.1904 | 61.388 | 64.4554
Wautoma Solar Project | -753809 | Operating | 99 | Solar | 2023 | Wisconsin Power and Light Company | MISO | MRO | MRO-US | Waushara | WI | Solar | 99 | NA | NA | NA | 0.46135 | NA | NA
Woodsdale | -10609 | Operating | 571.8 | Gas Turbine | 1992 | Duke Energy Kentucky, Inc. | PJM | RFC | R-PJM | Butler | OH | Gas | 564 | 17537 | 19037 | 16427 | 3.3765 | 2.0496 | 1.063
Waxdale Solar Project | -757461 | Operating | 2.1 | Solar | 2024 | S. C. Johnson & Son, Inc. | MISO | RFC | R-MISO | Racine | WI | Solar | 2.1 | NA | NA | NA | NA | NA | NA
Waxdale Wind | -347903 | Operating | 3 | Wind Turbine | 2012 | S. C. Johnson & Son, Inc. | MISO | RFC | R-MISO | Racine | WI | Wind | 3 | NA | NA | NA | 24.9049 | 29.433 | 26.1454
Webster Creek Solar Project | -748150 | Operating | 1.5 | Solar | 2023 | OneEnergy Renewables, LLC | MISO | MRO | MRO-US | Juneau | WI | Solar | 1.5 | NA | NA | NA | 0.10654 | NA | NA
Worthington Generation | -9061 | Operating | 242 | Gas Turbine | 2000 | Hoosier Energy Rural Electric Cooperative, Inc. | MISO | RFC | R-MISO | Greene | IN | Gas | 188.8 | 11472 | 10722 | 10721 | 3.5617 | 4.3919 | 10.8356
WPS Beaver Falls | -86988 | Operating | 107.8 | Combined Cycle | 1995 | Lotus Infrastructure Partners | New York | NPCC | NY | Lewis | NY | Gas | 91.2 | 9995 | 9855 | 10017 | 0.55325 | 0.66984 | 0.52046
WPS Syracuse | -743676 | Operating | 102.7 | Combined Cycle | 1994 | Lotus Infrastructure Partners | New York | NPCC | NY | Onondaga | NY | Gas | 102.8 | 9152 | 10547 | 8759 | 1.2041 | 0.30482 | 1.3808
Yabucoa Gas Power Plant | -487222 | Operating | 42 | Gas Turbine | 1971 | Puerto Rico Electric Power Authority |  |  |  | Humacao | PR | Oil | 42 | NA | 15833 | 16582 | NA | 2.1274 | 1.7498
Yankee Street | -135361 | Operating | 125.5 | Gas Turbine | 1969 | Kimura Power, LLC | PJM | RFC | R-PJM | Montgomery | OH | Gas | 140.4 | 15817 | 15262 | 14809 | 0.27994 | 1.405 | 1.0811
Yazoo CC | -172189 | Operating | 34.1 | Combined Cycle | 2010 | Public Service Commission Of Yazoo City | MISO | SERC | DELTA | Yazoo | MS | Gas | 35.3 | NA | NA | NA | 0 | 0 | 0
Yigo Combustion Turbine Plant | -430150 | Operating | 22 | Gas Turbine | 1993 | Guam Power Authority |  |  |  | Guam | GU | Oil | 22 | NA | NA | NA | NA | NA | NA
York 2 Energy Center | -745185 | Operating | 889.4 | Combined Cycle | 2019 | Calpine Corporation | PJM | RFC | R-PJM | York | PA | Gas | 864 | 6174 | 6259 | 6427 | 70.7889 | 68.1699 | 71.8181
West Riverside Energy Center (Riverside Expansion) | -646163 | Operating | 4.4 | Solar | 2021 | Wisconsin Public Service Corporation | MISO | MRO | MRO-US | Rock | WI | Solar | 4.4 | NA | NA | NA | 14.5963 | NA | NA
West Riverside Energy Center (Riverside Expansion) | -646162 | Operating | 4.4 | Solar | 2021 | Wisconsin Power and Light Company | MISO | MRO | MRO-US | Rock | WI | Solar | 4.4 | NA | NA | NA | 14.5963 | NA | NA
West Riverside Energy Center (Riverside Expansion) | -646161 | Operating | 4.4 | Solar | 2021 | Madison Gas and Electric Company | MISO | MRO | MRO-US | Rock | WI | Solar | 4.4 | NA | NA | NA | 14.5963 | NA | NA
West Riverside Energy Center (Riverside Expansion) | -646159 | Operating | 4.4 | Solar | 2021 | Rock Energy Cooperative | MISO | MRO | MRO-US | Rock | WI | Solar | 4.4 | NA | NA | NA | 14.5963 | 13.0319 | 0.45403
West Riverside Energy Center (Riverside Expansion) | -646158 | Operating | 4.4 | Solar | 2021 | Central Wisconsin Electric Cooperative | MISO | MRO | MRO-US | Rock | WI | Solar | 4.4 | NA | NA | NA | 14.5963 | 13.0319 | 0.45403
West Riverside Energy Center (Riverside Expansion) | -646157 | Operating | 4.4 | Solar | 2021 | Adams-Columbia Electric Cooperative | MISO | MRO | MRO-US | Rock | WI | Solar | 4.4 | NA | NA | NA | 14.5963 | 13.0319 | 0.45403
Weston | -752457 | Operating | 945.5 | Steam Turbine | 1954 | Dairyland Power Cooperative | MISO | MRO | MRO-US | Marathon | WI | Coal | 898.3 | 9627 | NA | NA | 40.0212 | NA | NA
Weston | -752456 | Operating | 945.5 | Steam Turbine | 1954 | Wisconsin Public Service Corporation | MISO | MRO | MRO-US | Marathon | WI | Coal | 898.3 | 9627 | NA | NA | 40.0212 | NA | NA
Weston Reciprocating Internal Combustion Engine Project | -746388 | Operating | 131.6 | Internal Combustion | 2023 | Wisconsin Public Service Corporation | MISO | MRO | MRO-US | Marathon | WI | Gas | 131.6 | 8600 | NA | NA | 4.2412 | NA | NA
Weston Reciprocating Internal Combustion Engine Project | -746387 | Operating | 131.6 | Internal Combustion | 2023 | Wisconsin Electric Power Company | MISO | MRO | MRO-US | Marathon | WI | Gas | 131.6 | 8600 | NA | NA | 4.2412 | NA | NA
York 2 Energy Center | -745184 | Operating | 889.4 | Combined Cycle | 2019 | Calpine Corporation | PJM | RFC | R-PJM | York | PA | Gas | 864 | 6174 | 6259 | 6427 | 70.7889 | 68.1699 | 71.8181
White River Hydro | -7764 | Operating | 1 | Hydraulic Turbine | 1907 | Northern States Power Company | MISO | MRO | MRO-US | Ashland | WI | Water | 1.2 | NA | NA | NA | 47.422 | 16.5525 | 41.4859
York Energy Center (Delta Power Project) | -745066 | Operating | 560 | Combined Cycle | 2011 | Conectiv Mid Merit, LLC | PJM | RFC | R-PJM | York | PA | Gas | 569 | 9280 | 9924 | 9285 | 65.6774 | 41.8117 | 47.0323
York Energy Center (Delta Power Project) | -745065 | Operating | 560 | Combined Cycle | 2011 | Conectiv Mid Merit, LLC | PJM | RFC | R-PJM | York | PA | Gas | 569 | 9280 | 9924 | 9285 | 65.6774 | 41.8117 | 47.0323
Whiting | -471316 | Operating | 5.1 | Hydraulic Turbine | 1891 | Consolidated Water Power Company | MISO | MRO | MRO-US | Portage | WI | Water | 3.4 | NA | NA | NA | 47.3453 | 55.5332 | NA
Winnebago County Landfill Gas Recovery | -792952 | Operating | 2.5 | Internal Combustion | 2000 | Winnebago County | MISO | MRO | MRO-US | Winnebago | WI | Biomass | 1.5 | NA | NA | NA | NA | NA | NA
Winter | -17119 | Operating | 5.6 | Internal Combustion | 2002 | Flambeau Hydro LLC | MISO | MRO | MRO-US | Sawyer | WI | Oil | 5.6 | NA | NA | NA | -0.15696 | -0.17123 | -0.16512
Wisconsin Rapids | -471317 | Operating | 8.1 | Hydraulic Turbine | 1903 | Consolidated Water Power Company | MISO | MRO | MRO-US | Wood | WI | Water | 8.1 | NA | NA | NA | 58.2079 | 54.1161 | NA
Wisconsin Rapids Pulp Mill | -523450 | Out of Service | 72.3 | Steam Turbine | 1968 | NewPage Wisconsin System Inc. | MISO | MRO | MRO-US | Wood | WI | Biomass | NA | NA | NA | NA | 0 | 0 | 0
Wisconsin Rapids Pulp Mill | -86222 | Out of Service | 72.3 | Steam Turbine | 1968 | NewPage Wisconsin System Inc. | MISO | MRO | MRO-US | Wood | WI | Biomass | NA | NA | NA | NA | 0 | 0 | 0
Wissota | -7831 | Operating | 39.5 | Hydraulic Turbine | 1917 | Northern States Power Company | MISO | MRO | MRO-US | Chippewa | WI | Water | 39.5 | NA | NA | NA | 38.4085 | 36.0699 | 36.9435
Wolf River (Chipewa 1) Solar Project | -761546 | Operating | 1.5 | Solar | 2024 | Greenbacker Renewable Energy Corporation | MISO | MRO | MRO-US | Chippewa | WI | Solar | 1.5 | NA | NA | NA | NA | NA | NA
Wood County Solar Project (Saratoga) | -548066 | Operating | 150 | Solar | 2022 | Wisconsin Power and Light Company | MISO | MRO | MRO-US | Wood | WI | Solar | 150 | NA | NA | NA | 18.8935 | 0.41423 | NA
Yahara Solar Project (Dane County Solar) | -641729 | Operating | 17.3 | Solar | 2023 | Alliant Energy Corporation | MISO | MRO | MRO-US | Dane | WI | Solar | 17.3 | NA | NA | NA | 9.7065 | NA | NA
AEP Charleston NaS Battery Storage | -172369 | Operating | 1.2 | Battery | 2006 | Appalachian Power Company | PJM | RFC | R-PJM | Kanawha | WV | Energy Storage | 1.2 | NA | NA | NA | NA | NA | NA
Beech Ridge (Battery) Battery Storage Project | -173073 | Operating | 31.5 | Battery | 2015 | Invenergy LLC | PJM | RFC | R-PJM | Greenbrier | WV | Energy Storage | 31.5 | NA | NM | NM | 0.49214 | 0.86794 | 2.1791
Beech Ridge II Wind Project | -232021 | Operating | 56.2 | Wind Turbine | 2020 | Southern Power Company | PJM | RFC | R-PJM | Greenbrier | WV | Wind | 56.2 | NA | NA | NA | 28.97 | 27.1429 | 31.415
Beech Ridge II Wind Project | -230113 | Operating | 56.2 | Wind Turbine | 2020 | Invenergy Renewables LLC | PJM | RFC | R-PJM | Greenbrier | WV | Wind | 56.2 | NA | NA | NA | 28.97 | 27.1429 | 31.415
Beech Ridge Wind Farm | -166074 | Operating | 100.5 | Wind Turbine | 2010 | Invenergy LLC | PJM | RFC | R-PJM | Greenbrier | WV | Wind | 100.5 | NA | NA | NA | 28.0713 | 27.686 | 28.8206
Belleville | -1814 | Operating | 42 | Hydraulic Turbine | 1999 | American Municipal Power, Inc. | MISO, PJM | RFC | R-PJM | Wood | WV | Water | 42 | NA | NA | NA | 73.9897 | 72.2005 | 86.0505
York Energy Centre | -167440 | Operating | 408 | Gas Turbine | 2012 | Harbert Management Corporation | Ontario | NPCC | ONT |  |  | Gas | 408 | NA | NA | NA | NA | NA | NA
Black Rock Wind Farm | -773844 | Operating | 115 | Wind Turbine | 2022 | Undisclosed buyer | PJM | RFC | R-PJM | Mineral | WV | Wind | 115 | NA | NA | NA | 34.823 | NA | NA
Black Rock Wind Farm | -663322 | Operating | 115 | Wind Turbine | 2022 | Clearway Energy, Inc. | PJM | RFC | R-PJM | Mineral | WV | Wind | 115 | NA | NA | NA | 34.823 | NA | NA
Black Rock Wind Farm | -663321 | Operating | 115 | Wind Turbine | 2022 | Clearway Energy, Inc. | PJM | RFC | R-PJM | Mineral | WV | Wind | 115 | NA | NA | NA | 34.823 | NA | NA
Capon Bridge Solar Project | -772244 | Operating | 20 | Solar | 2024 | Rev Renewables, LLC | PJM | RFC | R-PJM | Hampshire | WV | Solar | 20 | NA | NA | NA | NA | NA | NA
York Energy Centre | -123193 | Operating | 408 | Gas Turbine | 2012 | Capital Power Corporation | Ontario | NPCC | ONT |  |  | Gas | 408 | NA | NA | NA | NA | NA | NA
Dam 4 | -201814 | Operating | 1.9 | Hydraulic Turbine | 1909 | Ontario Power Generation Inc. | PJM | RFC | R-PJM | Berkeley | WV | Water | 1.9 | NA | NA | NA | 25.1322 | 45.5419 | 44.2141
Dam 5 | -201815 | Operating | 1 | Hydraulic Turbine | 1919 | Ontario Power Generation Inc. | PJM | RFC | R-PJM | Berkeley | WV | Water | 1 | NA | NA | NA | 27.637 | 70.1027 | 71.7922
Fort Martin | -44804 | Operating | 1152 | Steam Turbine | 1967 | Monongahela Power Company | PJM | RFC | R-PJM | Monongalia | WV | Coal | 1098 | 10598 | 11458 | 10924 | 45.4111 | 51.5072 | 54.1509
Fort Martin Solar Project | -743967 | Operating | 18.9 | Solar | 2024 | The Potomac Edison Company | PJM | RFC | R-PJM | Monongalia | WV | Solar | 18.9 | NA | NA | NA | NA | NA | NA
Fort Martin Solar Project | -743966 | Operating | 18.9 | Solar | 2024 | Monongahela Power Company | PJM | RFC | R-PJM | Monongalia | WV | Solar | 18.9 | NA | NA | NA | NA | NA | NA
Gauley River Hydro (Summersville) | -754754 | Operating | 80 | Hydraulic Turbine | 2001 | Patriot Hydro, LLC | PJM | RFC | R-PJM | Nicholas | WV | Water | 80 | NA | NA | NA | 24.2894 | NA | NA
Glen Ferris Hydro | -695486 | Operating | 6.2 | Hydraulic Turbine | 1912 | Brookfield Renewable Partners L.P. | PJM | RFC | R-PJM | Fayette | WV | Water | 6.2 | NA | NA | NA | 20.745 | 30.7041 | 32.9559
Grant Town Cogen | -88359 | Operating | 95.7 | Steam Turbine | 1992 | Grant Town Holdings Corporation | PJM | RFC | R-PJM | Marion | WV | Coal | 80 | 14379 | 14037 | 13528 | 85.4318 | 87.649 | 90.0983
Grant Town Cogen | -78287 | Operating | 95.7 | Steam Turbine | 1992 | Sumitomo Corporation of Americas | PJM | RFC | R-PJM | Marion | WV | Coal | 80 | 14379 | 14037 | 13528 | 85.4318 | 87.649 | 90.0983
Grant Town Cogen | -10833 | Operating | 95.7 | Steam Turbine | 1992 | American Power Company | PJM | RFC | R-PJM | Marion | WV | Coal | 80 | 14379 | 14037 | 13528 | 85.4318 | 87.649 | 90.0983
Grant Town Cogen | -9166 | Operating | 95.7 | Steam Turbine | 1992 | American Hydro Power Co. | PJM | RFC | R-PJM | Marion | WV | Coal | 80 | 14379 | 14037 | 13528 | 85.4318 | 87.649 | 90.0983
Hannibal Hydroelectric Project | -5382 | Operating | 37.4 | Hydraulic Turbine | 1988 | City of New Martinsville | PJM | RFC | R-PJM | Wetzel | WV | Water | 37.4 | NA | NA | NA | 52.9369 | 50.7329 | 69.7403
Harrison | -87399 | Operating | 2052 | Steam Turbine | 1972 | Monongahela Power Company | PJM | RFC | R-PJM | Harrison | WV | Coal | 1984 | 10274 | 10097 | 10067 | 64.4003 | 69.38 | 66.135
Hawks Nest Hydro | -695493 | Operating | 102 | Hydraulic Turbine | 1936 | Brookfield Renewable Partners L.P. | PJM | RFC | R-PJM | Fayette | WV | Water | 96.8 | NA | NA | NA | 51.3184 | 60.0257 | 58.7677
High Horizons Solar Project (Blake Solar) | -757661 | Operating | 80 | Solar | 2024 | Opdenergy SA | PJM | RFC | R-PJM | Jefferson | WV | Solar | 80 | NA | NA | NA | NA | NA | NA
John E. Amos | -71358 | Operating | 2932.6 | Steam Turbine | 1971 | Appalachian Power Company | PJM | RFC | R-PJM | Putnam | WV | Coal | 2900 | 10398 | 10408 | 9863 | 33.5783 | 28.7602 | 47.2804
Lake Lynn Power Station | -201819 | Operating | 51.2 | Hydraulic Turbine | 1926 | Ontario Power Generation Inc. | PJM | RFC | R-PJM | Monongalia | WV | Water | 52 | NA | NA | NA | 18.9943 | 23.3445 | 15.6285
Laurel Mountain | -663069 | Operating | 97.6 | Wind Turbine | 2011 | Alberta Investment Management Corporation | PJM | RFC | R-PJM | Barbour | WV | Wind | 97.6 | NA | NA | NA | 28.2128 | 23.5665 | 21.7255
Laurel Mountain | -663068 | Operating | 97.6 | Wind Turbine | 2011 | The AES Corporation | PJM | RFC | R-PJM | Barbour | WV | Wind | 97.6 | NA | NA | NA | 28.2128 | 23.5665 | 21.7255
Laurel Mountain Battery Storage Project | -599020 | Operating | 16 | Battery | 2011 | AES Wind Generation, LLC | PJM | RFC | R-PJM | Barbour | WV | Energy Storage | 16 | NA | NM | NM | 8.5203 | 7.0805 | 6.2564
London | -4715 | Operating | 14.4 | Hydraulic Turbine | 1935 | Appalachian Power Company | PJM | RFC | R-PJM | Kanawha | WV | Water | 14.4 | NA | NA | NA | 51.6402 | 41.1752 | 47.3261
Longview Power | -496473 | Operating | 807.5 | Steam Turbine | 2011 | Tennenbaum Capital Partners, LLC | PJM | RFC | R-PJM | Monongalia | WV | Coal | 710 | 8946 | 8883 | 8827 | 63.0442 | 73.314 | 89.2629
Longview Power | -112162 | Operating | 807.5 | Steam Turbine | 2011 | KKR Credit Advisors (US) LLC | PJM | RFC | R-PJM | Monongalia | WV | Coal | 710 | 8946 | 8883 | 8827 | 63.0442 | 73.314 | 89.2629
Longview Power | -104885 | Operating | 807.5 | Steam Turbine | 2011 | Bain Capital Credit, LP | PJM | RFC | R-PJM | Monongalia | WV | Coal | 710 | 8946 | 8883 | 8827 | 63.0442 | 73.314 | 89.2629
Longview Power | -96842 | Operating | 807.5 | Steam Turbine | 2011 | American Securities LLC | PJM | RFC | R-PJM | Monongalia | WV | Coal | 710 | 8946 | 8883 | 8827 | 63.0442 | 73.314 | 89.2629
Longview Power | -89917 | Operating | 807.5 | Steam Turbine | 2011 | Centerbridge Partners, L.P. | PJM | RFC | R-PJM | Monongalia | WV | Coal | 710 | 8946 | 8883 | 8827 | 63.0442 | 73.314 | 89.2629
Marmet | -4889 | Operating | 14.4 | Hydraulic Turbine | 1935 | Appalachian Power Company | PJM | RFC | R-PJM | Kanawha | WV | Water | 14.4 | NA | NA | NA | 46.4953 | 52.2347 | 39.7585
Millville | -201823 | Operating | 2.8 | Hydraulic Turbine | 1913 | Ontario Power Generation Inc. | PJM | RFC | R-PJM | Jefferson | WV | Water | 3 | NA | NA | NA | 25.1256 | 27.6788 | 39.3455
Mitchell (WV) | -86756 | Operating | 1632.6 | Steam Turbine | 1971 | Wheeling Power Company | PJM | RFC | R-PJM | Marshall | WV | Coal | 1560 | 10814 | 10878 | 10506 | 24.348 | 25.6256 | 34.8986
Mitchell (WV) | -71405 | Operating | 1632.6 | Steam Turbine | 1971 | Kentucky Power Company | PJM | RFC | R-PJM | Marshall | WV | Coal | 1560 | 10814 | 10878 | 10506 | 24.348 | 25.6256 | 34.8986
Morgantown Energy Facility | -671851 | Out of Service | 68.9 | Steam Turbine | 1991 | Vicinity Energy Inc. | PJM | RFC | R-PJM | Monongalia | WV | Coal | NA | NA | NA | NA | NA | NA | NA
Mount Storm | -5265 | Operating | 1662.4 | Steam Turbine | 1965 | Virginia Electric and Power Company | PJM | RFC | R-PJM | Grant | WV | Coal | 1639.1 | 11018 | 10699 | 10471 | 24.51 | 31.632 | 37.5206
Yuba City Cogeneration Partners LP | -101334 | Operating | 49.9 | Gas Turbine | 1990 | GE Capital US Holdings, Inc. | CAISO | WECC | CAMX | Sutter | CA | Gas | 49.9 | 9602 | 10046 | 9571 | 4.3503 | 5.8466 | 13.5353
Mountaineer | -5256 | Operating | 1300 | Steam Turbine | 1980 | Appalachian Power Company | PJM | RFC | R-PJM | Mason | WV | Coal | 1299 | 10191 | 9975 | 9700 | 43.6646 | 45.8452 | 62.6822
Mountaineer Wind Energy Center | -177086 | Operating | 66 | Wind Turbine | 2002 | GlidePath Power Solutions LLC | PJM | RFC | R-PJM | Tucker | WV | Wind | 66 | NA | NA | NA | 9.2998 | 14.6888 | 15.7775
Natrium | -390998 | Operating | 115.5 | Steam Turbine | 1943 | Eagle Spinco Inc. | PJM | RFC | R-PJM | Marshall | WV | Gas | 115.5 | 11563 | 12215 | 11352 | 65.9668 | 50.7852 | 74.383
Natrium | -390997 | Operating | 115.5 | Steam Turbine | 1943 | Eagle Spinco Inc. | PJM | RFC | R-PJM | Marshall | WV | Gas | 115.5 | 11563 | 12215 | 11352 | 65.9668 | 50.7852 | 74.383
NedPower Mount Storm (West Virginia) | -663000 | Operating & Planned | 264 | Wind Turbine | 2008 | Clearway Energy, Inc. | PJM | RFC | R-PJM | Grant | WV | Wind | 264 | NA | NA | NA | 24.785 | NA | NA
NedPower Mount Storm (West Virginia) | -662999 | Operating & Planned | 264 | Wind Turbine | 2008 | Clearway Energy, Inc. | PJM | RFC | R-PJM | Grant | WV | Wind | 264 | NA | NA | NA | 24.785 | NA | NA
New Creek Wind Farm | -168711 | Operating | 103 | Wind Turbine | 2016 | Enbridge Inc. | PJM | RFC | R-PJM | Grant | WV | Wind | 103 | NA | NA | NA | 32.631 | 33.8682 | 33.6198
New River Clean Energy Project | -647674 | Operating | 3.2 | Internal Combustion | 2017 | Seven Islands Environmental Solutions Llc | PJM | RFC | R-PJM | Raleigh | WV | Biomass | 3.2 | 4465 | 4233 | 4455 | 32.4165 | 36.3941 | 36.2657
Pinnacle Wind Farm (Repower) | -663117 | Operating | 54 | Wind Turbine | 2011 | Clearway Energy, Inc. | PJM | RFC | R-PJM | Mineral | WV | Wind | 54 | NA | NA | NA | 39.3802 | NA | NA
Pinnacle Wind Farm (Repower) | -663116 | Operating | 54 | Wind Turbine | 2011 | Clearway Energy, Inc. | PJM | RFC | R-PJM | Mineral | WV | Wind | 54 | NA | NA | NA | 39.3802 | NA | NA
Yuba City Cogeneration Partners LP | -7918 | Operating | 49.9 | Gas Turbine | 1990 | Yuba City Cogen Partners LP | CAISO | WECC | CAMX | Sutter | CA | Gas | 49.9 | 9602 | 10046 | 9571 | 4.3503 | 5.8466 | 13.5353
Quantum Pleasants | -648529 | Operating | 1368 | Steam Turbine | 1979 | Omnis Fuel Technologies, LLC | PJM | RFC | R-PJM | Pleasants | WV | Coal | 1300 | 10787 | NA | NA | 40.2442 | NA | NA
Rivesville Solar Project | -778336 | Operating | 5.5 | Solar | 2024 | The Potomac Edison Company | PJM | RFC | R-PJM | Marion | WV | Solar | 5.5 | NA | NA | NA | NA | NA | NA
Rivesville Solar Project | -778335 | Operating | 5.5 | Solar | 2024 | Monongahela Power Company | PJM | RFC | R-PJM | Marion | WV | Solar | 5.5 | NA | NA | NA | NA | NA | NA
Willow Island Hydro | -167520 | Operating | 44 | Hydraulic Turbine | 2016 | American Municipal Power, Inc. | PJM | RFC | R-PJM | Pleasants | WV | Water | 44 | NA | NA | NA | 57.1697 | 55.2135 | 68.9007
Winfield | -7814 | Operating | 14.7 | Hydraulic Turbine | 1938 | Appalachian Power Company | PJM | RFC | R-PJM | Putnam | WV | Water | 14.7 | NA | NA | NA | 85.8269 | 97.6703 | 81.0658
Yeager Airport Solar Project | -201726 | Operating | 4.08 | Solar | 2019 | Central West Virginia Regional Airport Authority | PJM | RFC | R-PJM | Kanawha | WV | Solar | 4.08 | NA | NA | NA | NA | NA | NA
Alcova | -511464 | Operating | 41.4 | Hydraulic Turbine | 1955 | U.S. Bureau Of Reclamation |  | WECC | RMPA | Natrona | WY | Water | 41.4 | NA | NA | NA | 18.7727 | 24.5323 | 21.5844
Anticline Wind Project | -789339 | Operating | 124.3 | Wind Turbine | 2024 | NextEra Energy Resources, LLC |  | WECC | NWPP | Natrona | WY | Wind | 124.3 | NA | NA | NA | NA | NA | NA
Yuba City Energy Center | -745062 | Operating | 47.3 | Gas Turbine | 2002 | Calpine Corporation | CAISO | WECC | CAMX | Sutter | CA | Gas | 48 | 10716 | 10685 | 10753 | 11.7302 | 17.6454 | 23.1811
Yuba City Energy Center | -745061 | Operating | 47.3 | Gas Turbine | 2002 | Calpine Corporation | CAISO | WECC | CAMX | Sutter | CA | Gas | 48 | 10716 | 10685 | 10753 | 11.7302 | 17.6454 | 23.1811
Yucca CT | -165858 | Operating | 338.3 | Gas Turbine | 1971 | Imperial Irrigation District |  | WECC | AZNMSN | Yuma | AZ | Gas | 287.6 | 11526 | 11708 | 13003 | 9.3371 | 7.6015 | 6.3364
Beaver Creek Gas ST Plant | -174088 | Operating | 1.8 | Steam Turbine | 2018 | Devon Energy Corporation |  | WECC | RMPA | Fremont | WY | Gas | 1.8 | NA | NA | NA | NA | NA | NA
Big Sand Draw Plant | -172798 | Operating | 8 | Internal Combustion | 2015 | Devon Energy Production Company, L.P. |  | WECC | NWPP | Fremont | WY | Gas | 7 | 7516 | 10452 | 10452 | 64.1683 | 41.6944 | 40.9752
Boswell Springs Wind Project | -787843 | Operating | 329.8 | Wind Turbine | 2024 | Innergex Renewable Energy Inc. |  | WECC | NWPP | Albany | WY | Wind | 329.8 | NA | NA | NA | NA | NA | NA
Boysen | -511477 | Operating | 15 | Hydraulic Turbine | 1952 | U.S. Bureau Of Reclamation |  | WECC | RMPA | Fremont | WY | Water | 17.2 | NA | NA | NA | 53.9901 | 40.6127 | 31.5427
Buffalo Bill | -511478 | Operating | 18 | Hydraulic Turbine | 1992 | U.S. Bureau Of Reclamation |  | WECC | RMPA | Park | WY | Water | 18 | NA | NA | NA | 46.4187 | 38.3327 | 38.7183
Campbell Hill WindPower - Three Buttes | -695626 | Operating | 99 | Wind Turbine | 2009 | Brookfield Renewable Partners L.P. |  | WECC | NWPP | Converse | WY | Wind | 99 | NA | NA | NA | 34.1662 | NA | NA
Campbell Hill WindPower - Three Buttes | -193213 | Operating | 99 | Wind Turbine | 2009 | John Hancock Life Insurance Company (U.S.A) |  | WECC | NWPP | Converse | WY | Wind | 99 | NA | NA | NA | 34.1662 | 36.6365 | 34.7692
Casper Wind Power Project | -168124 | Operating | 17 | Wind Turbine | 2009 | Chevron U.S.A. Inc. |  | WECC | NWPP | Natrona | WY | Wind | 17 | NA | NA | NA | 3.8517 | 9.4131 | 9.863
Cedar Springs I Wind Project | -292721 | Operating | 200 | Wind Turbine | 2020 | NextEra Energy Resources, LLC |  | WECC | NWPP | Converse | WY | Wind | 200 | NA | NA | NA | 45.1657 | 46.8688 | 43.3938
Cedar Springs II Wind Farm | -794424 | Operating | 200 | Wind Turbine | 2020 | PacifiCorp |  | WECC | NWPP | Converse | WY | Wind | 198.8 | NA | NA | NA | NA | NA | NA
Cedar Springs III Wind Project | -292727 | Operating | 133 | Wind Turbine | 2020 | NextEra Energy Resources, LLC |  | WECC | NWPP | Converse | WY | Wind | 133 | NA | NA | NA | 47.7428 | 48.7722 | 45.3215
Cedar Springs IV Wind Project | -793284 | Operating | NA | Wind Turbine | 2025 | NextEra Energy Resources, LLC |  | WECC | NWPP | Converse | WY | Wind | 390.4 | NA | NA | NA | NA | NA | NA
Yucca CT | -165857 | Operating | 338.3 | Gas Turbine | 1971 | Arizona Public Service Company |  | WECC | AZNMSN | Yuma | AZ | Gas | 287.6 | 11526 | 11708 | 13003 | 9.3371 | 7.6015 | 6.3364
Yuma Cogeneration Associates | -141099 | Operating | 62.6 | Combined Cycle | 1994 | CE Generation, LLC |  | WECC | AZNMSN | Yuma | AZ | Gas | 54.5 | 9472 | 9397 | 9681 | 31.6151 | 9.9921 | 11.1417
Yuma Cogeneration Associates | -141098 | Operating | 62.6 | Combined Cycle | 1994 | CE Generation, LLC |  | WECC | AZNMSN | Yuma | AZ | Gas | 54.5 | 9472 | 9397 | 9681 | 31.6151 | 9.9921 | 11.1417
Corriedale Wind Energy Project | -310782 | Operating | 52.5 | Wind Turbine | 2020 | Black Hills Power, Inc. |  | WECC | RMPA | Laramie | WY | Wind | 52.5 | NA | NA | NA | 44.3262 | 52.5506 | 47.5018
Corriedale Wind Energy Project | -310781 | Operating | 52.5 | Wind Turbine | 2020 | Cheyenne Light, Fuel and Power Company |  | WECC | RMPA | Laramie | WY | Wind | 52.5 | NA | NA | NA | 44.3262 | 52.5506 | 47.5018
Dave Johnston | -141074 | Operating | 816.7 | Steam Turbine | 1959 | PacifiCorp |  | WECC | NWPP | Converse | WY | Coal | 755 | 12030 | 11562 | 11473 | 53.4851 | 54.1583 | 54.4504
Dave Johnston | -141073 | Operating | 816.7 | Steam Turbine | 1959 | PacifiCorp |  | WECC | NWPP | Converse | WY | Coal | 755 | 12030 | 11562 | 11473 | 53.4851 | 54.1583 | 54.4504
Dry Fork Station | -256825 | Operating | 483.7 | Steam Turbine | 2011 | Basin Electric Power Cooperative | SPP | WECC | RMPA | Campbell | WY | Coal | 405 | 11206 | 10865 | 11203 | 80.4269 | 75.9038 | 82.9751
Dunlap Wind Farm | -794421 | Operating | 129.5 | Wind Turbine | 2010 | PacifiCorp |  | WECC | NWPP | Carbon | WY | Wind | 111 | NA | NA | NA | NA | NA | NA
Ekola Flats Wind Project | -794422 | Operating | 250.9 | Wind Turbine | 2020 | PacifiCorp |  | WECC | RMPA | Carbon | WY | Wind | 250.9 | NA | NA | NA | NA | NA | NA
Elk Basin | -164666 | Operating | 2 | Steam Turbine | 1948 | Exxon Mobil Corporation |  | WECC | NWPP | Park | WY | Other | 1.6 | NA | NM | NA | 51.8265 | 54.8516 | 62.8924
Elk Basin | -31794 | Operating | 2 | Steam Turbine | 1948 | Encore Energy Partners LP |  | WECC | NWPP | Park | WY | Other | 1.6 | NA | NM | NA | 51.8265 | 54.8516 | 62.8924
F.E. Warren Air Force Wind | -168411 | Operating | 3.32 | Wind Turbine | 2005 | F.E.Warren Air Force Base |  | WECC | RMPA | Laramie | WY | Wind | 3.32 | NA | NA | NA | NA | NA | NA
Fontenelle | -511493 | Operating | 10 | Hydraulic Turbine | 1968 | U.S. Bureau Of Reclamation |  | WECC | RMPA | Lincoln | WY | Water | 11.2 | NA | NA | NA | 64.9289 | 44.9425 | 34.7389
Foote Creek I | -614720 | Operating | 54.6 | Wind Turbine | 1999 | PacifiCorp |  | WECC | NWPP | Carbon | WY | Wind | 54.6 | NA | NA | NA | 45.0621 | 43.6443 | 32.3045
Foote Creek I | -614719 | Operating | 54.6 | Wind Turbine | 1999 | PacifiCorp |  | WECC | NWPP | Carbon | WY | Wind | 54.6 | NA | NA | NA | 45.0621 | 43.6443 | 32.3045
Foote Creek III | -789566 | Operating | 24.8 | Wind Turbine | 1999 | PacifiCorp |  | WECC | RMPA | Carbon | WY | Wind | 24.8 | NA | NA | NA | 6.702 | NA | NA
Foote Creek III | -789565 | Operating | 24.8 | Wind Turbine | 1999 | PacifiCorp |  | WECC | RMPA | Carbon | WY | Wind | 24.8 | NA | NA | NA | 6.702 | NA | NA
Foote Creek Rim Wind Plant | -807582 | Operating | NA | Wind Turbine | 2024 | Rocky Mountain Power, Inc. |  | WECC | RMPA | Carbon | WY | Wind | 134.8 | NA | NA | NA | NA | NA | NA
Fremont Canyon | -511495 | Operating | 66.8 | Hydraulic Turbine | 1960 | U.S. Bureau Of Reclamation |  | WECC | RMPA | Natrona | WY | Water | 66.8 | NA | NA | NA | 30.1269 | 34.4296 | 32.754
Garland Canal Power Plant | -641115 | Operating | 2.9 | Hydraulic Turbine | 1983 | Shoshone Irrigation District Wyoming |  | WECC | NWPP | Park | WY | Water | 2.6 | NA | NA | NA | 40.5032 | 43.919 | 39.8665
General Chemical - Wyoming | -3509 | Operating | 30 | Steam Turbine | 1968 | Chemtrade Chemicals Corporation |  | WECC | NWPP | Sweetwater | WY | Coal | 30 | NA | NM | NA | 85.2333 | 80.8604 | 77.403
Genesis Alkali Project | -48347 | Operating | 41 | Steam Turbine | 1953 | FMC Westvaco |  | WECC | NWPP | Sweetwater | WY | Coal | 41 | 49947 | NM | NA | 73.6062 | 78.3542 | 68.0577
Glendo | -511498 | Operating | 38 | Hydraulic Turbine | 1958 | U.S. Bureau Of Reclamation |  | WECC | RMPA | Platte | WY | Water | 38 | NA | NA | NA | 20.6516 | 18.7112 | 20.9766
Glenrock Wind | -141262 | Operating | 158.6 | Wind Turbine | 2008 | PacifiCorp |  | WECC | NWPP | Converse | WY | Wind | 138 | NA | NA | NA | 25.9798 | 37.3617 | 38.5996
Glenrock Wind | -141261 | Operating | 158.6 | Wind Turbine | 2008 | PacifiCorp |  | WECC | NWPP | Converse | WY | Wind | 138 | NA | NA | NA | 25.9798 | 37.3617 | 38.5996
Grant Village | -8529 | Operating | 3.2 | Internal Combustion | 1993 | NorthWestern Energy Group, Inc. |  | WECC | NWPP | Teton | WY | Oil | 3.2 | NA | NA | NA | 0.64569 | 1.0096 | 0.98102
Guernsey | -511502 | Operating | 6.4 | Hydraulic Turbine | 1927 | U.S. Bureau Of Reclamation |  | WECC | RMPA | Platte | WY | Water | 6.4 | NA | NA | NA | 33.0248 | 24.2954 | 26.2058
Happy Jack Windpower | -695611 | Operating | 29.4 | Wind Turbine | 2008 | Brookfield Renewable Partners L.P. |  | WECC | RMPA | Laramie | WY | Wind | 29.4 | NA | NA | NA | 22.7911 | NA | NA
Happy Jack Windpower | -193180 | Operating | 29.4 | Wind Turbine | 2008 | John Hancock Life Insurance Company (U.S.A) |  | WECC | RMPA | Laramie | WY | Wind | 29.4 | NA | NA | NA | 22.7911 | 27.6811 | 26.3046
Zeeland Power Project | -61781 | Operating | 590.8 | Combined Cycle | 2002 | Consumers Energy Company | MISO | RFC | R-MISO | Ottawa | MI | Gas | 573.9 | 7213 | 7153 | 7249 | 67.9775 | 69.6111 | 56.363
Heart Mountain | -511503 | Operating | 5 | Hydraulic Turbine | 1948 | U.S. Bureau Of Reclamation |  | WECC | RMPA | Park | WY | Water | 5 | NA | NA | NA | 44.8904 | 35.9155 | 32.5959
High Plains Wind | -141344 | Operating | 122.1 | Wind Turbine | 2009 | PacifiCorp |  | WECC | NWPP | Albany | WY | Wind | 99 | NA | NA | NA | 39.4515 | 44.2744 | 38.5012
High Plains Wind | -141343 | Operating | 122.1 | Wind Turbine | 2009 | PacifiCorp |  | WECC | NWPP | Albany | WY | Wind | 99 | NA | NA | NA | 39.4515 | 44.2744 | 38.5012
Jim Bridger | -794415 | Operating | 2326 | Steam Turbine | 1974 | PacifiCorp |  | WECC | NWPP | Sweetwater | WY | Gas | 2119 | NA | NA | NA | NA | NA | NA
Jim Bridger | -4259 | Operating | 2326 | Steam Turbine | 1974 | Idaho Power Company |  | WECC | NWPP | Sweetwater | WY | Gas | 2119 | 11150 | 10778 | 10817 | 44.8221 | 57.4387 | 55.7192
Kortes | -511513 | Operating | 36 | Hydraulic Turbine | 1950 | U.S. Bureau Of Reclamation |  | WECC | RMPA | Carbon | WY | Water | 36.6 | NA | NA | NA | 45.596 | 26.2233 | 40.3766
Lake | -8526 | Operating | 2.7 | Internal Combustion | 1967 | NorthWestern Energy Group, Inc. |  | WECC | NWPP | Teton | WY | Oil | 2.7 | 11216 | 12498 | 12179 | 1.057 | 0.87519 | 1.391
Laramie River Station | -511261 | Operating | 1863 | Steam Turbine | 1981 | Wyoming Municipal Power Agency | SPP | WECC | RMPA | Platte | WY | Coal | 1700 | 10589 | 10429 | 10578 | 63.5571 | 66.2024 | 55.8323
Laramie River Station | -144514 | Operating | 1863 | Steam Turbine | 1981 | Tri-State Generation and Transmission Association, Inc. | SPP | WECC | RMPA | Platte | WY | Coal | 1700 | 10589 | 10429 | 10578 | 63.5571 | 66.2024 | 55.8323
Laramie River Station | -12184 | Operating | 1863 | Steam Turbine | 1981 | Missouri River Energy Services | SPP | WECC | RMPA | Platte | WY | Coal | 1700 | 10589 | 10429 | 10578 | 63.5571 | 66.2024 | 55.8323
Laramie River Station | -4593 | Operating | 1863 | Steam Turbine | 1981 | Basin Electric Power Cooperative | SPP | WECC | RMPA | Platte | WY | Coal | 1700 | 10589 | 10429 | 10578 | 63.5571 | 66.2024 | 55.8323
Laramie River Station | -4591 | Operating | 1863 | Steam Turbine | 1981 | Lincoln Electric System | SPP | WECC | RMPA | Platte | WY | Coal | 1700 | 10589 | 10429 | 10578 | 63.5571 | 66.2024 | 55.8323
McFadden Ridge I | -141392 | Operating | 35.2 | Wind Turbine | 2009 | PacifiCorp |  | WECC | NWPP | Albany | WY | Wind | 28.8 | NA | NA | NA | 41.3599 | 45.8662 | 41.065
McFadden Ridge I | -141391 | Operating | 35.2 | Wind Turbine | 2009 | PacifiCorp |  | WECC | NWPP | Albany | WY | Wind | 28.8 | NA | NA | NA | 41.3599 | 45.8662 | 41.065
Medicine Bow | -226421 | Operating | 6.1 | Wind Turbine | 1998 | Ardian Infrastructure |  | WECC | RMPA | Carbon | WY | Wind | 6.1 | NA | NA | NA | 20.3365 | 29.4446 | 33.8629
Medicine Bow | -153977 | Operating | 6.1 | Wind Turbine | 1998 | Transatlantic Power Holdings LLC |  | WECC | RMPA | Carbon | WY | Wind | 6.1 | NA | NA | NA | 20.3365 | 29.4446 | 33.8629
Mountain Wind I Project | -663072 | Operating | 61 | Wind Turbine | 2008 | Clearway Energy, Inc. |  | WECC | NWPP | Uinta | WY | Wind | 61 | NA | NA | NA | 23.6842 | NA | NA
Mountain Wind I Project | -663071 | Operating | 61 | Wind Turbine | 2008 | Clearway Energy, Inc. |  | WECC | NWPP | Uinta | WY | Wind | 61 | NA | NA | NA | 23.6842 | NA | NA
Mountain Wind II Project | -663075 | Operating | 80 | Wind Turbine | 2008 | Clearway Energy, Inc. |  | WECC | NWPP | Uinta | WY | Wind | 80 | NA | NA | NA | 20.0893 | NA | NA
Mountain Wind II Project | -663074 | Operating | 80 | Wind Turbine | 2008 | Clearway Energy, Inc. |  | WECC | NWPP | Uinta | WY | Wind | 80 | NA | NA | NA | 20.0893 | NA | NA
Naughton | -794416 | Operating | 707.2 | Steam Turbine | 1963 | PacifiCorp |  | WECC | NWPP | Lincoln | WY | Coal | 604 | NA | NA | NA | NA | NA | NA
Zeeland Power Project CT | -13223 | Operating | 377.4 | Gas Turbine | 2001 | Consumers Energy Company | MISO | RFC | R-MISO | Ottawa | MI | Gas | 358.3 | 10597 | 10688 | 10648 | 41.0911 | 27.4783 | 14.3863
Neil Simpson II | -5346 | Operating | 90 | Steam Turbine | 1995 | Black Hills Power, Inc. | MISO, SPP | WECC | RMPA | Campbell | WY | Coal | 80 | 12656 | 12383 | 12523 | 87.4195 | 87.2305 | 87.7767
Zion Energy Center | -745046 | Operating | 596.7 | Gas Turbine | 2002 | Calpine Corporation | PJM | RFC | R-PJM | Lake | IL | Gas | 532 | 11468 | 11326 | 11136 | 6.663 | 6.9705 | 13.4222
Old Faithful | -8527 | Operating | 2 | Internal Combustion | 1979 | NorthWestern Energy Group, Inc. |  | WECC | NWPP | Teton | WY | Oil | 2 | 11214 | 10913 | 9740 | 1.4155 | 1.7123 | 2.0605
Pilot Butte | -511536 | Out of Service | 1.6 | Hydraulic Turbine | 1925 | U.S. Bureau Of Reclamation |  | WECC | RMPA | Fremont | WY | Water | NA | NA | NA | NA | NA | NA | NA
Pioneer Wind Park (Wasatch Wind) | -792385 | Operating | 80 | Wind Turbine | 2016 | Alberta Investment Management Corporation |  | WECC | NWPP | Converse | WY | Wind | 80 | NA | NA | NA | 32.2895 | 31.1701 | 34.6377
Pioneer Wind Park (Wasatch Wind) | -792384 | Operating | 80 | Wind Turbine | 2016 | The AES Corporation |  | WECC | NWPP | Converse | WY | Wind | 80 | NA | NA | NA | 32.2895 | 31.1701 | 34.6377
Pioneer Wind Park (Wasatch Wind) | -792383 | Operating | 80 | Wind Turbine | 2016 | Spower Opco A, LLC |  | WECC | NWPP | Converse | WY | Wind | 80 | NA | NA | NA | 32.2895 | 31.1701 | 34.6377
Pioneer Wind Park (Wasatch Wind) | -792382 | Operating | 80 | Wind Turbine | 2016 | Spower Opco A, LLC |  | WECC | NWPP | Converse | WY | Wind | 80 | NA | NA | NA | 32.2895 | 31.1701 | 34.6377
Rolling Hills Wind Project | -141322 | Operating | 115.8 | Wind Turbine | 2009 | PacifiCorp |  | WECC | NWPP | Converse | WY | Wind | 99 | NA | NA | NA | 21.6533 | 33.0192 | 34.1955
Rolling Hills Wind Project | -141321 | Operating | 115.8 | Wind Turbine | 2009 | PacifiCorp |  | WECC | NWPP | Converse | WY | Wind | 99 | NA | NA | NA | 21.6533 | 33.0192 | 34.1955
Roundhouse 2 Wind Farm | -752669 | Operating | 105.7 | Wind Turbine | 2023 | NextEra Energy Resources, LLC |  | WECC | RMPA | Laramie | WY | Wind | 105.7 | NA | NA | NA | 0.000648 | NA | NA
Roundhouse Wind Farm | -244510 | Operating | 226 | Wind Turbine | 2020 | NextEra Energy Resources, LLC |  | WECC | RMPA | Laramie | WY | Wind | 226 | NA | NA | NA | 42.9136 | 48.9719 | 42.5458
Seminoe | -511542 | Operating | 51.6 | Hydraulic Turbine | 1939 | U.S. Bureau Of Reclamation |  | WECC | RMPA | Carbon | WY | Water | 51.6 | NA | NA | NA | 31.1277 | 12.1591 | 20.1535
Seven Mile Hill Wind | -141258 | Operating | 146.2 | Wind Turbine | 2008 | PacifiCorp |  | WECC | NWPP | Carbon | WY | Wind | 118.5 | NA | NA | NA | 44.6178 | 48.1595 | 46.1107
Seven Mile Hill Wind | -141257 | Operating | 146.2 | Wind Turbine | 2008 | PacifiCorp |  | WECC | NWPP | Carbon | WY | Wind | 118.5 | NA | NA | NA | 44.6178 | 48.1595 | 46.1107
SF Phosphates Ltd. | -772383 | Operating | 11.5 | Steam Turbine | 1986 | Simplot Phosphates, LLC |  | WECC | NWPP | Sweetwater | WY | Gas | 11.5 | 37816 | 43776 | 33761 | 90.5628 | 87.6464 | 87.0846
Shoshone Dam | -511544 | Operating | 3 | Hydraulic Turbine | 1922 | U.S. Bureau Of Reclamation |  | WECC | RMPA | Park | WY | Water | 3 | NA | NA | NA | 76.6438 | 69.6461 | 71.8151
Zion Energy Center | -745045 | Operating | 596.7 | Gas Turbine | 2002 | Calpine Corporation | PJM | RFC | R-PJM | Lake | IL | Gas | 532 | 11468 | 11326 | 11136 | 6.663 | 6.9705 | 13.4222
Silver Sage Wind | -695634 | Operating | 42 | Wind Turbine | 2009 | Brookfield Renewable Partners L.P. |  | WECC | RMPA | Laramie | WY | Wind | 42 | NA | NA | NA | 29.7663 | NA | NA
Silver Sage Wind | -193218 | Operating | 42 | Wind Turbine | 2009 | John Hancock Life Insurance Company (U.S.A) |  | WECC | RMPA | Laramie | WY | Wind | 42 | NA | NA | NA | 29.7663 | 33.5818 | 27.9659
Sinclair Oil Refinery | -364625 | Operating | 1.7 | Steam Turbine | 1925 | Sinclair Oil LLC |  | WECC | NWPP | Carbon | WY | Other | 0.4 | NA | NM | NA | 0.04029 | 33.6086 | 29.1499
Sinclair Oil Refinery IC | -754521 | Operating | 3.3 | Internal Combustion | 1955 | Sinclair Oil LLC |  | WECC | NWPP | Carbon | WY | Gas | 3.3 | NA | NA | NA | NA | NA | NA
Sinclair Oil Refinery IC | -754520 | Operating | 3.3 | Internal Combustion | 1955 | Sinclair Oil LLC |  | WECC | NWPP | Carbon | WY | Gas | 3.3 | NA | NA | NA | NA | NA | NA
South Cheyenne Solar Project | -758931 | Operating | 150 | Solar | 2024 | Southern Power Company |  | WECC | RMPA | Laramie | WY | Solar | 150 | NA | NA | NA | NA | NA | NA
Spirit Mountain | -511545 | Operating | 4.5 | Hydraulic Turbine | 1994 | U.S. Bureau Of Reclamation |  | WECC | RMPA | Park | WY | Water | 4.5 | NA | NA | NA | 41.2709 | 40.0228 | 39.5358
Strawberry Creek | -7027 | Operating | 1.5 | Hydraulic Turbine | 1951 | Lower Valley Energy, Inc. |  | WECC | NWPP | Lincoln | WY | Water | 1.5 | NA | NA | NA | 68.4551 | 57.481 | 67.2222
Sweetwater Solar Project | -679218 | Operating | 92 | Solar | 2018 | Onward Energy |  | WECC | NWPP | Sweetwater | WY | Solar | 92 | NA | NA | NA | 21.5516 | NA | NA
Swift Creek Hydro Facility | -165642 | Operating | 1.7 | Hydraulic Turbine | 1940 | Lower Valley Energy, Inc. |  | WECC | NWPP | Lincoln | WY | Water | 1.7 | NA | NA | NA | 42.2777 | 42.0494 | 41.1228
TB Flats I & II Wind Project | -361784 | Operating | 503.2 | Wind Turbine | 2021 | PacifiCorp |  | WECC | NWPP | Carbon | WY | Wind | 503.2 | NA | NA | NA | 29.872 | 33.7789 | 10.0559
TB Flats I & II Wind Project | -361783 | Operating | 503.2 | Wind Turbine | 2021 | PacifiCorp |  | WECC | NWPP | Carbon | WY | Wind | 503.2 | NA | NA | NA | 29.872 | 33.7789 | 10.0559
Top of the World Windpower | -695642 | Operating | 200.2 | Wind Turbine | 2010 | Brookfield Renewable Partners L.P. |  | WECC | NWPP | Converse | WY | Wind | 200 | NA | NA | NA | 14.5407 | NA | NA
Top of the World Windpower | -193233 | Operating | 200.2 | Wind Turbine | 2010 | John Hancock Life Insurance Company (U.S.A) |  | WECC | NWPP | Converse | WY | Wind | 200 | NA | NA | NA | 14.5407 | 23.0723 | 22.906
Viva Naughton | -141340 | Operating | 0.74 | Hydraulic Turbine | 1986 | PacifiCorp |  | WECC | NWPP | Lincoln | WY | Water | 0.74 | NA | NA | NA | 6.9573 | 6.5099 | 5.3684
Viva Naughton | -141339 | Operating | 0.74 | Hydraulic Turbine | 1986 | PacifiCorp |  | WECC | NWPP | Lincoln | WY | Water | 0.74 | NA | NA | NA | 6.9573 | 6.5099 | 5.3684
Wygen 1 | -25793 | Operating | 90 | Steam Turbine | 2003 | Black Hills Wyoming, Inc. |  | WECC | RMPA | Campbell | WY | Coal | 86 | 12237 | 12095 | 12204 | 85.3823 | 91.4057 | 69.2253
Wygen 1 | -15782 | Operating | 90 | Steam Turbine | 2003 | Municipal Energy Agency of NE |  | WECC | RMPA | Campbell | WY | Coal | 86 | 12237 | 12095 | 12204 | 85.3823 | 91.4057 | 69.2253
Wygen 2 | -164085 | Operating | 95 | Steam Turbine | 2008 | Cheyenne Light, Fuel and Power Company |  | WECC | RMPA | Campbell | WY | Coal | 91 | 12335 | 12152 | 12163 | 83.2169 | 90.3925 | 81.4165
Wygen 3 | -166458 | Operating | 116 | Steam Turbine | 2010 | Montana-Dakota Utilities Co. | MISO, SPP | WECC | RMPA | Campbell | WY | Coal | 103 | 11505 | 11447 | 11462 | 88.0778 | 89.2415 | 92.2001
Wygen 3 | -26040 | Operating | 116 | Steam Turbine | 2010 | Black Hills Power, Inc. | MISO, SPP | WECC | RMPA | Campbell | WY | Coal | 103 | 11505 | 11447 | 11462 | 88.0778 | 89.2415 | 92.2001
Wygen 3 | -21499 | Operating | 116 | Steam Turbine | 2010 | Gillette City of | MISO, SPP | WECC | RMPA | Campbell | WY | Coal | 103 | 11505 | 11447 | 11462 | 88.0778 | 89.2415 | 92.2001
Wyodak | -141029 | Operating | 362.1 | Steam Turbine | 1978 | PacifiCorp |  | WECC | NWPP | Campbell | WY | Coal | 335 | 12168 | 11983 | 12513 | 60.536 | 54.6826 | 58.4346
Wyodak | -141028 | Operating | 362.1 | Steam Turbine | 1978 | PacifiCorp |  | WECC | NWPP | Campbell | WY | Coal | 335 | 12168 | 11983 | 12513 | 60.536 | 54.6826 | 58.4346
Wyodak | -7888 | Operating | 362.1 | Steam Turbine | 1978 | Black Hills Power, Inc. |  | WECC | NWPP | Campbell | WY | Coal | 335 | 12168 | 11983 | 12513 | 60.536 | 54.6826 | 58.4346
Wyoming Wind Energy Center | -676654 | Operating | 144 | Wind Turbine | 2003 | TransAlta Renewables Inc. |  | WECC | NWPP | Uinta | WY | Wind | 142.2 | NA | NA | NA | 21.2379 | NA | NA