## Criteria
General Notes
|  | 1 | Zero in any category is a deal-killer
|  | 2 | I&C Analysis only to be done once advanced from Operating Thermal and Redevelopment ranking criteria. Thresholds still tbd
|  | 3 | Great Attribute
|  | 4 | Good not great attribute
|  | 5 | Neutral or slightly negative attribute
|  | 6 | Bad Attribute
7
Operating Thermal |  |  |  | Comments | Flow Diagram
Overall Operating Thermal Score
| 100% | 2.95 | =[Unit COD]*Weight+[Capacity Factor]*Weight+… | Portfolio should aggregate score by relative capacity weight. Two assets of 800 & 200 MW will be apportioned 80% and 20%, respectively
| 25% |  | Overall Score receives a 25% boost based on PT Strategic | Qualitative Adders
25%
x | Gate | Capacity/Size
|  | 1 | >50MW Individual asset or >150 MW in aggregate for portfolio | First Draft
|  | 0 | <50MW Individual asset or <150 MW in aggregate for portfolio | First Draft
x | Gate | Fuel
|  | 1 | Gas, Oil
|  | 0 | Solar, Wind, Coal, BESS
x | Score Weight | Unit COD
| 20% | 3 | <2000 | First Draft
|  | 2 | 2000-2005 | First Draft
|  | 1 | >2005 | First Draft
x | Score Weight | Capacity Factor
| 0% | 3 | <10% | First Draft
|  | 2 | 10-25% | First Draft
|  | 1 | 25-100% | First Draft
x | Score Weight | Markets
| 30% | 3 | PJM, NYISO, ISO-NE | Confirm w/Aaron
|  | 2 | MISO North, SERC | Confirm w/Aaron
|  | 1 | SPP, MISO South | Confirm w/Aaron
|  | 0 | ERCOT, WECC, CAISO | Confirm w/Aaron
x | Score Weight | Transactability
| 30% | 3 | Bilateral w/ developed relationship | To be evaluated in relation to enviro attributes and comp adv
|  | 2 | Bilateral w/new relationship or Process w/less than 10 bidders | To be evaluated in relation to enviro attributes and comp adv
|  | 1 | Highly Competitive Process - More than 10 Bidders | To be evaluated in relation to enviro attributes and comp adv
x | Score Weight | Thermal Optimization Potential
| 5% | 2 | Readily apparent value add - wet compression, staffing, thermal blankets, dual-fuel, spare parts program, etc. | These may not be known until a "Round 2"
|  | 1 | No readily identifiable value add | These may not be known until a "Round 2"
x | Score Weight | Environmental Considerations
| 15% | 3 | Environmental liabilities are known, mitigable, and PT has a relative cost advantage | These may not be known until a "Round 2"
|  | 2 | Environmental liabilities are known, mitigable, but PT has no relative cost advantage | These may not be known until a "Round 2"
|  | 1 | Environmental liabilities are not known | These may not be known until a "Round 2"
|  | 0 | Environmental Liabilities are known and not mitigable | These may not be known until a "Round 2"
Redevelopment - Power |  |  |  |  | Flow Diagram
Overall Power Redevelopment Score
100%
x | Score Weight | Market
| 40% | 3 | Primary
|  | 2 | Secondary
|  | 1 | Uncertain
|  | 0 | Challenging
| Score Weight | Overall Infra Score
| 30% |  | A score less than 2 is rejected -> minimal advantage and available MW
x |  | Land Availability
|  | 3 | Sufficient land onsite for all development activities
|  | 2 | Some developable land onsite with readily available/transactable parcel nearby
|  | 1 | No land onsite for development, but land available nearby and readily available or transactable
|  | 0 | No land onsite of offsite nearby
x |  | Utilities (Gas, water, wastewater (data center - Fiber) - Score to the obstacle)
|  | 3 | Sufficient Utilities Existing Onsite Now
|  | 2 | Sufficient Gas/Utilities in the area and low cost to connect (e.g., no lateral built major pipe within [5] miles)
|  | 1 | Sufficient Gas, high cost; viability uncertain
|  | 0 | No clear path to utility connection
|  | N/A | BESS and Solar
| Score Weight | Overall IX Score
| 30% | 3 | Secured IX Rights
x |  | 2 | No network/POI upgrades at desired MW (Unsecured)
|  | 1 | Minimal network and POI upgrades required at a desired MW (Unsecured)
|  | 0 | Major network or POI upgrades required at a desired MW (Unsecured)
Please note that deliverability/CRIS/NRIS study will still be required when queue is more refined to better assess the potential transmission constraints. This assessment may not be required for EO Resources
Redevelopment - I&C Analysis
Relative Market Location
|  | 2 | Positive basis, near-term retirements, IX developments that will improve POI
1
0
I&C Score - Redevelopment
|  | 5 | 300+ bps higher than target IRR; high viability of offtake agreement and / or sufficient merchant revenues to underwrite project economics | Before full evaluation, consider basis evaluation
|  | 4 | +100 - +300 bps higher than target IRR; medium viability of offtake agreement and / or sufficient merchant revenues to underwrite project economics | Before full evaluation, consider basis evaluation
|  | 3 | (100) - +100 within range of target IRR; somewhat uncertain viability of offtake agreement and / or sufficient merchant revenues to underwrite project economics | Before full evaluation, consider basis evaluation
|  | 2 | 100-300 bps lower than target IRR; uncertain path to offtake agreement or relies on material market developments / transmission upgrades / retirements outside of the project’s control | Before full evaluation, consider basis evaluation
|  | 1 | (300+) bps lower versus target IRR; no visibility of sufficient offtake agreement and merchant revenues do not currently support development project economics | Before full evaluation, consider basis evaluation
Initial Screening
Do any Zeros kill the deal?
Is overall IX score <=2?
Is overall IX score <=2?
Is it a target market?
Review relative market location, near term retirements, and network improvements in the area
Yes
No
Is there sufficient land for development?
Yes
No
Check w/M&A on Thermal score before proceeding. Land may be available in future...
Score and prioritize for M&A
Are there incentives, state or local?
Yes
No
Pass, inform M&A
Score and prioritize for M&A
Draft
Adjust by relative PT Strategic Value: Gas supply relationships, partnerships, equipment suppliers, data center JV...
Yes
No
Pass on opportunity
Score
Adjust by relative locational value:
Quantify Redevelopment cost savings / benefits - similar to brownfield/greenfield analysis - deliver to I&C team
Pass Opportunity to Redevelopment Team for evaluation

## MASTER - Operating Plants
Section: |  | G | G | G | Ra | Ra | Ra |  |  | O |  | G | G | G | G | G | M | O | G | O | O | O |  | N | T | M | G | G | G | O | Ra |  | Ra | Ra | Ra | Ra | Ra | Ra | Ra | Re
[31 empty] | 20% | 0% | 30% | 30% | 5% | 15% | 40% | 30% | 30%
Hardcoded Rank | Scored Rank | Plant Owner | Project Codename | Project Name | Overall Project Score | Thermal Operating Score | Redevelopment Score | Redevelopment (Load) Score | I&C Score | Process (P) or Bilateral (B) | Number of Sites | Legacy Nameplate Capacity (MW) | Tech | Heat Rate (Btu/kWh) | 2024 Capacity Factor | Legacy COD | Gas Reference | Redevelopment Base Case | Contact | Objective | Next Key Milestones | Weekly Priority Tasks | Previous Weekly Priority Tasks | Contextual Comments or Notes | Market | Zone/Submarket | Location | Site Acreage | Fuel | Transactibility | COD | Capacity Factor | Markets | Transactibility | Thermal Optimization | Envionmental Score | Market | Infra | IX | Co-Locate/Repower
4 | 1 | CCI | Cloud | Roseton | 5.1 | 2.4 | 2.7 |  |  | P | 1 | 1210 | ST | 11400 | 2.2% | 1974 |  | BESS Codevelopment w/15 + developable acres in Zone G | Arvind Rajpal | Acceptance into Round 2 | Submit Round 1 NBO Late November | 10/20/25: -Begin VDR review | 10/13/25: | -Round 1 VDR set to open in coming weeks -NDA executed | NYISO | G | Newburgh, NY | ~20 developable acres | Gas | Bilateral w/new relationship or Process w/less than 10 bidders | 3 | 3 | 3 | 2 |  | 2 | 3 | 3 | 2 | Codevelopment
2 | 15 | Rockland | Evergreen | Montpelier | 3 | 0 | 3 |  |  | P | 1 | 234 | GT | 10200 | 4.2% | 2001 | Panhandle Eastern, Point: TBD | 80 acres w/ 166MW of surplus capacity, BESS or NatGas ; Co-Dev + Repower | PEI (Parvan) & H&L (Vamsi) | Acceptance into Round 2 | Submit Round 1 NBO Week of 11/17 | 10/20/25: -Begin VDR review | 10/13/25: -Execute NDA -Begin review of VDR -Redev team to provide high level analysis | -Process launched 10/1/2025 -VDR set to open next week -Round 1 NBOs due Week of 11/17 -Target signing Late January / Early February '26 | PJM | AEP | Poneto, IN | 80 (owned) | Gas | Highly Competetive Process - More than 10 Bidders | 2 | 3 | 3 | #N/A |  | 2 | 3 | 3 | 3 | Codevelopment | 166 MW of surplus injection capacity - 0 MW of injection capacity & 0 MW of withdrawal capacity at the 345 kV bus - Plant COD 2001 (repowering unlikely in near future) - 1x Zayo fiber line < 8 miles from site & 2x Uniti fiber lines < 15 miles from site - Closest data center < 40 mi in Fort Wayne (Google / 480 MW & 720 MW)
1 | 2 | Alliance Energy Group | Blue Sky | Hillburn | 4.8 | 2.7 | 2.1 |  |  | B |  | 47 | GT | 15500 | 1% | 1971 |  | BESS Development in attractive Zone G | Brian Gregson/Neil Davids | Sign & Close | Finalize PSA and Sign week of Nov 24 | 10/20/25: -Receive feedback from Seller on MIPA draft -Engage ATS for borescopes to be performed week of November 10th |  | $75MM target | NYISO | G | NY |  | Gas | Bilateral w/ developed relationship | 3 | 3 | 3 | 3 |  | 2 | 3 | 1 | 2 | Codevelopment
1 | 2 | Alliance Energy Group | Blue Sky | Shoemaker | 4.8 | 2.7 | 2.1 |  |  | B |  | 49 | GT | 15500 | 1% | 1971 |  | BESS Development in attractive Zone G with enough land to cover Hillburn and Shoemaker IX capacity if needed | Brian Gregson/Neil Davids | Sign & Close | Finalize PSA and Sign week of Nov 24 | 10/20/25: -Receive feedback from Seller on MIPA draft -Engage ATS for borescopes to be performed week of November 10th |  | $75MM target | NYISO | G | NY |  | Gas | Bilateral w/ developed relationship | 3 | 3 | 3 | 3 |  | 2 | 3 | 1 | 2 | Codevelopment
5 | 2 | Talen | NA | Martins Creek | 4.8 | 2.7 | 2.1 |  |  | B | 1 | 1700 |  | 11200 | 17.26% | 1976 |  | Site suitable with 300 acres + for gas re-power and other developments. Potential additional solar developments. | Emily Kraus | Gain exclusivity & avoid process | Talen to provide financials & other info once water permit resolved | 10/20/25: -N/A | 10/13/25: -N/A | Waiting on Talen to close out a water permitting issue | PJM |  | Martins Creek, PA | 700 | Gas | Bilateral w/ developed relationship | 3 | 2 | 3 | 3 |  | 2 | 3 | 2 | 1
6 | 5 | Calpine/ Constellation | Pathfinder | York | 4.4 | 2 | 2.4 |  |  | P |  | 566 | CCGT | 6130 | 77.31% | 2019 | Transco Zn 6 NNY | Advantaged NatGas play in Marcellus Shale; Powered Land (upside with gen) | Jefferies/Barclays | Go / No-Go decision on partnership bid with Equinor | Valuation and bid w/Equinor in-the-money HRCO Quote | Progress conversation with Equinor - PG Driving |  |  | PJM | MAAC | Delta, PA |  | Gas | Bilateral w/new relationship or Process w/less than 10 bidders | 1 | 1 | 3 | 2 |  | 2 | 3 | 3 | 1 | Codevelopment | Need IX study
6 | 6 | Calpine/ Constellation | Pathfinder | Edge Moor | 4.35 | 2.4 | 1.95 |  |  | P | 1 | 695 | ST | 12500 | 3% | 1965 | Transco Zn 6 NNY | Onsite thermal repower of the Edge Moore site and onsite co-located BESS. May be surplus or excess IX available for BESS, given the Edge Moor units were converted from coal, which can result in a derate | Jefferies/Barclays | Go / No-Go decision on partnership bid with Equinor | Valuation and bid w/Equinor in-the-money HRCO Quote | 10/20/25: -Execute NDA | 10/13/25: -Meeting with Equinor on 10/14 to discuss joint bid and offtake -Firm up redevelopment case | Met with Equinor on 10/14, Need NDA to get information as Equinor was not willing to provide data thru their NDA. Process is on-hold | PJM | SWMAAC | Wilmington, DE | 160 | Gas | Bilateral w/new relationship or Process w/less than 10 bidders | 3 | 3 | 3 | 2 |  | 2 | 2 | 3 | 3 | Repower
6 | 6 | Calpine/ Constellation | Pathfinder | Hay Road | 4.35 | 2.4 | 1.95 |  |  | P | 1 | 1132 | CCGT | 8500 | 18% | 1989 | Transco Zn 6 NNY | Onsite thermal repower of the Edge Moore site and onsite co-located BESS. May be surplus or excess IX available for BESS, given the Edge Moor units were converted from coal, which can result in a derate | Jefferies/Barclays | Go / No-Go decision on partnership bid with Equinor | Valuation and bid w/Equinor in-the-money HRCO Quote | 10/20/25: -Execute NDA | 10/13/25: -Meeting with Equinor on 10/14 to discuss joint bid and offtake -Firm up redevelopment case | Met with Equinor on 10/14, Need NDA to get information as Equinor was not willing to provide data thru their NDA. Process is on-hold | PJM | SWMAAC | Wilmington, DE | 160 | Oil | Bilateral w/new relationship or Process w/less than 10 bidders | 3 | 2 | 3 | 2 |  | 2 | 2 | 3 | 3 | Repower | Repower of EdgeMoor is base case; would need to build out of flood zone; depends on life of exisiting site; Repower with BESS could face the same PJM pushback as Wagner/Brandon Shores received.
6 | 8 | Calpine/ Constellation | Pathfinder | Bethlehem | 4.3 | 2.2 | 2.1 |  |  | P |  | 1134 | CCGT | 8074 | 59.51% | 2003 | Transco Zn 6 NNY / Tetco M3 | Advantaged NatGas play in Marcellus Shale;Thermal codevelopment | Jefferies/Barclays | Go / No-Go decision on partnership bid with Equinor | Valuation and bid w/Equinor in-the-money HRCO Quote | Progress conversation with Equinor - PG Driving |  |  | PJM | MAAC | Bethlehem, PA |  | Gas | Bilateral w/new relationship or Process w/less than 10 bidders | 2 | 1 | 3 | 2 |  | 2 | 3 | 2 | 1 | Codevelopment | Need IX study
1 | 9 | Alliance Energy Group | Blue Sky | Massena | 4.25 | 2.7 | 1.55 |  |  | B | 8 | 102 | CCGT | 9000 | 1% | 1992 | Iroquois | Solar Codevelopmnet | Brian Gregson/Neil Davids | Sign & Close | Finalize PSA and Sign week of Nov 24 | 10/20/25: -Receive feedback from Seller on MIPA draft -Engage ATS for borescopes to be performed week of November 10th | 10/13/25: -Submit Final Offer, MIPA Mark-up, and extend exclusivity | $75MM target | NYISO | ROS | NY | TBD | Gas | Bilateral w/ developed relationship | 3 | 3 | 3 | 3 |  | 2 | 2 | 1.5 | 1 | Codevelopment
3 | 9 | Fortistar | Allen | Lockport | 4.25 | 2.4 | 1.85 |  |  | P |  | 219 |  | 8900 | 26% | 1992 |  | BESS or Powered Land (Lockport & Castleton 2024 combined EBITDA: $15M/yr) | Michael Proskin (BMO) | Acceptance into Round 2 | Submit Round 1 NBO | 10/20/25: -Execute NDA |  | -NYISO Zone A duel fuel gas fired facility -Received teaser on 10/15, VDR set to open in coming weeks | NYISO | A | NY |  | Gas | Bilateral w/new relationship or Process w/less than 10 bidders | 3 | 1 | 3 | 2 |  | 2 | 2 | 2.5 | 1 | Codevelopment | Yahoo datacenter .5 miles connects to same substation, Town of Lockton has 90 acres
1 | 12 | Alliance Energy Group | Blue Sky | Ogdensburg | 3.95 | 2.7 | 1.25 |  |  | B |  | N/A | ST | 7916 | 0% | 1993 |  | BESS Codevelopment | Brian Gregson/Neil Davids | Sign & Close | Finalize PSA and Sign week of Nov 24 | 10/20/25: -Receive feedback from Seller on MIPA draft -Engage ATS for borescopes to be performed week of November 10th |  | $75MM target | NYISO | ROS | Ogdensburg, NY |  | Gas | Bilateral w/ developed relationship | 3 | 3 | 3 | 3 |  | 2 | 2 | 1 | 0.5 | Codevelopment
2 | 13 | Rockland | Evergreen | Yankee | 3.825 | 1.8 | 2.025 |  |  | P | 1 | 124 | GT | 15300 | 2% | 1970 | Columbia Gas, Point: TBD | Gas Repowering + Powered Land | PEI (Parvan) & H&L (Vamsi) | Acceptance into Round 2 | Submit Round 1 NBO Week of 11/17 | 10/20/25: -Begin VDR review | 10/13/25: -Execute NDA -Begin review of VDR -Redev team to provide high level analysis | -Process launched 10/1/2025 -VDR set to open next week -Round 1 NBOs due Week of 11/17 -Target signing Late January / Early February '26 | PJM | Day | Centerville, OH | 26.3 (owned) | Gas | Highly Competitive Process - More than 10 Bidders | 3 | 3 | 3 | 1 |  | 0 | 3 | 2 | 3 | Repower | 0 MW of injection capacity & 150 MW of withdrawal capacity at the 138 kV bus - Secured IX rights at 125 MW (gas repowering) - 2x Cogent and 1x Lumen fiber lines < 2 miles from site
3 | 11 | Fortistar | Allen | Castleton | 3.95 | 2.4 | 1.55 |  |  | P |  | 72 |  | 9000 | 31% | 1992 |  | No significant development opportunity but could transfer IX intra-zone | Michael Proskin (BMO) | Acceptance into Round 2 | Submit Round 1 NBO | 10/20/25: -Execute NDA |  | -NYISO Zone A duel fuel gas fired facility -Received teaser on 10/15, VDR set to open in coming weeks | NYISO | F | Albany, NY |  | Gas | Bilateral w/new relationship or Process w/less than 10 bidders | 3 | 1 | 3 | 2 |  | 2 | 2 | 1.5 | 1 | Codevelopment | Former cogen to paper mill,1.5 on land because city land is likely available but to get enough for 200 MW
2 | 14 | Rockland | Evergreen | O.H. Hutchings | 3.675 | 2.1 | 1.575 |  |  | P | 1 | 25 | Recip | 17100 | 0.2% | 1968 | NA | Gas Repowering + Powered Land | PEI (Parvan) & H&L (Vamsi) | Acceptance into Round 2 | Submit Round 1 NBO Week of 11/17 | 10/20/25: -Begin VDR review | 10/13/25: -Execute NDA -Begin review of VDR -Redev team to provide high level analysis | -Process launched 10/1/2025 -VDR set to open next week -Round 1 NBOs due Week of 11/17 -Target signing Late January / Early February '26 | PJM | Day | Miamisburg, OH | 13.7 (owned) | Gas | Highly Competitive Process - More than 10 Bidders | 3 | 3 | 3 | 1 |  | 2 | 3 | 2 | 1 | Repower | 0 MW of injection capacity & 245 MW of withdrawal capacity at the 138 kV bus - Need to assess neighboring 69 kV POI (consists of 9x 69 kV lines out) - Secured IX rights at 25 MW (gas repowering) - Need control of neighboring site (Froniter Group) for powered land - 2x Crown Castle, 2x Lumen & 3x Windstream fiber lines < 1/2 mile from site
8 | 19 | JERA | NA | Canal Assets 1 & 2 | 2.4 | 2.4 | 0 |  |  | B |  | 1131 | ST | 10186 | 0.5% | 1972 |  |  | Todd/Sean | [5 empty] | ISONE |  |  |  | Gas | Bilateral w/new relationship or Process w/less than 10 bidders | 3 | 3 | 3 | 2 |  | 2 | 3 | 0
8 | 29 | JERA | NA | Canal Asset 3 | 2 | 2 | 0 |  |  | B |  | 333 | GT | 9759 | 8% | 2019 |  |  | Todd/Sean | [5 empty] | ISONE |  |  |  | Gas | Bilateral w/new relationship or Process w/less than 10 bidders | 1 | 3 | 3 | 2 |  | 2 | 3 | 0
8 | 24 | JERA | NA | Bucksport | 2.2 | 2.2 | 0 |  |  | B |  | 175 | GT | 12100 | 0.5% | 2001 |  |  | Todd/Sean | [5 empty] | ISONE |  |  |  | Gas | Bilateral w/new relationship or Process w/less than 10 bidders | 2 | 3 | 3 | 2 |  | 2 | 3 | 0
9 | 19 | JERA | NA | Milford | 2.4 | 2.4 | 0 |  |  | B |  | 215 | CCGT | 8858 | 14% | 1993 |  |  | Todd/Sean | [5 empty] | ISONE |  |  |  | Gas | Bilateral w/new relationship or Process w/less than 10 bidders | 3 | 2 | 3 | 2 |  | 2 | 3 | 0
9 | 19 | JERA | NA | Linden 1-5 | 2.4 | 2.4 | 0 |  |  | B |  | 800 | CCGT | 9297 | 61% | 1992 |  |  | Eli Smith (JERA) | Engage prior to start of process to transact bilaterally |  | 10/20/25: -Call scheduled with JERA for 10/24 |  | Eli Smith, M&A Head for JERA, mentioned to they'd be willing to transact bilaterally on Linden prior to the process launch with Lazard -Portfolio also includes Marcus Hook (PJM), Dighton (ISONE), Milford (ISONE), & Canal Assets acquired from Stonepeak (500 MWs of gas steam, 700 MWs of OCGT, 175 MW of cogen all in Cape Cod and Maine) | NYISO |  |  |  | Gas | Bilateral w/new relationship or Process w/less than 10 bidders | 3 | 1 | 3 | 2 |  | 2 | 3 | 0
9 | 24 | JERA | NA | Linden 6 | 2.2 | 2.2 | 0 |  |  | B |  | 180 | CCGT | 6653 | 86% | 2002 |  |  | Todd/Sean | [5 empty] | PJM |  |  |  | Gas | Bilateral w/new relationship or Process w/less than 10 bidders | 2 | 1 | 3 | 2 |  | 2 | 3 | 0
9 | 24 | JERA | NA | Marcus Hook | 2.2 | 2.2 | 0 |  |  | B |  | 921 | CCGT | 7173 | 86% | 2004 |  |  | Todd/Sean | [5 empty] | PJM |  |  |  | Gas | Bilateral w/new relationship or Process w/less than 10 bidders | 2 | 1 | 3 | 2 |  | 2 | 3 | 0
9 | 19 | JERA | NA | Dighton | 2.4 | 2.4 | 0 |  |  | B |  | 187 | CCGT | 7775 | 34% | 1999 |  |  | Todd/Sean | [5 empty] | ISONE |  |  |  | Gas | Bilateral w/new relationship or Process w/less than 10 bidders | 3 | 1 | 3 | 2 |  | 2 | 3 | 0
1 | 16 | Alliance Energy Group | Blue Sky | Batavia | 2.7 | 2.7 | 0 |  |  | B |  | 67 | CCGT | 9000 | 1% | 1992 |  | BESS Codevelopment | Brian Gregson/Neil Davids | Sign & Close | Receive GSU & Borescope test results, Finalize MIPA | 10/20/25: -Receive feedback from Seller on MIPA draft -Engage ATS for borescopes to be performed week of November 10th |  | $75MM target | NYISO | ROS | Batavia, NY |  | Gas | Bilateral w/ developed relationship | 3 | 3 | 3 | 3 |  | 2 | 2 | 3 | 0
1 | 16 | Alliance Energy Group | Blue Sky | Sterling | 2.7 | 2.7 | 0 |  |  | B |  | 65 | CCGT | 9000 | 1% | 1991 |  | BESS Codevelopment | Brian Gregson/Neil Davids | Sign & Close | Receive GSU & Borescope test results, Finalize MIPA | 10/20/25: -Receive feedback from Seller on MIPA draft -Engage ATS for borescopes to be performed week of November 10th |  | $75MM target | NYISO | ROS |  |  | Gas | Bilateral w/ developed relationship | 3 | 3 | 3 | 3 |  | 2 | 2 | 2 | 0
1 | 16 | Alliance Energy Group | Blue Sky | Allegany | 2.7 | 2.7 | 0 |  |  | B |  | 67 | CCGT | 8200 | 5% | 1994 | Dominion South | BESS Codevelopment | Brian Gregson/Neil Davids | Sign & Close | Receive GSU & Borescope test results, Finalize MIPA | 10/20/25: -Receive feedback from Seller on MIPA draft -Engage ATS for borescopes to be performed week of November 10th |  | $75MM target | NYISO | ROS |  |  | Gas | Bilateral w/ developed relationship | 3 | 3 | 3 | 3 |  | 2 | 2 | 3 | 0
2 | 30 | Rockland | Evergreen | Lee | 1.9 | 1.9 | 0 |  |  | P | 1 | 677 | GT | 12400 | 2% | 2001 | NGPL, Point: TBD | Optimize Existing + Powered Land | PEI (Parvan) & H&L (Vamsi) | Acceptance into Round 2 | Submit Round 1 NBO Week of 11/17 | 10/20/25: -Begin VDR review | 10/13/25: -Execute NDA -Begin review of VDR -Redev team to provide high level analysis | -Process launched 10/1/2025 -VDR set to open next week -Round 1 NBOs due Week of 11/17 -Target signing Late January / Early February '26 | PJM | ComEd | Dixon, IL | 67 (owned) | Gas | Highly Competitive Process - More than 10 Bidders | 2 | 3 | 3 | 1 |  | 2 | 3 | 2 | 0 |  | 0 MW of injection capacity & 174 MW of withdrawal capacity at the 345 kV bus - Plant COD 2001 (repowering unlikely in near future) - 80+ miles from Chicago area - 1/4 mile from 5x fiber lines (3x Cogent & 2x MOX Networks lines)
2 | 27 | Rockland | Evergreen | Monument | 2.1 | 2.1 | 0 |  |  | P | 1 | 12 | Recip | 11000 | 0.1% | 1968 | NA | Gas Repowering | PEI (Parvan) & H&L (Vamsi) | Acceptance into Round 2 | Submit Round 1 NBO Week of 11/17 | 10/20/25: -Begin VDR review | 10/13/25: -Execute NDA -Begin review of VDR -Redev team to provide high level analysis | -Process launched 10/1/2025 -VDR set to open next week -Round 1 NBOs due Week of 11/17 -Target signing Late January / Early February '26 | PJM | Day | Dayton, OH | 1.1 (leased) | Oil | Highly Competitive Process - More than 10 Bidders | 3 | 3 | 3 | 1 |  | 2 | 3 | 1.5 | 0 | Repower | 0 MW of injection capacity - Repowering < 20 MW results in low score
2 | 27 | Rockland | Evergreen | Sidney | 2.1 | 2.1 | 0 |  |  | P | 1 | 10 | Recip | 11000 | 0.1% | 1968 | NA | Gas Repowering | PEI (Parvan) & H&L (Vamsi) | Acceptance into Round 2 | Submit Round 1 NBO Week of 11/17 | 10/20/25: -Begin VDR review | 10/13/25: -Execute NDA -Begin review of VDR -Redev team to provide high level analysis | -Process launched 10/1/2025 -VDR set to open next week -Round 1 NBOs due Week of 11/17 -Target signing Late January / Early February '26 | PJM | Day | Sidney, OH | 7.5 (leased) | Oil | Highly Competitive Process - More than 10 Bidders | 3 | 3 | 3 | 1 |  | 2 | 3 | 1.5 | 0 | Repower | 0 MW of injection capacity - Repowering < 20 MW results in low score
7 | 19 | Tiger Infra | NA | Danskammer Generating Station | 2.4 | 2.4 | 0 |  |  | B | 1 | 550 | ST | 12500 | 0.4% | 1961 |  |  | Howard Taylor |  | Receive term sheet from Seller | 10/20/25: -N/A | 10/13/25: -N/A | Convo w/Howard on 6/5: Howard to talk to board week of 6/9 and get back to us. | NYISO | G | #VALUE! | 100 | Gas | Bilateral w/new relationship or Process w/less than 10 bidders | 3 | 3 | 3 | 2 |  | 2
2 | 30 | Rockland | Evergreen | Tait | 1.9 | 1.9 | 0 |  |  | P | 1 | 586 | GT | 12400 | 25.4% | 2002 | Rex Zone 3 GDD Midpoint2 |  | PEI (Parvan) & H&L (Vamsi) | Acceptance into Round 2 | Submit Round 1 NBO Week of 11/17 | 10/20/25: -Begin VDR review | 10/13/25: -Execute NDA -Begin review of VDR -Redev team to provide high level analysis | -Process launched 10/1/2025 -VDR set to open next week -Round 1 NBOs due Week of 11/17 -Target signing Late January / Early February '26 | PJM | Day | Dayton, OH | 23 (owned) | Gas | Highly Competitive Process - More than 10 Bidders | 2 | 1 | 3 | 1 |  | 2 |  |  | 0 |  | Need to assess injection & withdrawal capacity - Plant COD 2002 (repowering unlikely in near future) - 2x Cogent & 1x Lumen fiber lines adjacent to the site
10 | 32 | BP | NA | BP Whiting | 0 | 0 | 0 |  |  | P | 1 | 550 |  |  | 25% | 1989 |  |  | BP | Submit Bid to BP in December | Approval of bid structure from the board in mid November | 10/20/25: -Engage OE for project support -Refine Contract Map (As precursor to our offer template/bid document) | 10/13/25: -Engage OE for project support -Refine Contract Map (As precursor to our offer template/bid document) |  | MISO | Zone 6 | Whiting, IN |  | Gas | Bilateral w/ developed relationship | 3 | 2 | #N/A | 3 |  | 2
1 |  | Talen | NA | Dartmouth Power Associates LP | 0 | 0 | 0 |  |  | P | 1 | 81 | CCGT |  | 5% | 1992 |  |  | Emily Kraus |  | Closed |  | 10/6/25: | Signed | ISONE | SEMA (Southeast Mass) | #VALUE! | 25 |  |  | 3 | 3 | 3 | #N/A |  | 2
1 |  | Talen | NA | Camden Plant Holding LLC | 0 | 0 | 0 |  |  | P | 1 | 145 | CCGT |  | 8% | 1992 |  |  | Emily Kraus |  | Closed |  | 10/6/25: | Signed | PJM | EMAAC | #VALUE! | 5 |  |  | 3 | 3 | 3 | #N/A |  | 2
1000 | 28 | Lotus Infrastructure Partners | NA | West Lorain |  | 2 | 0 |  |  | B | 1 | 555 |  | 12168 | 37.89% | 1973/2001 7B/7EA |  |  | Jeff Delgado | Evaluate Seller's ask | Evaluating gas availability and data center feasibility | 10/20/25: -Evaluating $450mm ask from seller | 10/13/25: -Evaluating $450mm ask from seller | First Energy sold to Lotus in 2018 for $144M Lotus is in interconnection queue for CCGT -Lotus testing market for value, they apparently plan to transfer the asset into a continuation fund | PJM |  | West Lorain, OH |  | Gas | Bilateral w/new relationship or Process w/less than 10 bidders | 2.5 | 1 | 3 | 2 |  |  | 0 | 2 |  |  | Opposition to technology center, will not consider data center
1000 | 31 | Avenue Capital | Jockey | Big Sandy |  | 1.9 | 0 |  |  | P |  | 318 |  | 10525 | 10.6% | 2001 |  |  | Houlihan | Evaluate Redev Opportunity |  |  |  | MRP territory | PJM |  |  |  | Gas | Bilateral w/new relationship or Process w/less than 10 bidders | 2 | 2 | 3 | 2
1000 | 31 | Avenue Capital | Jockey | Wolf Hills |  | 1.9 | 0 |  |  | P |  | 263 |  | 10525 | 7.6% | 2001 |  |  | Houlihan | Evaluate Redev Opportunity |  |  |  | MRP territory | PJM |  |  |  | Gas | Bilateral w/new relationship or Process w/less than 10 bidders | 2 |  | 3 | 2
1000 | 36 | Morgan Stanley | Jupiter | Bayonne |  | 1.4 | 0 | [7 empty] | 18.5% | 2015 |  |  | Scott Beicke | [5 empty] | NYISO |  |  |  | Gas | Highly Competitive Process - More than 10 Bidders | 1 | 2 | 3 | 1
1000 | 9 | Avenue Capital (Heritage Portfolio) |  | Shawville |  | 2.4 | 0 |  |  | P | 1 | 626 |  | 11500 | 28.5% | 1954 |  |  | CIBC | Reach Exclusivity on select plants | Identify and analyze top 3 redevelopment targets | 10/20/25: -Create redev Red Flag analysis | 10/13/25: -Create redev Red Flag analysis | MRP territory | PJM |  | Shawville, PA |  | Gas | Bilateral w/ developed relationship | 3 | 1 | 3 | 3
1000 | 9 | Avenue Capital (Heritage Portfolio) |  | New Castle |  | 2.4 | 0 |  |  | P | 1 | 348 |  | 11700 | 1% | 1955 |  |  | CIBC | Reach Exclusivity on select plants | Identify and analyze top 3 redevelopment targets | 10/20/25: -Create redev Red Flag analysis | 10/13/25: -Create redev Red Flag analysis | MRP territory | PJM |  | West Pittsburg, PA |  | Gas | Bilateral w/ developed relationship | 3 | 3 | 3 | 3
1000 | 9 | Avenue Capital (Heritage Portfolio) |  | Tolna |  | 2.4 | 0 |  |  | P | 1 | 54 |  |  | 1% | 1972 |  |  | CIBC | Reach Exclusivity on select plants | Identify and analyze top 3 redevelopment targets | 10/20/25: -Create redev Red Flag analysis | 10/13/25: -Create redev Red Flag analysis | MRP territory | PJM |  | Tolna, PA |  | Gas | Bilateral w/ developed relationship | 3 | 3 | 3 | 3
1000 | 37 | CCI |  | Signal Hill |  |  | 0 |  |  | P | 2 | 80 |  | 12500 |  | 1987 |  |  | Arvind Rajpal | Acceptance into Round 2 | NDA for Data Room Access/Process Letter |  | 10/6/25: -Execute NDA and receive VDR access | [7 empty] | 3 |  |  | #N/A
1000 | 37 | CCI |  | Salem Harbor |  |  | 0 |  |  | P | 1 | 674 |  | 6790 | N/A | 2018 |  |  | Arvind Rajpal |  | NDA for Data Room Access/Process Letter |  | 10/6/25: | Site is a 2 unit, 674 MW CCGT Redevelopment requires purchasing small site from City | ISONE | NEMA Load Zone | Salem, MA | ~27 acres |  |  | 1 |  |  | #N/A
1000 | 37 | CCI |  | Hunlock Creek |  |  | 0 |  |  | P | 1 | 169 |  | 8076 | N/A | 2000 / 2011 |  |  | Arvind Rajpal |  | NDA for Data Room Access/Process Letter |  | 10/6/25: | Site operates both a 125 MW CCGT with an 8.076 HR (2011 COD) and a 44 MW CT with a 9.8 HR (2000 COD) | PJM | PPL | Hunlock Township, PA | 135 total, ~33 developable |  | Nat Gas | #N/A |  |  | #N/A
1000 | 37 | CCI |  | Rensselaer |  |  | 0 |  |  | P | 1 | 79 |  | 8830 | N/A | 1994 |  |  | Arvind Rajpal |  | NDA for Data Room Access/Process Letter |  | 10/6/25: | Dual fuel CCGT located on the Hudson River, operates traditionally on gas, with capability of running on No. 2 fuel oil if conditions warrant | NYISO | Zone F | Albany, NY | ~20 developable acres |  |  | 3 |  |  | #N/A
1000 | 37 | Rockland |  | Eagle Point |  |  | 0 |  |  | P | 1 | 237 |  |  | ~10% | Various |  |  | Scott Harlan |  | Data Room Access |  | 10/6/25: |  | PJM | PSEG |  |  |  |  | #N/A |  |  | #N/A
1000 | 37 | Rockland |  | Dickerson |  |  | 0 |  |  | P | 1 | 294 |  |  | <10% | 1992 |  |  | Scott Harlan |  | Data Room Access |  | 10/6/25: |  | PJM | PEPCO |  |  |  |  | 3 |  |  | #N/A
1000 | 37 | Rockland |  | Richland Stryker |  |  | 0 |  |  | B | 1 | 400 |  | 13484 | <10% | 1983 |  |  | Scott Harlan |  | Data Room Access |  | 10/6/25: |  | PJM | ATSI |  |  |  |  | 3 |  |  | #N/A
1000 | 37 | Avenue Capital (Heritage Portfolio) |  | Avenue Capital (Heritage Portfolio) |  |  | 0 |  |  | P | 11 | 2131.5 | [6 empty] | CIBC |  | Schedule Call w/CIBC (after NDAs) |  |  |  | PJM | PJM |  |  |  |  | #N/A |  |  | #N/A
1000 | 37 | National Grid |  | National Grid Portfolio |  |  | 0 |  |  | P | 5 | 1154.1 | [6 empty] | Eric Bailey (Sean has relationship) Lazard run process |  | Waiting on Eric (NatGrid) to get back to us Process has been announced |  |  |  | NYISO |  | #VALUE! |  |  |  | #N/A |  |  | #N/A
1000 | 37 | Caithness Energy |  | Caithness |  |  | 0 |  |  | P | 3 | 3300 |  |  |  | 2009/2013/2018 |  |  | Lazard |  |  |  |  | Likely too new | NYISO/PJM | [5 empty] | #N/A |  |  | #N/A
1000 | 37 | Hut 8 Infra |  | Project Stallion |  |  | 0 |  |  | P | 4 | 310 |  |  |  | 1997 |  |  | CIBC |  | Phase 2A Bid due Mid October |  |  | Older, contracted assets in a market with potential redevelopment opportunity | IESO |  | Ontario |  |  |  | 3 |  |  | #N/A
1000 | 37 | Talen |  | H.A. Wagner |  |  | 0 |  |  | TBD | 1 | 828 |  | 13570 | 2.32% | 1966 |  |  | Darren Olagues |  | David has message into Darren Olagues Javier has lunch scheduled with Emily Kraus this week |  |  | Old 830MW oil unit in PJM EMAAC. <1% capacity factor. RMR'd through May 2029 at $137/MW-day or $35MM p.a. and a $2.5MM performance incentive. Possibly for sale bilaterally | PJM | EMAAC | #VALUE! | 50 |  |  | 3 |  |  | #N/A
1000 | 37 | Talen |  | Brandon Shores |  |  | 0 |  |  | TBD | 1 | 1273 |  | 10650 | 22.14% | 1988 |  |  | Darren Olagues |  | David has message into Darren Olagues Javier has lunch scheduled with Emily Kraus this week |  |  | 35+ yr old Coal plant in PJM EMAAC. RMR'd through May 2029 at $312/MW-day or $145MM p.a. and a $5MM performance incentive. Possibly for sale bilaterally | PJM | EMAAC | #VALUE! | 400 |  |  | 3 |  |  | #N/A
1000 | 37 |  |  | Constellation |  |  | 0 |  |  |  | 21 | 6695.9 | [18 empty] | #N/A |  |  | #N/A
1000 | 37 | City of Roseville |  | Roseville |  |  | 0 |  |  |  | 1 | 66 | [8 empty] | Owned by the City of Roseville. BANC is the balancing authority. 66 MW gas. No known planned retirement. Doing review on this asset still |  |  |  | WECC | BANC | #VALUE! |  |  |  | #N/A |  |  | #N/A
1000 | 37 | City of Redding |  | Redding |  |  | 0 |  |  |  | 1 | 183 | [8 empty] | Owned by the City of Redding. BANC is the balancing authority. 183 MW gas. Built between 1989 and 2011. Most pre-2002. No known planned retirement. Doing review on this asset still |  |  |  | WECC | BANC | #VALUE! |  |  |  | #N/A |  |  | #N/A
1000 | 37 | City of Santa Clara |  | Gianera |  |  | 0 |  |  |  | 1 | 68 |  |  |  | 1987 |  |  |  |  | Two gas CTs built in 1986/1987 and still operating. 68 MWs gas. Owned by the city of Santa Clara. No known planned retirement. Doing review on this asset still |  |  |  | CAISO |  | #VALUE! |  |  |  | 3 |  |  | #N/A
1000 | 37 | SMUD (Sacramento Municipal Utility District) |  | McClellan |  |  | 0 |  |  |  | 1 | 77 | [8 empty] | Owned by SMUD. 77 MW gas built in 1986. No known planned retirement. BANC is balancing authority. Doing review on this asset still |  |  |  | WECC | BANC | #VALUE! |  |  |  | #N/A |  |  | #N/A
1000 | 37 | City of Burbank |  | Olive |  |  | 0 |  |  |  | 1 | 110 | [8 empty] | Owned by city of Burbank Water & Power. 110 MW gas. No known planned retirement. LDWP Balancing authority. Possibly demoting - shares site with Magnolia Power project which is relatively new and owned by Southern California Public Power Authority |  |  |  | WECC | LDWP | #VALUE! |  |  |  | #N/A |  |  | #N/A
1000 | 37 | Eastman Chemical |  | Eastman Chemical Longview |  |  | 0 | [13 empty] | Large chemical plant in Longview Texas with several thousand acres of land. | [9 empty] | #N/A |  |  | #N/A
1000 | 37 | Dairyland Coop |  | John P Madgett |  |  | 0 |  |  |  | 1 | 392.5 | [12 empty] | MISO |  | #VALUE! | 1320 |  |  | #N/A |  |  | #N/A
1000 | 37 | Dairyland Coop |  | Elk Mound |  |  | 0 |  |  |  | 1 | 84.7 | [12 empty] | MISO |  | #VALUE! | 130 |  |  | #N/A |  |  | #N/A
1000 | 37 | Marathon Capital Markets |  | Indigo |  |  | 0 |  |  |  | 1 | 73.5 | [12 empty] | MISO |  | #VALUE! | 19.72 |  | NorthStar | #N/A |  |  | #N/A
1000 | 37 | Cargill Inc North American Sweetners |  | Cargill Corn Milling Division |  |  | 0 |  |  |  | 1 | 40 | [12 empty] | MISO |  | #VALUE! |  |  |  | #N/A |  |  | #N/A
1000 | 37 | Arclight/Chief Power |  | Keystone |  |  | 0 |  |  |  | 1 | 1711 | [12 empty] | PJM |  | #VALUE! | 1462 |  | Decarb/TetraTech | #N/A |  |  | #N/A
1000 | 37 | East Kentucky Power Coop |  | Cooper |  |  | 0 |  |  |  | 1 | 341 | [12 empty] | PJM |  | #VALUE! | 835 |  |  | #N/A |  |  | #N/A
1000 | 37 | East Kentucky Power Coop |  | Spurlock |  |  | 0 |  |  |  | 1 | 1346 | [12 empty] | PJM |  | #VALUE! | 382+ |  |  | #N/A |  |  | #N/A
1000 | 37 | Consumers Energy |  | TES Filer City Station |  |  | 0 |  |  |  | 1 | 70 | [12 empty] | MISO | Zone 7 | #VALUE! |  |  |  | #N/A |  |  | #N/A
1000 | 37 | Vistra |  | Baldwin Energy Complex |  |  | 0 |  |  |  | 1 | 1259 | [12 empty] | MISO | Zone 4 | #VALUE! |  |  |  | #N/A |  |  | #N/A
1000 | 37 | Tri-State Generation & Transmission Association Inc, Salt River Project Agricultural Improvement & Power District, San Carlos Resources Inc, and Tucson Electric Power Co. (San Carlos & Tuscon Electric are both owned by Fortnis Inc) |  | Springerville |  |  | 0 |  |  |  | 1 | 1619 | [12 empty] | Other |  | #VALUE! | Tribal Land. |  |  | #N/A |  |  | #N/A
1000 | 37 | Middle River Power (Avenue Capital) |  | Elgin |  |  | 0 |  |  |  | 1 | 500 | [12 empty] | PJM |  | #VALUE! |  |  |  | #N/A |  |  | #N/A
1000 | 37 | Lotus Infrastructure Partners |  | Project Beacon (Beaver Falls) |  |  | 0 |  |  |  | 1 | 108 | [12 empty] | NYISO |  | #VALUE! | TBD |  | Drone Energy | #N/A |  |  | #N/A
1000 | 37 | Kiewit |  | Buckskin Coal Mine |  |  | 0 |  |  |  |  | 0 | [12 empty] | Other |  | #VALUE! |  |  |  | #N/A |  |  | #N/A
1000 | 37 | Southern Co |  | Red Hills Generating Facility |  |  | 0 |  |  |  | 1 | 440 | [12 empty] | SERC |  | Ackerman |  |  |  | #N/A |  |  | #N/A
1000 | 37 | Avenue Capital |  | Gilbert (M1) |  |  | 0 |  |  |  | 1 | 454 | [8 empty] | Whole portfolio being sold. Not likely a deal for PT |  |  |  | PJM |  | #VALUE! | 142 |  |  | #N/A |  |  | #N/A
1000 | 37 | Avenue Capital |  | Elgin Energy Center (M1) |  |  | 0 |  |  |  | 1 | 483 | [8 empty] | Whole portfolio being sold. Not likely a deal for PT |  |  |  | MISO |  | #VALUE! |  |  |  | #N/A |  |  | #N/A
1000 | 37 | Avenue Capital |  | Wolf Hills |  |  | 0 |  |  |  | 1 | 250 | [8 empty] | Whole portfolio being sold. Not likely a deal for PT |  |  |  | PJM |  | #VALUE! |  |  |  | #N/A |  |  | #N/A
1000 | 37 | Avenue Capital |  | Big Sandy |  |  | 0 |  |  |  | 1 | 300 | [8 empty] | Whole portfolio being sold. Not likely a deal for PT |  |  |  | PJM |  | #VALUE! |  |  |  | #N/A |  |  | #N/A
1000 | 37 | Avenue Capital |  | Rocky Road |  |  | 0 |  |  |  | 1 | 334 | [8 empty] | Whole portfolio being sold. Not likely a deal for PT |  |  |  | MISO |  | #VALUE! |  |  |  | #N/A |  |  | #N/A
1000 | 37 | Sikeston BMU |  | Sikeston |  |  | 0 |  |  |  | 1 | 240 | [12 empty] | MISO |  | #VALUE! |  |  |  | #N/A |  |  | #N/A
1000 | 37 | LS Power |  | Sandy Creek |  |  | 0 |  |  |  | 1 | 932.6 | [12 empty] | ERCOT |  | #VALUE! |  |  |  | #N/A |  |  | #N/A
1000 | 37 | GenOn |  | Elwood (CA) |  |  | 0 |  |  |  | 1 | 50 | [12 empty] | CAISO | Big-Creek Ventura (Santa Clara Sub area) | #VALUE! | 3.6 |  | Decarb/TetraTech | #N/A |  |  | #N/A
1000 | 37 | Lotus Infrastructure Partners |  | Greenleaf II |  |  | 0 |  |  |  | 1 | 49.2 | [12 empty] | CAISO |  | #VALUE! | 5 |  | Lewis Brand Consulting | #N/A |  |  | #N/A
1000 | 37 | NovoPower (Family-Owned) |  | Snowflake |  |  | 0 |  |  |  | 1 | 27 | [12 empty] | WECC |  | #VALUE! |  |  |  | #N/A |  |  | #N/A
1000 | 37 | Arclight/Chief Power |  | Conemaugh |  |  | 0 |  |  |  | 1 | 1711 | [12 empty] | PJM |  | #VALUE! | 2500 |  | Decarb/TetraTech | #N/A |  |  | #N/A
1000 | 37 | APS |  | Four Corners |  |  | 0 |  |  |  | 1 | 1540 | [8 empty] | To address with Northstar. Identified in that initiative |  |  |  | WECC | [5 empty] | #N/A |  |  | #N/A
1000 | 37 | IHI |  | Pacific Ultrapower Chinese Station |  |  | 0 |  |  |  | 1 | 19.8 | [12 empty] | CAISO |  | #VALUE! |  |  |  | #N/A |  |  | #N/A
1000 | 37 | Springfield MBPU |  | John Twitty Energy Center |  |  | 0 |  |  |  | 1 | 563 | [12 empty] | SPP |  | #VALUE! | 2000 |  |  | #N/A |  |  | #N/A
1000 | 37 | IHI |  | Rio Bravo Rocklin |  |  | 0 |  |  |  | 1 | 24.4 | [12 empty] | CAISO |  | #VALUE! |  |  |  | #N/A |  |  | #N/A
1000 | 37 | Osaka Gas |  | Michigan Power |  |  | 0 |  |  |  | 1 | 123 | [12 empty] | MISO | Zone 7 |  |  |  |  | #N/A |  |  | #N/A
1000 | 37 | Associated Electric Coop (AECI) |  | New Madrid |  |  | 0 |  |  |  | 1 | 1200 | [12 empty] | SERC | Zone 5 | #VALUE! |  |  |  | #N/A |  |  | #N/A
1000 | 37 | Associated Electric Coop (AECI) |  | Thomas Hill |  |  | 0 |  |  |  | 1 | 1200 | [12 empty] | SERC | Zone 5 | Clifton Hill |  |  |  | #N/A |  |  | #N/A
1000 | 37 | Ameren |  | Rush Island |  |  | 0 |  |  |  | 1 | 1195 | [12 empty] | MISO |  | #VALUE! | >2000 |  |  | #N/A |  |  | #N/A
1000 | 37 | Searles Valley Minerals |  | Argus Cogen/"Trona" (NS) |  |  | 0 |  |  |  | 1 | 57 | [12 empty] | CAISO | SP-15 | #VALUE! |  |  |  | #N/A |  |  | #N/A
1000 | 37 | Lubbock Power & Light |  | J Robert Massengale |  |  | 0 |  |  |  | 1 | 78 | [12 empty] | SPP | West | #VALUE! |  |  | Enel | #N/A |  |  | #N/A
1000 | 37 | Lubbock Power & Light |  | Ty Cooke |  |  | 0 |  |  |  | 1 | 88 | [12 empty] | SPP | West | #VALUE! |  |  | Enel | #N/A |  |  | #N/A
1000 | 37 | Archer Daniels Midland |  | ADM Des Moines |  |  | 0 |  |  |  |  | 8 | [12 empty] | MISO | Zone 3 |  |  |  |  | #N/A |  |  | #N/A
1000 | 37 | Archer Daniels Midland |  | ADM Lincoln |  |  | 0 |  |  |  |  | 8 | [12 empty] | SPP | [5 empty] | #N/A |  |  | #N/A
1000 | 37 | Archer Daniels Midland |  | ADM Mankato |  |  | 0 |  |  |  |  | 6 | [12 empty] | MISO | Zone 1 | Blue Earth County, Minnesota |  |  |  | #N/A |  |  | #N/A
1000 | 37 | Archer Daniels Midland |  | ADM Cedar Rapids |  |  | 0 |  |  |  |  | 300 | [12 empty] | MISO | Zone 3 | Cedar Rapids, Linn, Iowa |  |  |  | #N/A |  |  | #N/A
1000 | 37 | Archer Daniels Midland |  | ADM Decatur |  |  | 0 |  |  |  |  | 335 | [12 empty] | MISO | Zone 4 |  |  |  |  | #N/A |  |  | #N/A
1000 | 37 | Archer Daniels Midland |  | ADM Enderlin |  |  | 0 |  |  |  |  | 10 | [12 empty] | MISO | Zone 1 |  |  |  |  | #N/A |  |  | #N/A
1000 | 37 | Archer Daniels Midland |  | ADM Columbus |  |  | 0 |  |  |  |  | 71 | [12 empty] | SPP | [5 empty] | #N/A |  |  | #N/A
1000 | 37 | Morgan Stanley/TigerGenCo |  | Red Oak |  |  | 0 |  |  |  | 1 | 831 |  |  |  | 2002 |  |  |  |  | Evaluating separately |  |  |  | PJM | EMAAC | #VALUE! | 70 |  | Jefferies/TigerGenCo | 2 |  |  | #N/A
1000 | 37 | Trafigura |  | Mountain Creek |  |  | 0 |  |  |  | 1 | 800 | [12 empty] | ERCOT | North | #VALUE! | 100 |  | PT Relationship | #N/A |  |  | #N/A
1000 | 37 | Xcel |  | Comanche Unit 1&2&3 - Coal |  |  | 0 |  |  |  | 1 | 857 | [12 empty] | WECC |  | #VALUE! |  |  |  | #N/A |  |  | #N/A
1000 | 37 | Xcel |  | Hayden Untis 1 & 2 - Coal |  |  | 0 |  |  |  | 1 | 465.4 | [12 empty] | WECC |  | #VALUE! |  |  |  | #N/A |  |  | #N/A
1000 | 37 | Atlas |  | Big Cajun 2 |  |  | 0 |  |  |  | 1 | 1900 | [12 empty] | MISO | Zone 9 | #VALUE! |  |  | Decarb/TetraTech | #N/A |  |  | #N/A
1000 | 37 | Ares |  | Panoche |  |  | 0 |  |  |  | 1 | 52 | [8 empty] | Active power plant owned by Ares in CAISO. 2009 COD. Will be expensive and will not retire for many years. |  |  |  | CAISO |  | #VALUE! | 90** |  |  | #N/A |  |  | #N/A
1000 | 37 | Everpoint Services |  | Little Pringle I & II Wind Farms |  |  | 0 |  |  |  | 1 | 20 | [8 empty] | Deal size and time was an issue. Leases were not clear and seemed to have ended, but there was a handshake deal going forward. | [5 empty] | #VALUE! |  |  |  | #N/A |  |  | #N/A
1000 | 37 | Granite Shore Power |  |  |  |  | 0 |  |  |  |  | 150 | [12 empty] | ISONE | [5 empty] | #N/A |  |  | #N/A
1000 | 37 | Ultra Capital/Panamint Capital |  | Cottage Grove |  |  | 0 |  |  |  | 1 | 245 | [12 empty] | MISO |  | #VALUE! |  |  | Darian K | #N/A |  |  | #N/A
1000 | 37 | Ultra Capital/Panamint |  | NCA2 |  |  | 0 |  |  |  | 1 | 85 | [12 empty] | WECC | NVE South | #VALUE! |  |  | Darian K | #N/A |  |  | #N/A
1000 | 37 | KKR & GA/Panamint Capital |  | Twin Oaks |  |  | 0 |  |  |  | 1 | 350 | [12 empty] | ERCOT | North |  |  |  | Darian K | #N/A |  |  | #N/A
1000 | 37 | Lotus Infrastructure Partners |  | Hamilton |  |  | 0 |  |  |  | 1 | 158 | [12 empty] | PJM |  | #VALUE! | TBD |  |  | #N/A |  |  | #N/A
1000 | 37 | Georgia Power (subsiduary of Southern Company) |  | Plant Bowen |  |  | 0 |  |  |  | 1 | 3450 | [12 empty] | SERC |  | #VALUE! |  |  | NorthStar | #N/A |  |  | #N/A
1000 | 37 | Austin Energy |  | Fayette Power Project |  |  | 0 |  |  |  | 1 | 1690 | [12 empty] | ERCOT |  | #VALUE! | 4 |  |  | #N/A |  |  | #N/A
1000 | 37 | AEP |  | Sooner |  |  | 0 |  |  |  | 1 | 475 | [12 empty] | SPP |  | #VALUE! | 1325 |  | RFP | #N/A |  |  | #N/A
1000 | 37 | Entergy |  | Independence Steam Electric Station 1 |  |  | 0 |  |  |  | 1 | 842 | [12 empty] | MISO |  |  | TBD |  |  | #N/A |  |  | #N/A
1000 | 37 | Entergy |  | White Blugg Generating Station 1 |  |  | 0 |  |  |  | 1 | 817 | [12 empty] | MISO |  |  | TBD |  |  | #N/A |  |  | #N/A
1000 | 37 | Tri-State |  | Craig Station - Global Energy Monitor |  |  | 0 |  |  |  | 1 | 446.4 446.4 534.8 | [12 empty] | WECC |  | #VALUE! |  |  |  | #N/A |  |  | #N/A
1000 | 37 | Xcel |  | Allen S. King |  |  | 0 |  |  |  | 1 | 598 | [12 empty] | MISO |  | #VALUE! | 170 |  |  | #N/A |  |  | #N/A
1000 | 37 | Alliance Energy Group |  | Ribbon |  |  | 0 |  |  |  | 1 | 46 | [12 empty] | CAISO |  | #VALUE! | 2.17 |  |  | #N/A |  |  | #N/A
1000 | 37 | DTE Energy |  | Belle River |  |  | 0 |  |  |  | 1 | 1664 | [12 empty] | MISO |  | #VALUE! | TBD |  |  | #N/A |  |  | #N/A
1000 | 37 | Alliance Energy Group |  | Colton Power Plants (Drews Power Plant and Century Power Plant) |  |  | 0 |  |  |  | 1 | 80 | [12 empty] | CAISO |  | #VALUE! | TBD |  |  | #N/A |  |  | #N/A
1000 | 37 | Xcel |  | Sherburne County GS (Sherco) |  |  | 0 |  |  |  | 1 | 2238 | [12 empty] | SPP |  | #VALUE! |  |  |  | #N/A |  |  | #N/A
1000 | 37 | Colorado Springs Utilities |  | Ray D. Nixon |  |  | 0 |  |  |  | 1 | 207 | [12 empty] | WECC |  | #VALUE! |  |  |  | #N/A |  |  | #N/A
1000 | 37 | IHI |  | Rio Bravo Fresno |  |  | 0 |  |  | B | 1 | 24.3 |  |  |  | 1988 |  |  | Doug Machon |  |  |  |  | Too small, CA market, tough regulatory market | CAISO | NP-15 | #VALUE! |  |  |  | 3 |  |  | #N/A
1000 | 37 | Xcel |  | Pawnee Station |  |  | 0 |  |  |  | 1 | 552.3 | [12 empty] | WECC |  | #VALUE! |  |  |  | #N/A |  |  | #N/A
1000 | 37 | Platte River Power Authority |  | Rawhide |  |  | 0 |  |  |  | 1 | 293.6 | [12 empty] | WECC |  | #VALUE! |  |  |  | #N/A |  |  | #N/A
1000 | 37 | Xcel |  | Tolk Station |  |  | 0 |  |  |  | 1 | 1135.8 | [12 empty] | SPP |  | #VALUE! |  |  |  | #N/A |  |  | #N/A
1000 | 37 | GE |  | Parlin |  |  | 0 |  |  |  | 1 | 108.4 | [12 empty] | PJM |  | #VALUE! | 4 |  |  | #N/A |  |  | #N/A
|  |  |  | Total | [7 empty] | 20289.5
Note on S35: Darian King: Referenced in CIM RE: HRCO
Note on F60: [Threaded comment] Your version of Excel allows you to read this threaded comment; however, any edits to it will get removed if the file is opened in a newer version of Excel. Learn more: https://go.microsoft.com/fwlink/?linkid=870924 Comment: Need to find info

## Priority
Scored Rank | Plant Owner | Project Codename | Project Name | Overall Project Score | Thermal Operating Score | Redevelopment Score | Process (P) or Bilateral (B) | Legacy Nameplate Capacity (MW) | Tech | Heat Rate (Btu/kWh) | 2024 Capacity Factor | Legacy COD | Location | Market | Zone/Submarket | Redevelopment | Next Key Milestones
1 | CCI | Cloud | Roseton | 5.1 | 2.4 | 2.7 | P | 1210 | ST | 11400 | 2.2% | 1974 | Newburgh, NY | NYISO | G | BESS Codevelopment w/15 + developable acres in Zone G | Submit Round 1 NBO Late November
15 | Rockland | Evergreen | Montpelier | 3 | 0 | 3 | P | 234 | GT | 10200 | 4.2% | 2001 | Poneto, IN | PJM | AEP | 80 acres w/ 166MW of surplus capacity, BESS or NatGas ; Co-Dev + Repower | Submit Round 1 NBO Week of 11/17
2 | Alliance Energy Group | Blue Sky | Hillburn | 4.8 | 2.7 | 2.1 | B | 47 | GT | 15500 | 1% | 1971 | NY | NYISO | G | BESS Development in attractive Zone G | Finalize PSA and Sign week of Nov 24
2 | Alliance Energy Group | Blue Sky | Shoemaker | 4.8 | 2.7 | 2.1 | B | 49 | GT | 15500 | 1% | 1971 | NY | NYISO | G | BESS Development in attractive Zone G with enough land to cover Hillburn and Shoemaker IX capacity if needed | Finalize PSA and Sign week of Nov 24
2 | Talen | NA | Martins Creek | 4.8 | 2.7 | 2.1 | B | 1700 | ST | 11200 | 17.26% | 1976 | Martins Creek, PA | PJM |  | Site suitable with 300 acres + for gas re-power and other developments. Potential additional solar developments. | Talen to provide financials & other info once water permit resolved
5 | Calpine/ Constellation | Pathfinder | York | 4.4 | 2 | 2.4 | P | 566 | CCGT | 6130 | 77.31% | 2019 | Delta, PA | PJM |  | Advantaged NatGas play in Marcellus Shale; Powered Land (upside with gen) | Valuation and bid w/Equinor in-the-money HRCO Quote
6 | Calpine/ Constellation | Pathfinder | Edge Moor | 4.35 | 2.4 | 1.95 | P | 695 | ST | 12500 | 3% | 1965 | Wilmington, DE | PJM | SWMAAC | Onsite thermal repower of the Edge Moore site and onsite co-located BESS. May be surplus or excess IX available for BESS, given the Edge Moor units were converted from coal, which can result in a derate | Valuation and bid w/Equinor in-the-money HRCO Quote
6 | Calpine/ Constellation | Pathfinder | Hay Road | 4.35 | 2.4 | 1.95 | P | 1132 | CCGT | 8500 | 18% | 1989 | Wilmington, DE | PJM | SWMAAC | Onsite thermal repower of the Edge Moore site and onsite co-located BESS. May be surplus or excess IX available for BESS, given the Edge Moor units were converted from coal, which can result in a derate | Valuation and bid w/Equinor in-the-money HRCO Quote
8 | Calpine/ Constellation | Pathfinder | Bethlehem | 4.3 | 2.2 | 2.1 | P | 1134 | CCGT | 8074 | 59.51% | 2003 | Bethlehem, PA | PJM | MAAC | Advantaged NatGas play in Marcellus Shale;Thermal codevelopment | Valuation and bid w/Equinor in-the-money HRCO Quote
9 | Alliance Energy Group | Blue Sky | Massena | 4.25 | 2.7 | 1.55 | B | 102 | CCGT | 9000 | 1% | 1992 | NY | NYISO | ROS | Solar Codevelopmnet | Finalize PSA and Sign week of Nov 24
9 | Fortistar | Allen | Lockport | 4.25 | 2.4 | 1.85 | P | 219 | CCGT | 8900 | 26% | 1992 | NY | NYISO | A | BESS or Powered Land (Lockport & Castleton 2024 combined EBITDA: $15M/yr) | Submit Round 1 NBO
12 | Alliance Energy Group | Blue Sky | Ogdensburg | 3.95 | 2.7 | 1.25 | B | N/A | ST | 7916 | 0% | 1993 | Ogdensburg, NY | NYISO | ROS | BESS Codevelopment | Finalize PSA and Sign week of Nov 24
13 | Rockland | Evergreen | Yankee | 3.825 | 1.8 | 2.025 | P | 124 | GT | 15300 | 2% | 1970 | Centerville, OH | PJM | Day | Gas Repowering + Powered Land | Submit Round 1 NBO Week of 11/17
11 | Fortistar | Allen | Castleton | 3.95 | 2.4 | 1.55 | P | 72 | CCGT | 9000 | 31% | 1992 | Albany, NY | NYISO | F | No significant development opportunity but could transfer IX intra-zone | Submit Round 1 NBO
14 | Rockland | Evergreen | O.H. Hutchings | 3.675 | 2.1 | 1.575 | P | 25 | Recip | 17100 | 0.2% | 1968 | Miamisburg, OH | PJM | Day | Gas Repowering + Powered Land | Submit Round 1 NBO Week of 11/17

## Critieria List
| CF | Markets |  | Fuel |  | COD
3 | 10% | 3 | PJM | 1 | Gas | 3 | 2000
2 | 25% | 3 | NYISO | 1 | Oil | 2 | 2005
1 | 50% | 3 | ISONE | 0 | Biomass | 1 | 2025
1 | 100% | 2 | MISO North | 0 | Solar
|  | 2 | SERC | 0 | Wind
|  | 1 | SPP | 0 | Coal
|  | 1 | MISO South | 0 | BESS
|  | 0 | ERCOT
|  | 0 | WECC
|  | 0 | CAISO

## Redev of M&A
Redevelopment Comparison Table
Initial Assessment | [16 empty] | NOT PURSUING | NOT PURSUING | NOT PURSUING
|  |  |  | Talen Acquisition |  | Alliance Portfolio | [7 empty] | Talen Asset | CCI Portfolio |  |  |  |  | Constellation/Calpine |  | Rockland | [6 empty] | Fortistar |  | Lotus | Jera | [7 empty] | Project Jockey - Avenue Capital |  | Heritage Portfolio
|  |  |  | Camden | Dartmouth | Batavia | Allegany | Massena | Carthage | Sterling | Ogdensburg | Shoemaker | Hillburn | Martins Creek | Roseton | Hunlock | Salem Creek | Rensalear | Signal Hill | Edge Moor | Hay Road | Lee | Tait | Montpelier | Yankee | Hutchings | Monument | Sidney | Lockport | Castleton | West Lorain | Linden 1-5 | Linden 6 | Marcus Hook | Dighton | Milford | Canal Assets 1 & 2 | Canal Asset 3 | Bucksport | Big Sandy | Wolf Hills | Shawville | New Castle | Tolna
| Summary | Assessment Status | [11 empty] | Initial Assessment | Initial Assessment | Initial Assessment |  |  |  | Initial Assessment | Initial Assessment | Initial Assessment | Initial Assessment | Initial Assessment | Initial Assessment | Initial Assessment | Initial Assessment | Initial Assessment | Initial Assessment | Initial Assessment | [9 empty] | Not Started | Not Started | Initial Assessment | Initial Assessment | Initial Assessment
|  | Base Case | [11 empty] | Onsite gas co-development or repowering | Onsite BESS co-development | Onsite gas co-development |  |  |  | Onsite 700MW Thermal Repower of Edge Moor | See Edge Moor | Onsite Thermal or BESS Codeveloplment | None | Onsite Thermal or BESS Codeveloplment | None | None | None | None | Colocate 600MWh BESS | None | [11 empty] | None | None | 20 MW Solar Co-development
|  | Upside Case | [11 empty] | Offsite solar | None | None |  |  |  | Base Case + Onsite ~600MWh BESS Codevelopment | See Edge Moor | Base Case w/ Offsite Codevelopment Solar | None | Base Case w/ Offsite Codevelopment Solar | None | Onsite Thermal or BESS Repower (TBD MW) | None | None | Larger offsite colocated BESS | None | [11 empty] | Onsite thermal repower | Offsite thermal codevelopment Onsite thermal repower BESS Codevelopment | Larger offsite solar codevelopment
1.) Development Details
| IX/Network Capacity | ISO | Initial Assessment |  |  | NYISO | NYISO | NYISO |  | NYISO | NYISO | NYISO | NYISO | PJM | NYISO Zone G | PJM PPL Zone |  |  |  | PJM | PJM | PJM | PJM | PJM | PJM | PJM | PJM | PJM | NYISO | NYISO | [9 empty] | PJM | PJM | PJM | PJM | PJM
|  | On-site POI | Initial Assessment | [10 empty] | 230 kV interconnect | 115 / 345 kV interconnect | 66 / 69 kV interconnect |  |  |  | 138/230kV Substation | 138/230kV Substation | 138/345 kV Substation | 69kV Substation | 345kV Substation | 69kV Substation | 69/138kV Substation | 138kV Substation | 138kV Substation | 115kV Substation | 115kV Substation | [11 empty] | 115/230kV Substation | 69/138kV Substation | 115 Kv Substation
|  | Current IX Rights (MW) | Initial Assessment | [10 empty] | 1,700 MW | 1,210 MW | 169 MW |  |  |  | 710 | 1098 | 677 | 586 | 234 | 124 | 25 | 12 | 10 | 219 | 72 | [11 empty] | 625 |  | 27
|  | Surplus IX Capacity | Red Flag Diligence
|  | Current Excess Injection IX Capacity | Red Flag Diligence | [18 empty] | 11 |  | 166
|  | Current Excess Withdraw IX Capacity | Red Flag Diligence
| Land | Location | Initial Assessment |  |  | 42.9828 / -78.1592 | 42.5027 / -78.0686 | 44.9503 / -74.8928 |  | 43.080338 / -75.60096 |  | 41.4278 / -74.4186 | 41.1269 / -74.1653 | Martins Creek, PA | Newburgh, NY | Hunlock Township, PA |  |  |  | Wilimington, DE | Wilmington, DE | Dixon, IL | Dayton, OH | Poneto, IN | Centerville, OH | Miamsburg, OH | Dayton, OH | Sidney, OH | Lockport, NY | Rensselaer, NY | [9 empty] | Kenova, WV | Bristol, VA | Shawville, PA | Lawrence, PA | York, PA
|  | Lat / Long | [11 empty] | 40.791199, -75.115846 | 41.567449, -73.978326 | 41.198192, -76.074638 | [7 empty] | 80 |  |  |  |  | 43.161947 ¦ -78.74497 | 42.5375 ¦ -73.7433 | [9 empty] | 38.3441 ¦ -82.5938 |  | 41.06755 ¦ -78.36623 | 40.937939 ¦ -80.36901 | 39.760634 ¦ -76.63534
|  | Land Size (Acres) | Initial Assessment | [10 empty] | 700 acres | 179 acres | 135 acres |  |  |  | ~ 160 | Co-located w/ Edge Moor | 67 | 23 |  | 50 | 14 | 1 | 8 | 15 | 3 | [11 empty] | ~1000 acres | 620 acres | 125
|  | Land ownership (Fee, Lease) | Initial Assessment | [10 empty] | Fee | Fee | Lease |  |  |  | Fee | Co-located w/ Edge Moor | Fee | Fee | Fee | Fee | Fee | Leased | Leased | Fee | Fee | [11 empty] | Fee | Fee | Fee
|  | Onsite Available Developable Acres | Initial Assessment | [10 empty] | Approx. 300 acres | Approx. 20 acres | Approx. 33 acres |  |  |  | 5-10 | Co-located w/ Edge Moor | 20 | <5 acres | 60 | <5 acres | <5 acres | <5 acres | <5 acres | 6 | <5 acres | [11 empty] | Some acreage on 150+acre landfill may be fit for small solar | 6 acres (w/ 50 acre landfill)
| Repower Potential | Onsite Repower - BESS Outlook | Initial Assessment | [10 empty] | Neutral | Positive | Negative |  |  |  | Neutral | Uncertain | Neutral | Neutral | Neutral | Neutral | Neutral | Negative | Neutral | Neutral | Neutral | [11 empty] | Neutral | Neutral | Neutral
|  | Onsite Repower - Gas Outlook | Initial Assessment | [10 empty] | Positive | Negative | Neutral |  |  |  | Positive | Neutral | Neutral | Neutral | Neutral | Uncertain | Neutral | Negative | Negative | Negative | Neutral | [11 empty] | Neutral | Neutral | Negative
|  | Onsite Repower - Solar Outlook | Initial Assessment | [10 empty] | Neutral | Neutral | Negative |  |  |  | Negative | Negative | Negative | Negative | Negative | Negative | Negative | Negative | Negative | Negative | Negative | [11 empty] | Uncertain | Negative | Neutral
|  | Onsite Repower Comments | [11 empty] | BESS: PA not target BESS market Thermal: Gas infrastructure in place for repowering Solar: Relatively flat, developable land onsite - CCR env. issues to consider - May require some wetland mitigation - Numerous overhead transmission lines to work around | BESS: Zone G target BESS market - State incentives Thermal: New replacement gas has hurdles at this point Solar: Limited suitable land for solar development - 20 MW+ project requires site restoration | Gas units are 2000 and 2011 vintage - Healthy remaining asset life exepected - Potential to uprate and optimize existing units |  |  |  | BESS: DE not target BESS market; PJM rejected BESS repower projects at other sites (Brandon Shores) Thermal: would require demo require flood plain build up | Thermal and BESS: Exisiting thermal asset (1.1GW Combined Cycle) may have long life and more challenging BESS repower approval from PJM | Thermal: Early 2000s 12,400 btu/kWh peaker (CF: 2%) may not be economical to repower. | Thermal: Early 2000s 12,400 btu/kWh peaker (CF: 25.4%) may not be economical to repower. Diligence to explure GM MU-20E units apparently on site. CIM unclear. These units may be better for repower but space still constrained. | Thermal: Early 2000s 10,200 btu/kWh peaker (CF: 2%) may not be economical to repower. | Neighbors (post COD residential community) complaints about exisitng operations may be road block in repower with gen | Property is limited to the plant footprint with transmission corridors limiting further development. Thermal and BESS Repower may be advantegous given age (COD 1969 and heat rate 17000+) | Current site is fuel oil and there is no proximate gas infrastructure. | Current site is fuel oil and there is no proximate gas infrastructure. | 8,900 heat rate may not be economical to repower. Zone A isn't particularly attractive. New replacement gas has hurdles at this stage. | 9000 heat rate may not be economical to repower. Zone A isn't particularly attractive. New replacement gas has hurdles at this stage. | [11 empty] | Repowering with new more efficient gas units may be advantageous (noting that they converted the ST units to gas in 2016 instead of replacing them with new gas units). Most of exisiting site is in 100 year flood plain. | Repowering with new more efficient gas units may be advantageous (noting that they converted the ST units to gas in 2016 instead of replacing them with new gas units). Not a target BESS market. | 100 acres avaiialble for ~20MW solar sites. Feedback from MGP is that there were development hurdles in the area. Need to investigate local attitudes on solar. No gas infrastructure
| Co- Development Potential | Onsite Co-dev - BESS Outlook | Initial Assessment | [10 empty] | Neutral | Positive | Neutral |  |  |  | Positive | Positive | Positive | Negative | Neutral | Neutral | Negative | Negative | Negative | Positive | Negative | [11 empty] | Uncertain | Neutral | Neutral
|  | Onsite Co-dev - Gas Outlook | Initial Assessment | [10 empty] | Positive | Negative | Positive |  |  |  | Negative | Negative | Positive | Negative | Positive | Neutral | Negative | Negative | Negative | Uncertain | Negative | [11 empty] | Negative | Negative | Negative
|  | Onsite Co-dev - Solar Outlook | Initial Assessment | [10 empty] | Neutral | Negative | Negative |  |  |  | Negative | Negative | Negative | Negative | Neutral | Negative | Negative | Negative | Negative | Negative | Negative | [11 empty] | Uncertain | Negative | Positive
|  | Onsite Co-dev - Powered Land Outlook | Initial Assessment | [10 empty] | Uncertain | Negative | Negative |  |  |  | Negative | Negative | Neutral | Negative | Negative | Negative | Negative | Negative | Negative | Negative | Negative | [11 empty] | Negative | Negative | Negative
|  | Onsite Co-Dev Comments | [11 empty] | See above | 15 acres clear of any environmental hazards | BESS: PA not target BESS market Thermal: Incremental gas supply (30,000 mmbtu/d) available to support additional thermal generation - Need to understand capacity of the 69 kV line Solar: Adjacent acreage is heavily wooded w/ significant slope and/or in flood hazard |  |  |  | BESS: Available land for ~600MWh (+/-); DE not a targer market | BESS: Available land for ~600MWh (+/-); DE not a targer market | Approximately 20 total acres available on site (two areas, 13 and 7 acres respectively). Potential to convert to CCGT? |  |  | Waterway and neighbor concerns limit expansion of current footprint | Property is limited to the plant footprint with transmission corridors limiting further development | No available land | No available land without demo | Land available for BESS (not a great market). | No available land | [11 empty] | Some small scale solar may be available on landfill but the terrain is very difficult. | BESS on former coal pile. Not a target BESS market. | 100 acres avaiialble for ~20MW solar sites. Feedback from MGP is that there were development hurdles in the area. Need to investigate local attitudes on solar. No gas infrastructure
| Offsite Development Potential | Offsite Dev - BESS Outlook | Initial Assessment | [10 empty] | Neutral | Neutral | Neutral |  |  |  | Uncertain | Uncertain | Positive | Negative | Neutral | Negative | Negative | Negative | Neutral | Positive | Negative | [11 empty] | Negative | Neutral | Neutral
|  | Offsite Dev - Gas Outlook | Initial Assessment | [10 empty] | Neutral | Negative | Neutral |  |  |  | Negative | Negative | Positive | Negative | Positive | Negative | Negative | Negative | Negative | Negative | Negative | [11 empty] | Negative | Neutral | Negative
|  | Offsite Dev - Solar Outlook | Initial Assessment | [10 empty] | Positive | Neutral | Negative |  |  |  | Negative | Negative | Positive | Negative | Positive | Negative | Negative | Negative | Neutral | Neutral | Negative | [11 empty] | Negative | Negative | Positive
|  | Offsite Dev - Powered Land Outlook | Initial Assessment | [10 empty] | Uncertain | Negative | Negative |  |  |  | Negative | Negative | Positive | Negative | Neutral | Negative | Negative | Negative | Negative | Negative | Negative | [11 empty] | Negative | Negative | Negative
|  | Offsite Dev Comments | [11 empty] | Approx. 1,000+ acres offsite (farmland) - Relatively flat and out of flood hazards - Nearby community solar project | Limited suitable acreage for solar development adjacent to site. Site surrounded by river, wooded areas, residential, cemetery and other industrial sites. Potential to find suitable acreage for BESS offsite. 100-150 acres (farmland) < 2mi from POI suitable for solar development,. | 33-acre adjacent parcel would likely need to be raised up out of the flood hazard - All other adjacent land is heavily wooded and sloped |  |  |  | Low potential. Priority is to diligence 100-acre southern brownfield (there may be a reason they only built a ~1MW solar on it) | See Edge Moor | Several solar plant of 2 MWs have been developed within a 25 mile radius – Significant wind installation as well – Some communities have local ordinances on siting County seems proud of its energy hub but may be becoming saturated. 75-100 miles outside of chicago which is a data center hub. | Land locked w/ Great Miami River to north, I-75 on east and industrial development to west | Surrounded by farm acreages with large single-owner parcels. Need to diligence community sentiment. Not near any known data center hubs. Not a priority BESS state. | Offsite opportunities appear limited. PT to diligence adjacent city owned property, | PT diligence to explore acquisition/power supply for surrounding development (e.g., if property can be bought or if development pivots to a data center) | Limited offsite potential. PT to evaluate 10-acre brownfield <0.5 mile away in diligence for BESS codevelopment/repower potential. | No gas and limited IX outside of the 138kV that terminates at the site. Several farms between 1-2 miles aways | Land available for BESS (not a great market). Near farm land but not many large parcels with single owners. Not near data center hub. | Property is surrounded by retired International Paper plant that closed in 2023 that is being redeveloped into a public park. | [11 empty] | Some nearby undevelopled land but not many large parcels with single owners. Not near data center hub. | Adjacent 45 acres superfund site (former magnesium crap processing facility) | Feedback from MGP is that there were development hurdles in the area. Need to investigate local attitudes on solar. 3 - 20MW solar sites located within 15 miles. No gas infrastructure
| Fuel Supply | Proximity to Gas Infrastructure | Initial Assessment | [10 empty] | Gas infrastructure supporting operating asset - Columbia Gas Trans Co interstate pipeline < 5mi from site | Gas infrastructure supporting operating asset - Fuel: gas (Central Hudson) and No. 6 fuel oil - Operates on gas during summer and No. 6 during winter | Gas infrastructure supporting operating asset - Gas: Transco Leidy via FT w/ UGI Utilities - 30,000 mmbtu/d incremental gas available |  |  |  | Onsite gas delivery from Delmarva Pipeline (Firm per EIA filings). No other proximate NG line identified. | Onsite gas delivery (Firm per EIA filings). No other proximate NG line identified. | Onsite gas from Natural Gas Pipeline of America pipeline. Interruptible during summer, firm during winter (75k deth/day). Current fuel supply managed by NRG. Northern Illinois Gas line also nearby. | Onsite gas from ANR pipeline. Firm per EIA filings. Current fuel supply managed by Twin Eagle /ANR. Tait appears to own 7 mile lateral to Centerpoint which may connect ANR. Unclear. | Onsite gas from Panhandle Eastern pipeline. Unclear if Firm or Interuptible per EIA filings. Current fuel supply managed by NRG. No other pipeline identified | Onsite gas from Columbia Gas. Unclear if Firm or Interuptible per EIA filings. Current fuel supply managed by NRG. Rockies Express pipeline is less than 1 mile away | CIM syas that it is "behind the utility metere for centerpoint." Transco pipeline and Rockies Express pipelineare less than 2 miles away. | No proximate fuel supply | No proximate gas fuel supply | Dedicated lateral to Tennessee Gas Pipeline | 10,000 Dth/d firm transport with National Grid | [11 empty] | Gas infrastrucuture supporting operating asset | Gas infrastrucuture supporting operating asset | No proximate gas fuel supply
|  | Gas Supply Availability (MMBTU/day) | Red Flag Diligence
|  | Gas Transportation Availability (MMBTU/day) | Red Flag Diligence
2.) Other Redev Matters (e.g., market, permitting, env/remediation)
| Market | Strong Market Suitability (e.g., Data Center, BESS Incentives/Arb) | Initial Assessment
|  | Potential Market Suitability | Initial Assessment
|  | Market Suitability Comments | Initial Assessment
| Permitting | Permitting/ Zoning Outlook for Base Case | Red Flag Diligence
|  | Permitting/ Zoning Outlook for Upside Case | Red Flag Diligence
| Env/ Remediation/ Demo | Remediation/Demo Required for Base Case | Initial Assessment | [25 empty] | No | N/A
|  | Est Cost of Required Remediation/Demo | Red Flag Diligence
|  | Wetland or other Land use limitations | Red Flag Diligence
3.) Economic Outlook
Est CAPEX Requirement (million)
Est Equity Investment Requirement (million)
Est COD of Redev Opp
Est COD if Co-Location Opp
Tiers of Review
Not Started
Initial Assessment
Red Flag Diligence
Advanced Diligence
Outlook
Positive
Uncertain
Neutral
Negative
All NYISO
[7 empty] | Allegany | Zone B
[7 empty] | Massena | Zone D
[7 empty] | Sterling | Zone E
[7 empty] | Ogdensburg | Zone E | Just Steam, no gen
[7 empty] | Shoemaker | Zone G
[7 empty] | Hillburn | Zone G

## IX - Constraints & Excess
Site | Owner | Capacity | Market | Lat | Long | Constraints | POI Voltage | Excess Injection Capacity (MW) | Excess Withdrawal Capacity (MW)
Alliance NY Portfolio | Calpine | 710 | PJM | 39.7389 | -75.5038
Lee
Montpelier
Tait
Yankee
O.H. Hutchings
Monument | Calpine | 1100 | PJM | 39.7436 | -75.5072
Sidney | Talen | 1700 | PJM | 40.7978 | -75.1054
Roseton | CCI | 1200 | NYISO | 41.5738 | -73.9663
Martins Creek | Avenue | 626 | PJM | 41.0675 | -78.3662
Edge Moor - Calpine Portfolio
Hay Road - Calpine Portfolio
West Lorain
Danskammer Generating Station
Linden CoGen
Shawville
New Castle
Tolna
BP Whiting

## Removed from Priority
#REF! | Calpine Portfolio | P | 4 | #REF! | Calpine / Constellation | Jefferies/Santander | TBD | TBD | Discuss potential joint bid with Talen | Dropped from process | PJM | Gas/Oil | TBD

## EIA 860M Apr 2025
| Entity Name | Plant ID | Plant Name | Plant State | County | Balancing Authority Code | Sector | Generator ID | Unit Code | Nameplate Capacity (MW) | Net Summer Capacity (MW) | Net Winter Capacity (MW) | Technology | Energy Source Code | Prime Mover Code | Operating Year | Planned Retirement Month | Planned Retirement Year | Status | Nameplate Energy Capacity (MWh) | DC Net Capacity (MW) | Planned Derate Year | Planned Derate Month | Planned Derate of Summer Capacity (MW) | Planned Uprate Year | Planned Uprate Month | Planned Uprate of Summer Capacity (MW) | Latitude | Longitude | Generation | Heat Input | Heat Rate | Capacity Factor
| Distributed Solar Development, LLC | 66729 | (3K) 59 Hetcheltown Rd | NY | Schenectady | NYIS | IPP Non-CHP | P3101 |  | 1.4 | 1.4 | 1.4 | Solar Photovoltaic | SUN | PV | 2020 |  |  | (OP) Operating |  | 1.7 | [6 empty] | 42.8766 | -73.9105 | 0 | 0 | #DIV/0! | 0%
| 0HAM WHAM8 Solar, LLC | 64876 | 0 Hammond St CSG | MA | Plymouth | ISNE | IPP Non-CHP | 0HAMP |  | 9.8 | 9.8 | 9.8 | Solar Photovoltaic | SUN | PV | 2021 |  |  | (OP) Operating |  | 12.2 | [6 empty] | 41.8085 | -70.7267 | 0 | 0 | #DIV/0! | 0%
| Madison Energy Investments LLC | 67464 | 1 Commercial | MA | Norfolk | ISNE | IPP Non-CHP | CM1BS |  | 1.5 | 1.5 | 1.5 | Batteries | MWH | BA | 2023 |  |  | (OP) Operating | 2 | [7 empty] | 42.115 | -71.237 | 0 | 0 | #DIV/0! | 0%
| NuGen Capital Management | 62781 | 10 Briggs Solar NG, LLC (East) | RI | Kent | ISNE | IPP Non-CHP | 02818 |  | 5 | 5 | 5 | Solar Photovoltaic | SUN | PV | 2021 |  |  | (OP) Operating |  | 6.7 | [6 empty] | 41.6327 | -71.4963 | 0 | 0 | #DIV/0! | 0%
| Greenbacker Renewable Energy Corporation | 64023 | 10 Finderne Avenue Solar, LLC | NJ | Somerset | PJM | IPP Non-CHP | 246 |  | 2.3 | 2.3 | 2.3 | Solar Photovoltaic | SUN | PV | 2017 |  |  | (OP) Operating |  | 3.1 | [6 empty] | 40.5581 | -74.5759 | 0 | 0 | #DIV/0! | 0%
| Diamond Properties | 63292 | 100 Brook Hill Drive Solar | NY | Rockland | NYIS | Commercial Non-CHP | BHD |  | 2 | 1.9 | 1.9 | Solar Photovoltaic | SUN | PV | 2015 |  |  | (OP) Operating |  | 2.5 | [6 empty] | 41.093 | -73.9828 | 0 | 0 | #DIV/0! | 0%
| Altus Power America Management, LLC | 65620 | 100 Lower | NY | Orange | NYIS | IPP Non-CHP | 100LR |  | 2 | 2 | 2 | Solar Photovoltaic | SUN | PV | 2020 |  |  | (OP) Operating |  | 2.9 | [6 empty] | 41.294 | -74.539 | 0 | 0 | #DIV/0! | 0%
| 1001 Ebenezer Church Solar, LLC | 63444 | 1001 Ebenezer Church Solar | NC | Surry | DUK | IPP Non-CHP | 1001 |  | 5 | 5 | 5 | Solar Photovoltaic | SUN | PV | 2021 |  |  | (OP) Operating |  | 6.7 | [6 empty] | 36.2838 | -80.8434 | 0 | 0 | #DIV/0! | 0%
| 1008 Matthews Solar, LLC | 63447 | 1008 Matthews Solar | NC | Surry | DUK | IPP Non-CHP | 1008 |  | 4.9 | 4.9 | 4.9 | Solar Photovoltaic | SUN | PV | 2021 |  |  | (OP) Operating |  | 6.6 | [6 empty] | 36.2167 | -80.5525 | 0 | 0 | #DIV/0! | 0%
| 1009 Yadkin Solar, LLC | 63445 | 1009 Yadkin Solar | NC | Yadkin | DUK | IPP Non-CHP | 1009 |  | 4.9 | 4.9 | 4.9 | Solar Photovoltaic | SUN | PV | 2021 |  |  | (OP) Operating |  | 6.7 | [6 empty] | 36.1475 | -80.6561 | 0 | 0 | #DIV/0! | 0%
| Greenbacker Renewable Energy Corporation | 64025 | 101 Carnegie Center Solar, LLC | NJ | Mercer | PJM | IPP Non-CHP | 297 |  | 1.2 | 1.2 | 1.2 | Solar Photovoltaic | SUN | PV | 2020 |  |  | (OP) Operating |  | 1.5 | [6 empty] | 40.3231 | -74.6451 | 0 | 0 | #DIV/0! | 0%
| CI-II Mitchell Holding LLC | 62660 | 1025 Traveller Solar, LLC | NC | Lee | CPLE | IPP Non-CHP | 1025 |  | 5 | 5 | 5 | Solar Photovoltaic | SUN | PV | 2019 |  |  | (OP) Operating |  | 6.7 | [6 empty] | 35.4273 | -79.1263 | 0 | 0 | #DIV/0! | 0%
| 1034 Catherine Lake Solar, LLC | 64478 | 1034 Catherine Lake Solar, LLC | NC | Onslow | CPLE | IPP Non-CHP | 1034 |  | 4.9 | 4.9 | 4.9 | Solar Photovoltaic | SUN | PV | 2021 |  |  | (OP) Operating |  | 6.7 | [6 empty] | 34.7847 | -77.4988 | 0 | 0 | #DIV/0! | 0%
| 1045 Tomlin Mill Solar, LLC | 63448 | 1045 Tomlin Mill Solar | NC | Iredell | DUK | IPP Non-CHP | 1045 |  | 4.9 | 4.9 | 4.9 | Solar Photovoltaic | SUN | PV | 2021 |  |  | (OP) Operating |  | 6.6 | [6 empty] | 35.9162 | -80.8355 | 0 | 0 | #DIV/0! | 0%
| CI-II Mitchell Holding LLC | 62661 | 1047 Little Mountain Solar, LLC | NC | Yadkin | DUK | IPP Non-CHP | 1047 |  | 3 | 3 | 3 | Solar Photovoltaic | SUN | PV | 2019 |  |  | (OP) Operating |  | 4 | [6 empty] | 36.1971 | -80.8067 | 0 | 0 | #DIV/0! | 0%
| 1051 Lucky Solar, LLC | 64271 | 1051 Lucky Solar, LLC | NC | Yadkin | DUK | IPP Non-CHP | 018 |  | 3 | 3 | 3 | Solar Photovoltaic | SUN | PV | 2021 |  |  | (OP) Operating |  | 4 | [6 empty] | 36.149 | -80.8196 | 0 | 0 | #DIV/0! | 0%
| 1073 Onslow Solar, LLC | 63446 | 1073 Onslow Solar | NC | Onslow | DUK | IPP Non-CHP | 1073 |  | 4.7 | 4.7 | 4.7 | Solar Photovoltaic | SUN | PV | 2021 |  |  | (OP) Operating |  | 6.6 | [6 empty] | 34.7736 | -77.1858 | 0 | 0 | #DIV/0! | 0%
| Greenbacker Renewable Energy Corporation | 65092 | 115 G Fisher | MA | Plymouth | ISNE | IPP Non-CHP | 634 |  | 1 | 1 | 1 | Solar Photovoltaic | SUN | PV | 2015 |  |  | (OP) Operating |  | 1.3 | [6 empty] | 41.8775 | -70.8398 | 0 | 0 | #DIV/0! | 0%
| Madison Energy Investments LLC | 68390 | 118 Echo | MA | Barnstable | ISNE | IPP Non-CHP | ECOPV |  | 1 | 1 | 1 | Solar Photovoltaic | SUN | PV | 2023 |  |  | (OP) Operating |  | 1.2 | [6 empty] | 41.655 | -70.5031 | 0 | 0 | #DIV/0! | 0%
| G&S Operations LLC | 59371 | 12 Applegate Solar LLC | NJ | Mercer | PJM | IPP Non-CHP | PV1 |  | 1.5 | 1.5 | 1.5 | Solar Photovoltaic | SUN | PV | 2012 |  |  | (OP) Operating |  | 1.9 | [6 empty] | 40.2003 | -74.5761 | 0 | 0 | #DIV/0! | 0%
| Altus Power America Management, LLC | 60858 | 126 Grove Solar LLC | MA | Norfolk | ISNE | IPP Non-CHP | PV1 |  | 2 | 2 | 2 | Solar Photovoltaic | SUN | PV | 2012 |  |  | (OP) Operating |  | 2.2 | [6 empty] | 42.0761 | -71.4227 | 0 | 0 | #DIV/0! | 0%
| 13 Mile Solar, LLC | 64456 | 13 Mile Solar, LLC | MI | Calhoun | MISO | IPP Non-CHP | FAC13 |  | 2 | 2 | 2 | Solar Photovoltaic | SUN | PV | 2020 |  |  | (OP) Operating |  | 2.9 | [6 empty] | 42.3267 | -85.0486 | 0 | 0 | #DIV/0! | 0%
| Avidan Energy Solutions | 57458 | 145 Talmadge Solar | NJ | Middlesex | PJM | IPP Non-CHP | 1 |  | 3.8 | 3.8 | 3.8 | Solar Photovoltaic | SUN | PV | 2011 |  |  | (OP) Operating |  | 4.3 | [6 empty] | 40.5358 | -74.3913 | 0 | 0 | #DIV/0! | 0%
| ME Sandy River LLC | 67032 | 15 Glen Harris RD | ME | Franklin | ISNE | IPP Non-CHP | 20261 |  | 3.6 | 3.6 | 3.6 | Solar Photovoltaic | SUN | PV | 2024 |  |  | (OP) Operating |  | 4.9 | [6 empty] | 44.665 | -69.986 | 0 | 0 | #DIV/0! | 0%
| Greenbacker Renewable Energy Corporation | 65093 | 154 D Fisher | MA | Plymouth | ISNE | IPP Non-CHP | 633 |  | 1 | 1 | 1 | Solar Photovoltaic | SUN | PV | 2015 |  |  | (OP) Operating |  | 1.3 | [6 empty] | 41.8748 | -70.8398 | 0 | 0 | #DIV/0! | 0%
| 158th Fighter Wing | 60542 | 158th Fighter Wing Solar Farm | VT | Chittenden | ISNE | IPP Non-CHP | 900 |  | 1.3 | 1.3 | 1.3 | Solar Photovoltaic | SUN | PV | 2011 |  |  | (OP) Operating |  | 1.5 |  |  |  | 2025 | 7 | 0.5 | 44.4777 | -73.1534 | 0 | 0 | #DIV/0! | 0%
| 160TIH WHAM8 Solar, LLC | 65056 | 160 Tihonet Rd Hybrid(CSG) | MA | Plymouth | ISNE | IPP Non-CHP | 160BA |  | 8.3 | 8.3 | 8.3 | Batteries | MWH | BA | 2021 |  |  | (OP) Operating | 6.9 | [7 empty] | 41.7934 | -70.7127 | 0 | 0 | #DIV/0! | 0%
| 1634 Solar, LLC | 61935 | 1634 Solar | SC | Darlington | CPLE | IPP Non-CHP | 3 |  | 2 | 2 | 2 | Solar Photovoltaic | SUN | PV | 2021 |  |  | (OP) Operating |  | 2.8 | [6 empty] | 34.3368 | -80.0815 | 0 | 0 | #DIV/0! | 0%
| 1639 RT 29 Solar 1, LLC | 65785 | 1639 RT 29 Solar 1 | NY | Fulton | ISNE | IPP Non-CHP | 19822 |  | 4 | 4 | 3.8 | Solar Photovoltaic | SUN | PV | 2020 |  |  | (OP) Operating |  | 6 | [6 empty] | 43.043 | -74.2494 | 0 | 0 | #DIV/0! | 0%
| 1639 RT 29 Solar 2, LLC | 65786 | 1639 RT 29 Solar 2 | NY | Fulton | ISNE | IPP Non-CHP | 19823 |  | 2.5 | 2.5 | 2.3 | Solar Photovoltaic | SUN | PV | 2020 |  |  | (OP) Operating |  | 3.7 | [6 empty] | 43.043 | -74.2494 | 0 | 0 | #DIV/0! | 0%
| 180 Raritan Energy Solutions, LLC | 58187 | 180 Raritan Solar | NJ | Middlesex | PJM | IPP Non-CHP | 1 |  | 1.9 | 1.9 | 1.9 | Solar Photovoltaic | SUN | PV | 2012 |  |  | (OP) Operating |  | 2.3 | [6 empty] | 40.5161 | -74.34 | 0 | 0 | #DIV/0! | 0%
| Banyan St./GAP 191 Peachtree Owner, LLC | 54818 | 191 Peachtree Tower | GA | Fulton | SOCO | Commercial Non-CHP | GEN1 |  | 2.4 | 2.4 | 2.4 | Petroleum Liquids | DFO | IC | 1991 |  |  | (SB) Standby/Backup: available for service but not normally used | [8 empty] | 33.7583 | -84.3869 | 0 | 0 | #DIV/0! | 0%
| 196TRE WHAM8 Solar, LLC | 65114 | 196 Tremont St(CSG) | MA | Plymouth | ISNE | IPP Non-CHP | 196BA |  | 3 | 3 | 3 | Batteries | MWH | BA | 2021 |  |  | (OP) Operating | 8 | [7 empty] | 41.8429 | -70.7307 | 0 | 0 | #DIV/0! | 0%
| Altus Power America Management, LLC | 59822 | 201 Sturbridge B | MA | Hampden | ISNE | IPP Non-CHP | STURB |  | 2 | 2 | 2 | Solar Photovoltaic | SUN | PV | 2014 |  |  | (OP) Operating |  | 2.2 | [6 empty] | 42.1091 | -72.1712 | 0 | 0 | #DIV/0! | 0%
| TRITEC Americas | 65331 | 20333 Normandie PV, LLC | CA | Los Angeles | LDWP | IPP Non-CHP | NORMA |  | 2.6 | 2.6 | 2.4 | Solar Photovoltaic | SUN | PV | 2021 |  |  | (OP) Operating |  | 3.2 | [6 empty] | 33.8461 | -118.3002 | 0 | 0 | #DIV/0! | 0%
| Altus Power America Management, LLC | 59821 | 205 Sturbridge A | MA | Hampden | ISNE | IPP Non-CHP | STURA |  | 3 | 3 | 3 | Solar Photovoltaic | SUN | PV | 2014 |  |  | (OP) Operating |  | 4 | [6 empty] | 42.1093 | -72.1705 | 0 | 0 | #DIV/0! | 0%
| Valta Energy | 65794 | 20701 Plummer PV, LLC | CA | Los Angeles | LDWP | IPP Non-CHP | VSPRC |  | 1.5 | 1.5 | 1.5 | Solar Photovoltaic | SUN | PV | 2022 |  |  | (OP) Operating |  | 1.9 | [6 empty] | 34.2434 | -118.5852 | 0 | 0 | #DIV/0! | 0%
| Solarenewal LLC | 58918 | 2081 Terzian Solar Project | CA | Fresno | CISO | IPP Non-CHP | 2081 |  | 1.2 | 1.2 | 1.2 | Solar Photovoltaic | SUN | PV | 2014 |  |  | (OP) Operating |  | 1.6 | [6 empty] | 36.67 | -119.4158 | 0 | 0 | #DIV/0! | 0%
| Solarenewal LLC | 58920 | 2097 Helton Solar Project | CA | Merced | CISO | IPP Non-CHP | 2097 |  | 1.5 | 1.5 | 1.5 | Solar Photovoltaic | SUN | PV | 2014 |  |  | (OP) Operating |  | 2 | [6 empty] | 37.3522 | -120.5069 | 0 | 0 | #DIV/0! | 0%
| Solarenewal LLC | 58919 | 2127 Harris Solar Project | CA | Butte | CISO | IPP Non-CHP | 2127 |  | 1.3 | 1.3 | 1.3 | Solar Photovoltaic | SUN | PV | 2014 |  |  | (OP) Operating |  | 1.4 | [6 empty] | 39.2917 | -121.6697 | 0 | 0 | #DIV/0! | 0%
| Altus Power America Management, LLC | 61195 | 231 Dixon 74 Solar I, LLC | NC | Cleveland | CPLE | IPP Non-CHP | DIXON |  | 2 | 2 | 2 | Solar Photovoltaic | SUN | PV | 2017 |  |  | (OP) Operating |  | 2.8 | [6 empty] | 35.2441 | -81.4304 | 0 | 0 | #DIV/0! | 0%
| Cardinal Renewables | 63296 | 232 Long Branch 29 Solar I, LLC | NC | Cleveland | DUK | IPP Non-CHP | NCLFT |  | 2 | 2 | 2 | Solar Photovoltaic | SUN | PV | 2018 |  |  | (OP) Operating |  | 3 | [6 empty] | 35.2322 | -81.5597 | 0 | 0 | #DIV/0! | 0%
| 233 Randolph 74 Solar I, LLC | 65819 | 233 Randolph 74 Solar I, LLC | NC | Cleveland | DUK | IPP Non-CHP | CAPE1 |  | 2 | 2 | 2 | Solar Photovoltaic | SUN | PV | 2022 |  |  | (OP) Operating |  | 2.6 | [6 empty] | 35.3119 | -81.5906 | 0 | 0 | #DIV/0! | 0%
| Altus Power America Management, LLC | 59365 | 24 Applegate Solar LLC | NJ | Mercer | PJM | IPP Non-CHP | PV1 |  | 2.6 | 2.6 | 2.6 | Solar Photovoltaic | SUN | PV | 2014 |  |  | (OP) Operating |  | 3.4 | [6 empty] | 40.2058 | -74.5797 | 0 | 0 | #DIV/0! | 0%
| AES Distributed Energy | 62998 | 25 Ashdown Road Solar, LLC | NY | Saratoga | NYIS | IPP Non-CHP | ASHDO |  | 4 | 4 | 4 | Solar Photovoltaic | SUN | PV | 2019 |  |  | (OP) Operating |  | 5.8 | [6 empty] | 42.8826 | -73.879 | 0 | 0 | #DIV/0! | 0%
| Enel Green Power NA, Inc. | 65511 | 25 Mile Creek | OK | Ellis | SWPP | IPP Non-CHP | 44444 |  | 250 | 250 | 250 | Onshore Wind Turbine | WND | WT | 2023 |  |  | (OP) Operating | [8 empty] | 36.487 | -99.739 | 0 | 0 | #DIV/0! | 0%
| Los Angeles Department of Water & Power | 57871 | 2555 E Olympic Bl | CA | Los Angeles | LDWP | Commercial Non-CHP | 1 |  | 1 | 1 | 1 | Solar Photovoltaic | SUN | PV | 2012 |  |  | (OP) Operating |  | 1.2 | [6 empty] | 34.0269 | -118.2242 | 0 | 0 | #DIV/0! | 0%
| NuGen Capital Management | 59485 | 265 Pleasant Solar NG, LLC | MA | Worcester | ISNE | IPP Non-CHP | PV2 |  | 1 | 0.9 | 0.3 | Solar Photovoltaic | SUN | PV | 2014 |  |  | (OP) Operating |  | 1.1 | [6 empty] | 42.5814 | -71.7622 | 0 | 0 | #DIV/0! | 0%
| 2662 Freeport Solar 1, LLC | 64058 | 2662 Freeport Solar 1 CSG | IL | Stephenson | MISO | IPP Non-CHP | FREE |  | 2 | 2 | 2 | Solar Photovoltaic | SUN | PV | 2020 |  |  | (OP) Operating |  | 2.5 | [6 empty] | 42.3397 | -89.6327 | 0 | 0 | #DIV/0! | 0%
| 276FED WHAM8 Solar, LLC | 64875 | 276 Federal Rd(CSG) | MA | Plymouth | ISNE | IPP Non-CHP | 276FB |  | 8.3 | 8.3 | 8.3 | Batteries | MWH | BA | 2021 |  |  | (OP) Operating | 6.9 | [7 empty] | 41.8051 | -70.7252 | 0 | 0 | #DIV/0! | 0%
| 28 Livermore Hill Road Solar, LLC | 64014 | 28 Livermore Hill Road Solar | MA | Worcester | ISNE | IPP Non-CHP | 7405 |  | 5 | 5 | 4 | Solar Photovoltaic | SUN | PV | 2020 |  |  | (OP) Operating |  | 6.4 | [6 empty] | 42.5515 | -71.9511 | 0 | 0 | #DIV/0! | 0%
| 299F2M WHAM8 Solar, LLC | 65057 | 299 Farm to Market Rd Hybrid(CSG) | MA | Plymouth | ISNE | IPP Non-CHP | 299BA |  | 5.3 | 5.3 | 5.3 | Batteries | MWH | BA | 2021 |  |  | (OP) Operating | 4.9 | [7 empty] | 41.7951 | -70.727 | 0 | 0 | #DIV/0! | 0%
| 2W Permian Solar, LLC | 63255 | 2W Permian Solar Project Hybrid | TX | Andrews | ERCO | IPP Non-CHP | 2WPBA |  | 460 | 460 | 460 | Batteries | MWH | BA | 2021 |  |  | (OP) Operating | 40 | [7 empty] | 32.1164 | -102.5283 | 0 | 0 | #DIV/0! | 0%
| NuGen Capital Management | 61518 | 301 Chestnut Solar NG | MA | Hampden | ISNE | IPP Non-CHP | 3010 |  | 2 | 2 | 2 | Solar Photovoltaic | SUN | PV | 2017 |  |  | (OP) Operating |  | 2.3 | [6 empty] | 42.0552 | -72.5218 | 0 | 0 | #DIV/0! | 0%
| Madison Energy Investments LLC | 68391 | 3100 Valleyview Drive | OH | Franklin | PJM | IPP Non-CHP | VVDPV |  | 1 | 1 | 1 | Solar Photovoltaic | SUN | PV | 2023 |  |  | (OP) Operating |  | 1.3 | [6 empty] | 39.9569 | -83.0292 | 0 | 0 | #DIV/0! | 0%
| 3104 Batavia Solar, LLC | 66036 | 3104 Batavia Solar | NY | Genesee | ISNE | IPP Non-CHP | 20205 |  | 3 | 3 | 2.8 | Solar Photovoltaic | SUN | PV | 2021 |  |  | (OP) Operating |  | 4.5 | [6 empty] | 42.9994 | -78.2752 | 0 | 0 | #DIV/0! | 0%
| Red Toad 315 Vinson Road, LLC | 63979 | 315 Vinson Road | NC | Johnston | CPLE | IPP Non-CHP | VINSN |  | 2 | 2 | 2 | Solar Photovoltaic | SUN | PV | 2020 |  |  | (OP) Operating |  | 2.8 | [6 empty] | 35.6294 | -78.3859 | 0 | 0 | #DIV/0! | 0%
| 3232 Batavia Solar, LLC | 66037 | 3232 Batavia Solar | NY | Genesee | ISNE | IPP Non-CHP | 20206 |  | 4 | 4 | 3.8 | Solar Photovoltaic | SUN | PV | 2021 |  |  | (OP) Operating |  | 5 | [6 empty] | 43.0002 | -78.2682 | 0 | 0 | #DIV/0! | 0%
| NuGen Capital Management | 61224 | 350 Clark Solar, NG, LLC | NJ | Morris | PJM | IPP Non-CHP | 5400 |  | 1.8 | 1.8 | 0.6 | Solar Photovoltaic | SUN | PV | 2011 |  |  | (OP) Operating |  | 1.9 | [6 empty] | 40.8942 | -74.7302 | 0 | 0 | #DIV/0! | 0%
| Madison Energy Holdings LLC | 66320 | 3Colton | MA | Worcester | ISNE | IPP Non-CHP | 3COLT |  | 3.4 | 3.4 | 3.4 | Solar Photovoltaic | SUN | PV | 2023 |  |  | (OP) Operating |  | 4.6 | [6 empty] | 42.2062 | -71.74 | 0 | 0 | #DIV/0! | 0%
| G&S Operations LLC | 59370 | 4 Applegate Solar LLC | NJ | Mercer | PJM | IPP Non-CHP | PV1 |  | 1.4 | 1.4 | 1.4 | Solar Photovoltaic | SUN | PV | 2012 |  |  | (OP) Operating |  | 1.9 | [6 empty] | 40.1964 | -74.5836 | 0 | 0 | #DIV/0! | 0%
| Madison Energy Investments LLC | 67241 | 401 South | MA | Berkshire | SOCO | IPP Non-CHP | 401SB |  | 1.5 | 1.5 | 1.5 | Batteries | MWH | BA | 2023 |  |  | (OP) Operating | 2 | [7 empty] | 42.464 | -73.184 | 0 | 0 | #DIV/0! | 0%
| NuGen Capital Management | 61237 | 433 Purchase Solar NG, LLC | MA | Bristol | ISNE | IPP Non-CHP | 5402 |  | 2.8 | 2.8 | 0.5 | Solar Photovoltaic | SUN | PV | 2012 |  |  | (OP) Operating |  | 3.1 | [6 empty] | 41.8094 | -71.1922 | 0 | 0 | #DIV/0! | 0%
| Hartz Solar, LLC | 63366 | 435A Bergen Avenue | NJ | Hudson | PJM | Commercial Non-CHP | 1 |  | 1.4 | 1.4 | 1.1 | Solar Photovoltaic | SUN | PV | 2019 |  |  | (OP) Operating |  | 1.9 | [6 empty] | 40.7519 | -74.1313 | 0 | 0 | #DIV/0! | 0%
| EBD Hydro LLC | 58455 | 45 Mile Hydroelectric Project | OR | Jefferson | PACW | IPP Non-CHP | 0001 |  | 3 | 3 | 3 | Conventional Hydroelectric | WAT | HY | 2015 |  |  | (OP) Operating | [8 empty] | 44.5281 | -121.1528 | 0 | 0 | #DIV/0! | 0%
| Altus Power America Management, LLC | 65621 | 456 Lower | NY | Orange | NYIS | IPP Non-CHP | 456LR |  | 1.4 | 1.4 | 1.4 | Solar Photovoltaic | SUN | PV | 2020 |  |  | (OP) Operating |  | 1.7 | [6 empty] | 41.311 | -74.522 | 0 | 0 | #DIV/0! | 0%
| Hartz Solar, LLC | 62325 | 46 Meadowlands Parkway | NJ | Hudson | PJM | Commercial Non-CHP | 1 |  | 1.5 | 1.5 | 1.2 | Solar Photovoltaic | SUN | PV | 2018 |  |  | (OP) Operating |  | 2 | [6 empty] | 40.7898 | -74.0715 | 0 | 0 | #DIV/0! | 0%
| Epic Hosting, LLC | 62162 | 4710 Hosting | MN | Olmsted | MISO | Commercial Non-CHP | 4710 |  | 7.5 | 5 | 5 | Petroleum Liquids | DFO | IC | 2012 |  |  | (SB) Standby/Backup: available for service but not normally used | [8 empty] | 44.0708 | -92.5223 | 0 | 0 | #DIV/0! | 0%
| City of Holland | 7268 | 491 E 48th Street | MI | Allegan | MISO | Electric Utility | 7 |  | 161.7 | 145 | 161.5 | Natural Gas Fired Combustion Turbine | NG | GT | 1994.6667 |  |  | (OP) Operating | [8 empty] | 42.7553 | -86.0853 | 0 | 0 | #DIV/0! | 0%
| USF Surry, LLC | 59534 | 4Oaks | NC | Johnston | CPLE | IPP Non-CHP | 4OAKS |  | 5 | 5 | 5 | Solar Photovoltaic | SUN | PV | 2015 |  |  | (OP) Operating |  | 6.5 | [6 empty] | 35.4325 | -78.4117 | 0 | 0 | #DIV/0! | 0%
| Madison Energy Investments LLC | 67242 | 5 Berry | MA | Norfolk | ISNE | IPP Non-CHP | 5BES1 |  | 7.1 | 7.1 | 7.1 | Batteries | MWH | BA | 2023 |  |  | (OP) Operating | 7.5 | [7 empty] | 42.021 | -71.342 | 0 | 0 | #DIV/0! | 0%
| Alliance HP Virginia Drive LLC | 57640 | 500 Virginia Solar | PA | Montgomery | PJM | IPP Non-CHP | 1 |  | 1 | 1 | 1 | Solar Photovoltaic | SUN | PV | 2011 |  |  | (OP) Operating |  | 1 | [6 empty] | 40.1392 | -75.1917 | 0 | 0 | #DIV/0! | 0%
| Greenbacker Renewable Energy Corporation | 64194 | 510 Carnegie Center | NJ | Mercer | PJM | IPP Non-CHP | 313 |  | 1.4 | 1.4 | 1.4 | Solar Photovoltaic | SUN | PV | 2019 |  |  | (OP) Operating |  | 1.7 | [6 empty] | 40.3147 | -74.6555 | 0 | 0 | #DIV/0! | 0%
| 510 REPP One LLC | 57363 | 510 REPP One | NC | Northampton | PJM | IPP Non-CHP | 1 |  | 1.3 | 1.3 | 1.3 | Solar Photovoltaic | SUN | PV | 2014 |  |  | (OP) Operating |  | 1.4 | [6 empty] | 36.4972 | -77.6058 | 0 | 0 | #DIV/0! | 0%
| 515 Main Saugus LLC | 68430 | 515 Main Saugus | MA | Essex | ISNE | IPP Non-CHP | 960 |  | 1.3 | 1.3 | 1.3 | Solar Photovoltaic | SUN | PV | 2017 |  |  | (OP) Operating |  | 1.7 | [6 empty] | 42.4844 | -71.0451 | 0 | 0 | #DIV/0! | 0%
| Hartz Solar, LLC | 65289 | 5601 Westside CDG | NJ | Hudson | PJM | IPP Non-CHP | 1 |  | 1.5 | 1.5 | 1.1 | Solar Photovoltaic | SUN | PV | 2021 |  |  | (OP) Operating |  | 2 | [6 empty] | 40.7796 | -74.0418 | 0 | 0 | #DIV/0! | 0%
| NuGen Capital Management | 65085 | 580 River Solar | MA | Worcester | ISNE | IPP Non-CHP | PV1 |  | 3.1 | 3.1 | 3.1 | Solar Photovoltaic | SUN | PV | 2018 |  |  | (OP) Operating |  | 3.8 | [6 empty] | 42.6808 | -72.0761 | 0 | 0 | #DIV/0! | 0%
| 59FED WHAM8 Solar, LLC | 64970 | 59 Federal Rd(CSG) | MA | Plymouth | ISNE | IPP Non-CHP | 59FBA |  | 10 | 10 | 10 | Batteries | MWH | BA | 2021 |  |  | (OP) Operating | 20.5 | [7 empty] | 41.8285 | -70.7212 | 0 | 0 | #DIV/0! | 0%
| Upper Michigan Energy Resources Company | 61391 | A.J. Mihm Generating Station | MI | Baraga | MISO | Electric Utility | M1 |  | 56.4 | 56.5 | 56.5 | Natural Gas Internal Combustion Engine | NG | IC | 2019 |  |  | (OP) Operating | [8 empty] | 46.7927 | -88.614 | 0 | 0 | #DIV/0! | 0%
| Hartz Solar, LLC | 65280 | 601 Doremus CDG | NJ | Essex | PJM | IPP Non-CHP | 1 |  | 1.5 | 1.5 | 1.1 | Solar Photovoltaic | SUN | PV | 2021 |  |  | (OP) Operating |  | 2 | [6 empty] | 40.732 | -74.1205 | 0 | 0 | #DIV/0! | 0%
| 6140 Route 209 - North, LLC | 64046 | 6140 Route 209 - North | NY | Ulster | NYIS | IPP Non-CHP | 7140 |  | 4 | 4 | 3.2 | Solar Photovoltaic | SUN | PV | 2019 |  |  | (OP) Operating |  | 5.6 | [6 empty] | 41.7876 | -74.2889 | 0 | 0 | #DIV/0! | 0%
| 631-56 Airport Owner, LLC | 59639 | 631-56 Airport Owner, LLC | MA | Bristol | ISNE | Industrial Non-CHP | LIGHT |  | 2 | 2 | 2 | Onshore Wind Turbine | WND | WT | 2012 |  |  | (OS) Out of service and NOT expected to return to service in next calendar year | [8 empty] | 41.7456 | -71.1172 | 0 | 0 | #DIV/0! | 0%
| NuGen Capital Management | 59046 | 651 Chase Solar NG | MA | Worcester | ISNE | IPP Non-CHP | PV1 |  | 2.5 | 2.5 | 1.5 | Solar Photovoltaic | SUN | PV | 2014 |  |  | (OP) Operating |  | 3.4 | [6 empty] | 42.6267 | -71.7428 | 0 | 0 | #DIV/0! | 0%
| Madison Energy Investments LLC | 67457 | 665 Scenic Highway | MA | Barnstable | ISNE | IPP Non-CHP | SHBE1 |  | 5.8 | 5.8 | 5.8 | Batteries | MWH | BA | 2022 |  |  | (OP) Operating | 31 | [7 empty] | 41.77 | -70.571 | 0 | 0 | #DIV/0! | 0%
| 6685 Santa Barbara Ct | 64343 | 6685 Santa Barbara Ct | MD | Howard | PJM | IPP Non-CHP | SBAR |  | 1 | 1 | 1 | Solar Photovoltaic | SUN | PV | 2020 |  |  | (OP) Operating |  | 1.5 | [6 empty] | 39.1896 | -76.743 | 0 | 0 | #DIV/0! | 0%
| Madison Energy Investments LLC | 67456 | 700 Binnewater | NY | Ulster | ISNE | IPP Non-CHP | 7BPV1 |  | 1.1 | 1.1 | 1.1 | Solar Photovoltaic | SUN | PV | 2022 |  |  | (OP) Operating |  | 1.6 | [6 empty] | 41.849 | -74.0899 | 0 | 0 | #DIV/0! | 0%
| Greenbacker Renewable Energy Corporation | 64195 | 701 Carnegie Center | NJ | Mercer | PJM | IPP Non-CHP | 313 |  | 1.1 | 1.1 | 1.1 | Solar Photovoltaic | SUN | PV | 2019 |  |  | (OP) Operating |  | 1.3 | [6 empty] | 40.3236 | -74.6499 | 0 | 0 | #DIV/0! | 0%
| 71CFR WHAM8 Solar, LLC | 65054 | 71 Charlotte Furnace Rd Hybrid(CSG) | MA | Plymouth | ISNE | IPP Non-CHP | 71CBA |  | 2 | 2 | 2 | Batteries | MWH | BA | 2021 |  |  | (OP) Operating | 5.4 | [7 empty] | 41.7971 | -70.7416 | 0 | 0 | #DIV/0! | 0%
| New Columbia Solar | 63970 | 7185 13th Pl. NW | DC | District of Columbia | PJM | IPP Non-CHP | 10020 |  | 0.9 | 0.9 | 0.9 | Solar Photovoltaic | SUN | PV | 2019 |  |  | (OP) Operating |  | 1.1 | [6 empty] | 38.9772 | -77.0314 | 0 | 0 | #DIV/0! | 0%
| Hartz Solar, LLC | 64502 | 7448 Candlewood Road | MD | Anne Arundel | PJM | Commercial Non-CHP | 1 |  | 1.5 | 1.5 | 1.2 | Solar Photovoltaic | SUN | PV | 2020 |  |  | (OP) Operating |  | 1.9 | [6 empty] | 39.16 | -76.7 | 0 | 0 | #DIV/0! | 0%
| Ada Cogeneration LLC | 10819 | Ada Cogeneration LP | MI | Kent | MISO | IPP CHP | GEN1 | CC1 | 33.1 | 30 | 32 | Natural Gas Fired Combined Cycle | NG | CT | 1990 |  |  | (OP) Operating | [8 empty] | 42.9627 | -85.4941 | 0 | 0 | #DIV/0! | 0%
| 77F2M WHAM8 Solar, LLC | 65055 | 77 Farm to Market Rd Hybrid(CSG) | MA | Plymouth | ISNE | IPP Non-CHP | 77FBA |  | 7.2 | 7.2 | 7.2 | Batteries | MWH | BA | 2021 |  |  | (OP) Operating | 4.8 | [7 empty] | 41.7946 | -70.7234 | 0 | 0 | #DIV/0! | 0%
| Hartz Solar, LLC | 62326 | 77 Metro Way | NJ | Hudson | PJM | Commercial Non-CHP | 1 |  | 1 | 1 | 0.7 | Solar Photovoltaic | SUN | PV | 2018 |  |  | (OP) Operating |  | 1.2 | [6 empty] | 40.7705 | -74.0722 | 0 | 0 | #DIV/0! | 0%
| 7V Solar Ranch, LLC | 64239 | 7V Solar Ranch | TX | Fayette | ERCO | IPP Non-CHP | 7V1 |  | 240 | 240 | 240 | Solar Photovoltaic | SUN | PV | 2025 |  |  | (OP) Operating | [8 empty] | 29.807 | -97.0741 | 0 | 0 | #DIV/0! | 0%
| Wind Wall 1 LLC | 52162 | 85 A | CA | Kern | CISO | IPP Non-CHP | MON1 |  | 21.3 | 21.3 | 21.3 | Onshore Wind Turbine | WND | WT | 2021 |  |  | (OP) Operating | [8 empty] | 35.0958 | -118.3248 | 0 | 0 | #DIV/0! | 0%
| Wind Wall 1 LLC | 52163 | 85 B | CA | Kern | CISO | IPP Non-CHP | MON2 |  | 25.2 | 25.2 | 25.2 | Onshore Wind Turbine | WND | WT | 2021 |  |  | (OP) Operating | [8 empty] | 35.1026 | -118.3325 | 0 | 0 | #DIV/0! | 0%
| 8500 Balboa PV, LLC | 65330 | 8500 Balboa PV, LLC | CA | Los Angeles | LDWP | IPP Non-CHP | BALB1 |  | 3.2 | 3.2 | 3.2 | Solar Photovoltaic | SUN | PV | 2022 |  |  | (OP) Operating |  | 3 | [6 empty] | 34.2238 | -118.4997 | 0 | 0 | #DIV/0! | 0%
| Valta Energy | 66622 | 9150 Hermosa Solar GM | CA | San Bernardino | CISO | IPP Non-CHP | VSPRC |  | 1.3 | 1.3 | 1.3 | Solar Photovoltaic | SUN | PV | 2022 |  |  | (OP) Operating |  | 1.8 | [6 empty] | 34.0878 | -117.5872 | 0 | 0 | #DIV/0! | 0%
| Generate Capital | 67622 | 9521 US 14 SOLAR 1, LLC | IL | McHenry | PJM | IPP Non-CHP | 11110 |  | 2 | 2 | 2 | Solar Photovoltaic | SUN | PV | 2024 |  |  | (OP) Operating | [8 empty] | 42.4663 | -88.6004 | 0 | 0 | #DIV/0! | 0%
| Consolidated Edison Co-NY Inc | 62839 | 98th Street Battery Storage Station | NY | Queens | NYIS | Electric Utility | ESS98 |  | 2 | 1.5 | 1.5 | Batteries | MWH | BA | 2021 |  |  | (OP) Operating | 12 | [7 empty] | 40.6791 | -73.8402 | 0 | 0 | #DIV/0! | 0%
| Duke Energy Carolinas, LLC | 3272 | 99 Islands | SC | Cherokee | DUK | Electric Utility | 1 |  | 12 | 15.2 | 15.2 | Conventional Hydroelectric | WAT | HY | 1910 |  |  | (OP) Operating | [8 empty] | 35.0314 | -81.4936 | 0 | 0 | #DIV/0! | 0%
| AES Alamitos Energy, LLC | 62115 | AES Alamitos Energy Center | CA | Los Angeles | CISO | IPP Non-CHP | 1A | CCT1 | 678 | 603 | 678 | Natural Gas Fired Combined Cycle | NG | CT | 2020 |  |  | (OP) Operating | [8 empty] | 33.7672 | -118.1002 | 0 | 0 | #DIV/0! | 0%
| Pacific Gas & Electric Co. | 293 | A G Wishon | CA | Madera | CISO | Electric Utility | 1 |  | 12.8 | 20 | 20 | Conventional Hydroelectric | WAT | HY | 1910 |  |  | (OP) Operating | [8 empty] | 37.151 | -119.5047 | 0 | 0 | #DIV/0! | 0%
| AES Huntington Beach Energy, LLC | 62116 | AES Huntington Beach Energy Project | CA | Orange | CISO | IPP Non-CHP | 1A | CCT1 | 699.2 | 630 | 690 | Natural Gas Fired Combined Cycle | NG | CT | 2020 |  |  | (OP) Operating | [8 empty] | 33.6456 | -117.9794 | 0 | 0 | #DIV/0! | 0%
| Captona A Street 1 Johnston LLC | 64114 | A Street 1 | RI | Providence | ISNE | IPP Non-CHP | CPRI4 |  | 1.2 | 1.2 | 1.2 | Solar Photovoltaic | SUN | PV | 2018 |  |  | (OP) Operating |  | 1.6 | [6 empty] | 41.798 | -71.5468 | 0 | 0 | #DIV/0! | 0%
| Captona A Street 2 Johnston LLC | 64111 | A Street 2 | RI | Providence | ISNE | IPP Non-CHP | CPRI5 |  | 1.6 | 1.6 | 1.6 | Solar Photovoltaic | SUN | PV | 2018 |  |  | (OP) Operating |  | 2.2 | [6 empty] | 41.7975 | -71.5459 | 0 | 0 | #DIV/0! | 0%
| Generate ER-NG, LLC | 67308 | AbbVie Waco | TX | McLennan | ERCO | IPP Non-CHP | AB1 |  | 5.6 | 5.6 | 5.6 | Natural Gas Internal Combustion Engine | NG | IC | 2023 |  |  | (OP) Operating | [8 empty] | 31.4882 | -97.2006 | 0 | 0 | #DIV/0! | 0%
| Altus Power America Management, LLC | 61936 | Abbot Solar | SC | Clarendon | CPLE | IPP Non-CHP | 2 |  | 2 | 2 | 2 | Solar Photovoltaic | SUN | PV | 2018 |  |  | (OP) Operating |  | 2.8 | [6 empty] | 33.6784 | -80.2403 | 0 | 0 | #DIV/0! | 0%
| Guadalupe Blanco River Authority | 3581 | Abbott TP 3 | TX | Guadalupe | ERCO | Electric Utility | 1 |  | 2.8 | 2.8 | 2.8 | Conventional Hydroelectric | WAT | HY | 1927 |  |  | (OS) Out of service and NOT expected to return to service in next calendar year | [8 empty] | 29.594 | -98.0407 | 0 | 0 | #DIV/0! | 0%
| ABC Coke - Drummond Co, Inc | 56076 | ABC Coke | AL | Jefferson | SOCO | Industrial CHP | 1 |  | 3.8 | 3.8 | 3.8 | Other Gases | OG | ST | 1997 |  |  | (OP) Operating | [8 empty] | 33.5828 | -86.7799 | 0 | 0 | #DIV/0! | 0%
| ABEC #2 LLC | 61501 | ABEC #2 dba West-Star Dairy | CA | Kern | CISO | IPP Non-CHP | GEN1 |  | 1 | 1 | 1 | Other Waste Biomass | OBG | IC | 2018 |  |  | (OP) Operating | [8 empty] | 35.4721 | -119.4329 | 0 | 0 | #DIV/0! | 0%
| Cypress Creek Renewables | 61525 | ABD Farms | NC | Randolph | CPLE | IPP Non-CHP | GEN1 |  | 5 | 5 | 5 | Solar Photovoltaic | SUN | PV | 2017 |  |  | (OP) Operating |  | 6.2 | [6 empty] | 35.7287 | -79.7483 | 0 | 0 | #DIV/0! | 0%
| ABEC #3 LLC | 61502 | ABEC #3 dba Lakeview Dairy | CA | Kern | CISO | IPP Non-CHP | GEN1 |  | 1 | 1 | 1 | Other Waste Biomass | OBG | IC | 2018 |  |  | (OP) Operating | [8 empty] | 35.2143 | -119.203 | 0 | 0 | #DIV/0! | 0%
| ABEC #4 LLC | 61503 | ABEC #4 dba CE&S Dairy | CA | Kern | CISO | IPP Non-CHP | GEN1 |  | 1 | 1 | 1 | Other Waste Biomass | OBG | IC | 2018 |  |  | (OP) Operating | [8 empty] | 35.1731 | -119.1164 | 0 | 0 | #DIV/0! | 0%
| ABEC Bidart-Old River LLC | 58699 | ABEC Bidart-Old River LLC | CA | Kern | CISO | IPP Non-CHP | GEN 1 |  | 2 | 1.8 | 1.8 | Other Waste Biomass | OBG | IC | 2013 |  |  | (OP) Operating | [8 empty] | 35.1697 | -119.1056 | 0 | 0 | #DIV/0! | 0%
| ACC Renewable Resources | 65517 | Abel Road Bioenergy | CA | Colusa | CISO | IPP Non-CHP | BMORC |  | 4 | 3 | 3 | Other Waste Biomass | AB | OT | 2022 |  |  | (OP) Operating | [8 empty] | 39.1456 | -122.1186 | 0 | 0 | #DIV/0! | 0%
| OLS Energy-Agnews Inc. | 50748 | Agnews Power Plant | CA | Santa Clara | CISO | IPP Non-CHP | GEN1 | CC1 | 32 | 28 | 28 | Natural Gas Fired Combined Cycle | NG | CT | 1990 |  |  | (OP) Operating | [8 empty] | 37.4058 | -121.9272 | 0 | 0 | #DIV/0! | 0%
| SoCore Energy LLC | 67790 | Abel Solar | IL | Whiteside | MISO | IPP Non-CHP | PV1 |  | 2 | 2 | 2 | Solar Photovoltaic | SUN | PV | 2021 |  |  | (OP) Operating |  | 2.8 | [6 empty] | 41.793 | -90.032 | 0 | 0 | #DIV/0! | 0%
| Air Products LLC | 55309 | Air Products Port Arthur | TX | Jefferson | MISO | Industrial CHP | GEN 5 |  | 169.1 | 158.9 | 174.8 | Natural Gas Fired Combustion Turbine | NG | GT | 2006 |  |  | (OP) Operating | [8 empty] | 29.8665 | -93.9651 | 0 | 0 | #DIV/0! | 0%
| SoCore Energy LLC | 67791 | ABIA Parking Structure | TX | Travis | SWPP | IPP Non-CHP | PV1 |  | 1.8 | 1.8 | 1.8 | Solar Photovoltaic | SUN | PV | 2021 |  |  | (OP) Operating |  | 2.3 | [6 empty] | 30.2047 | -97.6686 | 0 | 0 | #DIV/0! | 0%
| Los Alamos County | 7789 | Abiquiu Dam | NM | Rio Arriba | WACM | Electric Utility | 1 |  | 15.6 | 16.8 | 16.8 | Conventional Hydroelectric | WAT | HY | 1996.3333 |  |  | (OP) Operating | [8 empty] | 36.2399 | -106.423 | 0 | 0 | #DIV/0! | 0%
| Altus Power America Management, LLC | 65622 | Absegami | NJ | Atlantic | PJM | IPP Non-CHP | ABSGI |  | 2.1 | 2.1 | 2.1 | Solar Photovoltaic | SUN | PV | 2021 |  |  | (OP) Operating |  | 2.8 | [6 empty] | 39.48 | -74.516 | 0 | 0 | #DIV/0! | 0%
| AES Distributed Energy | 58798 | AC Criminal Courts Complex SPE2, LLC | NJ | Atlantic | PJM | Commercial Non-CHP | ACCCC |  | 1.3 | 1.3 | 1.3 | Solar Photovoltaic | SUN | PV | 2012 |  |  | (OP) Operating |  | 1.5 | [6 empty] | 39.4375 | -74.6906 | 0 | 0 | #DIV/0! | 0%
| Altus Power America Management, LLC | 63260 | AC Power | NJ | Burlington | PJM | IPP Non-CHP | ACP |  | 1.3 | 1.3 | 1.3 | Solar Photovoltaic | SUN | PV | 2019 |  |  | (OP) Operating |  | 1.6 | [6 empty] | 40.0498 | -74.9352 | 0 | 0 | #DIV/0! | 0%
| Cartier Energy, LLC | 63483 | ACM - Midtown Thermal | NJ | Atlantic | PJM | Commercial CHP | T60-1 |  | 5.5 | 5.2 | 6.1 | Natural Gas Fired Combustion Turbine | NG | GT | 2012 |  |  | (OP) Operating | [8 empty] | 39.3598 | -74.4342 | 0 | 0 | #DIV/0! | 0%
| Entegrity Solar ACC, LLC | 67507 | ACC | AR | White | MISO | IPP Non-CHP | 62289 |  | 2 | 2 | 1.6 | Solar Photovoltaic | SUN | PV | 2023 |  |  | (OP) Operating |  | 2.5 | [6 empty] | 33.9269 | -93.8601 | 0 | 0 | #DIV/0! | 0%
| MN8 Energy LLC | 60802 | ACCC Mays Landing | NJ | Atlantic | PJM | IPP Non-CHP | PV1 |  | 1.4 | 1.4 | 1.4 | Solar Photovoltaic | SUN | PV | 2013 | 12 | 2028 | (OP) Operating |  | 1.6 | [6 empty] | 39.4606 | -74.6809 | 0 | 0 | #DIV/0! | 0%
| NJR Clean Energy Ventures Corporation | 63198 | ACCP NJ 1 | NJ | Sussex | PJM | IPP Non-CHP | ACCP1 |  | 1.2 | 1.2 | 1.2 | Solar Photovoltaic | SUN | PV | 2020 |  |  | (OP) Operating |  | 1.5 | [6 empty] | 40.9263 | -74.6751 | 0 | 0 | #DIV/0! | 0%
| Altus Power America Management, LLC | 61937 | Ace Solar | SC | Anderson | DUK | IPP Non-CHP | 18 |  | 1 | 1 | 1 | Solar Photovoltaic | SUN | PV | 2020 |  |  | (OP) Operating |  | 1.3 | [6 empty] | 34.7229 | -82.5258 | 0 | 0 | #DIV/0! | 0%
| Cypress Creek Renewables | 67632 | Acer | NY | St Lawrence | NYIS | IPP Non-CHP | ACER |  | 4.3 | 4.3 | 4.3 | Solar Photovoltaic | SUN | PV | 2024 |  |  | (OP) Operating |  | 5.61 | [6 empty] | 44.7565 | -75.1604 | 0 | 0 | #DIV/0! | 0%
| ACE-Stanton A, LLC | 61247 | ACE-Stanton A PV | FL | Orange | FMPP | IPP Non-CHP | ASA1 |  | 4.1 | 4.1 | 4.1 | Solar Photovoltaic | SUN | PV | 2017 |  |  | (OP) Operating |  | 5.7 | [6 empty] | 28.4845 | -81.1741 | 0 | 0 | #DIV/0! | 0%
| ACE-Stanton, LLC | 61246 | ACE-Stanton PV | FL | Orange | FMPP | IPP Non-CHP | ASLF1 |  | 4.8 | 4.8 | 4.8 | Solar Photovoltaic | SUN | PV | 2017 |  |  | (OP) Operating |  | 6.8 | [6 empty] | 28.4774 | -81.1804 | 0 | 0 | #DIV/0! | 0%
| Strata Manager, LLC | 62621 | Achilles Solar | NC | Montgomery | CPLE | IPP Non-CHP | ACHIL |  | 5 | 4.9 | 4.9 | Solar Photovoltaic | SUN | PV | 2019 |  |  | (OP) Operating |  | 7.1 | [6 empty] | 35.3597 | -79.9114 | 0 | 0 | #DIV/0! | 0%
| Malaga BESS LLC | 66659 | Acid BESS | CA | Fresno | CISO | IPP Non-CHP | MAL |  | 97 | 97 | 97 | Batteries | MWH | BA | 2025 |  |  | (OP) Operating | 97 | [7 empty] | 36.6905 | -119.7404 | 0 | 0 | #DIV/0! | 0%
| Alabama River Cellulose LLC | 54429 | Alabama Pine Pulp | AL | Monroe | SOCO | Industrial CHP | GEN2 |  | 69 | 68.7 | 70.1 | Wood/Wood Waste Biomass | BLQ | ST | 1991 |  |  | (OP) Operating | [8 empty] | 31.5825 | -87.4889 | 0 | 0 | #DIV/0! | 0%
| Acme Solar, LLC | 64238 | Acme Solar, LLC | NC | Columbus | CPLE | IPP Non-CHP | 018 |  | 4.9 | 4.9 | 4.9 | Solar Photovoltaic | SUN | PV | 2021 |  |  | (OP) Operating |  | 6.6 | [6 empty] | 34.3244 | -78.9962 | 0 | 0 | #DIV/0! | 0%
| Acorn I Energy Storage LLC | 62874 | Acorn I Energy Storage LLC | CA | Ventura | CISO | IPP Non-CHP | ACOR1 |  | 2 | 2 | 2 | Batteries | MWH | BA | 2021 |  |  | (OP) Operating | 6 | [7 empty] | 34.1965 | -118.9319 | 0 | 0 | #DIV/0! | 0%
| Acton H Road Solar 1, LLC | 64673 | Acton | ME | York | ISNE | IPP Non-CHP | ACT |  | 3.5 | 3.5 | 3.5 | Solar Photovoltaic | SUN | PV | 2021 |  |  | (OP) Operating |  | 4.2 | [6 empty] | 43.5437 | -70.9128 | 0 | 0 | #DIV/0! | 0%
| Heliovaas LLC | 59543 | Acton Solar Landfill | MA | Middlesex | ISNE | Commercial Non-CHP | ACTON |  | 1.5 | 1.5 | 1.5 | Solar Photovoltaic | SUN | PV | 2013 |  |  | (OP) Operating |  | 1.6 | [6 empty] | 42.4733 | -71.4306 | 0 | 0 | #DIV/0! | 0%
| MSS Energy Holdings, LLC (d.b.a. Calibrant Energy) | 66966 | Acton-Boxborough Schools BESS | MA | Middlesex | ISNE | IPP Non-CHP | ABRSD |  | 2.1 | 2.1 | 2.1 | Batteries | MWH | BA | 2021 |  |  | (OP) Operating | 4.3 | [7 empty] | 42.4796 | -71.4581 | 0 | 0 | #DIV/0! | 0%
| National Grid Renewables | 61705 | Acturus Community Solar | MN | Le Sueur | MISO | IPP Non-CHP | ARCT |  | 1 | 1 | 1 | Solar Photovoltaic | SUN | PV | 2018 |  |  | (OP) Operating |  | 1.5 | [6 empty] | 44.2832 | -93.9544 | 0 | 0 | #DIV/0! | 0%
| Tesla Inc. | 58632 | Actus Lend Lease DMAFB | AZ | Pima | TEPC | IPP Non-CHP | 1 |  | 3 | 3 | 3 | Solar Photovoltaic | SUN | PV | 2009 |  |  | (OP) Operating |  | 3.3 | [6 empty] | 32.1825 | -110.8633 | 0 | 0 | #DIV/0! | 0%
| Viridity Energy Solutions, Inc. | 61923 | ACUA | NJ | Atlantic | PJM | IPP Non-CHP | VACUA |  | 1 | 1 | 1 | Batteries | MWH | BA | 2018 |  |  | (OP) Operating | 1 | [7 empty] | 39.382 | -74.4451 | 0 | 0 | #DIV/0! | 0%
| CleanCapital Holdings | 58270 | Acushnet AD Makepeace | MA | Plymouth | ISNE | IPP Non-CHP | 1 |  | 3.5 | 3.5 | 3.5 | Solar Photovoltaic | SUN | PV | 2012 |  |  | (OP) Operating |  | 4.7 | [6 empty] | 41.7989 | -70.7436 | 0 | 0 | #DIV/0! | 0%
| Acushnet | 62835 | Acushnet Ball Plant 2 | MA | Bristol | ISNE | Industrial Non-CHP | ESS-1 |  | 1.5 | 1.5 | 1.5 | Batteries | MWH | BA | 2019 |  |  | (OA) Out of service but expected to return to service in next calendar year | 2 | [7 empty] | 41.7197 | -70.9714 | 0 | 0 | #DIV/0! | 0%
| CleanCapital Holdings | 58271 | Acushnet Hawes Reed Road | MA | Bristol | ISNE | IPP Non-CHP | 1 |  | 1 | 1 | 1 | Solar Photovoltaic | SUN | PV | 2012 |  |  | (OP) Operating |  | 1.3 | [6 empty] | 41.6622 | -71.0425 | 0 | 0 | #DIV/0! | 0%
| CleanCapital Holdings | 59128 | Acushnet- High Hill | MA | Bristol | ISNE | IPP Non-CHP | 57449 |  | 2.8 | 2.8 | 2.8 | Solar Photovoltaic | SUN | PV | 2013 |  |  | (OP) Operating |  | 3.2 | [6 empty] | 41.7144 | -70.9972 | 0 | 0 | #DIV/0! | 0%
| Navisun LLC | 64706 | Acushnet MA 1 | MA | Bristol | ISNE | IPP Non-CHP | ACNT1 |  | 1 | 1 | 1 | Solar Photovoltaic | SUN | PV | 2023 | 12 | 2063 | (OP) Operating |  | 1.7 | [6 empty] | 41.697 | -70.903 | 0 | 0 | #DIV/0! | 0%
| Navisun LLC | 64707 | Acushnet MA 2 (CSG) | MA | Bristol | ISNE | IPP Non-CHP | ACNT2 |  | 1 | 1 | 1 | Solar Photovoltaic | SUN | PV | 2024 |  |  | (OP) Operating |  | 1.7 | [6 empty] | 41.706 | -70.8863 | 0 | 0 | #DIV/0! | 0%
| CleanCapital Holdings | 59121 | Acushnet-Braley Road 1 | MA | Bristol | ISNE | IPP Non-CHP | 57449 |  | 1.9 | 1.9 | 1.9 | Solar Photovoltaic | SUN | PV | 2013 |  |  | (OP) Operating |  | 2 | [6 empty] | 41.7517 | -70.9706 | 0 | 0 | #DIV/0! | 0%
| ADA Carbon Solutions (Red River), LLC | 57938 | ADA Carbon Solutions Red River | LA | Red River | MISO | Industrial CHP | GEN1 |  | 20.8 | 20.5 | 20.8 | All Other | WH | ST | 2011 |  |  | (OP) Operating | [8 empty] | 32.0039 | -93.3911 | 0 | 0 | #DIV/0! | 0%
| Adkins Energy LLC | 58136 | Adkins Energy LLC | IL | Stephenson | PJM | Industrial CHP | S5MW |  | 6.8 | 5.8 | 6.8 | Natural Gas Fired Combustion Turbine | NG | GT | 2010.5 |  |  | (OP) Operating | [8 empty] | 42.3622 | -89.8036 | 0 | 0 | #DIV/0! | 0%
| Eagle Creek Renewable Energy, LLC | 50433 | Ada Dam | MI | Kent | MISO | IPP Non-CHP | ADA1 |  | 1.4 | 1.4 | 1.4 | Conventional Hydroelectric | WAT | HY | 1984 |  |  | (OP) Operating | [8 empty] | 42.9506 | -85.4859 | 0 | 0 | #DIV/0! | 0%
| MidAmerican Energy Co | 56810 | Adair Wind Farm | IA | Adair | MISO | Electric Utility | AWF |  | 174.8 | 174.8 | 174.8 | Onshore Wind Turbine | WND | WT | 2008 |  |  | (OP) Operating | [8 empty] | 41.4236 | -94.665 | 0 | 0 | #DIV/0! | 0%
| Adams Solar SC, LLC | 64682 | Adams | SC | Anderson | DUK | IPP Non-CHP | ADA |  | 2 | 2 | 2 | Solar Photovoltaic | SUN | PV | 2021 |  |  | (OP) Operating |  | 2.8 | [6 empty] | 34.6952 | -82.5283 | 0 | 0 | #DIV/0! | 0%
| MN8 Energy LLC | 60772 | Adams Ave MS and HS | NJ | Atlantic | PJM | IPP Non-CHP | PVHS |  | 3.1 | 3.1 | 3.1 | Solar Photovoltaic | SUN | PV | 2011.5 |  |  | (OP) Operating |  | 2.4 | [6 empty] | 39.4114 | -74.5309 | 0 | 0 | #DIV/0! | 0%
| Adams Community Solar Garden III LLC | 59850 | Adams Community Solar Garden III LLC | CO | Adams | PSCO | IPP Non-CHP | 23376 |  | 1.2 | 1.2 | 1.2 | Solar Photovoltaic | SUN | PV | 2015 |  |  | (OP) Operating |  | 1.5 | [6 empty] | 39.7867 | -104.5877 | 0 | 0 | #DIV/0! | 0%
| Adams Community Solar Garden LLC | 59849 | Adams Community Solar Garden LLC | CO | Adams | PSCO | IPP Non-CHP | 23377 |  | 1.2 | 1.2 | 1.2 | Solar Photovoltaic | SUN | PV | 2015 |  |  | (OP) Operating |  | 1.5 | [6 empty] | 39.7876 | -104.5859 | 0 | 0 | #DIV/0! | 0%
| Altus Power America Management, LLC | 59775 | Adams Farm Solar | MA | Worcester | ISNE | IPP Non-CHP | ADAMS |  | 3 | 3 | 3 | Solar Photovoltaic | SUN | PV | 2013 |  |  | (OP) Operating |  | 3.5 | [6 empty] | 42.6 | -72.2 | 0 | 0 | #DIV/0! | 0%
| SoCore Energy LLC | 68743 | Adams Grove Solar | MA | Berkshire | ISNE | IPP Non-CHP | BA1 |  | 8.3 | 8.3 | 8.3 | Batteries | MWH | BA | 2022 |  |  | (OP) Operating | 3.3 | [7 empty] | 42.6078 | -73.1357 | 0 | 0 | #DIV/0! | 0%
| Strata Manager, LLC | 61933 | Adams Nielson Solar | WA | Adams | AVA | IPP Non-CHP | ADAMS |  | 19.2 | 19.2 | 19.2 | Solar Photovoltaic | SUN | PV | 2018 |  |  | (OP) Operating |  | 28 | [6 empty] | 46.9553 | -118.6212 | 0 | 0 | #DIV/0! | 0%
| Adams PV Plant (WI) | 67596 | Adams PV Plant | WI | Adams | MISO | IPP Non-CHP | AD329 |  | 8.3 | 7.1 | 7.1 | Solar Photovoltaic | SUN | PV | 2023 |  |  | (OP) Operating |  | 11 | [6 empty] | 43.9501 | -89.6809 | 0 | 0 | #DIV/0! | 0%
| Ecos Energy LLC | 62026 | Adams Solar | CT | New London | ISNE | IPP Non-CHP | ADAMS |  | 1 | 1 | 1 | Solar Photovoltaic | SUN | PV | 2018 |  |  | (OP) Operating |  | 1.2 | [6 empty] | 41.655 | -72.161 | 0 | 0 | #DIV/0! | 0%
| GCL New Energy, Inc. | 61496 | Adams Solar Center | OR | Jefferson | PACW | IPP Non-CHP | ADAMS |  | 10 | 10 | 10 | Solar Photovoltaic | SUN | PV | 2018 |  |  | (OP) Operating |  | 13.1 | [6 empty] | 44.675 | -121.122 | 0 | 0 | #DIV/0! | 0%
| Adams Solar LLC (PA) | 66634 | Adams Solar LLC PA | PA | Adams | PJM | IPP Non-CHP | ENX20 |  | 80 | 80 | 80 | Solar Photovoltaic | SUN | PV | 2023 |  |  | (OP) Operating |  | 105.4 | [6 empty] | 39.8796 | -77.1972 | 0 | 0 | #DIV/0! | 0%
| MidAmerican Energy Co | 59637 | Adams Wind | IA | Adams | MISO | Electric Utility | ADWF |  | 154.3 | 150 | 150 | Onshore Wind Turbine | WND | WT | 2015.25 |  |  | (OP) Operating | [8 empty] | 40.92 | -94.6717 | 0 | 0 | #DIV/0! | 0%
| Consolidated Edison Development Inc. | 56307 | Adams Wind Farm | MN | Mower | MISO | IPP Non-CHP | 1 |  | 23.3 | 23.3 | 23.3 | Onshore Wind Turbine | WND | WT | 2003.5 |  |  | (OP) Operating | [8 empty] | 43.5548 | -92.7241 | 0 | 0 | #DIV/0! | 0%
| BEAM US, LLC | 57375 | Adams Wind Generations LLC | MN | Meeker | MISO | IPP Non-CHP | AWG |  | 20 | 20 | 20 | Onshore Wind Turbine | WND | WT | 2011 |  |  | (OP) Operating | [8 empty] | 44.9169 | -94.7356 | 0 | 0 | #DIV/0! | 0%
| Adapture Renewables, Inc. | 59978 | Adapture CA2, LLC | CA | Glenn | PACW | IPP Non-CHP | ECA22 |  | 1.5 | 1.5 | 1.5 | Solar Photovoltaic | SUN | PV | 2016 |  |  | (OP) Operating |  | 2 | [6 empty] | 39.699 | -122.1756 | 0 | 0 | #DIV/0! | 0%
| Entegrity Solar ADC, LLC | 67513 | ADC Varner | AR | Lincoln | MISO | IPP Non-CHP | 63612 |  | 4.9 | 4.9 | 3.9 | Solar Photovoltaic | SUN | PV | 2024 |  |  | (OP) Operating |  | 6.37 | [6 empty] | 34.0413 | -91.6279 | 0 | 0 | #DIV/0! | 0%
| Adelanto Solar II, LLC | 59440 | Adelanto Solar II, LLC | CA | San Bernardino | CISO | IPP Non-CHP | SAS |  | 7 | 7 | 7 | Solar Photovoltaic | SUN | PV | 2015 |  |  | (OP) Operating |  | 7.4 | [6 empty] | 34.5572 | -117.3775 | 0 | 0 | #DIV/0! | 0%
| Los Angeles Department of Water & Power | 57305 | Adelanto Solar Project | CA | San Bernardino | LDWP | Electric Utility | 1 |  | 6.8 | 6.8 | 6.8 | Solar Photovoltaic | SUN | PV | 2012 |  |  | (OP) Operating |  | 11.4 | [6 empty] | 34.5508 | -117.4353 | 0 | 0 | #DIV/0! | 0%
| Adelanto Solar, LLC | 59441 | Adelanto Solar, LLC | CA | San Bernardino | CISO | IPP Non-CHP | SAS |  | 20 | 20 | 20 | Solar Photovoltaic | SUN | PV | 2015 |  |  | (OP) Operating |  | 21.5 | [6 empty] | 34.5572 | -117.3775 | 0 | 0 | #DIV/0! | 0%
| AES Distributed Energy | 60027 | Adera Solar | CA | Madera | CISO | IPP Non-CHP | ADERA |  | 20 | 19 | 19 | Solar Photovoltaic | SUN | PV | 2015 |  |  | (OP) Operating |  | 26.5 | [6 empty] | 37.1206 | -120.3249 | 0 | 0 | #DIV/0! | 0%
| BWC Connecticut River LLC | 64588 | Adirondack A+B Community Solar Garden | MA | Bristol | ISNE | IPP Non-CHP | 1 |  | 5 | 5 | 5 | Solar Photovoltaic | SUN | PV | 2018 |  |  | (OP) Operating |  | 7 | [6 empty] | 41.679 | -71.1111 | 0 | 0 | #DIV/0! | 0%
| Cypress Creek Renewables | 63772 | Adirondack Solar | NY | Clinton | NYIS | IPP Non-CHP | 1394 |  | 1.1 | 1.1 | 0.7 | Solar Photovoltaic | SUN | PV | 2018 |  |  | (OP) Operating |  | 1.7 | [6 empty] | 44.8936 | -73.8417 | 0 | 0 | #DIV/0! | 0%
| Adrian Public Utilities Comm | 1956 | Adrian | MN | Nobles | SWPP | Electric Utility | 5 |  | 2 | 2 | 2 | Petroleum Liquids | DFO | IC | 2005 |  |  | (OP) Operating | [8 empty] | 43.6371 | -95.9328 | 0 | 0 | #DIV/0! | 0%
| Southern Power Co | 57651 | Adobe Solar | CA | KERN | CISO | IPP Non-CHP | FRV3 |  | 20 | 20 | 20 | Solar Photovoltaic | SUN | PV | 2014 |  |  | (OP) Operating |  | 26.4 | [6 empty] | 35.1028 | -118.9544 | 0 | 0 | #DIV/0! | 0%
| Distributed Solar Development, LLC | 66796 | ADP Parsippany NJ | NJ | Morris | PJM | IPP Non-CHP | P5324 |  | 1.5 | 1.5 | 1.5 | Solar Photovoltaic | SUN | PV | 2023 |  |  | (OP) Operating |  | 1.9 | [6 empty] | 40.8575 | -74.4126 | 0 | 0 | #DIV/0! | 0%
| ADP Boulevard Solar Project 2021, LLC | 68615 | ADP Roseland, NJ | NJ | Essex | PJM | IPP Non-CHP | 5663 |  | 2.4 | 2.4 | 2.4 | Solar Photovoltaic | SUN | PV | 2024 |  |  | (OP) Operating |  | 2.9 | [6 empty] | 40.8157 | -74.3101 | 0 | 0 | #DIV/0! | 0%
| NextEra Renewable Fuels, LLC | 54903 | Adrian Energy Associates LLC | MI | Lenawee | MISO | IPP Non-CHP | UNT1 |  | 2.4 | 2.4 | 2.4 | Landfill Gas | LFG | IC | 1994 |  |  | (OP) Operating | [8 empty] | 41.891 | -83.9929 | 0 | 0 | #DIV/0! | 0%
| ADS Renewable Energy- Wolf Creek, LLC | 60184 | ADS Renewable Energy-Wolf Creek LLC | GA | Twiggs | SOCO | IPP Non-CHP | GEN1 |  | 2.8 | 2.8 | 2.8 | Landfill Gas | LFG | IC | 2011 |  |  | (OP) Operating | [8 empty] | 32.7755 | -83.4348 | 0 | 0 | #DIV/0! | 0%
| Aera Energy LLC-San Ardo | 55184 | Aera San Ardo Cogen Facility | CA | Monterey | CISO | Industrial CHP | UN-A |  | 6.2 | 5.6 | 6 | Natural Gas Fired Combustion Turbine | NG | GT | 1989 |  |  | (OS) Out of service and NOT expected to return to service in next calendar year | [8 empty] | 35.9533 | -120.86 | 0 | 0 | #DIV/0! | 0%
| Tesla Inc. | 59788 | Advance Stores Company, Inc | CT | Hartford | ISNE | IPP Non-CHP | PV1 |  | 1 | 1 | 1 | Solar Photovoltaic | SUN | PV | 2014 |  |  | (OP) Operating |  | 1.2 | [6 empty] | 42.015 | -72.5119 | 0 | 0 | #DIV/0! | 0%
| Aegean Drive Solar LLC | 68432 | Aegean Drive Solar | MA | Essex | ISNE | IPP Non-CHP | 18253 |  | 1.8 | 1.8 | 1.8 | Solar Photovoltaic | SUN | PV | 2021 |  |  | (OP) Operating |  | 2.2 | [6 empty] | 42.7306 | -71.2123 | 0 | 0 | #DIV/0! | 0%
| Nautilus Solar Solutions | 63059 | Aegis CSG | NY | Ontario | NYIS | IPP Non-CHP | 19 |  | 2 | 2 | 2 | Solar Photovoltaic | SUN | PV | 2018 |  |  | (OP) Operating |  | 3 | [6 empty] | 42.7647 | -77.3439 | 0 | 0 | #DIV/0! | 0%
| AEP Onsite Partners, LLC | 61388 | AEP Jacksonville Solar Project | FL | Duval | JEA | IPP Non-CHP | PV1 |  | 7.1 | 7.1 | 7.1 | Solar Photovoltaic | SUN | PV | 2017 |  |  | (OP) Operating |  | 7.5 | [6 empty] | 30.5236 | -81.6864 | 0 | 0 | #DIV/0! | 0%
| Alabama River Cellulose LLC | 10216 | Alabama River Pulp | AL | Monroe | SOCO | Industrial CHP | GEN1 |  | 48 | 43.5 | 48.5 | Wood/Wood Waste Biomass | BLQ | ST | 1978 |  |  | (OP) Operating | [8 empty] | 31.5825 | -87.4889 | 0 | 0 | #DIV/0! | 0%
| NJR Clean Energy Ventures Corporation | 63195 | Aero Haven Solar | NJ | Burlington | PJM | IPP Non-CHP | ACP3 |  | 2.6 | 2.6 | 2.6 | Solar Photovoltaic | SUN | PV | 2023 |  |  | (OP) Operating |  | 2.8 | [6 empty] | 39.8197 | -74.8947 | 0 | 0 | #DIV/0! | 0%
| Duke Energy Kentucky Inc | 65027 | Aero Solar Facility | KY | Boone | PJM | Electric Utility | PV1 |  | 2 | 2 | 2 | Solar Photovoltaic | SUN | PV | 2023 |  |  | (OP) Operating |  | 2.4 | [6 empty] | 39.0313 | -84.6598 | 0 | 0 | #DIV/0! | 0%
| Altus Power America Management, LLC | 57697 | Aerojet I | CA | Sacramento | BANC | IPP Non-CHP | 1 |  | 3 | 3 | 3 | Solar Photovoltaic | SUN | PV | 2009 |  |  | (OP) Operating |  | 3.6 | [6 empty] | 38.6135 | -121.1629 | 0 | 0 | #DIV/0! | 0%
| Altus Power America Management, LLC | 57698 | Aerojet II | CA | Sacramento | BANC | IPP Non-CHP | 1 |  | 2.2 | 2.2 | 2.2 | Solar Photovoltaic | SUN | PV | 2010 |  |  | (OP) Operating |  | 2.4 | [6 empty] | 38.6086 | -121.1703 | 0 | 0 | #DIV/0! | 0%
| PCS Energy, LLC | 61718 | Aerolease | CA | Los Angeles | LDWP | Industrial Non-CHP | APLEX |  | 1.3 | 1.1 | 0.9 | Solar Photovoltaic | SUN | PV | 2018 |  |  | (OP) Operating |  | 1.5 | [6 empty] | 34.1899 | -118.4514 | 0 | 0 | #DIV/0! | 0%
| Northern California Power Agny | 7450 | Alameda | CA | Alameda | CISO | Electric Utility | 1 |  | 54.8 | 49.8 | 49.8 | Natural Gas Fired Combustion Turbine | NG | GT | 1986 |  |  | (OP) Operating | [8 empty] | 37.7886 | -122.2889 | 0 | 0 | #DIV/0! | 0%
| Public Service Co of Colorado | 464 | Alamosa | CO | Alamosa | PSCO | Electric Utility | CT1 |  | 53.2 | 27 | 35 | Natural Gas Fired Combustion Turbine | NG | GT | 1975 | 12 | 2026 | (OP) Operating | [8 empty] | 37.4594 | -105.8947 | 0 | 0 | #DIV/0! | 0%
| AES Distributed Energy | 65127 | AES Belleville Solar LLC | IL | St Clair | MISO | IPP Non-CHP | BELL |  | 9.9 | 9.9 | 9.9 | Solar Photovoltaic | SUN | PV | 2021 |  |  | (OP) Operating |  | 13.3 | [6 empty] | 38.4872 | -90.0135 | 0 | 0 | #DIV/0! | 0%
| AES Clean Energy | 66136 | AES Daigle Solar, LLC | ME | Aroostook | NBSO | IPP Non-CHP | DGLE |  | 5 | 5 | 5 | Solar Photovoltaic | SUN | PV | 2023 |  |  | (OP) Operating |  | 6.3 | [6 empty] | 47.2779 | -68.5713 | 0 | 0 | #DIV/0! | 0%
| AES Clean Energy | 67579 | AES ES Alamitos 2 LLC | CA | Los Angeles | CISO | IPP Non-CHP | ALMT2 |  | 82 | 82 | 82 | Batteries | MWH | BA | 2024 |  |  | (OP) Operating | 328 | [7 empty] | 33.7703 | -118.1 | 0 | 0 | #DIV/0! | 0%
| AES ES Alamitos, LLC | 61204 | AES ES Alamitos, LLC | CA | Los Angeles | CISO | IPP Non-CHP | ALMTS |  | 100 | 100 | 100 | Batteries | MWH | BA | 2021 |  |  | (OP) Operating | 400 | [7 empty] | 33.7702 | -118.0997 | 0 | 0 | #DIV/0! | 0%
| AES ES GILBERT, LLC | 61861 | AES ES GILBERT | AZ | Maricopa | SRP | IPP Non-CHP | SRP |  | 10 | 10 | 10 | Batteries | MWH | BA | 2019 |  |  | (OS) Out of service and NOT expected to return to service in next calendar year | 40 | [7 empty] | 33.4468 | -111.9563 | 0 | 0 | #DIV/0! | 0%
| AES Griggs Solar, LLC | 64328 | AES Griggs Solar, LLC | IL | Kankakee | PJM | IPP Non-CHP | GRIG |  | 2 | 2 | 2 | Solar Photovoltaic | SUN | PV | 2020 |  |  | (OP) Operating |  | 2.9 | [6 empty] | 41.1913 | -87.6665 | 0 | 0 | #DIV/0! | 0%
| Albany Green Energy, LLC | 60340 | Albany Green Energy | GA | Dougherty | SOCO | IPP CHP | 1 |  | 54.5 | 49.5 | 49.5 | Wood/Wood Waste Biomass | WDS | ST | 2017 |  |  | (OP) Operating | [8 empty] | 31.5559 | -84.1103 | 0 | 7387152.325 | #DIV/0! | 0%
| Public Service Co of NM | 2475 | Algodones | NM | Sandoval | PNM | Electric Utility | 1 |  | 45 | 45 | 45 | Natural Gas Steam Turbine | NG | ST | 1955.6667 |  |  | (OS) Out of service and NOT expected to return to service in next calendar year | [8 empty] | 35.3844 | -106.4642 | 0 | 0 | #DIV/0! | 0%
| AES Distributed Energy | 63280 | AES Kekaha Solar, LLC Hybrid | HI | Kauai |  | IPP Non-CHP | BESS |  | 28 | 28 | 28 | Batteries | MWH | BA | 2020 |  |  | (OP) Operating | 70 | [7 empty] | 22.0006 | -159.7621 | 0 | 0 | #DIV/0! | 0%
| AES Clean Energy | 67974 | AES Laubacher Solar CSG | NY | Orleans | NYIS | IPP Non-CHP | LAUBA |  | 2.5 | 2.4 | 1.4 | Solar Photovoltaic | SUN | PV | 2025 |  |  | (OP) Operating | [8 empty] | 43.2272 | -78.229 | 0 | 0 | #DIV/0! | 0%
| AES Distributed Energy | 61068 | AES Lawai Solar Hybrid | HI | Kauai |  | IPP Non-CHP | LAWA1 |  | 40 | 40 | 40 | Solar Photovoltaic | SUN | PV | 2018 |  |  | (OP) Operating |  | 28 | [6 empty] | 21.9082 | -159.492 | 0 | 0 | #DIV/0! | 0%
| AES Distributed Energy | 64256 | AES Maui Kuihelani Solar Hybrid | HI | Maui | HECO | IPP Non-CHP | KLNIB |  | 120 | 120 | 120 | Batteries | MWH | BA | 2024 |  |  | (OP) Operating | 240 | [7 empty] | 20.8439 | -156.485 | 0 | 0 | #DIV/0! | 0%
| AES Clean Energy | 66135 | AES Pelletier Solar, LLC | ME | Aroostook | NBSO | IPP Non-CHP | PELLR |  | 4 | 4 | 4 | Solar Photovoltaic | SUN | PV | 2023 |  |  | (OP) Operating |  | 4.7 | [6 empty] | 47.2355 | -68.6183 | 0 | 0 | #DIV/0! | 0%
| Allegany Generating Station, LLC | 7784 | Allegany Cogen | NY | Allegany | NYIS | IPP Non-CHP | 1 | CC01 | 67 | 60 | 60 | Natural Gas Fired Combined Cycle | NG | CT | 1994 |  |  | (OP) Operating | [8 empty] | 42.5027 | -78.0686 | 0 | 0 | #DIV/0! | 0%
| AES Distributed Energy | 63161 | AES Tonawanda Solar LLC | NY | Erie | NYIS | IPP Non-CHP | TNWDA |  | 2 | 2 | 2 | Solar Photovoltaic | SUN | PV | 2020 |  |  | (OP) Operating |  | 2.6 | [6 empty] | 42.9971 | -78.9017 | 0 | 0 | #DIV/0! | 0%
| AES Distributed Energy | 63900 | AES Waikoloa Solar Hybrid | HI | Hawaii | HECO | IPP Non-CHP | KLOAB |  | 60 | 60 | 60 | Batteries | MWH | BA | 2023 |  |  | (OP) Operating | 120 | [7 empty] | 19.902 | -155.764 | 0 | 0 | #DIV/0! | 0%
| AES Distributed Energy | 64656 | AES West Oahu Solar Hybrid | HI | Honolulu | HECO | IPP Non-CHP | UHBES |  | 25 | 25 | 25 | Batteries | MWH | BA | 2024 |  |  | (OP) Operating | 50 | [7 empty] | 21.372 | -158.062 | 0 | 0 | #DIV/0! | 0%
| Acciona Energy USA Global, LLC | 64660 | AEUG Union Solar, LLC | OH | Union | PJM | IPP Non-CHP | AUS |  | 325 | 325 | 325 | Solar Photovoltaic | SUN | PV | 2024 |  |  | (OP) Operating |  | 407 | [6 empty] | 40.4375 | -83.4835 | 0 | 0 | #DIV/0! | 0%
| Solar Star Colorado II LLC | 57554 | AFA Solar Farm | CO | El Paso | WACM | IPP Non-CHP | AFA1 |  | 5.5 | 5.5 | 5.5 | Solar Photovoltaic | SUN | PV | 2011 |  |  | (OP) Operating |  | 6 | [6 empty] | 38.9579 | -104.8066 | 0 | 0 | #DIV/0! | 0%
| Allendale Biomass LLC | 58706 | Allendale Biomass | SC | Allendale | SC | IPP Non-CHP | GEN1 |  | 22.5 | 19.5 | 19.5 | Wood/Wood Waste Biomass | WDS | ST | 2013 |  |  | (OP) Operating | [8 empty] | 32.995 | -81.2819 | 0 | 0 | #DIV/0! | 0%
| AGA TAG Solar III LLC | 63243 | AGA TAG Solar III LLC | SC | Spartanburg | DUK | IPP Non-CHP | SCAG |  | 2 | 2 | 2 | Solar Photovoltaic | SUN | PV | 2020 |  |  | (OP) Operating |  | 2.7 | [6 empty] | 34.9965 | -82.0421 | 0 | 0 | #DIV/0! | 0%
| AGA TAG Solar IV LLC | 63225 | AGA TAG Solar IV LLC | NC | Brunswick | CPLE | IPP Non-CHP | PV1 |  | 4.9 | 4.8 | 4.8 | Solar Photovoltaic | SUN | PV | 2019 |  |  | (OP) Operating |  | 7.2 | [6 empty] | 34.2736 | -78.0644 | 0 | 0 | #DIV/0! | 0%
| CHI Operations Inc | 55576 | Agassiz Beach LLC | MN | Clay | MISO | IPP Non-CHP | AB30 |  | 1.9 | 1.9 | 1.9 | Onshore Wind Turbine | WND | WT | 2001 |  |  | (OP) Operating | [8 empty] | 47.0053 | -96.4356 | 0 | 0 | #DIV/0! | 0%
| Arizona Public Service Co | 67964 | Agave | AZ | Maricopa | AZPS | Electric Utility | A150M |  | 150 | 150 | 150 | Solar Photovoltaic | SUN | PV | 2023 |  |  | (OP) Operating | [8 empty] | 33.3239 | -112.8397 | 0 | 0 | #DIV/0! | 0%
| Citizens Enterprises Corporation | 59028 | Agawam Solar | MA | Hampden | ISNE | IPP Non-CHP | 0028 |  | 1.5 | 1.5 | 1.5 | Solar Photovoltaic | SUN | PV | 2012 |  |  | (OP) Operating |  | 1.8 | [6 empty] | 42.0819 | -72.6144 | 0 | 0 | #DIV/0! | 0%
| Agrilectric Power Partners Ltd | 10593 | Agrilectric Power Partners Ltd | LA | Calcasieu | MISO | IPP Non-CHP | GEN1 |  | 12.1 | 11.1 | 11.1 | Other Waste Biomass | AB | ST | 1984 |  |  | (OP) Operating | [8 empty] | 30.2012 | -93.1269 | 0 | 0 | #DIV/0! | 0%
| Distributed Solar Development, LLC | 66797 | Agriculture Capital - Legacy Packing | CA | Tulare | CISO | IPP Non-CHP | P4376 |  | 1.6 | 1.6 | 1.6 | Solar Photovoltaic | SUN | PV | 2022 |  |  | (OP) Operating |  | 2.1 | [6 empty] | 36.4947 | -119.467 | 0 | 0 | #DIV/0! | 0%
| AgriReNew | 59181 | AgriReNew | IA | Scott | MISO | IPP CHP | 00001 |  | 1 | 1 | 1 | Other Waste Biomass | OBG | GT | 2013 |  |  | (OP) Operating | [8 empty] | 41.6919 | -90.8664 | 0 | 0 | #DIV/0! | 0%
| Greenbacker Renewable Energy Corporation | 68531 | Agrimony 1 | IL | Jo Daviess | MISO | IPP Non-CHP | 703 |  | 2 | 2 | 2 | Solar Photovoltaic | SUN | PV | 2025 |  |  | (OP) Operating | [8 empty] | 42.4824 | -89.9895 | 0 | 0 | #DIV/0! | 0%
| 2016 ESA Project Company, LLC | 63699 | AGT000 Stevens Creek Fuel Cell | CA | Santa Clara | CISO | IPP Non-CHP | AGT0A |  | 2.2 | 2.2 | 2.2 | Other Natural Gas | NG | FC | 2018 |  |  | (OP) Operating | [8 empty] | 37.3249 | -121.9989 | 0 | 0 | #DIV/0! | 0%
| Agriwind Holdings, LLC | 56408 | Agriwind | IL | Bureau | MISO | IPP Non-CHP | AWND1 |  | 8.4 | 8.4 | 8.4 | Onshore Wind Turbine | WND | WT | 2007 |  |  | (OP) Operating | [8 empty] | 41.3017 | -89.6236 | 0 | 0 | #DIV/0! | 0%
| 2016 ESA Project Company, LLC | 63700 | AGT001 Centerville Fuel Cell | DE | New Castle | PJM | IPP Non-CHP | AGT01 |  | 1.3 | 1.3 | 1.3 | Other Natural Gas | NG | FC | 2019 |  |  | (OP) Operating | [8 empty] | 39.7579 | -75.6221 | 0 | 0 | #DIV/0! | 0%
| Alpaca Energy LLC | 58813 | Alpaca | PA | Bradford | PJM | IPP Non-CHP | 1 |  | 21 | 20.4 | 20.4 | Natural Gas Internal Combustion Engine | NG | IC | 2017 |  |  | (OP) Operating | [8 empty] | 41.6631 | -76.8056 | 0 | 0 | #DIV/0! | 0%
| Agua Caliente Solar | 57373 | Agua Caliente Solar Project | AZ | Yuma | CISO | IPP Non-CHP | AGU1 |  | 347.7 | 347.7 | 347.7 | Solar Photovoltaic | SUN | PV | 2012.6667 |  |  | (OP) Operating |  | 116.3 | [6 empty] | 32.9774 | -113.4945 | 0 | 0 | #DIV/0! | 0%
| Lafarge Corp | 50305 | Alpena Cement Plant | MI | Alpena | MISO | Industrial CHP | GE10 |  | 47.2 | 47.2 | 47.2 | Petroleum Coke | PC | ST | 1978.2 |  |  | (OP) Operating | [8 empty] | 45.0699 | -83.4082 | 0 | 0 | #DIV/0! | 0%
| AltaGas Ripon Energy Inc. | 50299 | AltaGas Ripon Energy Inc. | CA | San Joaquin | CISO | IPP Non-CHP | GEN1 |  | 49.5 | 46.1 | 46.1 | Natural Gas Fired Combustion Turbine | NG | GT | 1988 |  |  | (OP) Operating | [8 empty] | 37.7325 | -121.116 | 0 | 0 | #DIV/0! | 0%
| Ahern Community Solar I, LLC | 65758 | Ahern Community Solar I, LLC | IL | Grundy | PJM | IPP Non-CHP | AHERN |  | 2 | 2 | 2 | Solar Photovoltaic | SUN | PV | 2023 |  |  | (OP) Operating |  | 2.8 | [6 empty] | 41.185 | -88.231 | 0 | 0 | #DIV/0! | 0%
| Altus Power America Management, LLC | 59795 | Ahoskie | NC | Hertford | PJM | IPP Non-CHP | FLS1 |  | 5 | 5 | 5 | Solar Photovoltaic | SUN | PV | 2018 |  |  | (OP) Operating |  | 5.8 | [6 empty] | 36.3064 | -76.9931 | 0 | 0 | #DIV/0! | 0%
| Geysers Power Co LLC | 52158 | Aidlin Geothermal Power Plant | CA | Sonoma | CISO | IPP Non-CHP | GEN1 |  | 25 | 18 | 20 | Geothermal | GEO | ST | 1989 |  |  | (OP) Operating | [8 empty] | 38.8339 | -122.881 | 0 | 0 | #DIV/0! | 0%
| Nebraska Public Power District | 56162 | Ainsworth Wind | NE | Brown | SWPP | Electric Utility | 1 |  | 59.4 | 59.4 | 59.4 | Onshore Wind Turbine | WND | WT | 2005 |  |  | (OP) Operating | [8 empty] | 42.4489 | -99.8917 | 0 | 0 | #DIV/0! | 0%
| Black Hills Colorado Electric, LLC | 7995 | Airport Industrial | CO | Pueblo | PSCO | Electric Utility | IC1 |  | 10 | 10 | 10 | Petroleum Liquids | DFO | IC | 2002 |  |  | (OP) Operating | [8 empty] | 38.2844 | -104.5308 | 0 | 0 | #DIV/0! | 0%
| Arevon Energy, Inc. | 65411 | Airport 009239 SCS Lexington, LLC | NE | Dawson | SWPP | IPP Non-CHP | 20215 |  | 1 | 1 | 1 | Solar Photovoltaic | SUN | PV | 2021 |  |  | (OP) Operating |  | 1.2 | [6 empty] | 40.7854 | -99.768 | 0 | 0 | #DIV/0! | 0%
| Greenbacker Renewable Energy Corporation | 59807 | Airport 1 Solar (DIA) | CO | Adams | SWPP | IPP Non-CHP | GBDIA |  | 1.5 | 1.5 | 1.5 | Solar Photovoltaic | SUN | PV | 2009 |  |  | (OP) Operating |  | 1.6 | [6 empty] | 39.8995 | -104.6748 | 0 | 0 | #DIV/0! | 0%
| City of Akron | 58980 | Akron WRF | OH | Summit | PJM | Commercial CHP | 2G-1 |  | 1.8 | 1.8 | 1.8 | Other Waste Biomass | OBG | IC | 2014 |  |  | (OP) Operating | [8 empty] | 41.1533 | -81.5689 | 0 | 0 | #DIV/0! | 0%
| NJR Clean Energy Ventures Corporation | 65385 | Airport Road Solar (CSG) | NY | Orange | NYIS | IPP Non-CHP | AIRPT |  | 3.4 | 3.4 | 3.4 | Solar Photovoltaic | SUN | PV | 2022 |  |  | (OP) Operating |  | 3.6 | [6 empty] | 41.4283 | -74.3966 | 0 | 0 | #DIV/0! | 0%
| Airport Solar LLC | 62560 | Airport Solar | OR | Lake | PACW | IPP Non-CHP | APS |  | 47.3 | 47.3 | 47.3 | Solar Photovoltaic | SUN | PV | 2019 |  |  | (OP) Operating |  | 61 | [6 empty] | 42.1702 | -120.4023 | 0 | 0 | #DIV/0! | 0%
| Terraform Arcadia | 60986 | AIS Solar Project | MA | Worcester | ISNE | IPP Non-CHP | SO212 |  | 2.5 | 2.5 | 2.5 | Solar Photovoltaic | SUN | PV | 2016 |  |  | (OP) Operating |  | 3.2 | [6 empty] | 42.5019 | -71.7378 | 0 | 0 | #DIV/0! | 0%
| Cypress Creek Renewables | 60288 | Ajax Solar | NC | Robeson | DUK | IPP Non-CHP | PV1 |  | 5 | 4.9 | 4.9 | Solar Photovoltaic | SUN | PV | 2017 |  |  | (OP) Operating |  | 6 | [6 empty] | 34.8309 | -79.1194 | 0 | 0 | #DIV/0! | 0%
| Green Street Power Partners | 62827 | Ajax Solar, LLC (MA) | MA | Plymouth | ISNE | IPP Non-CHP | AJAXS |  | 3.8 | 3.8 | 3.8 | Solar Photovoltaic | SUN | PV | 2017 |  |  | (OP) Operating |  | 4.1 | [6 empty] | 42.0189 | -71.0586 | 0 | 0 | #DIV/0! | 0%
| AJMS, LLC | 66406 | AJMS, LLC | ID | Lincoln | IPCO | IPP Non-CHP | AJMS |  | 1.2 | 1.2 | 0.1 | Conventional Hydroelectric | WAT | HY | 2015 |  |  | (OP) Operating | [8 empty] | 42.9623 | -114.5172 | 0 | 0 | #DIV/0! | 0%
| Virginia Electric & Power Co | 10773 | Altavista Power Station | VA | Campbell | PJM | Electric Utility | 1 |  | 71.1 | 51 | 53.7 | Wood/Wood Waste Biomass | WDS | ST | 1992 |  |  | (OP) Operating | [8 empty] | 37.1187 | -79.2736 | 0 | 3933153.279 | #DIV/0! | 0%
| Hecate Energy Ramsey, LLC | 64927 | Aktina Solar | TX | Wharton | ERCO | IPP Non-CHP | AKS01 |  | 500 | 500 | 500 | Solar Photovoltaic | SUN | PV | 2023 |  |  | (OP) Operating |  | 630 | [6 empty] | 29.122 | -96.276 | 0 | 0 | #DIV/0! | 0%
| Al Pastor BESS LLC | 67721 | Al Pastor Battery Storage Plant | TX | Dawson | ERCO | IPP Non-CHP | ALPTR |  | 100.3 | 100.3 | 100.3 | Batteries | MWH | BA | 2024 |  |  | (OP) Operating | 145 | [7 empty] | 32.7171 | -101.9378 | 0 | 0 | #DIV/0! | 0%
| Amana Society Service Co | 61850 | Amana Society Service Company | IA | Iowa | MISO | IPP Non-CHP | IC1 |  | 21.6 | 21.6 | 21.6 | Petroleum Liquids | DFO | IC | 2001 |  |  | (SB) Standby/Backup: available for service but not normally used | [8 empty] | 41.7932 | -91.8918 | 0 | 0 | #DIV/0! | 0%
| JGT2 Energy LLC | 55031 | Androscoggin Energy Center | ME | Franklin | ISNE | Industrial CHP | CT01 |  | 163.5 | 130.2 | 164.6 | Natural Gas Fired Combustion Turbine | NG | GT | 1999.3333 |  |  | (OS) Out of service and NOT expected to return to service in next calendar year | [8 empty] | 44.5063 | -70.2423 | 0 | 0 | #DIV/0! | 0%
| Alaska Village Elec Coop, Inc | 57053 | Alakanuk | AK | Kusilvak |  | Electric Utility | UNIT4 |  | 0.8 | 0.8 | 0.8 | Petroleum Liquids | DFO | IC | 2013 |  |  | (SB) Standby/Backup: available for service but not normally used | [8 empty] | 62.6833 | -164.6544 | 0 | 0 | #DIV/0! | 0%
| Tampa Electric Co | 61653 | Alafia Solar | FL | Polk | TEC | Electric Utility | PV1 |  | 60 | 60 | 60 | Solar Photovoltaic | SUN | PV | 2023 |  |  | (OP) Operating |  | 72.7 | [6 empty] | 27.7232 | -82.0256 | 0 | 0 | #DIV/0! | 0%
| Anheuser-Busch Inc | 10430 | Anheuser-Busch St Louis | MO | St Louis City | MISO | Industrial CHP | GEN1 |  | 26.1 | 26.1 | 26.1 | Natural Gas Steam Turbine | NG | ST | 1944.6667 |  |  | (OP) Operating | [8 empty] | 38.5978 | -90.2107 | 0 | 0 | #DIV/0! | 0%
| Cleveland-Cliffs Burns Harbor LLC | 10245 | ArcelorMittal Burns Harbor | IN | Porter | MISO | Industrial CHP | GEN5 |  | 176.2 | 174.7 | 174.7 | Other Gases | BFG | ST | 1969.3333 |  |  | (OP) Operating | [8 empty] | 41.635 | -87.1387 | 0 | 0 | #DIV/0! | 0%
| California Dept. of Water Resources | 905 | Alamo | CA | Los Angeles | CISO | Electric Utility | 1 |  | 19.6 | 17 | 17 | Conventional Hydroelectric | WAT | HY | 1986 |  |  | (OP) Operating | [8 empty] | 34.8158 | -118.6867 | 0 | 0 | #DIV/0! | 0%
| BHE Renewables, LLC | 59206 | Alamo 6 | TX | Pecos | ERCO | IPP Non-CHP | OCIA6 |  | 105 | 116 | 116 | Solar Photovoltaic | SUN | PV | 2017 |  |  | (OP) Operating |  | 139.1 | [6 empty] | 30.9931 | -102.2708 | 0 | 0 | #DIV/0! | 0%
| Onward Energy | 59469 | Alamo Solar | CA | San Bernardino | CISO | IPP Non-CHP | ALAMO |  | 20 | 20 | 20 | Solar Photovoltaic | SUN | PV | 2015 |  |  | (OP) Operating |  | 23.7 | [6 empty] | 34.6822 | -117.3475 | 0 | 0 | #DIV/0! | 0%
| PNM Resources | 57577 | Alamogordo Solar Energy Center | NM | Otero | PNM | Electric Utility | AGSEC |  | 5 | 4.9 | 4.9 | Solar Photovoltaic | SUN | PV | 2011 |  |  | (OP) Operating |  | 6.4 | [6 empty] | 32.8657 | -105.9998 | 0 | 0 | #DIV/0! | 0%
| Archer Daniels Midland Co | 10864 | Archer Daniels Midland Cedar Rapids | IA | Linn | MISO | Industrial CHP | GEN1 |  | 294.6 | 295 | 301 | Conventional Steam Coal | SUB | ST | 1994.7143 |  |  | (OP) Operating | [8 empty] | 41.9221 | -91.6875 | 0 | 0 | #DIV/0! | 0%
| Solar of Alamosa LLC | 57368 | Alamosa Solar | CO | Alamosa | PSCO | IPP Non-CHP | 1 |  | 30 | 30 | 30 | Solar Photovoltaic | SUN | PV | 2012 |  |  | (OP) Operating |  | 36.7 | [6 empty] | 37.5986 | -105.9558 | 0 | 0 | #DIV/0! | 0%
| Greenbacker Renewable Energy Corporation | 64266 | Alamosa Solar South CSG | CO | Alamosa | PSCO | IPP Non-CHP | 264 |  | 1.6 | 1.6 | 1.6 | Solar Photovoltaic | SUN | PV | 2021 |  |  | (OP) Operating |  | 2 | [6 empty] | 37.4512 | -105.8592 | 0 | 0 | #DIV/0! | 0%
| Albany Medical Center | 59453 | Albany Medical Ctr Cogen Plant | NY | Albany | NYIS | Commercial Non-CHP | GTG1B |  | 4.1 | 4 | 4.3 | Natural Gas Fired Combustion Turbine | NG | GT | 2024 |  |  | (OP) Operating | [8 empty] | 42.655 | -73.7777 | 0 | 0 | #DIV/0! | 0%
| North Carolina Mun Power Agny #1 | 56339 | Albemarle Hospital Unit | NC | Stanly | DUK | Electric Utility | 1 |  | 1.8 | 1.8 | 1.8 | Petroleum Liquids | DFO | IC | 2006 |  |  | (OP) Operating | [8 empty] | 35.3636 | -80.1939 | 0 | 0 | #DIV/0! | 0%
| Enel Green Power NA, Inc. | 60519 | Albany Solar | MN | Stearns | MISO | IPP Non-CHP | PV1 |  | 10 | 10 | 10 | Solar Photovoltaic | SUN | PV | 2016 |  |  | (OP) Operating |  | 15.2 | [6 empty] | 45.6413 | -94.5992 | 0 | 0 | #DIV/0! | 0%
| Wisconsin Power & Light Co | 64997 | Albany Solar (WI) | WI | Rock | MISO | Electric Utility | PV1 |  | 50 | 50 | 50 | Solar Photovoltaic | SUN | PV | 2023 |  |  | (OP) Operating |  | 64.2 | [6 empty] | 42.6658 | -89.3718 | 0 | 0 | #DIV/0! | 0%
| Albemarle Beach Solar, LLC | 64169 | Albemarle Beach Solar | NC | Washington | PJM | IPP Non-CHP | BEACH |  | 130.2 | 140 | 140 | Solar Photovoltaic | SUN | PV | 2020 |  |  | (OP) Operating |  | 150.6 | [6 empty] | 35.9282 | -76.6205 | 0 | 0 | #DIV/0! | 0%
| North Carolina Mun Power Agny #1 | 56263 | Albemarle Prime Power Park | NC | Stanly | DUK | Electric Utility | Unit1 |  | 3.6 | 3.6 | 3.6 | Petroleum Liquids | DFO | IC | 2006 |  |  | (OP) Operating | [8 empty] | 35.4072 | -80.1518 | 0 | 0 | #DIV/0! | 0%
| Albert Einstein College of Medicine | 62398 | Albert Einstein College of Medicine | NY | Bronx | NYIS | Commercial Non-CHP | CM454 |  | 8.2 | 8.2 | 8.2 | Petroleum Liquids | DFO | IC | 2004.4545 |  |  | (SB) Standby/Backup: available for service but not normally used | [8 empty] | 40.8513 | -73.8483 | 0 | 0 | #DIV/0! | 0%
| SRE Utility Solar 1, LLC | 58806 | Albemarle Solar Center LLC | NC | Lenoir | CPLE | IPP Non-CHP | ASC1 |  | 5 | 5 | 5 | Solar Photovoltaic | SUN | PV | 2014 |  |  | (OP) Operating |  | 6.6 | [6 empty] | 35.2931 | -77.5569 | 0 | 0 | #DIV/0! | 0%
| USACE Northwestern Division | 851 | Albeni Falls | ID | Bonner | BPAT | Electric Utility | 1 |  | 42 | 42 | 42 | Conventional Hydroelectric | WAT | HY | 1955 |  |  | (OP) Operating | [8 empty] | 48.1802 | -116.9986 | 0 | 0 | #DIV/0! | 0%
| Albertville Municipal Utilities Board | 7924 | Albertville | AL | Marshall | TVA | Electric Utility | DG1 |  | 4 | 3.6 | 3.6 | Petroleum Liquids | DFO | IC | 2000 |  |  | (OP) Operating | [8 empty] | 34.3634 | -86.2239 | 0 | 0 | #DIV/0! | 0%
| Albertson Solar LLC | 59901 | Albertson Solar LLC | NC | Duplin | CPLE | IPP Non-CHP | ALBRT |  | 5 | 5 | 5 | Solar Photovoltaic | SUN | PV | 2015 |  |  | (OP) Operating |  | 7 | [6 empty] | 35.093 | -77.8127 | 0 | 0 | #DIV/0! | 0%
| ESIL-AL-Melrose, LLC | 65005 | Albertsons at Melrose Park | IL | Cook | PJM | IPP Non-CHP | PV1 |  | 1.9 | 1.9 | 1.9 | Solar Photovoltaic | SUN | PV | 2021 |  |  | (OP) Operating |  | 2.7 | [6 empty] | 41.9169 | -87.8562 | 0 | 0 | #DIV/0! | 0%
| City of Alexandria - (MN) | 1958 | Alexandria | MN | Douglas | MISO | Electric Utility | IC1 |  | 9.2 | 8.2 | 8.2 | Petroleum Liquids | DFO | IC | 1960.6667 |  |  | (SB) Standby/Backup: available for service but not normally used | [8 empty] | 45.8892 | -95.3797 | 0 | 0 | #DIV/0! | 0%
| NY USLE Albion Long Bridge A LLC | 66386 | Albion A | NY | Orleans | NYIS | IPP Non-CHP | NECA |  | 5 | 5 | 3.8 | Solar Photovoltaic | SUN | PV | 2025 |  |  | (OP) Operating | [8 empty] | 43.2267 | -78.288 | 0 | 0 | #DIV/0! | 0%
| PNM Resources | 57567 | Albuquerque Solar Energy Center | NM | Bernalillo | PNM | Electric Utility | ASEC1 |  | 2 | 2 | 2 | Solar Photovoltaic | SUN | PV | 2011 |  |  | (OP) Operating |  | 2.4 | [6 empty] | 35.169 | -106.6001 | 0 | 0 | #DIV/0! | 0%
| Jemez Cuba LLC | 63477 | Alcalde Solar Array | NM | Rio Arriba | PNM | IPP Non-CHP | SOLAR |  | 2.4 | 2.4 | 2.4 | Solar Photovoltaic | SUN | PV | 2020 |  |  | (OP) Operating |  | 3.1 | [6 empty] | 36.0911 | -106.0409 | 0 | 0 | #DIV/0! | 0%
| Consumers Energy Co - (MI) | 1693 | Alcona | MI | Alcona | MISO | Electric Utility | 1 |  | 8 | 2.8 | 3 | Conventional Hydroelectric | WAT | HY | 1924 |  |  | (OP) Operating | [8 empty] | 44.562 | -83.8045 | 0 | 0 | #DIV/0! | 0%
| U S Bureau of Reclamation | 6409 | Alcova | WY | Natrona | WAUW | Electric Utility | 1 |  | 41.4 | 41.4 | 41.4 | Conventional Hydroelectric | WAT | HY | 1955 |  |  | (OP) Operating | [8 empty] | 42.5484 | -106.7175 | 0 | 0 | #DIV/0! | 0%
| Alden Road Harvard Solar 1, LLC | 65774 | Alden Road Harvard Solar 1 | IL | McHenry | MISO | IPP Non-CHP | 18031 |  | 2 | 2 | 1.8 | Solar Photovoltaic | SUN | PV | 2020 |  |  | (OP) Operating |  | 2.4 | [6 empty] | 42.4003 | -88.4988 | 0 | 0 | #DIV/0! | 0%
| Greenbacker Renewable Energy Corporation | 64021 | Alden Solar CSG LLC | CO | Weld | PSCO | IPP Non-CHP | 225 |  | 1.6 | 1.6 | 1.6 | Solar Photovoltaic | SUN | PV | 2020 |  |  | (OP) Operating |  | 2 | [6 empty] | 40.4563 | -104.5811 | 0 | 0 | #DIV/0! | 0%
| City of Tacoma - (WA) | 3913 | Alder | WA | Pierce | TPWR | Electric Utility | 11 |  | 50 | 51 | 42 | Conventional Hydroelectric | WAT | HY | 1946 |  |  | (OP) Operating | [8 empty] | 46.8016 | -122.3102 | 0 | 0 | #DIV/0! | 0%
| EnterSolar | 62615 | ALDI DC 2 | CT | Hartford | ISNE | IPP Non-CHP | ADC2 |  | 1.2 | 1.2 | 1.2 | Solar Photovoltaic | SUN | PV | 2018 |  |  | (OP) Operating |  | 1.5 | [6 empty] | 41.8658 | -72.574 | 0 | 0 | #DIV/0! | 0%
| Syncarpha Alethea I, LLC | 58519 | Alethea I | NJ | Burlington | PJM | IPP Non-CHP | 1 |  | 2.8 | 2.8 | 2.8 | Solar Photovoltaic | SUN | PV | 2011 |  |  | (OP) Operating |  | 3 | [6 empty] | 40.0006 | -74.735 | 0 | 0 | #DIV/0! | 0%
| Wisconsin Public Service Corp | 4060 | Alexander | WI | Lincoln | MISO | Electric Utility | 1 |  | 4.2 | 4.2 | 4.2 | Conventional Hydroelectric | WAT | HY | 1925 |  |  | (OP) Operating | [8 empty] | 45.1875 | -89.7553 | 0 | 0 | #DIV/0! | 0%
| RPNY Solar 7, LLC | 67409 | Alexander Road Solar | NY | Genesee | ISNE | IPP Non-CHP | ALEX |  | 1.6 | 1.6 | 1.6 | Solar Photovoltaic | SUN | PV | 2024 |  |  | (OP) Operating |  | 2.11 | [6 empty] | 42.9739 | -78.2061 | 0 | 0 | #DIV/0! | 0%
| SRIV Partnership LLC | 58666 | Alexander Wind Farm LLC | KS | Rush | SWPP | IPP Non-CHP | 1 |  | 50.7 | 50.7 | 50.7 | Onshore Wind Turbine | WND | WT | 2015 |  |  | (OP) Operating | [8 empty] | 38.4247 | -99.5075 | 0 | 0 | #DIV/0! | 0%
| Archer Daniels Midland Co | 10860 | Archer Daniels Midland Clinton | IA | Clinton | MISO | Industrial CHP | 1A |  | 180 | 180 | 180 | Conventional Steam Coal | SUB | ST | 2009 |  |  | (OP) Operating | [8 empty] | 41.8206 | -90.2097 | 0 | 0 | #DIV/0! | 0%
| Sol Systems | 64227 | Alexis Solar, LLC | TX | Brooks | ERCO | IPP Non-CHP | 12001 |  | 10 | 9.5 | 7.3 | Solar Photovoltaic | SUN | PV | 2019 |  |  | (OP) Operating |  | 14.5 | [6 empty] | 26.8891 | -98.2333 | 0 | 0 | #DIV/0! | 0%
| City of Algona - (IA) | 1120 | Algona | IA | Kossuth | SWPP | Electric Utility | 6 |  | 16.1 | 16.1 | 16.1 | Petroleum Liquids | DFO | IC | 1980.75 |  |  | (OP) Operating | [8 empty] | 43.0733 | -94.2392 | 0 | 0 | #DIV/0! | 0%
| Archer Daniels Midland Co | 57046 | Archer Daniels Midland Columbus | NE | Platte | SWPP | Industrial CHP | GEN1 |  | 71.4 | 61 | 61 | Conventional Steam Coal | SUB | ST | 2010 |  |  | (OP) Operating | [8 empty] | 41.4164 | -97.2863 | 0 | 0 | #DIV/0! | 0%
| Archer Daniels Midland Co | 10865 | Archer Daniels Midland Decatur | IL | Macon | MISO | Industrial CHP | GEN2 |  | 335 | 335 | 335 | Conventional Steam Coal | BIT | ST | 1992 |  |  | (OP) Operating | [8 empty] | 39.8701 | -88.8908 | 0 | 9786727.462 | #DIV/0! | 0%
| Algonquin Power Co | 60242 | Algonquin SKIC 10 Solar, LLC | CA | Kern | CISO | IPP Non-CHP | SKI10 |  | 10 | 10 | 10 | Solar Photovoltaic | SUN | PV | 2017 |  |  | (OP) Operating |  | 11.9 | [6 empty] | 35.1261 | -119.2434 | 0 | 0 | #DIV/0! | 0%
| Algonquin Power Co | 59412 | Algonquin SKIC20 Solar LLC | CA | Kern | CISO | IPP Non-CHP | SKI20 |  | 20 | 20 | 20 | Solar Photovoltaic | SUN | PV | 2015 |  |  | (OP) Operating |  | 25 | [6 empty] | 35.1261 | -119.2433 | 0 | 0 | #DIV/0! | 0%
| Archer Daniels Midland Co | 54316 | Archer Daniels Midland Southport | NC | Brunswick | CPLE | Industrial CHP | GEN1 |  | 52.5 | 45 | 52.5 | Natural Gas Fired Combustion Turbine | NG | GT | 1993 |  |  | (SB) Standby/Backup: available for service but not normally used | [8 empty] | 33.9397 | -77.9905 | 0 | 0 | #DIV/0! | 0%
| Eagle Creek Renewable Energy, LLC | 54391 | Alice Falls Hydro Project | NY | Clinton | NYIS | IPP Non-CHP | 1 |  | 2.1 | 2.2 | 2.2 | Conventional Hydroelectric | WAT | HY | 1991 |  |  | (OP) Operating | [8 empty] | 44.5192 | -73.4647 | 0 | 0 | #DIV/0! | 0%
| AES Distributed Energy | 63469 | Alicea Solar Project Hybrid CSG | MA | Worcester | ISNE | IPP Non-CHP | ALICA |  | 3.5 | 3.5 | 3.5 | Solar Photovoltaic | SUN | PV | 2020 |  |  | (OP) Operating |  | 3.3 | [6 empty] | 42.0686 | -72.0062 | 0 | 0 | #DIV/0! | 0%
| SC Oregon 2 Lessor Parent, LLC | 63795 | Alkali Solar, LLC | OR | Lake | BPAT | IPP Non-CHP | 2 |  | 10 | 10 | 10 | Solar Photovoltaic | SUN | PV | 2020 |  |  | (OP) Operating |  | 15.1 | [6 empty] | 43.3194 | -121.0035 | 0 | 0 | #DIV/0! | 0%
| All World Machinery Supply, Inc. | 67760 | All World Solar Facility | IL | Winnebago | PJM | Industrial Non-CHP | AWM |  | 1.5 | 1.5 | 1.3 | Solar Photovoltaic | SUN | PV | 2023 |  |  | (OP) Operating |  | 2 | [6 empty] | 42.462 | -88.9988 | 0 | 0 | #DIV/0! | 0%
| USCE-Mobile District | 760 | Allatoona | GA | Bartow | SOCO | Electric Utility | 1 |  | 86.6 | 72 | 72 | Conventional Hydroelectric | WAT | HY | 1950 |  |  | (OP) Operating | [8 empty] | 34.1637 | -84.7282 | 0 | 0 | #DIV/0! | 0%
| Consumers Energy Co - (MI) | 1694 | Allegan Dam | MI | Allegan | MISO | Electric Utility | 1 |  | 2.6 | 1.2 | 1.5 | Conventional Hydroelectric | WAT | HY | 1938.3333 |  |  | (OP) Operating | [8 empty] | 42.5638 | -85.954 | 0 | 0 | #DIV/0! | 0%
| Searles Valley Minerals Operations Inc. | 10684 | Argus Cogen Plant | CA | San Bernardino | CISO | Industrial CHP | TG5 |  | 62.5 | 57 | 57 | Conventional Steam Coal | BIT | ST | 1967.6667 |  |  | (OS) Out of service and NOT expected to return to service in next calendar year | [8 empty] | 35.765 | -117.3833 | 0 | 0 | #DIV/0! | 0%
| City of San Antonio - (TX) | 7512 | Arthur Von Rosenberg | TX | Bexar | ERCO | Electric Utility | 1 | CC1 | 575 | 518 | 549 | Natural Gas Fired Combined Cycle | NG | CT | 2000 |  |  | (OP) Operating | [5 empty] | 2025 | 5 | 10 | 29.257 | -98.3841 | 0 | 0 | #DIV/0! | 0%
| Allegheny Hydro LP | 50897 | Allegheny Hydro No 8 | PA | Armstrong | PJM | IPP Non-CHP | GEN1 |  | 13.6 | 13.6 | 13.6 | Conventional Hydroelectric | WAT | HY | 1990 |  |  | (OP) Operating | [8 empty] | 40.8966 | -79.479 | 0 | 0 | #DIV/0! | 0%
| Allegheny Hydro LP | 50898 | Allegheny Hydro No 9 | PA | Armstrong | PJM | IPP Non-CHP | GEN1 |  | 17.8 | 17.8 | 17.8 | Conventional Hydroelectric | WAT | HY | 1990 |  |  | (OP) Operating | [8 empty] | 40.956 | -79.5507 | 0 | 0 | #DIV/0! | 0%
| Eagle Creek Renewable Energy, LLC | 50894 | Allegheny No 6 Hydro Station | PA | Armstrong | PJM | IPP Non-CHP | GEN1 |  | 9.2 | 8 | 12 | Conventional Hydroelectric | WAT | HY | 1988 |  |  | (OP) Operating | [8 empty] | 40.7164 | -79.5772 | 0 | 0 | #DIV/0! | 0%
| Eagle Creek Renewable Energy, LLC | 50893 | Allegheny No. 5 Hydro Station | PA | Armstrong | PJM | IPP Non-CHP | GEN1 |  | 9.2 | 6 | 10 | Conventional Hydroelectric | WAT | HY | 1988 |  |  | (OP) Operating | [8 empty] | 40.6829 | -79.6653 | 0 | 0 | #DIV/0! | 0%
| Leeward Asset Management, LLC | 56451 | Allegheny Ridge Wind Farm | PA | Cambria | PJM | IPP Non-CHP | 1 |  | 80 | 80 | 80 | Onshore Wind Turbine | WND | WT | 2007 |  |  | (OP) Operating | [8 empty] | 40.3839 | -78.5794 | 0 | 0 | #DIV/0! | 0%
| Ascend Performance Materials | 10418 | Ascend Performance Materials Texas Inc. | TX | Brazoria | ERCO | Industrial CHP | GEN1 |  | 52.1 | 47.7 | 47.7 | Natural Gas Steam Turbine | NG | ST | 1996.5 |  |  | (OP) Operating | [8 empty] | 29.2558 | -95.2103 | 0 | 0 | #DIV/0! | 0%
| Domtar Industries Inc | 54104 | Ashdown | AR | Little River | SWPP | Industrial CHP | GEN1 |  | 156.5 | 128 | 128 | Wood/Wood Waste Biomass | BLQ | ST | 1982.25 |  |  | (OP) Operating | [8 empty] | 33.6417 | -94.1083 | 0 | 0 | #DIV/0! | 0%
| NextEra Renewable Fuels, LLC | 57581 | Allenwood | PA | Lycoming | PJM | IPP Non-CHP | 1 |  | 3.2 | 3.2 | 3.2 | Landfill Gas | LFG | IC | 2012 |  |  | (OP) Operating | [8 empty] | 41.1511 | -76.9178 | 0 | 0 | #DIV/0! | 0%
| E&E Enterprises LLC | 56215 | Allendorf | IA | Osceola | MISO | IPP Non-CHP | A1 |  | 5.8 | 5.6 | 5.8 | Onshore Wind Turbine | WND | WT | 2004.75 |  |  | (OP) Operating | [8 empty] | 43.4 | -95.6333 | 0 | 0 | #DIV/0! | 0%
| Erie Boulevard Hydropower LP | 2540 | Allens Falls | NY | St Lawrence | NYIS | IPP Non-CHP | 1 |  | 4 | 3.5 | 5 | Conventional Hydroelectric | WAT | HY | 1927 |  |  | (OP) Operating | [8 empty] | 44.6603 | -74.8603 | 0 | 0 | #DIV/0! | 0%
| DTE Ashtabula, LLC | 55990 | Ashtabula | OH | Ashtabula | PJM | IPP CHP | 1 | G1 | 26.1 | 23.4 | 28.6 | Natural Gas Fired Combined Cycle | NG | CT | 2001 |  |  | (OP) Operating | [8 empty] | 41.89 | -80.7612 | 0 | 0 | #DIV/0! | 0%
| Hybrid-Electric Building Technologies West Los Angeles 1, LLC | 63609 | Allergan | CA | Orange | CISO | Commercial Non-CHP | ALRGN |  | 1.5 | 1.5 | 1.5 | Batteries | MWH | BA | 2019 |  |  | (OP) Operating | 9 | [7 empty] | 33.6724 | -117.8538 | 0 | 0 | #DIV/0! | 0%
| Industrial Energy Applications Inc | 54716 | Alliant SBD 8602 Marion Sub | IA | Linn | MISO | IPP Non-CHP | 1536 |  | 5.6 | 5.6 | 5.6 | Petroleum Liquids | DFO | IC | 1986 |  |  | (SB) Standby/Backup: available for service but not normally used | [8 empty] | 42.0289 | -91.5975 | 0 | 0 | #DIV/0! | 0%
| Industrial Energy Applications Inc | 54717 | Alliant SBD 9106 Rockwell CR | IA | Linn | MISO | IPP Non-CHP | 2671 |  | 16 | 16 | 16 | Petroleum Liquids | DFO | IC | 1992 |  |  | (SB) Standby/Backup: available for service but not normally used | [8 empty] | 42.0356 | -91.6458 | 0 | 0 | #DIV/0! | 0%
| Industrial Energy Applications Inc | 54715 | Alliant SBD 9107 JBS USA | IA | Marshall | MISO | IPP Non-CHP | 2665 |  | 11.4 | 11.4 | 11.4 | Petroleum Liquids | DFO | IC | 1994.8571 |  |  | (SB) Standby/Backup: available for service but not normally used | [8 empty] | 42.056 | -92.8971 | 0 | 0 | #DIV/0! | 0%
| Industrial Energy Applications Inc | 54712 | Alliant SBD 9201 Norplex | IA | Allamakee | MISO | IPP Non-CHP | 0002 |  | 2.1 | 2.1 | 2.1 | Petroleum Liquids | DFO | IC | 2001 |  |  | (SB) Standby/Backup: available for service but not normally used | [8 empty] | 43.0906 | -91.5542 | 0 | 0 | #DIV/0! | 0%
| American Profol Incorporated | 54719 | Alliant SBD 9203 Profol | IA | Linn | MISO | IPP Non-CHP | 6916 |  | 5.6 | 5.6 | 5.6 | Petroleum Liquids | DFO | IC | 2003 |  |  | (SB) Standby/Backup: available for service but not normally used | [8 empty] | 41.935 | -91.6361 | 0 | 0 | #DIV/0! | 0%
| Industrial Energy Applications Inc | 54710 | Alliant SBD 9205 A Y McDonald | IA | Dubuque | MISO | IPP Non-CHP | 0001 |  | 3.6 | 3.6 | 3.6 | Petroleum Liquids | DFO | IC | 1999.6667 |  |  | (SB) Standby/Backup: available for service but not normally used | [8 empty] | 42.4906 | -90.745 | 0 | 0 | #DIV/0! | 0%
| Industrial Energy Applications Inc | 54718 | Alliant SBD 9206 Donaldson | IA | Howard | MISO | IPP Non-CHP | 4632 |  | 1.6 | 1.6 | 1.6 | Petroleum Liquids | DFO | IC | 1995 |  |  | (SB) Standby/Backup: available for service but not normally used | [8 empty] | 43.3744 | -92.1331 | 0 | 0 | #DIV/0! | 0%
| Industrial Energy Applications Inc | 54735 | Alliant SBD 9301 Prairie Farms | IA | Dubuque | MISO | IPP Non-CHP | 0079 |  | 3.5 | 3.5 | 3.5 | Petroleum Liquids | DFO | IC | 2003.3333 |  |  | (SB) Standby/Backup: available for service but not normally used | [8 empty] | 42.53 | -90.6847 | 0 | 0 | #DIV/0! | 0%
| Industrial Energy Applications Inc | 54929 | Alliant SBD 9403 Aegon DC | IA | Linn | MISO | IPP Non-CHP | 6111 |  | 4.1 | 4.1 | 4.1 | Petroleum Liquids | DFO | IC | 2001.6667 |  |  | (SB) Standby/Backup: available for service but not normally used | [8 empty] | 41.9167 | -91.6542 | 0 | 0 | #DIV/0! | 0%
| Industrial Energy Applications Inc | 55996 | Alliant SBD0201 Ingredion | IA | Linn | MISO | IPP Non-CHP | 01 |  | 6.1 | 6.1 | 6.1 | Petroleum Liquids | DFO | IC | 2003 |  |  | (SB) Standby/Backup: available for service but not normally used | [8 empty] | 41.9701 | -91.6662 | 0 | 0 | #DIV/0! | 0%
| Industrial Energy Applications Inc | 56073 | Alliant SBG 9802 Toyota | IA | Linn | MISO | IPP Non-CHP | 01 |  | 1 | 1 | 1 | Natural Gas Internal Combustion Engine | NG | IC | 1998 |  |  | (SB) Standby/Backup: available for service but not normally used | [8 empty] | 42.0277 | -91.7111 | 0 | 0 | #DIV/0! | 0%
| Astoria Energy II LLC | 57664 | Astoria Energy II | NY | Queens | NYIS | IPP Non-CHP | CT3 | CC1 | 650 | 540 | 612 | Natural Gas Fired Combined Cycle | NG | CT | 2011 |  |  | (OP) Operating | [8 empty] | 40.7813 | -73.8966 | 0 | 0 | #DIV/0! | 0%
| Allie L.L.C. | 65381 | Allie L.L.C. (CSG) | MN | Renville | MISO | IPP Non-CHP | PAPE |  | 1 | 1 | 1 | Solar Photovoltaic | SUN | PV | 2022 |  |  | (OP) Operating |  | 1.5 | [6 empty] | 44.7888 | -95.2015 | 0 | 0 | #DIV/0! | 0%
| EnterSolar | 63353 | Allied Beverages Elizabeth | NJ | Union | PJM | IPP Non-CHP | ABE |  | 3.2 | 3.2 | 3.2 | Solar Photovoltaic | SUN | PV | 2018 |  |  | (OP) Operating |  | 4.6 | [6 empty] | 40.6657 | -74.1752 | 0 | 0 | #DIV/0! | 0%
| AES Distributed Energy | 63129 | Allis Medina Solar LLC CSG | NY | Orleans | NYIS | IPP Non-CHP | ALLIS |  | 5 | 5 | 5 | Solar Photovoltaic | SUN | PV | 2020 |  |  | (OP) Operating |  | 7.3 | [6 empty] | 43.2205 | -78.3574 | 0 | 0 | #DIV/0! | 0%
| Copper Valley Elec Assn, Inc | 58982 | Allison Creek Hydro | AK | Valdez Cordova |  | Electric Utility | GEN1 |  | 6.5 | 6.5 | 6.5 | Conventional Hydroelectric | WAT | HY | 2016 |  |  | (OP) Operating | [8 empty] | 61.0844 | -146.3533 | 0 | 0 | #DIV/0! | 0%
| National Grid Renewables | 63304 | Allium Community Solar Garden, LLC | MN | Stearns | MISO | IPP Non-CHP | ALIUM |  | 1 | 1 | 1 | Solar Photovoltaic | SUN | PV | 2021 |  |  | (OP) Operating |  | 1.5 | [6 empty] | 45.3997 | -94.7231 | 0 | 0 | #DIV/0! | 0%
| Allora Solar, LLC | 63808 | Allora Solar, LLC | SC | Lexington | SC | IPP Non-CHP | PGR30 |  | 75 | 75 | 75 | Solar Photovoltaic | SUN | PV | 2023 |  |  | (OP) Operating |  | 98.8 | [6 empty] | 33.8993 | -81.4005 | 0 | 0 | #DIV/0! | 0%
| Westlands Almond LLC | 62546 | Almond | CA | Kings | CISO | IPP Non-CHP | ALMND |  | 19.9 | 19.9 | 19.9 | Solar Photovoltaic | SUN | PV | 2023 |  |  | (OP) Operating |  | 26 | [6 empty] | 36.2122 | -119.91 | 0 | 0 | #DIV/0! | 0%
| Atalco Gramercy LLC | 50846 | Atlantic Alumina, Gramercy Operations | LA | St James | MISO | Industrial CHP | GT3 |  | 85.3 | 76 | 81 | Natural Gas Fired Combustion Turbine | NG | GT | 1965.6 |  |  | (OP) Operating | [8 empty] | 30.054 | -90.6693 | 0 | 0 | #DIV/0! | 0%
| Altus Power America Management, LLC | 58659 | Aloha Solar Energy Fund 1 PK1 | HI | Honolulu |  | IPP Non-CHP | PK-1 |  | 5 | 5 | 5 | Solar Photovoltaic | SUN | PV | 2017 |  |  | (OP) Operating |  | 6.2 | [6 empty] | 21.4069 | -158.1514 | 0 | 0 | #DIV/0! | 0%
| City of Augusta - (KS) | 6791 | Augusta Electric Plant No 2 | KS | Butler | SWPP | Electric Utility | 1 |  | 20.7 | 20.1 | 20.1 | Natural Gas Internal Combustion Engine | NG | IC | 1980.5 |  |  | (OP) Operating | [8 empty] | 37.6861 | -96.965 | 0 | 0 | #DIV/0! | 0%
| Consolidated Edison Development Inc. | 58003 | Alpaugh 50 | CA | Tulare | CISO | IPP Non-CHP | SPS50 |  | 50 | 50 | 50 | Solar Photovoltaic | SUN | PV | 2012 |  |  | (OP) Operating |  | 66 | [6 empty] | 35.8983 | -119.4353 | 0 | 0 | #DIV/0! | 0%
| Consolidated Edison Development Inc. | 58002 | Alpaugh North | CA | Tulare | CISO | IPP Non-CHP | SPS |  | 20 | 20 | 20 | Solar Photovoltaic | SUN | PV | 2012 |  |  | (OP) Operating |  | 26 | [6 empty] | 35.9025 | -119.4428 | 0 | 0 | #DIV/0! | 0%
| Howard County - Maryland | 58252 | Alpha Ridge LFG | MD | Howard | PJM | IPP Non-CHP | JEN1 |  | 1 | 1 | 1 | Landfill Gas | LFG | IC | 2012 |  |  | (OP) Operating | [8 empty] | 39.305 | -76.9019 | 0 | 0 | #DIV/0! | 0%
| Alaska Electric Light & Power Co. | 7250 | Auke Bay | AK | Juneau |  | Electric Utility | 13 |  | 36.2 | 28.3 | 28.3 | Petroleum Liquids | DFO | GT | 1989 |  |  | (SB) Standby/Backup: available for service but not normally used | [8 empty] | 58.3875 | -134.6446 | 0 | 0 | #DIV/0! | 0%
| Alpha Value Solar, LLC | 62054 | Alpha Value Solar | NC | Perquimans | PJM | IPP Non-CHP | AVS01 |  | 5 | 5 | 5 | Solar Photovoltaic | SUN | PV | 2019 |  |  | (OP) Operating |  | 6.9 | [6 empty] | 36.1574 | -76.4896 | 0 | 0 | #DIV/0! | 0%
| Westlake Chemical Natrium Plant | 50491 | Axiall Natrium Plant | WV | Marshall | PJM | Industrial CHP | GEN4 |  | 115.5 | 115.5 | 115.5 | Natural Gas Steam Turbine | NG | ST | 1954.3333 |  |  | (OP) Operating | [8 empty] | 39.7475 | -80.8547 | 0 | 11243060.471 | #DIV/0! | 0%
| Alpine BESS LLC | 57295 | Alpine Solar | CA | Los Angeles | CISO | IPP Non-CHP | 1 |  | 66 | 66 | 66 | Solar Photovoltaic | SUN | PV | 2013 |  |  | (OP) Operating |  | 86.4 | [6 empty] | 34.7892 | -118.5047 | 0 | 0 | #DIV/0! | 0%
| City of Alta - (IA) | 1121 | Alta Municipal Utilities | IA | Buena Vista | SWPP | Electric Utility | 2A |  | 4 | 4 | 4.2 | Petroleum Liquids | DFO | IC | 2018 |  |  | (SB) Standby/Backup: available for service but not normally used | [8 empty] | 42.6736 | -95.3026 | 0 | 0 | #DIV/0! | 0%
| Alta Farms II Wind Project, LLC | 64088 | Alta Farms II Wind Project, LLC | IL | DeWitt | PJM | IPP Non-CHP | WT2 |  | 200.5 | 200.5 | 200.5 | Onshore Wind Turbine | WND | WT | 2023 |  |  | (OP) Operating | [8 empty] | 40.1972 | -89.0677 | 0 | 0 | #DIV/0! | 0%
| TPE Alta Luna, LLC | 60258 | Alta Luna | NM | Luna | PNM | IPP Non-CHP | ALPV1 |  | 28.1 | 28.1 | 28.1 | Solar Photovoltaic | SUN | PV | 2017 |  |  | (OP) Operating |  | 33.8 | [6 empty] | 32.572 | -107.4865 | 0 | 0 | #DIV/0! | 0%
| Basin Electric Power Coop | 8030 | Barber Creek | WY | Campbell | WACM | Electric Utility | 1 |  | 22.5 | 15 | 18 | Natural Gas Fired Combustion Turbine | NG | GT | 2002 |  |  | (OP) Operating | [8 empty] | 43.7219 | -105.7689 | 0 | 0 | #DIV/0! | 0%
| Pacific Gas & Electric Co. | 214 | Alta Powerhouse | CA | Placer | CISO | Electric Utility | 1 |  | 1 | 1 | 1 | Conventional Hydroelectric | WAT | HY | 1902 |  |  | (OP) Operating | [8 empty] | 39.216 | -120.8036 | 0 | 0 | #DIV/0! | 0%
| Signal Street Operating, LLC | 66395 | Alta Sea | CA | Los Angeles | LDWP | IPP Non-CHP | PV1 |  | 1.8 | 1.8 | 1.8 | Solar Photovoltaic | SUN | PV | 2023 |  |  | (OP) Operating |  | 1.9 | [6 empty] | 33.7191 | -118.2726 | 0 | 0 | #DIV/0! | 0%
| Alta Wind I, LLC | 57282 | Alta Wind Energy Center I | CA | Kern | CISO | IPP Non-CHP | AW01 |  | 150 | 150 | 150 | Onshore Wind Turbine | WND | WT | 2011 |  |  | (OP) Operating | [8 empty] | 35.0337 | -118.3534 | 0 | 0 | #DIV/0! | 0%
| Alta Wind II, LLC | 57291 | Alta Wind Energy Center II | CA | Kern | CISO | IPP Non-CHP | AW02 |  | 150 | 150 | 150 | Onshore Wind Turbine | WND | WT | 2011 |  |  | (OP) Operating | [8 empty] | 35.0239 | -118.2953 | 0 | 0 | #DIV/0! | 0%
| Alta Wind III, LLC | 57292 | Alta Wind Energy Center III | CA | Kern | CISO | IPP Non-CHP | AW03 |  | 150 | 150 | 150 | Onshore Wind Turbine | WND | WT | 2011 |  |  | (OP) Operating | [8 empty] | 35.0239 | -118.2953 | 0 | 0 | #DIV/0! | 0%
| Alta Wind IV, LLC | 57293 | Alta Wind Energy Center IV | CA | Kern | CISO | IPP Non-CHP | AW04 |  | 102 | 102 | 102 | Onshore Wind Turbine | WND | WT | 2011 |  |  | (OP) Operating | [8 empty] | 35.0086 | -118.2422 | 0 | 0 | #DIV/0! | 0%
| Alta Wind V, LLC | 57294 | Alta Wind Energy Center V | CA | Kern | CISO | IPP Non-CHP | AW05 |  | 168 | 168 | 168 | Onshore Wind Turbine | WND | WT | 2011 |  |  | (OP) Operating | [8 empty] | 35.0086 | -118.2422 | 0 | 0 | #DIV/0! | 0%
| Nextera Energy Resources | 57835 | Alta Wind VIII | CA | Kern | CISO | IPP Non-CHP | AW08 |  | 150 | 150 | 150 | Onshore Wind Turbine | WND | WT | 2012 |  |  | (OP) Operating | [8 empty] | 35.0267 | -118.2348 | 0 | 0 | #DIV/0! | 0%
| Alta Wind X, LLC | 58394 | Alta Wind X | CA | Kern | CISO | IPP Non-CHP | AW10 |  | 138 | 138 | 138 | Onshore Wind Turbine | WND | WT | 2014 |  |  | (OP) Operating | [8 empty] | 35.06 | -118.2 | 0 | 0 | #DIV/0! | 0%
| Alta Wind XI, LLC | 58395 | Alta Wind XI | CA | Kern | CISO | IPP Non-CHP | AW11 |  | 90 | 90 | 90 | Onshore Wind Turbine | WND | WT | 2014 |  |  | (OP) Operating | [8 empty] | 35.065 | -118.39 | 0 | 0 | #DIV/0! | 0%
| City of Altamont - (IL) | 7990 | Altamont | IL | Effingham | MISO | Electric Utility | 1 |  | 7.2 | 7.2 | 7.2 | Petroleum Liquids | DFO | IC | 2003 |  |  | (SB) Standby/Backup: available for service but not normally used | [8 empty] | 39.0687 | -88.7555 | 0 | 0 | #DIV/0! | 0%
| National Grid Renewables | 61645 | Altair Community Solar Garden | MN | Waseca | MISO | IPP Non-CHP | ALTA |  | 1 | 1 | 1 | Solar Photovoltaic | SUN | PV | 2019 |  |  | (OP) Operating |  | 1.5 | [6 empty] | 43.925 | -93.4858 | 0 | 0 | #DIV/0! | 0%
| WM Renewable Energy LLC | 50571 | Altamont Gas Recovery | CA | Alameda | CISO | IPP Non-CHP | GEN1 |  | 6 | 5.8 | 6.6 | Landfill Gas | LFG | GT | 1989 |  |  | (OP) Operating | [8 empty] | 37.7493 | -121.6499 | 0 | 0 | #DIV/0! | 0%
| Nautilus Solar Solutions | 67403 | Altamont (NY) (CSG) | NY | Albany | NYIS | IPP Non-CHP | SC |  | 2.3 | 2.3 | 2.3 | Solar Photovoltaic | SUN | PV | 2024 |  |  | (OP) Operating |  | 2.8 | [6 empty] | 42.6787 | -73.9472 | 0 | 0 | #DIV/0! | 0%
| BASF Corporation | 55311 | BASF Freeport Works | TX | Brazoria | ERCO | Industrial CHP | GEN1 |  | 92.7 | 86.7 | 96.7 | Natural Gas Fired Combustion Turbine | NG | GT | 1999 |  |  | (OP) Operating | [8 empty] | 29.002 | -95.394 | 0 | 0 | #DIV/0! | 0%
| Altamonte Mall | 63254 | Altamonte Mall | FL | Seminole | FPC | Commercial Non-CHP | ALT |  | 1.5 | 1.5 | 1.5 | Solar Photovoltaic | SUN | PV | 2016 |  |  | (OP) Operating |  | 2 | [6 empty] | 28.6663 | -81.3781 | 0 | 0 | #DIV/0! | 0%
| Bloom Energy | 65212 | Altice - Hicksville | NY | Nassau | NYIS | IPP Non-CHP | ATC04 |  | 2 | 2 | 2 | Other Natural Gas | NG | FC | 2021 |  |  | (OP) Operating | [8 empty] | 40.76 | -73.5042 | 0 | 0 | #DIV/0! | 0%
| Altavista Solar, LLC | 64019 | Altavista Solar | VA | Campbell | PJM | IPP Non-CHP | ATLA |  | 80 | 80 | 80 | Solar Photovoltaic | SUN | PV | 2021 |  |  | (OP) Operating |  | 113 | [6 empty] | 37.1482 | -79.3475 | 0 | 0 | #DIV/0! | 0%
| Bloom Energy | 65213 | Altice - Parsippany | NJ | Morris | PJM | IPP Non-CHP | ATC03 |  | 2 | 2 | 2 | Other Natural Gas | NG | FC | 2021 |  |  | (OP) Operating | [8 empty] | 40.8451 | -74.4283 | 0 | 0 | #DIV/0! | 0%
| Amalgamated Sugar Co-Nampa | 54690 | Amalgamated Sugar LLC Nampa | ID | Canyon | IPCO | Industrial CHP | 2250 |  | 8.2 | 8.2 | 8.2 | Natural Gas Steam Turbine | NG | ST | 1958 |  |  | (OP) Operating | [8 empty] | 43.6058 | -116.5753 | 0 | 0 | #DIV/0! | 0%
| MN8 Energy LLC | 63303 | Alticor Inc - Solar Project | CA | Orange | CISO | IPP Non-CHP | AISP |  | 1.2 | 1.1 | 0.7 | Solar Photovoltaic | SUN | PV | 2017 |  |  | (OP) Operating |  | 1.4 | [6 empty] | 33.8786 | -117.9961 | 0 | 0 | #DIV/0! | 0%
| Urban Grid Solar | 66837 | Alton Post Office Solar | VA | Halifax | PJM | IPP Non-CHP | ALPT1 |  | 75 | 75 | 75 | Solar Photovoltaic | SUN | PV | 2024 |  |  | (OP) Operating |  | 91.7 | [6 empty] | 36.5689 | -79.0329 | 0 | 0 | #DIV/0! | 0%
| Revity Energy LLC | 64723 | Alton Road Solar | RI | Washington | ISNE | IPP Non-CHP | 50835 |  | 13.9 | 13.9 | 11 | Solar Photovoltaic | SUN | PV | 2019 |  |  | (OP) Operating |  | 17.6 | [6 empty] | 41.4075 | -71.7483 | 0 | 0 | #DIV/0! | 0%
| Valcour Operating Services, LLC | 56901 | Altona | NY | Clinton | NYIS | IPP Non-CHP | 1 |  | 97.5 | 97.5 | 97.5 | Onshore Wind Turbine | WND | WT | 2009 |  |  | (OP) Operating | [8 empty] | 44.8216 | -73.6509 | 0 | 0 | #DIV/0! | 0%
| Birch Creek Power, LLC | 66628 | Altona Solar, LLC | MO | Audrain | MISO | IPP Non-CHP | PV |  | 30 | 30 | 30 | Solar Photovoltaic | SUN | PV | 2024 |  |  | (OP) Operating |  | 41 | [6 empty] | 39.2835 | -92.142 | 0 | 0 | #DIV/0! | 0%
| Engie North America | 64293 | Alvin | TX | Brazoria | ERCO | IPP Non-CHP | ALVIN |  | 9.9 | 9.9 | 9.9 | Batteries | MWH | BA | 2020 |  |  | (OP) Operating | 9.9 | [7 empty] | 29.4332 | -95.2494 | 0 | 0 | #DIV/0! | 0%
| Strata Manager, LLC | 58344 | AM Best Farm | NC | Wayne | CPLE | IPP Non-CHP | 1 |  | 5 | 5 | 5 | Solar Photovoltaic | SUN | PV | 2013 |  |  | (OP) Operating |  | 6.7 | [6 empty] | 35.4189 | -77.9856 | 0 | 0 | #DIV/0! | 0%
| Brookfield Renewable Trading and Marketing LP | 66167 | AM Wind Repower LLC | CA | Riverside | CISO | IPP Non-CHP | 63235 |  | 27 | 27 | 27 | Onshore Wind Turbine | WND | WT | 2025 |  |  | (OP) Operating | [8 empty] | 33.9437 | -116.6615 | 0 | 0 | #DIV/0! | 0%
| Amadeus Wind LLC | 62142 | Amadeus Wind Farm | TX | Fisher | ERCO | IPP Non-CHP | AM-TX |  | 250 | 250 | 250 | Onshore Wind Turbine | WND | WT | 2020 |  |  | (OP) Operating | [8 empty] | 32.9674 | -100.5643 | 0 | 0 | #DIV/0! | 0%
| The Amalgamated Sugar Co | 10504 | Amalgamated Sugar Twin Falls | ID | Twin Falls | IPCO | Industrial CHP | 1500 |  | 10.2 | 8.5 | 8.5 | Natural Gas Steam Turbine | NG | ST | 1963.3333 |  |  | (OA) Out of service but expected to return to service in next calendar year | [8 empty] | 42.5328 | -114.4328 | 0 | 0 | #DIV/0! | 0%
| Basin Creek Power Services LLC | 55866 | Basin Creek Plant | MT | Silver Bow | NWMT | IPP Non-CHP | 1 |  | 54.9 | 54 | 54 | Natural Gas Internal Combustion Engine | NG | IC | 2006 |  |  | (OP) Operating | [8 empty] | 45.9293 | -112.5194 | 0 | 0 | #DIV/0! | 0%
| Alaska Village Elec Coop, Inc | 60243 | Ambler | AK | Northwest Arctic |  | Electric Utility | 1A |  | 1.1 | 1.1 | 1.1 | Petroleum Liquids | DFO | IC | 2001 |  |  | (OP) Operating | [8 empty] | 67.088 | -157.8567 | 0 | 0 | #DIV/0! | 0%
| AES Distributed Energy | 64000 | Amaterasu LLC | MA | Worcester | ISNE | IPP Non-CHP | BESS |  | 7.8 | 7.8 | 7.8 | Batteries | MWH | BA | 2021 |  |  | (OP) Operating | 6 | [7 empty] | 42.5193 | -71.6734 | 0 | 0 | #DIV/0! | 0%
| CVI CleanCapital Solar 4 LLC | 58357 | Amazon | NJ | Middlesex | PJM | Commercial Non-CHP | WR |  | 4.2 | 4.2 | 4.2 | Solar Photovoltaic | SUN | PV | 2011 |  |  | (OP) Operating |  | 4.9 | [6 empty] | 40.5664 | -74.2214 | 0 | 0 | #DIV/0! | 0%
| AES Distributed Energy | 61377 | Amazon - Patterson PV | CA | Stanislaus | BANC | IPP Non-CHP | PATT1 |  | 2.5 | 2.5 | 2.5 | Solar Photovoltaic | SUN | PV | 2017 |  |  | (OP) Operating |  | 3.3 | [6 empty] | 37.4689 | -121.1663 | 0 | 0 | #DIV/0! | 0%
| Forefront Power, LLC | 64429 | Amazon - Stockton - Roof (SCK1) - (CA) | CA | San Joaquin | CISO | IPP Non-CHP | 19001 |  | 2.6 | 2.6 | 2.6 | Solar Photovoltaic | SUN | PV | 2023 |  |  | (OP) Operating |  | 3.4 | [6 empty] | 37.9117 | -121.1987 | 0 | 0 | #DIV/0! | 0%
| Solar Star Prime 3, LLC | 65562 | Amazon Bakersfield 1 Solar Project | CA | Kern | CISO | IPP Non-CHP | ABFSP |  | 5.9 | 5.8 | 3.2 | Solar Photovoltaic | SUN | PV | 2024 |  |  | (OP) Operating |  | 5.52 | [6 empty] | 35.4466 | -119.0509 | 0 | 0 | #DIV/0! | 0%
| Solar Star Prime 1 LLC | 63537 | Amazon BDL3 Solar Project | CT | New Haven | ISNE | IPP Non-CHP | BLD3 |  | 1 | 1 | 0.7 | Solar Photovoltaic | SUN | PV | 2019 |  |  | (OP) Operating |  | 1.5 | [6 empty] | 41.45 | -72.85 | 0 | 0 | #DIV/0! | 0%
| Telyon AMZ Windsor LLC | 68013 | Amazon BDL4 | CT | Hartford | ISNE | Commercial Non-CHP | BDL4 |  | 3.9 | 3.9 | 3.9 | Solar Photovoltaic | SUN | PV | 2025 |  |  | (OP) Operating | [8 empty] | 41.9038 | -72.6581 | 0 | 0 | #DIV/0! | 0%
| Solar Star Prime 1 LLC | 63536 | Amazon DEN2 Solar Project | CO | Adams | PSCO | IPP Non-CHP | BLD3 |  | 1.2 | 1.2 | 0.9 | Solar Photovoltaic | SUN | PV | 2019 |  |  | (OP) Operating |  | 1.5 | [6 empty] | 39.75 | -104.75 | 0 | 0 | #DIV/0! | 0%
| Westbound Solar LLC | 62877 | Amazon Denver DEN3 | CO | Adams | PSCO | IPP Non-CHP | ADEN3 |  | 4.6 | 4.6 | 4.6 | Solar Photovoltaic | SUN | PV | 2019 |  |  | (OP) Operating |  | 6 | [6 empty] | 39.8851 | -104.9823 | 0 | 0 | #DIV/0! | 0%
| Westbound Solar 3, LLC | 68623 | Amazon Goodyear | AZ | Maricopa | AZPS | IPP Non-CHP | AGYR2 |  | 2.4 | 2.4 | 2.4 | Solar Photovoltaic | SUN | PV | 2023 |  |  | (OP) Operating |  | 2.9 | [6 empty] | 33.4947 | -112.4311 | 0 | 0 | #DIV/0! | 0%
| Solar Star Prime 2, LLC | 64351 | Amazon JFK8 Solar Project | NY | Richmond | NYIS | IPP Non-CHP | JFK8 |  | 4.9 | 4.9 | 3 | Solar Photovoltaic | SUN | PV | 2021 |  |  | (OP) Operating |  | 7 | [6 empty] | 40.6189 | -74.1875 | 0 | 0 | #DIV/0! | 0%
| Westbound Solar LLC | 62876 | Amazon Maryland DCA1 | MD | Baltimore | PJM | IPP Non-CHP | DCA1 |  | 1.3 | 1.3 | 1.3 | Solar Photovoltaic | SUN | PV | 2019 |  |  | (OP) Operating |  | 1.8 | [6 empty] | 39.2226 | -76.469 | 0 | 0 | #DIV/0! | 0%
| Solar Star Prime 5, LLC | 64610 | Amazon MDW6 Solar Project | IL | Will | PJM | IPP Non-CHP | MDW6 |  | 1.9 | 1.9 | 1.6 | Solar Photovoltaic | SUN | PV | 2020 |  |  | (OP) Operating |  | 3 | [6 empty] | 41.6721 | -88.1155 | 0 | 0 | #DIV/0! | 0%
| Solar Star Prime 6, LLC | 66022 | Amazon MDW7 Solar Project | IL | Will | MISO | IPP Non-CHP | AMDW7 |  | 1.9 | 1.9 | 0.5 | Solar Photovoltaic | SUN | PV | 2022 |  |  | (OP) Operating |  | 3 | [6 empty] | 41.4241 | -87.7728 | 0 | 0 | #DIV/0! | 0%
| Greenbacker Renewable Energy Corporation | 64751 | Amazon PSP1 | CA | Riverside | CISO | IPP Non-CHP | 267 |  | 3.8 | 3.8 | 3.8 | Solar Photovoltaic | SUN | PV | 2021 |  |  | (OP) Operating |  | 4.7 | [6 empty] | 33.9262 | -116.9944 | 0 | 0 | #DIV/0! | 0%
| Solar Star Prime 4 LLC | 67170 | Amazon SAN3 Solar Project | CA | San Diego | CISO | IPP Non-CHP | ASBA |  | 7 | 7 | 6.3 | Batteries | MWH | BA | 2024 |  |  | (OP) Operating | 8.9 | [7 empty] | 32.5662 | -116.9335 | 0 | 0 | #DIV/0! | 0%
| SkyHigh 2 Solar | 64384 | Amazon TUS2 | AZ | Pima | TEPC | IPP Non-CHP | ATUS2 |  | 2.6 | 2.6 | 2.6 | Solar Photovoltaic | SUN | PV | 2022 |  |  | (OP) Operating |  | 3.3 | [6 empty] | 32.1294 | -110.8389 | 0 | 0 | #DIV/0! | 0%
| Duke Energy Florida, LLC | 627 | Bayboro | FL | Pinellas | FPC | Electric Utility | P1 |  | 226.8 | 136.5 | 192.5 | Petroleum Liquids | DFO | GT | 1973 |  |  | (OP) Operating | [8 empty] | 27.7581 | -82.6353 | 0 | 0 | #DIV/0! | 0%
| Industrial Power Generating Company LLC | 56681 | Amelia | VA | Amelia | PJM | IPP Non-CHP | 1 |  | 14.4 | 14.4 | 14.4 | Landfill Gas | LFG | IC | 2001 |  |  | (OP) Operating | [8 empty] | 37.3097 | -78.0589 | 0 | 0 | #DIV/0! | 0%
| Ameresco Butte County LLC | 57771 | Ameresco Butte County | CA | Butte | CISO | IPP Non-CHP | 1 |  | 2.3 | 2 | 2 | Landfill Gas | LFG | IC | 2013 |  |  | (OP) Operating | [8 empty] | 39.674 | -121.73 | 0 | 0 | #DIV/0! | 0%
| AMERESCO Chicopee Energy LLC | 56426 | Ameresco Chicopee Energy | MA | Hampden | ISNE | IPP Non-CHP | UNIT4 |  | 7.8 | 7.7 | 7.7 | Landfill Gas | LFG | IC | 2005.5 |  |  | (OP) Operating | [8 empty] | 42.1626 | -72.5367 | 0 | 0 | #DIV/0! | 0%
| AMERESCO Chiquita Canyon LLC | 56898 | Ameresco Chiquita Canyon | CA | Los Angeles | CISO | IPP Non-CHP | 1 |  | 9.2 | 8 | 8 | Landfill Gas | LFG | GT | 2010 |  |  | (OP) Operating | [8 empty] | 34.4317 | -118.6429 | 0 | 0 | #DIV/0! | 0%
| Ameresco Dallas LLC | 58946 | Ameresco Dallas LLC | TX | Dallas | ERCO | IPP Non-CHP | ENG1 |  | 4.2 | 4.2 | 4.2 | Landfill Gas | LFG | IC | 2011 |  |  | (OP) Operating | [8 empty] | 32.6486 | -96.6444 | 0 | 0 | #DIV/0! | 0%
| AMERESCO Delaware Central | 56430 | Ameresco Delaware Central | DE | Kent | PJM | IPP Non-CHP | 1C |  | 5 | 5 | 5 | Landfill Gas | LFG | IC | 2009.2 |  |  | (OP) Operating | [8 empty] | 39.0339 | -75.7233 | 0 | 0 | #DIV/0! | 0%
| Greenbacker Renewable Energy Corporation | 65227 | Ameresco Danville Solar, LLC | IL | Vermilion | MISO | IPP Non-CHP | 401 |  | 2 | 2 | 2 | Solar Photovoltaic | SUN | PV | 2021 |  |  | (OP) Operating |  | 2.6 | [6 empty] | 40.1035 | -87.6498 | 0 | 0 | #DIV/0! | 0%
| AMERESCO Delaware South | 56429 | Ameresco Delaware South | DE | Sussex | PJM | IPP Non-CHP | 1 |  | 5 | 5 | 5 | Landfill Gas | LFG | IC | 2006.8 |  |  | (OP) Operating | [8 empty] | 38.5992 | -75.4342 | 0 | 0 | #DIV/0! | 0%
| Ameresco Forward, LLC | 58437 | Ameresco Forward | CA | San Joaquin | CISO | IPP Non-CHP | ENG1 |  | 4.4 | 4.2 | 4.2 | Landfill Gas | LFG | IC | 2014 |  |  | (OP) Operating | [8 empty] | 37.8834 | -121.1851 | 0 | 0 | #DIV/0! | 0%
| AMERESCO Janesville LLC | 56427 | Ameresco Janesville | WI | Rock | MISO | IPP Non-CHP | Unit1 |  | 3 | 3 | 3 | Landfill Gas | LFG | IC | 2004 |  |  | (OP) Operating | [8 empty] | 42.7083 | -89.0208 | 0 | 0 | #DIV/0! | 0%
| Ameresco HCE Solar LLC | 66271 | Ameresco HCE Solar LLC | CO | Garfield | PSCO | IPP Non-CHP | HCEBA |  | 10.3 | 10.3 | 10.3 | Batteries | MWH | BA | 2023 |  |  | (OP) Operating | 15.5 | [7 empty] | 39.4665 | -107.2348 | 0 | 0 | #DIV/0! | 0%
| AMERESCO Jefferson City LLC | 56896 | Ameresco Jefferson City | MO | Cole | MISO | IPP Non-CHP | 1 |  | 3 | 2.7 | 2.7 | Landfill Gas | LFG | IC | 2009 |  |  | (OP) Operating | [8 empty] | 38.5524 | -92.0449 | 0 | 0 | #DIV/0! | 0%
| Ameresco Johnson Canyon LLC | 58397 | Ameresco Johnson Canyon | CA | Monterey | CISO | IPP Non-CHP | ENG1 |  | 1.4 | 1.4 | 1.4 | Landfill Gas | LFG | IC | 2013 |  |  | (OP) Operating | [8 empty] | 36.5342 | -121.4086 | 0 | 0 | #DIV/0! | 0%
| AMERESCO Keller Canyon LLC | 56897 | Ameresco Keller Canyon | CA | Contra Costa | CISO | IPP Non-CHP | 1 |  | 3.8 | 3.6 | 3.6 | Landfill Gas | LFG | IC | 2009 |  |  | (OP) Operating | [8 empty] | 38.0039 | -121.9345 | 0 | 0 | #DIV/0! | 0%
| AMERESCO Ox Mountain Energy LLC | 56895 | Ameresco Ox Mountain | CA | San Mateo | CISO | IPP Non-CHP | 1 |  | 11.4 | 10.8 | 10.8 | Landfill Gas | LFG | IC | 2008 |  |  | (OP) Operating | [5 empty] | 2026 | 1 | 1 | 37.5 | -122.4 | 0 | 0 | #DIV/0! | 0%
| Ameresco San Joaquin, LLC | 58436 | Ameresco San Joaquin | CA | San Joaquin | CISO | IPP Non-CHP | ENG1 |  | 4.4 | 4.2 | 4.2 | Landfill Gas | LFG | IC | 2014 |  |  | (OP) Operating | [8 empty] | 38.0297 | -120.9297 | 0 | 0 | #DIV/0! | 0%
| AMERESCO Santa Cruz Energy LLC | 56428 | Ameresco Santa Cruz Energy | CA | Santa Cruz | CISO | IPP Non-CHP | Unit1 |  | 3 | 3 | 3 | Landfill Gas | LFG | IC | 2006 |  |  | (OP) Operating | [8 empty] | 36.9178 | -121.8156 | 0 | 0 | #DIV/0! | 0%
| AMERESCO Stafford LLC | 56894 | Ameresco Stafford | VA | Stafford | PJM | IPP Non-CHP | 1 |  | 2.2 | 2 | 2 | Landfill Gas | LFG | IC | 2009 |  |  | (OP) Operating | [8 empty] | 38.3842 | -77.4131 | 0 | 0 | #DIV/0! | 0%
| Ameresco Vasco Road, LLC | 58435 | Ameresco Vasco Road | CA | Alameda | CISO | IPP Non-CHP | ENG1 |  | 4.4 | 4.2 | 4.2 | Landfill Gas | LFG | IC | 2014 |  |  | (OP) Operating | [8 empty] | 37.7544 | -121.7289 | 0 | 0 | #DIV/0! | 0%
| American Crystal Sugar Co | 54212 | American Crystal Sugar Crookston | MN | Polk | MISO | Industrial CHP | G1 |  | 6.5 | 6.5 | 6.5 | Conventional Steam Coal | SUB | ST | 1964.5 |  |  | (OP) Operating | [8 empty] | 47.7647 | -96.6334 | 0 | 0 | #DIV/0! | 0%
| RP Napa Solar 1, LLC | 62687 | American Canyon Solar | CA | Napa | CISO | IPP Non-CHP | RPNPA |  | 3 | 3 | 3 | Solar Photovoltaic | SUN | PV | 2019 |  |  | (OP) Operating |  | 1.3 | [6 empty] | 38.1609 | -122.214 | 0 | 0 | #DIV/0! | 0%
| American Crystal Sugar Co | 54213 | American Crystal Sugar Drayton | ND | Pembina | MISO | Industrial CHP | G1 |  | 6 | 6 | 6 | Conventional Steam Coal | SUB | ST | 1965 |  |  | (OP) Operating | [8 empty] | 48.5932 | -97.1761 | 0 | 0 | #DIV/0! | 0%
| American Crystal Sugar Co | 54214 | American Crystal Sugar East Grand Forks | MN | Polk | MISO | Industrial CHP | G1 |  | 7.5 | 7.5 | 7.5 | Conventional Steam Coal | SUB | ST | 1990 |  |  | (OP) Operating | [8 empty] | 47.9272 | -97.0071 | 0 | 0 | #DIV/0! | 0%
| American Crystal Sugar Co | 54210 | American Crystal Sugar Hillsboro | ND | Traill | MISO | Industrial CHP | G1 |  | 13.3 | 13.3 | 13.3 | Conventional Steam Coal | SUB | ST | 1990 |  |  | (OP) Operating | [8 empty] | 47.4376 | -97.0631 | 0 | 0 | #DIV/0! | 0%
| American Crystal Sugar Co | 54211 | American Crystal Sugar Moorhead | MN | Clay | SWPP | Industrial CHP | G1 |  | 5 | 5 | 5 | Conventional Steam Coal | SUB | ST | 1954.5 |  |  | (OP) Operating | [8 empty] | 46.9026 | -96.7611 | 0 | 0 | #DIV/0! | 0%
| Eagle Materials Co LLC | 54630 | American Gypsum Cogeneration | CO | Eagle | PSCO | Industrial CHP | D-1 |  | 9.6 | 7.6 | 8.4 | Petroleum Liquids | DFO | IC | 1990 |  |  | (SB) Standby/Backup: available for service but not normally used | [8 empty] | 39.6486 | -106.9494 | 0 | 0 | #DIV/0! | 0%
| Idaho Power Co | 809 | American Falls | ID | Power | IPCO | Electric Utility | 1 |  | 92.4 | 103.3 | 55.5 | Conventional Hydroelectric | WAT | HY | 1978 |  |  | (OA) Out of service but expected to return to service in next calendar year | [8 empty] | 42.7778 | -112.8764 | 0 | 0 | #DIV/0! | 0%
| American Falls Solar LLC | 60011 | American Falls Solar | ID | Power | IPCO | IPP Non-CHP | IPAF |  | 20 | 20 | 20 | Solar Photovoltaic | SUN | PV | 2017 |  |  | (OP) Operating |  | 26 | [6 empty] | 42.824 | -112.752 | 0 | 0 | #DIV/0! | 0%
| American Falls Solar II, LLC | 60012 | American Falls Solar II | ID | Power | IPCO | IPP Non-CHP | IPAF2 |  | 20 | 20 | 20 | Solar Photovoltaic | SUN | PV | 2017 |  |  | (OP) Operating |  | 26 | [6 empty] | 42.824 | -112.752 | 0 | 0 | #DIV/0! | 0%
| Arevon Energy, Inc. | 64360 | American Goldfinch SCS ACY2 NJ, LLC | NJ | Burlington | PJM | IPP Non-CHP | 30001 |  | 3.9 | 3.9 | 3.9 | Solar Photovoltaic | SUN | PV | 2020 |  |  | (OP) Operating |  | 5.5 | [6 empty] | 40.0856 | -74.8409 | 0 | 0 | #DIV/0! | 0%
| Portland General Electric Co | 8073 | Beaver | OR | Columbia | PGE | Electric Utility | 1 | CC1 | 610.7 | 492.8 | 541 | Natural Gas Fired Combined Cycle | NG | CT | 1977.75 |  |  | (OP) Operating | [8 empty] | 46.1724 | -123.1739 | 0 | 0 | #DIV/0! | 0%
| MN8 Energy LLC | 60777 | American Kings Solar, LLC | CA | Kings | CISO | IPP Non-CHP | GEN01 |  | 128 | 128 | 128 | Solar Photovoltaic | SUN | PV | 2020 |  |  | (OP) Operating |  | 172.3 | [6 empty] | 36.24 | -119.898 | 0 | 0 | #DIV/0! | 0%
| Ecoplexus, Inc | 59516 | American Legion PV 1 | NC | Halifax | PJM | IPP Non-CHP | AMLEG |  | 16 | 16 | 16 | Solar Photovoltaic | SUN | PV | 2017 |  |  | (OP) Operating |  | 20 | [6 empty] | 36.4183 | -77.6558 | 0 | 0 | #DIV/0! | 0%
| Today's Power, Inc. | 66587 | Americus | KS | Lyon | SWPP | Electric Utility | SOL |  | 1 | 1 | 1 | Solar Photovoltaic | SUN | PV | 2021 |  |  | (OP) Operating |  | 1.4 | [6 empty] | 38.5515 | -96.1509 | 0 | 0 | #DIV/0! | 0%
| Beaver Dam Energy LLC | 58811 | Beaver Dam | PA | Bradford | PJM | IPP Non-CHP | GEN1 |  | 22 | 21 | 21 | Natural Gas Internal Combustion Engine | NG | IC | 2016 |  |  | (OP) Operating | [8 empty] | 41.6114 | -76.8431 | 0 | 0 | #DIV/0! | 0%
| Amherst College | 58185 | Amherst College Co Gen | MA | Hampshire | ISNE | Commercial CHP | CTG |  | 1.2 | 1.2 | 1.2 | Natural Gas Fired Combustion Turbine | NG | GT | 2006 |  |  | (OP) Operating | [8 empty] | 42.3717 | -72.5122 | 0 | 0 | #DIV/0! | 0%
| Public Service Co of Colorado | 6207 | Ames Hydro | CO | San Miguel | WACM | Electric Utility | 1 |  | 3.6 | 2.8 | 2.8 | Conventional Hydroelectric | WAT | HY | 1906 |  |  | (OP) Operating | [8 empty] | 37.866 | -107.8831 | 0 | 0 | #DIV/0! | 0%
| Amethyst Solar LLC | 58730 | Amethyst Solar | NC | Rutherford | DUK | IPP Non-CHP | PV1 |  | 3 | 3 | 3 | Solar Photovoltaic | SUN | PV | 2016 |  |  | (OP) Operating |  | 4.3 | [6 empty] | 35.3169 | -81.9264 | 0 | 0 | #DIV/0! | 0%
| Ampersand Chowchilla Biomass LLC | 56706 | Ampersand Chowchilla Biomass LLC | CA | Madera | CISO | IPP Non-CHP | AMPC |  | 12.5 | 10.5 | 10.5 | Wood/Wood Waste Biomass | WDS | ST | 2008 |  |  | (OS) Out of service and NOT expected to return to service in next calendar year | [8 empty] | 37.1067 | -120.2485 | 0 | 0 | #DIV/0! | 0%
| Amherst Community Solar LLC | 66522 | Amherst Community Solar | NY | Erie | NYIS | IPP Non-CHP | 18208 |  | 5 | 5 | 5 | Solar Photovoltaic | SUN | PV | 2023 |  |  | (OP) Operating |  | 6.4 | [6 empty] | 43.0499 | -78.746 | 0 | 0 | #DIV/0! | 0%
| Appalachian Power Co | 67225 | Amherst Solar Facility (VA) | VA | Amherst | PJM | Electric Utility | 1 |  | 4.9 | 4.9 | 4.9 | Solar Photovoltaic | SUN | PV | 2023 |  |  | (OP) Operating |  | 7.5 | [6 empty] | 37.5536 | -79.0173 | 0 | 0 | #DIV/0! | 0%
| International Bound & Wtr Comm | 6128 | Amistad Dam & Power | TX | Val Verde | ERCO | Electric Utility | 1 |  | 66 | 58 | 58 | Conventional Hydroelectric | WAT | HY | 1983 |  |  | (OP) Operating | [8 empty] | 29.4498 | -101.0601 | 0 | 0 | #DIV/0! | 0%
| Amite Solar, LLC | 67088 | Amite Solar, LLC | LA | Tangipahoa | MISO | IPP Non-CHP | AMITE |  | 100 | 100 | 100 | Solar Photovoltaic | SUN | PV | 2025 |  |  | (OP) Operating | [8 empty] | 30.7977 | -90.5394 | 0 | 0 | #DIV/0! | 0%
| Central Rivers Power NH, LLC | 2354 | Amoskeag | NH | Hillsborough | ISNE | IPP Non-CHP | 1 |  | 16 | 16.8 | 17.5 | Conventional Hydroelectric | WAT | HY | 1922.6667 |  |  | (OP) Operating | [8 empty] | 43.0022 | -71.4721 | 0 | 0 | #DIV/0! | 0%
| American Mun Power-Ohio, Inc | 58082 | AMP Napoleon Solar Facility | OH | Henry | PJM | Electric Utility | NSF1 |  | 3.5 | 3.5 | 3.5 | Solar Photovoltaic | SUN | PV | 2012 |  |  | (OP) Operating |  | 4.2 | [6 empty] | 41.4067 | -84.1108 | 0 | 0 | #DIV/0! | 0%
| City of Woodsfield - (OH) | 2945 | Anadarko | OH | Monroe | PJM | Electric Utility | 10 |  | 7.8 | 7.8 | 7.8 | Petroleum Liquids | DFO | IC | 1968 |  |  | (SB) Standby/Backup: available for service but not normally used | [8 empty] | 39.757 | -81.1155 | 0 | 0 | #DIV/0! | 0%
| Luminace Solar Arizona 2, LLC | 60684 | Amphitheater High School Solar | AZ | Pima | TEPC | IPP Non-CHP | AHS1 |  | 1 | 1 | 1 | Solar Photovoltaic | SUN | PV | 2016 |  |  | (OP) Operating |  | 1.2 | [6 empty] | 32.269 | -110.975 | 0 | 0 | #DIV/0! | 0%
| Onyx Asset Services Group | 61904 | Amsterdam North | NY | Montgomery | NYIS | IPP Non-CHP | 10044 |  | 2 | 2 | 2 | Solar Photovoltaic | SUN | PV | 2018 |  |  | (OP) Operating |  | 3 | [6 empty] | 42.9536 | -74.1198 | 0 | 0 | #DIV/0! | 0%
| Onyx Asset Services Group | 61905 | Amsterdam South | NY | Montgomery | NYIS | IPP Non-CHP | 10045 |  | 2 | 2 | 2 | Solar Photovoltaic | SUN | PV | 2018 |  |  | (OP) Operating |  | 3 | [6 empty] | 42.949 | -74.1262 | 0 | 0 | #DIV/0! | 0%
| Big Sky Wind, LLC | 58000 | Anacacho Wind Farm, LLC | TX | Kinney | ERCO | IPP Non-CHP | ANA |  | 99.8 | 99.8 | 99.8 | Onshore Wind Turbine | WND | WT | 2012 |  |  | (OP) Operating | [8 empty] | 29.2347 | -100.2092 | 0 | 0 | #DIV/0! | 0%
| Alabama Power Co | 60680 | ANAD Solar Array | AL | Calhoun | SOCO | Electric Utility | 1 |  | 7.4 | 7.4 | 7.4 | Solar Photovoltaic | SUN | PV | 2017 |  |  | (OP) Operating |  | 9.7 | [6 empty] | 33.6267 | -85.9695 | 0 | 0 | #DIV/0! | 0%
| Chugach Electric Assn Inc | 96 | Beluga | AK | Kenai Peninsula |  | Electric Utility | 1 |  | 312.4 | 300.4 | 332 | Natural Gas Fired Combustion Turbine | NG | GT | 1972.8333 |  |  | (SB) Standby/Backup: available for service but not normally used | [8 empty] | 61.1861 | -151.0356 | 0 | 0 | #DIV/0! | 0%
| Black Hills Power, Inc. | 3325 | Ben French | SD | Pennington | WACM | Electric Utility | 1 |  | 110 | 78 | 110 | Petroleum Liquids | DFO | IC | 1970.6667 |  |  | (OP) Operating | [8 empty] | 44.0872 | -103.261 | 0 | 0 | #DIV/0! | 0%
| Anaheim Public Utilities | 59416 | Anaheim Solar Energy Plant | CA | Orange | CISO | Electric Utility | PV1 |  | 2.1 | 2 | 1.2 | Solar Photovoltaic | SUN | PV | 2014 |  |  | (OP) Operating |  | 2.4 | [6 empty] | 33.8025 | -117.9197 | 0 | 0 | #DIV/0! | 0%
| Cooperative Energy | 2068 | Benndale | MS | George | MISO | Electric Utility | BENU1 |  | 28.4 | 22.6 | 22.6 | Natural Gas Internal Combustion Engine | NG | IC | 2020 |  |  | (OP) Operating | [8 empty] | 30.8889 | -88.8054 | 0 | 0 | #DIV/0! | 0%
| Anderson Erickson Dairy | 56138 | Anderson Erickson | IA | Polk | MISO | Industrial Non-CHP | 1 |  | 2 | 2 | 2 | Petroleum Liquids | DFO | IC | 2000 |  |  | (OP) Operating | [8 empty] | 41.6014 | -93.5765 | 0 | 0 | #DIV/0! | 0%
| Anderson Solar Farm, LLC | 64409 | Anderson (SC) | SC | Anderson | DUK | IPP Non-CHP | ANDER |  | 2 | 2 | 2 | Solar Photovoltaic | SUN | PV | 2021 |  |  | (OP) Operating |  | 2.8 | [6 empty] | 34.4937 | -82.6761 | 0 | 0 | #DIV/0! | 0%
| Indiana Municipal Power Agency | 64244 | Anderson 3 | IN | Madison | PJM | Electric Utility | SAND3 |  | 8.7 | 8.7 | 7 | Solar Photovoltaic | SUN | PV | 2021 |  |  | (OP) Operating |  | 11.3 | [6 empty] | 40.0817 | -85.642 | 0 | 0 | #DIV/0! | 0%
| Indiana Municipal Power Agency | 64248 | Anderson 4 | IN | Madison | PJM | Electric Utility | SAND4 |  | 7.8 | 7.8 | 6.2 | Solar Photovoltaic | SUN | PV | 2021 |  |  | (OP) Operating |  | 10.4 | [6 empty] | 40.0827 | -85.6361 | 0 | 0 | #DIV/0! | 0%
| Indiana Municipal Power Agency | 64245 | Anderson 5 | IN | Madison | PJM | Electric Utility | SAND5 |  | 3 | 3 | 2.4 | Solar Photovoltaic | SUN | PV | 2021 |  |  | (OP) Operating |  | 4.1 | [6 empty] | 40.0859 | -85.6322 | 0 | 0 | #DIV/0! | 0%
| Indiana Municipal Power Agency | 64249 | Anderson 6 | IN | Madison | PJM | Electric Utility | SAND6 |  | 6.8 | 6.8 | 5.4 | Solar Photovoltaic | SUN | PV | 2022 |  |  | (OP) Operating |  | 8.8 | [6 empty] | 40.0851 | -85.7467 | 0 | 0 | #DIV/0! | 0%
| Green Mountain Power Corp | 3734 | Berlin 5 | VT | Washington | ISNE | Electric Utility | GT1 |  | 41.8 | 35 | 45.7 | Petroleum Liquids | KER | GT | 1972 |  |  | (OP) Operating | [8 empty] | 44.251 | -72.6027 | 0 | 17291.8 | #DIV/0! | 0%
| Strata Manager, LLC | 59115 | Anderson Farm LLC | NC | Sampson | CPLE | IPP Non-CHP | 1 |  | 1.9 | 1.9 | 1.9 | Solar Photovoltaic | SUN | PV | 2014 |  |  | (OP) Operating |  | 2.8 | [6 empty] | 34.9756 | -78.5167 | 0 | 0 | #DIV/0! | 0%
| U S Bureau of Reclamation | 6395 | Anderson Ranch | ID | Elmore | BPAT | Electric Utility | 1 |  | 40 | 40 | 40 | Conventional Hydroelectric | WAT | HY | 1950.5 |  |  | (OP) Operating | [8 empty] | 43.3571 | -115.4515 | 0 | 0 | #DIV/0! | 0%
| Chopin Wind, LLC | 58939 | Anderson Wind I | NM | Chaves | SWPP | IPP Non-CHP | AND1 |  | 5 | 5 | 5 | Onshore Wind Turbine | WND | WT | 2014 |  |  | (OP) Operating | [8 empty] | 33.0294 | -103.8558 | 0 | 0 | #DIV/0! | 0%
| Chopin Wind, LLC | 58940 | Anderson Wind II | NM | Chaves | SWPP | IPP Non-CHP | AND2 |  | 10 | 10 | 10 | Onshore Wind Turbine | WND | WT | 2014 |  |  | (OP) Operating | [8 empty] | 33.0139 | -103.865 | 0 | 0 | #DIV/0! | 0%
| VESI 25 LLC | 65952 | Andover Energy Storage Project | NJ | Sussex | PJM | IPP Non-CHP | AD1 |  | 20 | 20 | 20 | Batteries | MWH | BA | 2023 |  |  | (OP) Operating | 20 | [7 empty] | 40.9808 | -74.7609 | 0 | 0 | #DIV/0! | 0%
| Ballantyne LLC | 66017 | Andresen Solar | MN | Chippewa | MISO | IPP Non-CHP | ANDR |  | 1 | 1 | 1 | Solar Photovoltaic | SUN | PV | 2023 |  |  | (OP) Operating |  | 1.7 | [6 empty] | 44.9356 | -95.3746 | 0 | 0 | #DIV/0! | 0%
| Cypress Creek Renewables | 59497 | Andrew Solar | NC | Craven | DUK | IPP Non-CHP | PV1 |  | 5 | 5 | 5 | Solar Photovoltaic | SUN | PV | 2015 |  |  | (OP) Operating |  | 6.4 | [6 empty] | 35.1608 | -77.1099 | 0 | 0 | #DIV/0! | 0%
| Andromeda Community Solar | 61181 | Andromeda Community Solar | MN | McLeod | MISO | IPP Non-CHP | OACS1 |  | 5 | 4.5 | 4.5 | Solar Photovoltaic | SUN | PV | 2017 |  |  | (OP) Operating |  | 1.3 | [6 empty] | 44.9019 | -94.0316 | 0 | 0 | #DIV/0! | 0%
| Inside Passage Elec Coop, Inc | 7462 | Angoon | AK | Skagway Hoonah Angoon |  | Electric Utility | 1A |  | 1.5 | 1.5 | 1.5 | Petroleum Liquids | DFO | IC | 1999 |  |  | (OP) Operating | [8 empty] | 57.4992 | -134.5861 | 0 | 0 | #DIV/0! | 0%
| Anemoi Energy Storage, LLC | 67236 | Anemoi Energy Storage | TX | Hidalgo | ERCO | IPP Non-CHP | ANEM1 |  | 200 | 200 | 200 | Batteries | MWH | BA | 2024 |  |  | (OP) Operating | 400 | [7 empty] | 26.45 | -98.48 | 0 | 0 | #DIV/0! | 0%
| Angel Fire Energy Facility, LLC | 64695 | Angel Fire Energy Facility | NM | Colfax | PNM | Electric Utility | BESS |  | 11.2 | 11.2 | 11.2 | Batteries | MWH | BA | 2023 |  |  | (OP) Operating | 15 | [7 empty] | 36.4169 | -105.2807 | 0 | 0 | #DIV/0! | 0%
| Cypress Creek Renewables | 58731 | Angel Solar | NC | Catawba | DUK | IPP Non-CHP | PV1 |  | 5 | 5 | 5 | Solar Photovoltaic | SUN | PV | 2015 |  |  | (OP) Operating |  | 6.4 | [6 empty] | 35.6511 | -81.2086 | 0 | 0 | #DIV/0! | 0%
| NSF Angelica Site 1, LLC | 66061 | Angelica Solar Site 1 | NY | Allegany | NYIS | IPP Non-CHP | A1 |  | 5 | 5 | 5 | Solar Photovoltaic | SUN | PV | 2022 |  |  | (OP) Operating |  | 7.1 | [6 empty] | 42.3064 | -78.0704 | 0 | 0 | #DIV/0! | 0%
| NSF Angelica Site 2, LLC | 66062 | Angelica Solar Site 2 | NY | Allegany | NYIS | IPP Non-CHP | A2 |  | 5 | 5 | 5 | Solar Photovoltaic | SUN | PV | 2022 |  |  | (OP) Operating |  | 7.1 | [6 empty] | 42.3044 | -78.0767 | 0 | 0 | #DIV/0! | 0%
| NSF Angelica Site 3, LLC | 66063 | Angelica Solar Site 3 | NY | Allegany | NYIS | IPP Non-CHP | A3 |  | 5 | 5 | 5 | Solar Photovoltaic | SUN | PV | 2022 |  |  | (OP) Operating |  | 7.1 | [6 empty] | 42.3015 | -78.0749 | 0 | 0 | #DIV/0! | 0%
| NSF Angelica Site 4, LLC | 66064 | Angelica Solar Site 4 | NY | Allegany | NYIS | IPP Non-CHP | A4 |  | 5 | 5 | 5 | Solar Photovoltaic | SUN | PV | 2022 |  |  | (OP) Operating |  | 7.1 | [6 empty] | 42.303 | -78.0709 | 0 | 0 | #DIV/0! | 0%
| Angelo Solar, LLC | 68145 | Angelo Solar | TX | Tom Green | ERCO | IPP Non-CHP | ANGSO |  | 195 | 195 | 195 | Solar Photovoltaic | SUN | PV | 2025 |  |  | (OP) Operating | [8 empty] | 31.51 | -100.58 | 0 | 0 | #DIV/0! | 0%
| Angelo Storage, LLC | 68146 | Angelo Storage | TX | Tom Green | ERCO | IPP Non-CHP | ANGBA |  | 100 | 100 | 100 | Batteries | MWH | BA | 2025 |  |  | (OP) Operating | 249.4 | [7 empty] | 31.5136 | -100.5836 | 0 | 0 | #DIV/0! | 0%
| Utica Water & Power Authority | 215 | Angels | CA | Calaveras | CISO | IPP Non-CHP | 1 |  | 1.4 | 0.7 | 1 | Conventional Hydroelectric | WAT | HY | 1940 |  |  | (OP) Operating | [8 empty] | 38.0719 | -120.5394 | 0 | 0 | #DIV/0! | 0%
| Strata Manager, LLC | 58867 | Angier Farm | NC | Harnett | CPLE | IPP Non-CHP | 1 |  | 5 | 5 | 5 | Solar Photovoltaic | SUN | PV | 2013 |  |  | (OP) Operating |  | 5.7 | [6 empty] | 35.5164 | -78.75 | 0 | 0 | #DIV/0! | 0%
| Engie North America | 64295 | Angleton | TX | Brazoria | ERCO | IPP Non-CHP | ANGLE |  | 9.9 | 9.9 | 9.9 | Batteries | MWH | BA | 2020 |  |  | (OP) Operating | 9.9 | [7 empty] | 29.1671 | -95.4407 | 0 | 0 | #DIV/0! | 0%
| Angola Solar, LLC | 64500 | Angola Solar, LLC | MI | Branch | MISO | IPP Non-CHP | FACAN |  | 2 | 2 | 2 | Solar Photovoltaic | SUN | PV | 2021 |  |  | (OP) Operating |  | 2.8 | [6 empty] | 41.8348 | -85.0074 | 0 | 0 | #DIV/0! | 0%
| Homer Electric Assn Inc | 6292 | Bernice Lake | AK | Kenai Peninsula |  | Electric Utility | 2 |  | 76.7 | 62.4 | 71 | Natural Gas Fired Combustion Turbine | NG | GT | 1976.6667 |  |  | (OP) Operating | [8 empty] | 60.6935 | -151.3874 | 0 | 0 | #DIV/0! | 0%
| Bloom Energy | 66456 | Anheuser Busch - Fairfield | CA | Solano | CISO | IPP Non-CHP | ANB00 |  | 2.6 | 2.6 | 2.6 | Other Natural Gas | NG | FC | 2022 |  |  | (OP) Operating | [8 empty] | 38.2352 | -122.0927 | 0 | 0 | #DIV/0! | 0%
| Anheuser-Busch Inc | 10431 | Anheuser-Busch Jacksonville | FL | Duval | JEA | Industrial CHP | GEN1 |  | 8.7 | 8.7 | 8.7 | Natural Gas Fired Combustion Turbine | NG | GT | 1987 |  |  | (OP) Operating | [8 empty] | 30.4342 | -81.6453 | 0 | 0 | #DIV/0! | 0%
| Foundation HA Energy Generation, LLC | 59331 | Anheuser-Busch #2 | CA | Solano | CISO | Industrial Non-CHP | ANB2 |  | 1.6 | 1.6 | 1.6 | Onshore Wind Turbine | WND | WT | 2014 |  |  | (OP) Operating | [8 empty] | 38.2336 | -122.0925 | 0 | 0 | #DIV/0! | 0%
| AES Distributed Energy | 61575 | Anheuser-Busch Baldwinsville | NY | Onondaga | NYIS | IPP Non-CHP | BAL01 |  | 2 | 2 | 2 | Solar Photovoltaic | SUN | PV | 2018 |  |  | (OP) Operating |  | 2.8 | [6 empty] | 43.1515 | -76.4148 | 0 | 0 | #DIV/0! | 0%
| Berry Petroleum Co | 50170 | Berry Cogen | CA | Kern | CISO | Industrial CHP | GEN1 |  | 38.7 | 35 | 37.5 | Natural Gas Fired Combustion Turbine | NG | GT | 1986 |  |  | (OP) Operating | [8 empty] | 35.093 | -119.4436 | 0 | 0 | #DIV/0! | 0%
| Aniak Light & Power Co Inc | 7182 | Aniak | AK | Bethel |  | Electric Utility | 10 |  | 1.7 | 1.7 | 1.7 | Petroleum Liquids | DFO | IC | 2010 |  |  | (OP) Operating | [8 empty] | 61.5807 | -159.5356 | 0 | 0 | #DIV/0! | 0%
| Florida Power & Light Co | 65431 | Anhinga Solar Energy Center | FL | Clay | FPL | Electric Utility | 1 |  | 74.5 | 74.5 | 74.5 | Solar Photovoltaic | SUN | PV | 2023 |  |  | (OP) Operating |  | 83.4 | [6 empty] | 29.8821 | -81.6762 | 0 | 0 | #DIV/0! | 0%
| City of Anita - (IA) | 1123 | Anita | IA | Cass | MISO | Electric Utility | 2 |  | 2.9 | 2.7 | 2.9 | Petroleum Liquids | DFO | IC | 1978.6 |  |  | (OP) Operating | [8 empty] | 41.4442 | -94.7665 | 0 | 0 | #DIV/0! | 0%
| Shadow Wolf Energy | 52096 | Berry Placerita Cogen | CA | Los Angeles | CISO | Industrial CHP | GEN1 |  | 42.8 | 40 | 41.4 | Natural Gas Fired Combustion Turbine | NG | GT | 1990 |  |  | (OP) Operating | [8 empty] | 34.3841 | -118.4949 | 0 | 0 | #DIV/0! | 0%
| Enel Green Power NA, Inc. | 60520 | Annandale Solar | MN | Wright | MISO | IPP Non-CHP | PV1 |  | 6 | 6 | 6 | Solar Photovoltaic | SUN | PV | 2016 |  |  | (OP) Operating |  | 9.1 | [6 empty] | 45.247 | -94.1069 | 0 | 0 | #DIV/0! | 0%
| Annapolis Solar Park, LLC | 60681 | Annapolis Solar Park, LLC | MD | Anne Arundel | PJM | IPP Non-CHP | ASP12 |  | 12 | 12 | 12 | Solar Photovoltaic | SUN | PV | 2018 |  |  | (OP) Operating |  | 18 | [6 empty] | 38.9921 | -76.5738 | 0 | 0 | #DIV/0! | 0%
| Standard Solar | 62407 | Anne Arundel County Public Schools | MD | Anne Arundel | PJM | IPP Non-CHP | X0001 |  | 1 | 1 | 1 | Solar Photovoltaic | SUN | PV | 2017 |  |  | (OP) Operating |  | 1.4 | [6 empty] | 39.1373 | -76.498 | 0 | 0 | #DIV/0! | 0%
| AES Distributed Energy | 63474 | Annese Solar Project Hybrid CSG | MA | Worcester | ISNE | IPP Non-CHP | ANNES |  | 7.8 | 7.8 | 7.8 | Solar Photovoltaic | SUN | PV | 2020 |  |  | (OP) Operating |  | 7 | [6 empty] | 42.0755 | -72.0052 | 0 | 0 | #DIV/0! | 0%
| Alaska Electric Light & Power Co. | 62 | Annex Creek | AK | Juneau |  | Electric Utility | 5 |  | 4 | 3.6 | 3.6 | Conventional Hydroelectric | WAT | HY | 1915 |  |  | (OP) Operating | [8 empty] | 58.3176 | -134.101 | 0 | 0 | #DIV/0! | 0%
| Gopher Energy Storage, LLC | 62908 | Anoka BESS | MN | Anoka | MISO | IPP Non-CHP | BA |  | 6 | 6 | 6 | Batteries | MWH | BA | 2018 |  |  | (OP) Operating | 12 | [7 empty] | 45.32 | -93.48 | 0 | 0 | #DIV/0! | 0%
| SoCore Energy LLC | 62061 | Anoka County MN CONX | MN | Anoka | MISO | IPP Non-CHP | PV1 |  | 3.4 | 3.4 | 3.4 | Solar Photovoltaic | SUN | PV | 2018 |  |  | (OP) Operating |  | 4.6 | [6 empty] | 45.2347 | -93.483 | 0 | 0 | #DIV/0! | 0%
| Billerud Quinnesec Mill | 50251 | Billerud Quinnesec Mill | MI | Dickinson | MISO | Industrial CHP | GEN1 |  | 56 | 59 | 59 | Wood/Wood Waste Biomass | BLQ | ST | 1998 |  |  | (OP) Operating | [8 empty] | 45.7956 | -87.9556 | 0 | 0 | #DIV/0! | 0%
| City of Ansley - (NE) | 2214 | Ansley | NE | Custer | SWPP | Electric Utility | 2 |  | 1.5 | 1.3 | 1.3 | Natural Gas Internal Combustion Engine | NG | IC | 1972.5 |  |  | (OP) Operating | [8 empty] | 41.2892 | -99.3863 | 0 | 0 | #DIV/0! | 0%
| Biomass One LP | 10869 | Biomass One LP | OR | Jackson | PACW | IPP Non-CHP | BBC |  | 40 | 36.5 | 36.5 | Wood/Wood Waste Biomass | WDS | ST | 1993 |  |  | (SB) Standby/Backup: available for service but not normally used | [8 empty] | 42.4361 | -122.85 | 0 | 0 | #DIV/0! | 0%
| Eagle Creek Renewable Energy, LLC | 10186 | Anson Abenaki Hydros | ME | Somerset | ISNE | IPP Non-CHP | AB1 |  | 29 | 25.1 | 25.1 | Conventional Hydroelectric | WAT | HY | 1981.3077 |  |  | (OP) Operating | [8 empty] | 44.7975 | -69.8867 | 0 | 0 | #DIV/0! | 0%
| ND Paper, Inc. | 10234 | Biron Mill | WI | Wood | MISO | Industrial CHP | GEN1 |  | 61.6 | 55.3 | 55.3 | Conventional Steam Coal | BIT | ST | 1963.75 |  |  | (OA) Out of service but expected to return to service in next calendar year | [8 empty] | 44.43 | -89.78 | 0 | 0 | #DIV/0! | 0%
| Engie North America | 64026 | ANSON Solar Center, LLC | TX | Jones | ERCO | IPP Non-CHP | SF1 |  | 200 | 200 | 200 | Solar Photovoltaic | SUN | PV | 2021 |  |  | (OP) Operating |  | 261.1 | [6 empty] | 32.811 | -99.9175 | 0 | 0 | #DIV/0! | 0%
| Cypress Creek Renewables | 61526 | Antanavica Solar | MA | Worcester | ISNE | IPP Non-CHP | GEN1 |  | 1 | 1 | 1 | Solar Photovoltaic | SUN | PV | 2018 |  |  | (OP) Operating |  | 1.4 | [6 empty] | 42.2508 | -71.9489 | 0 | 0 | #DIV/0! | 0%
| Antares Community Solar | 61176 | Antares Community Solar | MN | Lyon | MISO | IPP Non-CHP | FACS1 |  | 3 | 2.7 | 2.7 | Solar Photovoltaic | SUN | PV | 2018 |  |  | (OP) Operating |  | 1.3 | [6 empty] | 44.2262 | -95.6238 | 0 | 0 | #DIV/0! | 0%
| MN8 Energy LLC | 59495 | Antares-GRE 314 East Lyme LLC | CT | New London | ISNE | IPP Non-CHP | GRE01 |  | 4 | 4 | 4 | Solar Photovoltaic | SUN | PV | 2014 |  |  | (OP) Operating |  | 5 | [6 empty] | 41.4169 | -72.2344 | 0 | 0 | #DIV/0! | 0%
| AES Distributed Energy | 60279 | Antelope Big Sky Ranch | CA | Los Angeles | CISO | IPP Non-CHP | ABSR |  | 20 | 19 | 19 | Solar Photovoltaic | SUN | PV | 2016 |  |  | (OP) Operating |  | 26 | [6 empty] | 34.6948 | -118.2877 | 0 | 0 | #DIV/0! | 0%
| Antelope Creek Solar, LLC | 68444 | Antelope Creek | OR | Jackson | PACW | IPP Non-CHP | PV1 |  | 2.3 | 2.3 | 2.3 | Solar Photovoltaic | SUN | PV | 2024 |  |  | (OP) Operating |  | 3.4 | [6 empty] | 42.468 | -122.833 | 0 | 0 | #DIV/0! | 0%
| AES Distributed Energy | 60186 | Antelope DSR 1 | CA | Los Angeles | CISO | IPP Non-CHP | DSR1 |  | 50 | 48 | 46 | Solar Photovoltaic | SUN | PV | 2016 |  |  | (OP) Operating |  | 62.1 | [6 empty] | 34.6556 | -118.2807 | 0 | 0 | #DIV/0! | 0%
| AES Distributed Energy | 60187 | Antelope DSR 2 | CA | Los Angeles | CISO | IPP Non-CHP | DSR2 |  | 5 | 5 | 5 | Solar Photovoltaic | SUN | PV | 2016 |  |  | (OP) Operating |  | 6.3 | [6 empty] | 34.6869 | -118.3117 | 0 | 0 | #DIV/0! | 0%
| AES Distributed Energy | 61265 | Antelope DSR 3 | CA | Los Angeles | CISO | IPP Non-CHP | ADSR3 |  | 20 | 20 | 20 | Solar Photovoltaic | SUN | PV | 2019 |  |  | (OP) Operating |  | 25 | [6 empty] | 34.7369 | -118.3041 | 0 | 0 | #DIV/0! | 0%
| AES Distributed Energy | 62320 | Antelope Expansion 1B | CA | Los Angeles | CISO | IPP Non-CHP | ANE1B |  | 17 | 17 | 17 | Solar Photovoltaic | SUN | PV | 2022 |  |  | (OP) Operating |  | 22.3 | [6 empty] | 34.7161 | -118.2592 | 0 | 0 | #DIV/0! | 0%
| AES Distributed Energy | 61264 | Antelope Expansion 2 | CA | Los Angeles | CISO | IPP Non-CHP | ANTX2 |  | 105 | 105 | 105 | Solar Photovoltaic | SUN | PV | 2018 |  |  | (OP) Operating |  | 130 | [6 empty] | 34.745 | -118.3092 | 0 | 0 | #DIV/0! | 0%
| AES Distributed Energy | 62673 | Antelope Expansion 3A | CA | Los Angeles | CISO | IPP Non-CHP | ANX3A |  | 15 | 15 | 15 | Solar Photovoltaic | SUN | PV | 2021 |  |  | (OP) Operating |  | 19 | [6 empty] | 34.7289 | -118.3221 | 0 | 0 | #DIV/0! | 0%
| AES Distributed Energy | 62674 | Antelope Expansion 3B | CA | Los Angeles | CISO | IPP Non-CHP | ANX3B |  | 5 | 5 | 5 | Solar Photovoltaic | SUN | PV | 2021 |  |  | (OP) Operating |  | 6.3 | [6 empty] | 34.7202 | -118.3225 | 0 | 0 | #DIV/0! | 0%
| Blossburg Power, LLC | 3120 | Blossburg | PA | Tioga | PJM | IPP Non-CHP | 1 |  | 24 | 20.9 | 19 | Natural Gas Fired Combustion Turbine | NG | GT | 1971 |  |  | (OP) Operating | [8 empty] | 41.7065 | -77.0818 | 0 | 0 | #DIV/0! | 0%
| City of Anthony - (KS) | 1258 | Anthony | KS | Harper | SWPP | Electric Utility | IC1 |  | 11.1 | 11.1 | 11.1 | Natural Gas Internal Combustion Engine | NG | IC | 1976.3333 |  |  | (OP) Operating | [8 empty] | 37.1517 | -98.0311 | 0 | 0 | #DIV/0! | 0%
| Architect of the Capitol, Capitol Power Plant | 63347 | AOC, Capitol Power Plant | DC | District of Columbia | PJM | Commercial CHP | CTG1 |  | 7.5 | 7.5 | 7.5 | Natural Gas Fired Combustion Turbine | NG | GT | 2018 |  |  | (OP) Operating | [8 empty] | 38.8827 | -77.0074 | 0 | 0 | #DIV/0! | 0%
| GEM Energy LLC | 59489 | Anthony Wayne Solar #1 | OH | Lucas | PJM | IPP Non-CHP | AWS1 |  | 1.7 | 1.7 | 1.2 | Solar Photovoltaic | SUN | PV | 2014 |  |  | (OP) Operating |  | 2.1 | [6 empty] | 41.6272 | -83.5747 | 0 | 0 | #DIV/0! | 0%
| Anticline Wind, LLC | 67193 | Anticline Wind | WY | Natrona | WACM | IPP Non-CHP | AC |  | 124.3 | 124.3 | 124.3 | Onshore Wind Turbine | WND | WT | 2024 |  |  | (OP) Operating | [8 empty] | 43.1461 | -106.3473 | 0 | 0 | #DIV/0! | 0%
| Wisconsin Public Service Corp | 67724 | Antigo-Forrest Street Solar Project | WI | Langlade | MISO | Electric Utility | 20243 |  | 6 | 6 | 6 | Solar Photovoltaic | SUN | PV | 2024 |  |  | (OP) Operating |  | 6.9 | [6 empty] | 45.1239 | -89.1754 | 0 | 0 | #DIV/0! | 0%
| Antlia Community Solar | 60937 | Antlia Community Solar | MN | Pipestone | MISO | IPP Non-CHP | IACS1 |  | 2 | 1.8 | 1.8 | Solar Photovoltaic | SUN | PV | 2017 |  |  | (OP) Operating |  | 1.3 | [6 empty] | 43.9065 | -96.1382 | 0 | 0 | #DIV/0! | 0%
| Antrim Wind Energy LLC | 59953 | Antrim Wind | NH | Hillsborough | ISNE | IPP Non-CHP | AWND1 |  | 28.8 | 28.8 | 28.8 | Onshore Wind Turbine | WND | WT | 2019 |  |  | (OP) Operating | [8 empty] | 43.0643 | -72.0063 | 0 | 0 | #DIV/0! | 0%
| NorthWestern Energy - (SD) | 65295 | Bob Glanzer Generating Station | SD | Beadle | SWPP | Electric Utility | HG1 |  | 69 | 55.2 | 55.2 | Natural Gas Internal Combustion Engine | NG | IC | 2022 |  |  | (OP) Operating | [8 empty] | 44.3695 | -98.1722 | 0 | 0 | #DIV/0! | 0%
| AP North Lake I, LP | 59610 | AP North Lake I, LP | CA | Riverside | CISO | IPP Non-CHP | APNLI |  | 20 | 20 | 20 | Solar Photovoltaic | SUN | PV | 2015 |  |  | (OP) Operating |  | 24.5 | [6 empty] | 33.74 | -117.0106 | 0 | 0 | #DIV/0! | 0%
| AP Sunray LLC | 64258 | AP Sunray LLC | TX | Uvalde | ERCO | IPP Non-CHP | OCISR |  | 203.5 | 203.5 | 203.5 | Solar Photovoltaic | SUN | PV | 2024 |  |  | (OP) Operating |  | 270 | [6 empty] | 29.2918 | -99.6124 | 0 | 0 | #DIV/0! | 0%
| Arizona Electric Pwr Coop Inc | 60964 | Apache Solar I | AZ | Cochise | WALC | Electric Utility | AEPB1 |  | 40 | 40 | 40 | Batteries | MWH | BA | 2021.6667 |  |  | (OP) Operating | 40 | [7 empty] | 32.0681 | -109.8904 | 0 | 0 | #DIV/0! | 0%
| Boise White Paper LLC | 10486 | Boise Cascade International Falls | MN | Koochiching | MISO | Industrial CHP | GEN 6 |  | 52.3 | 40 | 40 | Wood/Wood Waste Biomass | BLQ | ST | 2015 |  |  | (OP) Operating | [8 empty] | 48.6067 | -93.4066 | 0 | 0 | #DIV/0! | 0%
| Florida Power & Light Co | 65432 | Apalachee | FL | Jackson | FPL | Electric Utility | 1 |  | 74.5 | 74.5 | 74.5 | Solar Photovoltaic | SUN | PV | 2023 |  |  | (OP) Operating |  | 98.5 | [6 empty] | 30.7605 | -85.0695 | 0 | 0 | #DIV/0! | 0%
| Tennessee Valley Authority | 3394 | Apalachia | TN | Polk | TVA | Electric Utility | 1 |  | 93.6 | 82.4 | 82.4 | Conventional Hydroelectric | WAT | HY | 1943 |  |  | (OP) Operating | [8 empty] | 35.1677 | -84.2956 | 0 | 0 | #DIV/0! | 0%
| Westbound Solar LLC | 64565 | Apalachicola | GA | Richmond | SOCO | IPP Non-CHP | GPAPA |  | 2.5 | 2.5 | 2.5 | Solar Photovoltaic | SUN | PV | 2019 |  |  | (OP) Operating |  | 3.5 | [6 empty] | 33.3363 | -82.0606 | 0 | 0 | #DIV/0! | 0%
| US Dept of Army, Garrison, APG | 61282 | APG Combined Heat and Power Plant | MD | Harford | PJM | Commercial CHP | GEN1 |  | 7.9 | 6.2 | 9 | Natural Gas Fired Combustion Turbine | NG | GT | 2016 |  |  | (OP) Operating | [8 empty] | 39.3975 | -76.2991 | 0 | 0 | #DIV/0! | 0%
| Apex Solar LLC | 64189 | Apex Solar | MT | Beaverhead | NWMT | IPP Non-CHP | RSNAK |  | 80 | 80 | 80 | Solar Photovoltaic | SUN | PV | 2023 |  |  | (OP) Operating |  | 106 | [6 empty] | 45.236 | -112.746 | 0 | 0 | #DIV/0! | 0%
| Southern Power Co | 58489 | Apex Solar PV Power Project | NV | Clark | NEVP | IPP Non-CHP | 1 |  | 20 | 20 | 20 | Solar Photovoltaic | SUN | PV | 2012 |  |  | (OP) Operating |  | 24.8 | [6 empty] | 36.39 | -114.97 | 0 | 0 | #DIV/0! | 0%
| Apple, Inc | 59557 | Apple Campus 2 Fuel Cell | CA | Santa Clara | CISO | Industrial Non-CHP | AC2FC |  | 4 | 4 | 4 | Landfill Gas | LFG | FC | 2017 |  |  | (OP) Operating | [8 empty] | 37.33 | -122.01 | 0 | 0 | #DIV/0! | 0%
| Onyx Asset Services Group | 62629 | APG New Chesapeake | MD | Harford | PJM | IPP Non-CHP | 10115 |  | 2.3 | 2.3 | 2.3 | Solar Photovoltaic | SUN | PV | 2018 |  |  | (OP) Operating |  | 3.3 | [6 empty] | 39.4937 | -76.1467 | 0 | 0 | #DIV/0! | 0%
| Onyx Asset Services Group | 62628 | APG Old Bayside | MD | Harford | PJM | IPP Non-CHP | 10115 |  | 1.7 | 1.7 | 1.7 | Solar Photovoltaic | SUN | PV | 2018 |  |  | (OP) Operating |  | 2.4 | [6 empty] | 39.499 | -76.1461 | 0 | 0 | #DIV/0! | 0%
| Sunrise on Wing Ln. LLC | 68773 | Apollo | MA | Bristol | ISNE | IPP Non-CHP | 52 |  | 3.8 | 3.8 | 3.8 | Solar Photovoltaic | SUN | PV | 2021 |  |  | (OP) Operating |  | 3.5 | [6 empty] | 41.6791 | -70.8944 | 0 | 0 | #DIV/0! | 0%
| Appaloosa Run Wind, LLC | 65335 | Appaloosa Run Wind | TX | Upton | ERCO | IPP Non-CHP | WAPPA |  | 171.8 | 171.8 | 171.8 | Onshore Wind Turbine | WND | WT | 2022 |  |  | (OP) Operating | [8 empty] | 31.1573 | -101.8316 | 0 | 0 | #DIV/0! | 0%
| Greenbacker Renewable Energy Corporation | 65678 | Appaloosa Solar I | UT | Iron | PACE | IPP Non-CHP | AS1A |  | 200 | 198 | 198 | Solar Photovoltaic | SUN | PV | 2024 |  |  | (OP) Operating |  | 120 | [6 empty] | 37.8402 | -113.1359 | 0 | 0 | #DIV/0! | 0%
| Apple Blossom Wind, LLC | 58690 | Apple Blossom Wind Farm | MI | Huron | MISO | IPP Non-CHP | APLB1 |  | 100 | 100 | 100 | Onshore Wind Turbine | WND | WT | 2017 |  |  | (OP) Operating | [8 empty] | 43.815 | -83.315 | 0 | 0 | #DIV/0! | 0%
| Bloom Energy | 66457 | Apple Staten Island - Industrial Loop | NY | Richmond | NYIS | IPP Non-CHP | APP18 |  | 5 | 5 | 5 | Other Natural Gas | NG | FC | 2022 |  |  | (OP) Operating | [8 empty] | 40.5522 | -74.2326 | 0 | 0 | #DIV/0! | 0%
| Apple, Inc | 59473 | Apple Campus 2 PV | CA | Santa Clara | CISO | Industrial Non-CHP | AC2PV |  | 14.4 | 12.4 | 9.5 | Solar Photovoltaic | SUN | PV | 2017 |  |  | (OP) Operating |  | 15.8 | [6 empty] | 37.33 | -122.01 | 0 | 0 | #DIV/0! | 0%
| ACM Solar, LLC. | 64040 | Apple Canyon Lake Solar | IL | Jo Daviess | MISO | IPP Non-CHP | 1 |  | 1.2 | 1.2 | 1.2 | Solar Photovoltaic | SUN | PV | 2020 |  |  | (OP) Operating |  | 1.6 | [6 empty] | 42.4367 | -90.1796 | 0 | 0 | #DIV/0! | 0%
| Apple, Inc | 58701 | Apple Data Center - PV2 | NC | Catawba | DUK | Commercial Non-CHP | PV2 |  | 20 | 19.4 | 16.5 | Solar Photovoltaic | SUN | PV | 2013 |  |  | (OP) Operating |  | 25 | [6 empty] | 35.7389 | -81.2078 | 0 | 0 | #DIV/0! | 0%
| Apple, Inc | 57994 | Apple Data Center PV | NC | Catawba | DUK | Commercial Non-CHP | PV1 |  | 21 | 20 | 16.5 | Solar Photovoltaic | SUN | PV | 2013 |  |  | (OP) Operating |  | 25 | [6 empty] | 35.5881 | -81.252 | 0 | 0 | #DIV/0! | 0%
| Apple, Inc | 59474 | Apple Data Center PV3 | NC | Catawba | DUK | Commercial Non-CHP | DCPV3 |  | 17.5 | 17.5 | 14.4 | Solar Photovoltaic | SUN | PV | 2015 |  |  | (OP) Operating |  | 21.9 | [6 empty] | 35.715 | -81.15 | 0 | 0 | #DIV/0! | 0%
| Apple Grove Solar, LLC | 65224 | Apple Grove Solar, LLC | VA | Louisa | PJM | IPP Non-CHP | ENX15 |  | 18.6 | 18.6 | 18.6 | Solar Photovoltaic | SUN | PV | 2023 |  |  | (OP) Operating |  | 20.1 | [6 empty] | 37.9195 | -77.862 | 0 | 0 | #DIV/0! | 0%
| Cypress Creek Renewables | 58828 | Apple One | NC | Catawba | DUK | IPP Non-CHP | PV1 |  | 5 | 5 | 5 | Solar Photovoltaic | SUN | PV | 2015 |  |  | (OP) Operating |  | 6.4 | [6 empty] | 35.6294 | -81.1569 | 0 | 0 | #DIV/0! | 0%
| Northern States Power Co - Minnesota | 6231 | Apple River | WI | St Croix | MISO | Electric Utility | 1 |  | 2.4 | 1.4 | 1.7 | Conventional Hydroelectric | WAT | HY | 1901 | 12 | 2044 | (OP) Operating | [8 empty] | 45.1576 | -92.7162 | 0 | 0 | #DIV/0! | 0%
| Bloom Energy | 66460 | Apple Staten Island - Winant Place | NY | Richmond | NYIS | IPP Non-CHP | APP21 |  | 5 | 5 | 5 | Other Natural Gas | NG | FC | 2022 |  |  | (OP) Operating | [8 empty] | 40.5366 | -74.2409 | 0 | 0 | #DIV/0! | 0%
| Sid Richardson Carbon Ltd | 50067 | Borger Plant | TX | Hutchinson | SWPP | Industrial CHP | GEN1 |  | 30 | 20 | 20 | Other Gases | BFG | ST | 1985 |  |  | (OP) Operating | [8 empty] | 35.6647 | -101.4354 | 0 | 0 | #DIV/0! | 0%
| Wisconsin Electric Power Co | 4043 | Appleton | WI | Outagamie | MISO | Electric Utility | 4 |  | 2.2 | 2.2 | 2.2 | Conventional Hydroelectric | WAT | HY | 1937.3333 |  |  | (OP) Operating | [8 empty] | 44.2539 | -88.4096 | 0 | 0 | #DIV/0! | 0%
| Aqua America Inc | 57280 | Aqua Ingrams Mill | PA | Chester | PJM | IPP Non-CHP | 1 |  | 1 | 0.9 | 0.7 | Solar Photovoltaic | SUN | PV | 2009 |  |  | (OP) Operating |  | 1.2 | [6 empty] | 39.9647 | -75.6578 | 0 | 0 | #DIV/0! | 0%
| Aquamarine Westside LLC | 62547 | Aquamarine | CA | Kings | CISO | IPP Non-CHP | AQUAM |  | 250 | 250 | 250 | Solar Photovoltaic | SUN | PV | 2021 |  |  | (OP) Operating |  | 325 | [6 empty] | 36.1897 | -119.9042 | 0 | 0 | #DIV/0! | 0%
| National Grid Renewables | 61710 | Aquarius Community Solar | MN | Lyon | MISO | IPP Non-CHP | AQUA |  | 1 | 1 | 1 | Solar Photovoltaic | SUN | PV | 2019 |  |  | (OP) Operating |  | 1.5 | [6 empty] | 44.2291 | -95.6201 | 0 | 0 | #DIV/0! | 0%
| National Grid Renewables | 61704 | Aquila Community Solar | MN | Pope | MISO | IPP Non-CHP | AQUI |  | 1 | 1 | 1 | Solar Photovoltaic | SUN | PV | 2019 |  |  | (OP) Operating |  | 1.5 | [6 empty] | 45.6511 | -95.3401 | 0 | 0 | #DIV/0! | 0%
| Leeward Asset Management, LLC | 56336 | Aragonne Wind LLC | NM | Guadalupe | PNM | IPP Non-CHP | 1 |  | 235 | 235 | 235 | Onshore Wind Turbine | WND | WT | 2014 |  |  | (OP) Operating | [8 empty] | 34.8147 | -105.0108 | 0 | 0 | #DIV/0! | 0%
| SE Aragorn, LLC | 63329 | Aragorn Solar Project | TX | Culberson | ERCO | IPP Non-CHP | IPAGN |  | 187.2 | 180 | 180 | Solar Photovoltaic | SUN | PV | 2021 |  |  | (OP) Operating |  | 255 | [6 empty] | 31.72 | -104.4423 | 0 | 0 | #DIV/0! | 0%
| MN8 Energy LLC | 60724 | Arapahoe 3 Community Solar Array | CO | Arapahoe | PSCO | IPP Non-CHP | ARAP3 |  | 1.8 | 1.8 | 1.8 | Solar Photovoltaic | SUN | PV | 2017 |  |  | (OP) Operating |  | 2 | [6 empty] | 39.6384 | -104.6742 | 0 | 0 | #DIV/0! | 0%
| City of Arcadia - (WI) | 4100 | Arcadia Electric | WI | Trempealeau | MISO | Electric Utility | 1 |  | 16.9 | 16.9 | 16.9 | Petroleum Liquids | DFO | IC | 1974.5 |  |  | (SB) Standby/Backup: available for service but not normally used | [8 empty] | 44.2524 | -91.5034 | 0 | 0 | #DIV/0! | 0%
| Oppidum Renewables USA, LLC | 58492 | Ararat Rock Solar, LLC | NC | Surry | DUK | IPP Non-CHP | ARARR |  | 3.5 | 3.5 | 3.5 | Solar Photovoltaic | SUN | PV | 2012 |  |  | (OP) Operating |  | 4.5 | [6 empty] | 36.4611 | -80.6006 | 0 | 0 | #DIV/0! | 0%
| North Carolina El Member Corp | 64510 | Arba Solar Energy Storage | NC | Greene | CPLE | Electric Utility | BAT1 |  | 10.1 | 10.1 | 10.1 | Batteries | MWH | BA | 2023 |  |  | (OP) Operating | 10 | [7 empty] | 35.4196 | -77.7291 | 0 | 0 | #DIV/0! | 0%
| Leyline Renewable Energy, LLC | 58801 | Arba Solar, LLC | NC | Greene | DUK | IPP Non-CHP | INV1 |  | 2 | 2 | 2 | Solar Photovoltaic | SUN | PV | 2014 |  |  | (OP) Operating |  | 0.6 | [6 empty] | 35.3964 | -77.7036 | 0 | 0 | #DIV/0! | 0%
| MidAmerican Energy Co | 64755 | Arbor Hill Solar | IA | Adair | MISO | Electric Utility | AHS |  | 25 | 24 | 24 | Solar Photovoltaic | SUN | PV | 2022 |  |  | (OP) Operating |  | 31.1 | [6 empty] | 41.4669 | -94.2627 | 0 | 0 | #DIV/0! | 0%
| MidAmerican Energy Co | 62132 | Arbor Hill Wind Farm | IA | Adair | MISO | Electric Utility | 1 |  | 310 | 310 | 310 | Onshore Wind Turbine | WND | WT | 2019 |  |  | (OP) Operating | [8 empty] | 41.4042 | -94.2614 | 0 | 0 | #DIV/0! | 0%
| Strata Manager, LLC | 62623 | Arborgate Solar | NC | Chatham | CPLW | IPP Non-CHP | ARBOR |  | 5 | 5 | 5 | Solar Photovoltaic | SUN | PV | 2019 |  |  | (OP) Operating |  | 7 | [6 empty] | 35.7174 | -79.1195 | 0 | 0 | #DIV/0! | 0%
| Arbuckle Mountain Wind Farm LLC | 59234 | Arbuckle Mountain Wind Farm LLC | OK | Murray | SWPP | IPP Non-CHP | GEN1 |  | 100 | 100 | 100 | Onshore Wind Turbine | WND | WT | 2015 |  |  | (OP) Operating | [8 empty] | 34.3869 | -97.1369 | 0 | 0 | #DIV/0! | 0%
| Avista Corp | 8022 | Boulder Park | WA | Spokane | AVA | Electric Utility | 1 |  | 24.6 | 24.6 | 24.6 | Natural Gas Internal Combustion Engine | NG | IC | 2002 |  |  | (OP) Operating | [8 empty] | 47.6972 | -117.1472 | 0 | 0 | #DIV/0! | 0%
| Butter Solar, LLC | 62744 | Arcadia Solar | WI | Trempealeau | MISO | IPP Non-CHP | A1 |  | 5 | 5 | 5 | Solar Photovoltaic | SUN | PV | 2019 |  |  | (OP) Operating |  | 6.8 | [6 empty] | 44.2434 | -91.4582 | 0 | 0 | #DIV/0! | 0%
| City of Bountiful | 3665 | Bountiful City | UT | Davis | PACE | Electric Utility | 1A |  | 30.4 | 24.5 | 32.1 | Natural Gas Fired Combustion Turbine | NG | GT | 2008.3333 |  |  | (OP) Operating | [8 empty] | 40.8869 | -111.8853 | 0 | 0 | #DIV/0! | 0%
| Bowerman Power LFG, LLC | 59461 | Bowerman Power LFG, LLC | CA | Orange | CISO | IPP Non-CHP | GEN01 |  | 23.8 | 23.8 | 23.8 | Landfill Gas | LFG | IC | 2016 |  |  | (OP) Operating | [8 empty] | 33.7189 | -117.7022 | 0 | 0 | #DIV/0! | 0%
| Luminace Solar MC, LLC | 60662 | Archdiocese of Baltimore J | MD | Harford | PJM | IPP Non-CHP | PV1 |  | 2 | 2 | 2 | Solar Photovoltaic | SUN | PV | 2015 |  |  | (OP) Operating |  | 2.7 | [6 empty] | 39.445 | -76.217 | 0 | 0 | #DIV/0! | 0%
| Luminace Solar MC, LLC | 60663 | Archdiocese of Baltimore L | MD | Harford | PJM | IPP Non-CHP | PV1 |  | 2 | 2 | 2 | Solar Photovoltaic | SUN | PV | 2015 |  |  | (OP) Operating |  | 2.7 | [6 empty] | 39.445 | -76.217 | 0 | 0 | #DIV/0! | 0%
| Lightsource Renewable Energy Asset Management, LLC | 65402 | Arche Energy Project, LLC | OH | Fulton | PJM | IPP Non-CHP | ARCHE |  | 107 | 107 | 107 | Solar Photovoltaic | SUN | PV | 2024 |  |  | (OP) Operating |  | 133.84 | [6 empty] | 41.6721 | -84.3064 | 0 | 0 | #DIV/0! | 0%
| Brea Power II | 58007 | Brea Expansion Plant | CA | Orange | CISO | IPP Non-CHP | G1 | CC1 | 35.7 | 37.2 | 37.2 | Landfill Gas | LFG | CT | 2012 |  |  | (OP) Operating | [8 empty] | 33.932 | -117.8402 | 0 | 0 | #DIV/0! | 0%
| Bridgewater Power Co LP | 10290 | Bridgewater Power LP | NH | Grafton | ISNE | IPP Non-CHP | GEN1 |  | 20 | 16 | 16.5 | Wood/Wood Waste Biomass | WDS | ST | 1987 |  |  | (OP) Operating | [8 empty] | 43.7155 | -71.6585 | 0 | 0 | #DIV/0! | 0%
| Brunswick Cellulose LLC | 10605 | Brunswick Cellulose | GA | Glynn | SOCO | Industrial CHP | GEN3 |  | 72.2 | 72.2 | 72.2 | Wood/Wood Waste Biomass | BLQ | ST | 1970 |  |  | (OP) Operating | [8 empty] | 31.1731 | -81.5192 | 0 | 0 | #DIV/0! | 0%
| Archer Daniels Midland Co | 10861 | Archer Daniels Midland Des Moines | IA | Polk | MISO | Industrial CHP | GEN1 |  | 7.9 | 7.9 | 7.9 | Natural Gas Steam Turbine | NG | ST | 1988 |  |  | (OP) Operating | [8 empty] | 41.6244 | -93.5845 | 0 | 0 | #DIV/0! | 0%
| Archer Daniels Midland Co | 10862 | Archer Daniels Midland Lincoln | NE | Lancaster | SWPP | Industrial CHP | GEN1 |  | 7.9 | 7.9 | 7.9 | Natural Gas Steam Turbine | NG | ST | 1988 |  |  | (OP) Operating | [8 empty] | 40.8665 | -96.6145 | 0 | 0 | #DIV/0! | 0%
| Archer Daniels Midland Co | 10863 | Archer Daniels Midland Mankato | MN | Blue Earth | MISO | Industrial CHP | GEN1 |  | 6.1 | 6.2 | 6.2 | Natural Gas Steam Turbine | NG | ST | 1987 |  |  | (OP) Operating | [8 empty] | 44.1871 | -93.9924 | 0 | 0 | #DIV/0! | 0%
| BioUrja Renewables LLC | 10866 | Archer Daniels Midland Peoria | IL | Peoria | MISO | Industrial CHP | GEN7 |  | 18 | 15 | 18 | Natural Gas Fired Combustion Turbine | NG | GT | 1988 |  |  | (OP) Operating | [8 empty] | 40.6772 | -89.6049 | 0 | 1549236.256 | #DIV/0! | 0%
| City of Bryan - (OH) | 2903 | Bryan (OH) | OH | Williams | PJM | Electric Utility | 1 |  | 39.3 | 31.5 | 44.5 | Natural Gas Fired Combustion Turbine | NG | GT | 1967.25 |  |  | (OP) Operating | [8 empty] | 41.4718 | -84.5431 | 0 | 0 | #DIV/0! | 0%
| Argonne National Laboratory | 60742 | Argonne National Laboratory CHP | IL | DuPage | PJM | IPP CHP | CHP |  | 6.3 | 4.7 | 7.1 | Natural Gas Fired Combustion Turbine | NG | GT | 2016 |  |  | (OP) Operating | [8 empty] | 41.7165 | -87.9706 | 0 | 0 | #DIV/0! | 0%
| North Carolina El Member Corp | 67040 | Archie Horne | NC | Onslow | CPLE | Electric Utility | BAT1 |  | 10 | 10 | 10 | Batteries | MWH | BA | 2024 |  |  | (OP) Operating | 20 | [7 empty] | 34.9177 | -77.6313 | 0 | 0 | #DIV/0! | 0%
| Arctaris Saddleback Solar, LLC | 66043 | Arctaris Saddleback Solar | ME | Franklin | ISNE | IPP Non-CHP | 63233 |  | 4.9 | 4.9 | 4.7 | Solar Photovoltaic | SUN | PV | 2023 |  |  | (OP) Operating |  | 7.3 | [6 empty] | 44.9464 | -70.5272 | 0 | 0 | #DIV/0! | 0%
| Argo Navis Community Solar | 61183 | Argo Navis Community Solar | MN | Washington | MISO | IPP Non-CHP | UACS1 |  | 3 | 2.7 | 2.7 | Solar Photovoltaic | SUN | PV | 2018 |  |  | (OP) Operating |  | 1.3 | [6 empty] | 45.2552 | -92.7723 | 0 | 0 | #DIV/0! | 0%
| City of Bryan - (TX) | 3561 | Bryan (TX) | TX | Brazos | ERCO | Electric Utility | 7 |  | 22 | 21 | 21 | Natural Gas Fired Combustion Turbine | NG | GT | 1975 |  |  | (OP) Operating | [8 empty] | 30.6474 | -96.3723 | 0 | 0 | #DIV/0! | 0%
| Energy Center Phoenix LLC | 58199 | Arizona State University CHP | AZ | Maricopa | AZPS | Commercial CHP | G1 |  | 17.1 | 17.1 | 14.8 | Natural Gas Fired Combined Cycle | NG | CS | 2012.5 |  |  | (OP) Operating | [8 empty] | 33.4172 | -111.9283 | 0 | 0 | #DIV/0! | 0%
| City of Argyle - (WI) | 7810 | Argyle | WI | Lafayette | MISO | Electric Utility | 3 |  | 2.3 | 2.1 | 2.1 | Conventional Hydroelectric | WAT | HY | 1966.5 |  |  | (OP) Operating | [8 empty] | 42.7019 | -89.8697 | 0 | 0 | #DIV/0! | 0%
| Arica Solar, LLC | 65744 | Arica Solar | CA | Riverside | CISO | IPP Non-CHP | ARCBA |  | 399 | 399 | 399 | Batteries | MWH | BA | 2024 |  |  | (OP) Operating | 544 | [7 empty] | 33.701 | -115.3163 | 0 | 0 | #DIV/0! | 0%
| Aries Community Solar | 60938 | Aries Community Solar | MN | Dodge | MISO | IPP Non-CHP | AACS1 |  | 4 | 3.6 | 3.6 | Solar Photovoltaic | SUN | PV | 2017 |  |  | (OP) Operating |  | 1.3 | [6 empty] | 44.0449 | -92.9886 | 0 | 0 | #DIV/0! | 0%
| Arkalon Ethanol LLC | 58192 | Arkalon Ethanol LLC | KS | Seward | SWPP | Industrial CHP | ST961 |  | 3 | 3 | 3 | Natural Gas Steam Turbine | NG | ST | 2008 |  |  | (OA) Out of service but expected to return to service in next calendar year | [8 empty] | 37.1106 | -100.8036 | 0 | 0 | #DIV/0! | 0%
| AES Distributed Energy | 57765 | Arizona Western College PV | AZ | Yuma | AZPS | IPP Non-CHP | SFC |  | 4.7 | 4.7 | 4.7 | Solar Photovoltaic | SUN | PV | 2011.8 |  |  | (OP) Operating |  | 1.3 | [6 empty] | 32.6878 | -114.4961 | 0 | 0 | #DIV/0! | 0%
| Buchanan Generation, LLC | 55738 | Buchanan Generation LLC | VA | Buchanan | PJM | IPP Non-CHP | 1 |  | 88 | 84 | 92 | Natural Gas Fired Combustion Turbine | NG | GT | 2002 |  |  | (OP) Operating | [8 empty] | 37.1753 | -81.9614 | 0 | 0 | #DIV/0! | 0%
| Entergy Arkansas LLC | 8055 | Arkansas Nuclear One | AR | Pope | MISO | Electric Utility | 1 |  | 1845 | 1821 | 1840.5 | Nuclear | NUC | ST | 1977 |  |  | (OP) Operating | [8 empty] | 35.311 | -93.2351 | 0 | 0 | #DIV/0! | 0%
| Today's Power, Inc. | 68688 | Arkansas Valley | AR | Franklin | SPA | Electric Utility | AVECC |  | 1 | 1 | 1 | Solar Photovoltaic | SUN | PV | 2023 |  |  | (OP) Operating |  | 1.4 | [6 empty] | 35.5103 | -93.8348 | 0 | 0 | #DIV/0! | 0%
| Arkwright Summit Wind Farm LLC | 61673 | Arkwright Summit Wind Farm LLC | NY | Chautauqua | NYIS | IPP Non-CHP | WT |  | 78.4 | 78.4 | 78.4 | Onshore Wind Turbine | WND | WT | 2018 |  |  | (OP) Operating | [8 empty] | 42.4149 | -79.2427 | 0 | 0 | #DIV/0! | 0%
| Arlington Energy Center II | 64481 | Arlington Energy Center II | CA | Riverside | CISO | IPP Non-CHP | AEC1 |  | 365 | 365 | 365 | Solar Photovoltaic | SUN | PV | 2022.3333 |  |  | (OP) Operating |  | 135.8 | [6 empty] | 33.6909 | -114.7749 | 0 | 0 | #DIV/0! | 0%
| Arlington Energy Center III | 64564 | Arlington Energy Center III | CA | Riverside | CISO | IPP Non-CHP | AEC3 |  | 241 | 241 | 241 | Solar Photovoltaic | SUN | PV | 2022 |  |  | (OP) Operating |  | 164 | [6 empty] | 33.6909 | -114.7749 | 0 | 0 | #DIV/0! | 0%
| PUD No 1 of Snohomish County | 64446 | Arlington Microgrid | WA | Snohomish | BPAT | Electric Utility | AMGB |  | 1.5 | 1.5 | 1.5 | Batteries | MWH | BA | 2020 |  |  | (OP) Operating | 1.4 | [7 empty] | 48.1561 | -122.1502 | 0 | 0 | #DIV/0! | 0%
| Tarrant Regional Water District | 61355 | Arlington Outlet Hydroelectric Generator | TX | Tarrant | ERCO | Commercial Non-CHP | HY1 |  | 1.3 | 1.3 | 1.3 | Conventional Hydroelectric | WAT | HY | 2015 |  |  | (OP) Operating | [8 empty] | 32.6391 | -97.2429 | 0 | 0 | #DIV/0! | 0%
| Tri-State G & T Assn, Inc | 6619 | Burlington (CO) | CO | Kit Carson | WACM | Electric Utility | 1 |  | 129.4 | 100 | 120 | Petroleum Liquids | DFO | GT | 1977 |  |  | (SB) Standby/Backup: available for service but not normally used | [8 empty] | 39.3561 | -102.2431 | 0 | 0 | #DIV/0! | 0%
| Arevon Energy, Inc. | 57680 | Arlington Valley Solar Energy II | AZ | Maricopa | AZPS | IPP Non-CHP | AVSE1 |  | 129 | 125.4 | 125.4 | Solar Photovoltaic | SUN | PV | 2013 |  |  | (OP) Operating |  | 26.1 | [6 empty] | 33.305 | -112.8339 | 0 | 0 | #DIV/0! | 0%
| Arlington Wind Power Project LLC | 56855 | Arlington Wind Power Project | OR | Gilliam | BPAT | IPP Non-CHP | GEN1 |  | 102.9 | 102.9 | 102.9 | Onshore Wind Turbine | WND | WT | 2008 |  |  | (OP) Operating | [8 empty] | 45.7167 | -120.2008 | 0 | 0 | #DIV/0! | 0%
| Armadillo Flats Wind Project, LLC | 61926 | Armadillo Flats Wind Project, LLC | OK | Garfield | SWPP | IPP Non-CHP | ARM |  | 247.3 | 247.3 | 247.3 | Onshore Wind Turbine | WND | WT | 2018 |  |  | (OP) Operating | [8 empty] | 36.301 | -97.567 | 0 | 0 | #DIV/0! | 0%
| ALLETE Clean Energy | 57044 | Armenia Mountain Wind Farm | PA | Tioga | PJM | IPP Non-CHP | 1 |  | 100.5 | 100.5 | 100.5 | Onshore Wind Turbine | WND | WT | 2009 |  |  | (OP) Operating | [8 empty] | 41.7619 | -76.8553 | 0 | 0 | #DIV/0! | 0%
| City of Burlington Electric - (VT) | 3754 | Burlington GT | VT | Chittenden | ISNE | Electric Utility | GT1 |  | 25.5 | 19.7 | 23.4 | Petroleum Liquids | DFO | GT | 1971 |  |  | (OP) Operating | [8 empty] | 44.4814 | -73.2239 | 0 | 7633.5 | #DIV/0! | 0%
| Greenbacker Renewable Energy Corporation | 68415 | Armstrong 1 | IL | McHenry | MISO | IPP Non-CHP | 810 |  | 2 | 2 | 2 | Solar Photovoltaic | SUN | PV | 2024 |  |  | (OP) Operating | [8 empty] | 42.3648 | -88.4244 | 0 | 0 | #DIV/0! | 0%
| ETCAP NES CS MN 06 LLC | 61138 | Armstrong Solar | MN | Pope | MISO | IPP Non-CHP | 0000A |  | 3 | 3 | 3 | Solar Photovoltaic | SUN | PV | 2018 |  |  | (OP) Operating |  | 3.7 | [6 empty] | 45.6423 | -95.3564 | 0 | 0 | #DIV/0! | 0%
| Strata Manager, LLC | 58315 | Arndt Farm | NC | Catawba | DUK | IPP Non-CHP | 1 |  | 5 | 5 | 5 | Solar Photovoltaic | SUN | PV | 2012 |  |  | (OP) Operating |  | 6.5 | [6 empty] | 35.7792 | -81.1756 | 0 | 0 | #DIV/0! | 0%
| Westbound Solar LLC | 64569 | Arnold Cochran | GA | Bleckley | SOCO | IPP Non-CHP | GPACO |  | 1.7 | 1.7 | 1.7 | Solar Photovoltaic | SUN | PV | 2020 |  |  | (OP) Operating |  | 2.3 | [6 empty] | 32.3994 | -83.3438 | 0 | 0 | #DIV/0! | 0%
| Renewable World Energies LLC | 3995 | Arpin Dam | WI | Sawyer | MISO | IPP Non-CHP | 1 |  | 1.4 | 1.4 | 1.4 | Conventional Hydroelectric | WAT | HY | 1971.6667 |  |  | (OP) Operating | [8 empty] | 45.7517 | -91.2028 | 0 | 0 | #DIV/0! | 0%
| CD US Solar MT 2 LLC | 58445 | Arrache 4006 | CA | Los Angeles | CISO | IPP Non-CHP | 1 |  | 2 | 2 | 2 | Solar Photovoltaic | SUN | PV | 2013 |  |  | (OP) Operating |  | 1.3 | [6 empty] | 34.655 | -118.0511 | 0 | 0 | #DIV/0! | 0%
| CD US Solar MT 2 LLC | 58446 | Arrache 4013 | CA | Los Angeles | CISO | IPP Non-CHP | 1 |  | 1.5 | 1.5 | 1.5 | Solar Photovoltaic | SUN | PV | 2013 |  |  | (OP) Operating |  | 2 | [6 empty] | 34.6506 | -118.0519 | 0 | 0 | #DIV/0! | 0%
| CD US Solar MT 2 LLC | 58447 | Arrache 8083 | CA | Los Angeles | CISO | IPP Non-CHP | 1 |  | 4 | 4 | 4 | Solar Photovoltaic | SUN | PV | 2013 |  |  | (OP) Operating |  | 2 | [6 empty] | 34.6478 | -118.0611 | 0 | 0 | #DIV/0! | 0%
| Arrow Canyon Solar LLC | 62248 | Arrow Canyon Solar Hybrid | NV | Clark | NEVP | IPP Non-CHP | 1 |  | 275 | 275 | 275 | Solar Photovoltaic | SUN | PV | 2023 |  |  | (OP) Operating |  | 273 | [6 empty] | 36.4593 | -114.8444 | 0 | 0 | #DIV/0! | 0%
| Boise-Kuna Irrigation District | 56997 | Arrowrock Hydroelectric Project | ID | Elmore | IPCO | IPP Non-CHP | 1 |  | 15 | 16 | 16 | Conventional Hydroelectric | WAT | HY | 2010 |  |  | (OP) Operating | [8 empty] | 43.595 | -115.9233 | 0 | 0 | #DIV/0! | 0%
| Arroyo Solar LLC | 63172 | Arroyo Solar Energy Storage Hybrid | NM | McKinley | PNM | IPP Non-CHP | ARESS |  | 450 | 450 | 450 | Batteries | MWH | BA | 2023.5 |  |  | (OP) Operating | 600 | [7 empty] | 35.9703 | -107.5631 | 0 | 0 | #DIV/0! | 0%
| Burney Forest Products, A Joint Venture | 10652 | Burney Forest Products | CA | Shasta | CISO | IPP CHP | GEN1 |  | 31 | 31 | 31 | Wood/Wood Waste Biomass | WDS | ST | 1989 |  |  | (OP) Operating | [8 empty] | 40.8797 | -121.7203 | 0 | 0 | #DIV/0! | 0%
| Arthur Solar 2, LLC | 66605 | Arthur 2 Solar | NC | Columbus | CPLE | IPP Non-CHP | ARTH2 |  | 5 | 5 | 5 | Solar Photovoltaic | SUN | PV | 2023 |  |  | (OP) Operating |  | 6.6 | [6 empty] | 34.1729 | -78.8356 | 0 | 0 | #DIV/0! | 0%
| NineDot Holdings, LLC | 67880 | Arthur Kill Energy, LLC | NY | Richmond | NYIS | IPP Non-CHP | ND009 |  | 5 | 5 | 5 | Batteries | MWH | BA | 2025 |  |  | (OP) Operating | 21.7 | [7 empty] | 40.5563 | -74.2118 | 0 | 0 | #DIV/0! | 0%
| CamChino Leasing LLC | 50850 | CamChino Leasing LLC | CA | San Bernardino | CISO | IPP CHP | GEN1 | CC1 | 30.8 | 29 | 28.5 | Natural Gas Fired Combined Cycle | NG | CT | 1987 |  |  | (OP) Operating | [8 empty] | 33.9896 | -117.6809 | 0 | 0 | #DIV/0! | 0%
| MN8 Energy LLC | 62136 | Arthur Solar, LLC | NC | Columbus | DUK | IPP Non-CHP | ART01 |  | 5 | 5 | 5 | Solar Photovoltaic | SUN | PV | 2018 |  |  | (OP) Operating |  | 7.5 | [6 empty] | 34.1609 | -78.8466 | 0 | 0 | #DIV/0! | 0%
| Basin Electric Power Coop | 8028 | Arvada | WY | Sheridan | WACM | Electric Utility | 1 |  | 15 | 10 | 12 | Natural Gas Fired Combustion Turbine | NG | GT | 2002 |  |  | (OP) Operating | [8 empty] | 44.69 | -106.1092 | 0 | 0 | #DIV/0! | 0%
| Covanta Camden Energy Recovery Center | 10435 | Camden Resource Recovery Facility | NJ | Camden | PJM | IPP Non-CHP | TGA |  | 35 | 33 | 33 | Municipal Solid Waste | MSW | ST | 1991 |  |  | (OP) Operating | [8 empty] | 39.9092 | -75.1169 | 0 | 0 | #DIV/0! | 0%
| Hawaiian Electric Co Inc | 56329 | Campbell Industrial Park | HI | Honolulu |  | Electric Utility | CIP1 |  | 113 | 113 | 113 | Petroleum Liquids | DFO | GT | 2009 |  |  | (OP) Operating | [8 empty] | 21.3025 | -158.1017 | 0 | 0 | #DIV/0! | 0%
| ASA Clayton NY Solar I LLC | 65161 | ASA Clayton NY Solar I LLC | NY | Jefferson | NYIS | IPP Non-CHP | CLA1 |  | 1.3 | 1.3 | 1.3 | Solar Photovoltaic | SUN | PV | 2024 |  |  | (OP) Operating |  | 1.68 | [6 empty] | 44.1618 | -76.109 | 0 | 0 | #DIV/0! | 0%
| ASA DeKalb NY Solar I LLC | 65156 | ASA DeKalb NY Solar I LLC | NY | St Lawrence | NYIS | IPP Non-CHP | DEK1 |  | 5 | 5 | 5 | Solar Photovoltaic | SUN | PV | 2023 |  |  | (OP) Operating |  | 6 | [6 empty] | 44.4921 | -75.2448 | 0 | 0 | #DIV/0! | 0%
| ASA DeKalb NY Solar II LLC | 65155 | ASA DeKalb NY Solar II LLC | NY | St Lawrence | NYIS | IPP Non-CHP | DEK2 |  | 3 | 3 | 3 | Solar Photovoltaic | SUN | PV | 2023 |  |  | (OP) Operating |  | 3.9 | [6 empty] | 44.4882 | -75.2444 | 0 | 0 | #DIV/0! | 0%
| ASA DeKalb NY Solar III LLC | 65067 | ASA DeKalb NY Solar III LLC | NY | St Lawrence | NYIS | IPP Non-CHP | DEK3 |  | 3.3 | 3.3 | 3.3 | Solar Photovoltaic | SUN | PV | 2024 |  |  | (OP) Operating |  | 4 | [6 empty] | 44.4241 | -75.3792 | 0 | 0 | #DIV/0! | 0%
| ASA Gouverneur NY Solar I LLC | 65157 | ASA Gouverneur NY Solar I LLC | NY | St Lawrence | NYIS | IPP Non-CHP | GOV1 |  | 1.5 | 1.5 | 1.5 | Solar Photovoltaic | SUN | PV | 2024 |  |  | (OP) Operating |  | 1.94 | [6 empty] | 44.3909 | -75.4432 | 0 | 0 | #DIV/0! | 0%
| ASA Gouverneur NY Solar II LLC | 65158 | ASA Gouverneur NY Solar II LLC | NY | St Lawrence | NYIS | IPP Non-CHP | GOV2 |  | 4 | 4 | 4 | Solar Photovoltaic | SUN | PV | 2024 |  |  | (OP) Operating |  | 5.23 | [6 empty] | 44.3601 | -75.4275 | 0 | 0 | #DIV/0! | 0%
| ASA Volney NY Solar I LLC | 65159 | ASA Volney NY Solar I LLC | NY | Oswego | NYIS | IPP Non-CHP | VOL1 |  | 5 | 5 | 5 | Solar Photovoltaic | SUN | PV | 2023 |  |  | (OP) Operating |  | 6.7 | [6 empty] | 43.3282 | -76.359 | 0 | 0 | #DIV/0! | 0%
| Green Mountain Power Corp | 3708 | Ascutney | VT | Windsor | ISNE | Electric Utility | GT4 |  | 13.2 | 9 | 13.4 | Petroleum Liquids | DFO | GT | 1961 |  |  | (OP) Operating | [8 empty] | 43.4011 | -72.4203 | 0 | 0 | #DIV/0! | 0%
| FPL Energy Cape LLC | 1484 | Cape Gas Turbine | ME | Cumberland | ISNE | IPP Non-CHP | GT4 |  | 35 | 32 | 40 | Petroleum Liquids | DFO | GT | 1970 |  |  | (OP) Operating | [8 empty] | 43.6436 | -70.2544 | 0 | 0 | #DIV/0! | 0%
| ASD Cotuit MA Solar LLC | 65014 | ASD Cotuit MA Solar LLC | MA | Barnstable | ISNE | IPP Non-CHP | COT1 |  | 5.6 | 5.6 | 5.6 | Solar Photovoltaic | SUN | PV | 2023.5 |  |  | (OP) Operating |  | 4.3 | [6 empty] | 41.6887 | -70.4775 | 0 | 0 | #DIV/0! | 0%
| ASD Wallum MA Solar LLC | 65015 | ASD Wallum MA Solar LLC(CSG) | MA | Worcester | ISNE | IPP Non-CHP | WAL1 |  | 8.8 | 8.8 | 8.8 | Solar Photovoltaic | SUN | PV | 2022 |  |  | (OP) Operating |  | 8.7 | [6 empty] | 42.0116 | -71.7605 | 0 | 0 | #DIV/0! | 0%
| Ash Mesa Solar, LLC | 66247 | Ash Mesa Solar, LLC | CO | Montrose | PSCO | IPP Non-CHP | 21536 |  | 7.8 | 7.8 | 7.8 | Solar Photovoltaic | SUN | PV | 2022 |  |  | (OP) Operating |  | 10 | [6 empty] | 38.6634 | -107.9967 | 0 | 0 | #DIV/0! | 0%
| Massachusetts Mun Wholes Electric Co | 62219 | Ashburnham Energy Storage Project | MA | Worcester | ISNE | Electric Utility | AMLPB |  | 3 | 3 | 3 | Batteries | MWH | BA | 2019 |  |  | (OP) Operating | 3 | [7 empty] | 42.6714 | -71.9267 | 0 | 0 | #DIV/0! | 0%
| LSE Cassiopeia LLC | 61399 | Ashby Duffy CSG Solar Farm | MA | Middlesex | ISNE | IPP Non-CHP | DU183 |  | 1.8 | 1.8 | 1.8 | Solar Photovoltaic | SUN | PV | 2017 |  |  | (OP) Operating |  | 2.7 | [6 empty] | 42.68 | -71.83 | 0 | 0 | #DIV/0! | 0%
| Ashby Solar, LLC | 62199 | Ashby Solar, LLC CSG | MA | Worcester | ISNE | IPP Non-CHP | 4472 |  | 1.8 | 1.8 | 1.4 | Solar Photovoltaic | SUN | PV | 2018 |  |  | (OP) Operating |  | 2.3 | [6 empty] | 42.6302 | -71.7987 | 0 | 0 | #DIV/0! | 0%
| Cargill Inc North America Sweetners | 10855 | Cargill Corn Milling Division | IA | Monroe | MISO | Industrial CHP | GEN1 |  | 40 | 36.7 | 36.8 | Natural Gas Steam Turbine | NG | ST | 1952 |  |  | (SB) Standby/Backup: available for service but not normally used | [8 empty] | 41.1386 | -92.6467 | 0 | 0 | #DIV/0! | 0%
| City of Ashland - (KS) | 1259 | Ashland | KS | Clark | SWPP | Electric Utility | 1 |  | 5.6 | 4.9 | 4.9 | Natural Gas Internal Combustion Engine | NG | IC | 1975 |  |  | (SB) Standby/Backup: available for service but not normally used | [8 empty] | 37.1938 | -99.7631 | 0 | 0 | #DIV/0! | 0%
| Duke Energy Progress - (NC) | 63064 | Asheville-Rock Hill Battery | NC | Buncombe | CPLW | Electric Utility | ES1 |  | 8.8 | 8.8 | 8.8 | Batteries | MWH | BA | 2020 |  |  | (OP) Operating | 8.8 | [7 empty] | 35.5401 | -82.5174 | 0 | 0 | #DIV/0! | 0%
| NRG California Peaker Operations LLC | 59002 | Carlsbad Energy Center | CA | San Diego | CISO | IPP Non-CHP | CEC 6 |  | 659 | 527.5 | 527.5 | Natural Gas Fired Combustion Turbine | NG | GT | 2018 |  |  | (OP) Operating | [8 empty] | 33.1405 | -117.3339 | 0 | 0 | #DIV/0! | 0%
| Citizens Enterprises Corporation | 67146 | Ashland Solar | MA | Middlesex | ISNE | IPP Non-CHP | PV1 |  | 4.5 | 4.5 | 4.5 | Solar Photovoltaic | SUN | PV | 2019 |  |  | (OP) Operating |  | 5.7 | [6 empty] | 42.258 | -71.476 | 0 | 0 | #DIV/0! | 0%
| Ashley Solar (SC) | 62179 | Ashley Solar (SC) | SC | Darlington | CPLE | IPP Non-CHP | 21 |  | 2 | 2 | 2 | Solar Photovoltaic | SUN | PV | 2025 |  |  | (OP) Operating |  | 3.6 | [6 empty] | 34.2689 | -79.8726 | 0 | 0 | #DIV/0! | 0%
| Ashley Solar Farm, LLC | 59566 | Ashley Solar Farm | NC | Yadkin | DUK | IPP Non-CHP | PV1 |  | 4 | 4 | 4 | Solar Photovoltaic | SUN | PV | 2015 |  |  | (OP) Operating |  | 5 | [6 empty] | 36.1261 | -80.7989 | 0 | 0 | #DIV/0! | 0%
| Today's Power, Inc. | 66588 | Ashley-Chicot Solar | AR | Ashley | MISO | Electric Utility | SOL |  | 1 | 1 | 1 | Solar Photovoltaic | SUN | PV | 2018 |  |  | (OP) Operating |  | 1.4 | [6 empty] | 33.2508 | -91.9224 | 0 | 0 | #DIV/0! | 0%
| New York Power Authority | 88 | Ashokan | NY | Ulster | NYIS | Electric Utility | 1 |  | 4.6 | 3.6 | 3.6 | Conventional Hydroelectric | WAT | HY | 1982 |  |  | (OP) Operating | [8 empty] | 41.949 | -74.2063 | 0 | 0 | #DIV/0! | 0%
| Carrollton Board of Public Wks | 2120 | Carrollton | MO | Carroll | SWPP | Electric Utility | 10 |  | 20.6 | 19.5 | 19.5 | Natural Gas Internal Combustion Engine | NG | IC | 1969.1667 |  |  | (OP) Operating | [8 empty] | 39.3515 | -93.5016 | 0 | 0 | #DIV/0! | 0%
| Otter Tail Power Co | 57032 | Ashtabula Wind Energy Center | ND | Barnes | MISO | Electric Utility | 1 |  | 48 | 48 | 48 | Onshore Wind Turbine | WND | WT | 2008 |  |  | (OP) Operating | [8 empty] | 47.1244 | -97.8961 | 0 | 0 | #DIV/0! | 0%
| Ashtabula Wind II LLC | 57121 | Ashtabula Wind II LLC | ND | Steele | MISO | IPP Non-CHP | 1 |  | 120 | 120 | 120 | Onshore Wind Turbine | WND | WT | 2009 |  |  | (OP) Operating | [8 empty] | 47.2924 | -97.9317 | 0 | 0 | #DIV/0! | 0%
| Otter Tail Power Co | 57387 | Ashtabula Wind III LLC | ND | Barnes | MISO | Electric Utility | GE16 |  | 62.4 | 62.4 | 62.4 | Onshore Wind Turbine | WND | WT | 2010 |  |  | (OP) Operating | [8 empty] | 47.1242 | -97.8956 | 0 | 0 | #DIV/0! | 0%
| PacifiCorp | 825 | Ashton | ID | Fremont | PACE | Electric Utility | 1 |  | 6.7 | 7.1 | 7.1 | Conventional Hydroelectric | WAT | HY | 1922.3333 |  |  | (OP) Operating | [8 empty] | 44.0786 | -111.4973 | 0 | 0 | #DIV/0! | 0%
| Urban Grid Solar | 66838 | Aspen Road Solar | PA | Franklin | PJM | IPP Non-CHP | ASPR1 |  | 100.1 | 100.1 | 100.1 | Solar Photovoltaic | SUN | PV | 2025 |  |  | (OP) Operating | [8 empty] | 40.1509 | -77.7638 | 0 | 0 | #DIV/0! | 0%
| SRE Utility Solar 1, LLC | 59694 | Aspen Solar, LLC | NC | Duplin | DUK | IPP Non-CHP | GEN1 |  | 5 | 4.9 | 4.9 | Solar Photovoltaic | SUN | PV | 2015 |  |  | (OP) Operating |  | 6.7 | [6 empty] | 34.7912 | -78.0121 | 0 | 0 | #DIV/0! | 0%
| AES Distributed Energy | 59737 | Aspiration G | CA | Fresno | CISO | IPP Non-CHP | ASPRG |  | 9 | 9 | 9 | Solar Photovoltaic | SUN | PV | 2017 |  |  | (OP) Operating |  | 11.7 | [6 empty] | 36.5522 | -120.3525 | 0 | 0 | #DIV/0! | 0%
| Assembly Solar II LLC | 63538 | Assembly Solar II LLC | MI | Shiawassee | MISO | IPP Non-CHP | AS2 |  | 110 | 110 | 110 | Solar Photovoltaic | SUN | PV | 2021 |  |  | (OP) Operating |  | 161.2 | [6 empty] | 43.0437 | -83.96 | 0 | 0 | #DIV/0! | 0%
| Assembly Solar III, LLC | 64196 | Assembly Solar III | MI | Shiawassee | MISO | IPP Non-CHP | AS3 |  | 79 | 79 | 79 | Solar Photovoltaic | SUN | PV | 2022 |  |  | (OP) Operating |  | 114.9 | [6 empty] | 43.0227 | -83.9427 | 0 | 0 | #DIV/0! | 0%
| Assembly Solar I, LLC | 62422 | Assembly Solar Project | MI | Shiawassee | MISO | IPP Non-CHP | ASP01 |  | 50 | 50 | 50 | Solar Photovoltaic | SUN | PV | 2020 |  |  | (OP) Operating |  | 72 | [6 empty] | 43.0227 | -83.9453 | 0 | 0 | #DIV/0! | 0%
| National Grid Renewables | 63305 | Aster Community Solar Garden, LLC | MN | Kandiyohi | MISO | IPP Non-CHP | ASTER |  | 1 | 1 | 1 | Solar Photovoltaic | SUN | PV | 2020 |  |  | (OP) Operating |  | 1.5 | [6 empty] | 45.0082 | -95.2294 | 0 | 0 | #DIV/0! | 0%
| Perpetual Energy Systems | 58889 | ASTI | CA | Sonoma | CISO | IPP Non-CHP | ASTI |  | 1.2 | 1.2 | 1.2 | Solar Photovoltaic | SUN | PV | 2009 |  |  | (OP) Operating |  | 1.5 | [6 empty] | 38.7614 | -122.9753 | 0 | 0 | #DIV/0! | 0%
| City of Carthage - (MO) | 2121 | Carthage | MO | Jasper | SWPP | Electric Utility | 10 |  | 41.8 | 35.7 | 35.7 | Petroleum Liquids | DFO | IC | 1962.4444 |  |  | (OP) Operating | [8 empty] | 37.1766 | -94.2994 | 0 | 0 | #DIV/0! | 0%
| Celanese Acetate LLC | 52089 | Celanese Acetate LLC | VA | Giles | PJM | Industrial CHP | GEN1 |  | 27.2 | 27.2 | 27.2 | Natural Gas Steam Turbine | NG | ST | 1948.5 |  |  | (OP) Operating | [8 empty] | 37.3439 | -80.765 | 0 | 3882353 | #DIV/0! | 0%
| Peoples Electric Cooperative | 68376 | Centrahoma East | OK | Coal | SWPP | IPP Non-CHP | 142 |  | 25 | 22.6 | 20.7 | Natural Gas Internal Combustion Engine | NG | IC | 2019 |  |  | (OP) Operating | [8 empty] | 34.5888 | -96.2877 | 0 | 0 | #DIV/0! | 0%
| Bloom Energy | 65205 | AT&T - Gardena | CA | Los Angeles | CISO | IPP Non-CHP | ATT26 |  | 1 | 1 | 1 | Other Natural Gas | NG | FC | 2013 |  |  | (OP) Operating | [8 empty] | 33.875 | -118.2898 | 0 | 0 | #DIV/0! | 0%
| Astra Wind LLC | 60856 | Astra Wind Farm | TX | Randall | ERCO | IPP Non-CHP | ASTRA |  | 163 | 163 | 163 | Onshore Wind Turbine | WND | WT | 2017 |  |  | (OP) Operating | [8 empty] | 34.7695 | -102.0524 | 0 | 0 | #DIV/0! | 0%
| AstraZeneca Pharmaceuticals | 67572 | AstraZeneca Newark Solar | DE | New Castle | PJM | Industrial Non-CHP | PV-A |  | 3.2 | 3.2 | 3.2 | Solar Photovoltaic | SUN | PV | 2024 |  |  | (OP) Operating |  | 2.09 | [6 empty] | 39.6485 | -75.7061 | 0 | 0 | #DIV/0! | 0%
| Bloom Energy | 65206 | AT&T - Hawthorne | CA | Los Angeles | CISO | IPP Non-CHP | ATT58 |  | 1 | 1 | 1 | Other Natural Gas | NG | FC | 2016 |  |  | (OP) Operating | [8 empty] | 33.9243 | -118.3206 | 0 | 0 | #DIV/0! | 0%
| Bloom Energy | 65208 | AT&T - Hayward | CA | Alameda | CISO | IPP Non-CHP | ATA17 |  | 1 | 1 | 1 | Other Natural Gas | NG | FC | 2016 |  |  | (OP) Operating | [8 empty] | 37.6599 | -122.0969 | 0 | 0 | #DIV/0! | 0%
| Bloom Energy | 65204 | AT&T - Redwood City | CA | San Mateo | CISO | IPP Non-CHP | ATT95 |  | 1 | 1 | 1 | Other Natural Gas | NG | FC | 2013 |  |  | (OP) Operating | [8 empty] | 37.4808 | -122.2004 | 0 | 0 | #DIV/0! | 0%
| Bloom Energy | 65360 | AT&T - San Diego Trade Street | CA | San Diego | CISO | IPP Non-CHP | ATA02 |  | 1 | 1 | 1 | Other Natural Gas | NG | FC | 2016 |  |  | (OP) Operating | [8 empty] | 32.8876 | -117.1668 | 0 | 0 | #DIV/0! | 0%
| Bloom Energy | 61154 | AT&T Anaheim | CA | Orange | CISO | IPP Non-CHP | AT058 |  | 1.3 | 1.3 | 1.3 | Other Natural Gas | NG | FC | 2016 |  |  | (OP) Operating | [8 empty] | 33.8364 | -117.9169 | 0 | 0 | #DIV/0! | 0%
| Bloom Energy | 61153 | AT&T Holger | CA | Santa Clara | CISO | IPP Non-CHP | AT057 |  | 1.3 | 1.3 | 1.3 | Other Natural Gas | NG | FC | 2016 |  |  | (OP) Operating | [8 empty] | 37.4176 | -121.9445 | 0 | 0 | #DIV/0! | 0%
| Bloom Energy 2009 PPA | 65194 | AT&T Middletown | NJ | Monmouth | PJM | IPP Non-CHP | ATT39 |  | 2 | 2 | 2 | Other Natural Gas | NG | FC | 2015 |  |  | (OP) Operating | [8 empty] | 40.3979 | -74.1348 | 0 | 0 | #DIV/0! | 0%
| Athens Energy, LLC | 60457 | Athens Energy | ME | Somerset | ISNE | IPP Non-CHP | 1 |  | 8.5 | 7.1 | 7.1 | Wood/Wood Waste Biomass | WDS | OT | 2016 |  |  | (OP) Operating | [8 empty] | 44.9455 | -69.6607 | 0 | 0 | #DIV/0! | 0%
| Ecoplexus, Inc | 64523 | Atascadero State Hospital | CA | San Luis Obispo | CISO | IPP Non-CHP | ATASC |  | 1.1 | 1.1 | 1.1 | Solar Photovoltaic | SUN | PV | 2020 |  |  | (OP) Operating |  | 1.4 | [6 empty] | 35.4633 | -120.634 | 0 | 0 | #DIV/0! | 0%
| Union Electric Co - (MO) | 63574 | Atchison County Wind | MO | Atchison | SWPP | Electric Utility | GEN1 |  | 299 | 275.5 | 288.9 | Onshore Wind Turbine | WND | WT | 2021 |  |  | (OP) Operating | [8 empty] | 40.5313 | -95.3549 | 0 | 0 | #DIV/0! | 0%
| Gopher Energy Storage, LLC | 63090 | Athens - Coopers Corner BESS | MN | Isanti | MISO | IPP Non-CHP | COOPR |  | 3 | 3 | 3 | Batteries | MWH | BA | 2018 |  |  | (OP) Operating | 6 | [7 empty] | 45.4581 | -93.2676 | 0 | 0 | #DIV/0! | 0%
| Nautilus Solar Solutions | 67286 | Athens AT01 | ME | Somerset | ISNE | IPP Non-CHP | SC |  | 5 | 5 | 5 | Solar Photovoltaic | SUN | PV | 2022 |  |  | (OP) Operating |  | 6.5 | [6 empty] | 44.9485 | -69.6523 | 0 | 0 | #DIV/0! | 0%
| Gopher Energy Storage, LLC | 62937 | Athens BESS | MN | Isanti | MISO | IPP Non-CHP | BA |  | 6 | 6 | 6 | Batteries | MWH | BA | 2018 |  |  | (OP) Operating | 12 | [7 empty] | 45.45 | -93.24 | 0 | 0 | #DIV/0! | 0%
| Peoples Electric Cooperative | 68377 | Centrahoma West | OK | Coal | SWPP | IPP Non-CHP | 151 |  | 25 | 22.9 | 20.6 | Natural Gas Internal Combustion Engine | NG | IC | 2019 |  |  | (OP) Operating | [8 empty] | 34.5932 | -96.2959 | 0 | 0 | #DIV/0! | 0%
| Piedmont Athens Regional Medical Center | 55319 | Athens Regional Medical Center | GA | Clarke | SOCO | Commercial Non-CHP | CT1 |  | 4.6 | 4.6 | 4.6 | Petroleum Liquids | DFO | IC | 2002.6667 |  |  | (SB) Standby/Backup: available for service but not normally used | [8 empty] | 33.9625 | -83.3981 | 0 | 0 | #DIV/0! | 0%
| SoCore Energy LLC | 62062 | Athens MN CONX | MN | Isanti | MISO | IPP Non-CHP | PV1 |  | 6.6 | 6.6 | 6.6 | Solar Photovoltaic | SUN | PV | 2018 |  |  | (OP) Operating |  | 8.8 | [6 empty] | 45.459 | -93.2657 | 0 | 0 | #DIV/0! | 0%
| Atlanta Gift Mart LP | 54877 | Atlanta Gift Mart LP | GA | Fulton | SOCO | Commercial Non-CHP | BUG |  | 1.2 | 1.2 | 1.2 | Petroleum Liquids | DFO | IC | 1991 |  |  | (SB) Standby/Backup: available for service but not normally used | [8 empty] | 33.7611 | -84.3892 | 0 | 0 | #DIV/0! | 0%
| Greenbacker Renewable Energy Corporation | 66832 | Athens Ridge | ME | Somerset | ISNE | IPP Non-CHP | 574 |  | 2.9 | 2.9 | 2.9 | Solar Photovoltaic | SUN | PV | 2024 |  |  | (OP) Operating |  | 3.8 | [6 empty] | 44.9178 | -69.6707 | 0 | 0 | #DIV/0! | 0%
| SE Athos I, LLC | 63300 | Athos Solar Project | CA | Riverside | CISO | IPP Non-CHP | IPAT1 |  | 250 | 250 | 250 | Solar Photovoltaic | SUN | PV | 2022 |  |  | (OP) Operating |  | 365 | [6 empty] | 33.7513 | -115.355 | 0 | 0 | #DIV/0! | 0%
| Wisconsin Electric Power Co | 67384 | ATI | WI | Milwaukee | MISO | Electric Utility | 1 |  | 2.3 | 2.3 | 2.3 | Solar Photovoltaic | SUN | PV | 2020 |  |  | (OP) Operating |  | 2.9 | [6 empty] | 42.9449 | -87.8599 | 0 | 0 | #DIV/0! | 0%
| Strata Manager, LLC | 60982 | Atkinson Farm Solar | NC | Duplin | CPLE | IPP Non-CHP | 1 |  | 5 | 5 | 5 | Solar Photovoltaic | SUN | PV | 2015 |  |  | (OP) Operating |  | 6.5 | [6 empty] | 34.897 | -77.7952 | 0 | 0 | #DIV/0! | 0%
| Atkinson Solar II LLC | 62096 | Atkinson Solar II | NC | Duplin | CPLE | IPP Non-CHP | PGRF3 |  | 1.9 | 1.9 | 1.9 | Solar Photovoltaic | SUN | PV | 2018 |  |  | (OP) Operating |  | 2.8 | [6 empty] | 34.897 | -77.792 | 0 | 0 | #DIV/0! | 0%
| Georgia Power Co | 62393 | Atlanta Falcons Solar | GA | Fulton | SOCO | Electric Utility | 1 |  | 1 | 1 | 1 | Solar Photovoltaic | SUN | PV | 2016 |  |  | (OP) Operating |  | 0.4 | [6 empty] | 33.7554 | -84.4009 | 0 | 0 | #DIV/0! | 0%
| Dominion Renewable Energy | 65128 | Atlanta Farms Solar | OH | Pickaway | PJM | IPP Non-CHP | 43164 |  | 199.6 | 199.6 | 199.6 | Solar Photovoltaic | SUN | PV | 2025 |  |  | (OP) Operating | [8 empty] | 39.56 | -83.176 | 0 | 0 | #DIV/0! | 0%
| Atlantic Municipal Utilities | 1124 | Atlantic | IA | Cass | MISO | Electric Utility | 6 |  | 10 | 9.8 | 10 | Natural Gas Fired Combustion Turbine | NG | GT | 1999 |  |  | (OP) Operating | [8 empty] | 41.409 | -95 | 0 | 0 | #DIV/0! | 0%
| Texas A&M, Utilities & Energy Services | 58151 | Central Utility Plant - Texas A&M | TX | Brazos | ERCO | Commercial CHP | GTG01 | UES1 | 45.1 | 43.4 | 45.1 | Natural Gas Fired Combined Cycle | NG | CT | 2011 |  |  | (OP) Operating | [8 empty] | 30.6178 | -96.3433 | 0 | 0 | #DIV/0! | 0%
| Bloom Energy | 62572 | ATT Jericho | NY | Suffolk | NYIS | IPP Non-CHP | ATT49 |  | 1 | 1 | 1 | Other Natural Gas | NG | FC | 2017 |  |  | (OP) Operating | [8 empty] | 40.8302 | -73.3522 | 0 | 0 | #DIV/0! | 0%
| Luminace Solar New Jersey, LLC | 56900 | Atlantic City Convention Center | NJ | Atlantic | PJM | Commercial Non-CHP | 1 |  | 2 | 2 | 1.2 | Solar Photovoltaic | SUN | PV | 2008 |  |  | (OP) Operating |  | 0.6 | [6 empty] | 39.3639 | -74.4408 | 0 | 0 | #DIV/0! | 0%
| CVI CleanCapital Solar 4 LLC | 58360 | Atlantic Coast Freezers Solar Facility | NJ | Cumberland | PJM | Commercial Non-CHP | ACF |  | 2 | 2 | 2 | Solar Photovoltaic | SUN | PV | 2012 |  |  | (OP) Operating |  | 2.2 | [6 empty] | 39.5199 | -75.029 | 0 | 0 | #DIV/0! | 0%
| Cypress Creek Renewables | 61960 | Atood II | SC | Spartanburg | DUK | IPP Non-CHP | GEN1 |  | 2 | 2 | 2 | Solar Photovoltaic | SUN | PV | 2018 |  |  | (OP) Operating |  | 2.9 | [6 empty] | 35.0303 | -81.8085 | 0 | 0 | #DIV/0! | 0%
| ATOOD Solar III LLC | 63242 | ATOOD Solar III LLC | SC | Spartanburg | DUK | IPP Non-CHP | SCAT |  | 2 | 2 | 2 | Solar Photovoltaic | SUN | PV | 2019 |  |  | (OP) Operating |  | 2.7 | [6 empty] | 34.9965 | -82.0421 | 0 | 0 | #DIV/0! | 0%
| Cardinal Renewables | 63383 | ATOOD Solar IV, LLC | NC | Brunswick | CPLE | IPP Non-CHP | NCATD |  | 5 | 5 | 5 | Solar Photovoltaic | SUN | PV | 2019 |  |  | (OP) Operating |  | 6 | [6 empty] | 34.2753 | -78.061 | 0 | 0 | #DIV/0! | 0%
| Atrisco Energy Storage LLC | 66694 | Atrisco Energy Storage | NM | Bernalillo | PNM | IPP Non-CHP | ATRES |  | 300 | 300 | 300 | Batteries | MWH | BA | 2024 |  |  | (OP) Operating | 1200 | [7 empty] | 35.197 | -106.9125 | 0 | 0 | #DIV/0! | 0%
| Atrisco Solar LLC | 67003 | Atrisco Solar LLC | NM | Bernalillo | PNM | IPP Non-CHP | ATRPV |  | 300 | 300 | 300 | Solar Photovoltaic | SUN | PV | 2024 |  |  | (OP) Operating |  | 364 | [6 empty] | 35.1891 | -106.8605 | 0 | 0 | #DIV/0! | 0%
| Bloom Energy | 62573 | ATT Kelvin | CA | Orange | CISO | IPP Non-CHP | ATT56 |  | 1 | 1 | 1 | Other Natural Gas | NG | FC | 2017 |  |  | (OP) Operating | [8 empty] | 33.6847 | -117.8368 | 0 | 0 | #DIV/0! | 0%
| Bloom Energy | 63605 | ATT North Watney | CA | Solano | CISO | Commercial Non-CHP | ATT35 |  | 2 | 2 | 2 | Other Natural Gas | NG | FC | 2019 |  |  | (OP) Operating | [8 empty] | 38.2363 | -122.0778 | 0 | 0 | #DIV/0! | 0%
| Bloom Energy | 62574 | ATT Van Nyus | CA | Los Angeles | LDWP | IPP Non-CHP | ATT93 |  | 1 | 1 | 1 | Other Natural Gas | NG | FC | 2017 |  |  | (OP) Operating | [8 empty] | 34.1963 | -118.4482 | 0 | 0 | #DIV/0! | 0%
| Bloom Energy | 63606 | ATT Ventura Blvd | CA | Los Angeles | LDWP | Commercial Non-CHP | ATT27 |  | 1 | 1 | 1 | Other Natural Gas | NG | FC | 2019 |  |  | (OP) Operating | [8 empty] | 34.1522 | -118.4561 | 0 | 0 | #DIV/0! | 0%
| GSA Metropolitan Service Center | 58207 | Central Utility Plant at White Oak | MD | Montgomery | PJM | Commercial CHP | G1 | CC1 | 54.3 | 54.2 | 55.4 | Natural Gas Internal Combustion Engine | NG | IC | 2010 |  |  | (OP) Operating | [8 empty] | 39.0394 | -76.9825 | 0 | 0 | #DIV/0! | 0%
| Auburn Board of Public Works | 2215 | Auburn | NE | Nemaha | SWPP | Electric Utility | 1 |  | 18.7 | 17.5 | 18.7 | Petroleum Liquids | DFO | IC | 1975.1667 |  |  | (OP) Operating | [8 empty] | 40.3883 | -95.8464 | 0 | 0 | #DIV/0! | 0%
| Enel Green Power NA, Inc. | 60521 | Atwater Solar | MN | Kandiyohi | MISO | IPP Non-CHP | PV1 |  | 4 | 4 | 4 | Solar Photovoltaic | SUN | PV | 2016 |  |  | (OP) Operating |  | 5.9 | [6 empty] | 45.1409 | -94.7697 | 0 | 0 | #DIV/0! | 0%
| SPS Atwell Island LLC | 58366 | Atwell Island | CA | Tulare | CISO | IPP Non-CHP | 1 |  | 20.2 | 15.7 | 12.5 | Solar Photovoltaic | SUN | PV | 2013 |  |  | (OP) Operating |  | 23.5 | [6 empty] | 35.895 | -119.5108 | 0 | 0 | #DIV/0! | 0%
| Consolidated Edison Development Inc. | 59414 | Atwell Island West Solar | CA | Tulare | CISO | IPP Non-CHP | AWCA |  | 20 | 20 | 20 | Solar Photovoltaic | SUN | PV | 2015 |  |  | (OP) Operating |  | 29.6 | [6 empty] | 35.815 | -119.4597 | 0 | 0 | #DIV/0! | 0%
| City of Auburn, New York | 57636 | Auburn LFG Energy Facility | NY | Cayuga | NYIS | IPP Non-CHP | 1 |  | 2.2 | 2.2 | 2.2 | Landfill Gas | LFG | IC | 2010 |  |  | (OS) Out of service and NOT expected to return to service in next calendar year | [8 empty] | 42.9441 | -76.5939 | 0 | 0 | #DIV/0! | 0%
| University of Cincinnati | 57908 | Central Utility Plant Cincinnati | OH | Hamilton | PJM | Commercial CHP | CTG1 | CUP | 47.2 | 48.4 | 48.4 | Natural Gas Fired Combined Cycle | NG | CT | 2004 |  |  | (OP) Operating | [5 empty] | 2026 | 4 | 1.2 | 39.1345 | -84.5094 | 0 | 0 | #DIV/0! | 0%
| Auburn Renewables, LLC | 67163 | Auburn Renewables LLC | IN | Dekalb | PJM | IPP Non-CHP | AUBRN |  | 11 | 11 | 11 | Solar Photovoltaic | SUN | PV | 2022 |  |  | (OP) Operating |  | 14.7 | [6 empty] | 41.343 | -85.092 | 0 | 0 | #DIV/0! | 0%
| SolRiver Capital LLC | 66378 | Auburn Solar LLC (CSG) | OR | Clackamas | PGE | IPP Non-CHP | PV1 |  | 2.9 | 2.9 | 2.9 | Solar Photovoltaic | SUN | PV | 2024 |  |  | (OP) Operating |  | 2.8 | [6 empty] | 45.3927 | -122.3427 | 0 | 0 | #DIV/0! | 0%
| Agilitas Energy, Inc. | 64213 | Auburn Solar Project | MA | Worcester | ISNE | IPP Non-CHP | AUB |  | 8.7 | 8.7 | 8.7 | Solar Photovoltaic | SUN | PV | 2022 |  |  | (OP) Operating |  | 7.2 | [6 empty] | 42.13 | -71.87 | 0 | 0 | #DIV/0! | 0%
| Wisconsin Electric Power Co | 67725 | Auburn Solar WI, LLC | WI | Fond Du Lac | MISO | Electric Utility | 20245 |  | 5 | 5 | 5 | Solar Photovoltaic | SUN | PV | 2024 |  |  | (OP) Operating |  | 5.8 | [6 empty] | 43.5993 | -88.2387 | 0 | 0 | #DIV/0! | 0%
| City of Augusta - (KS) | 1261 | Augusta Electric Plant No 1 | KS | Butler | SWPP | Electric Utility | 1 |  | 11.5 | 11.5 | 11.5 | Natural Gas Internal Combustion Engine | NG | IC | 1957.875 |  |  | (SB) Standby/Backup: available for service but not normally used | [8 empty] | 37.6785 | -96.9719 | 0 | 0 | #DIV/0! | 0%
| Audrey Solar LLC | 58732 | Audrey Solar | NC | Cleveland | DUK | IPP Non-CHP | PV1 |  | 3 | 3 | 3 | Solar Photovoltaic | SUN | PV | 2016 |  |  | (OP) Operating |  | 3.7 | [6 empty] | 35.3281 | -81.6219 | 0 | 0 | #DIV/0! | 0%
| City of Bryan - (OH) | 7657 | Auglaize Hydro | OH | Defiance | PJM | Electric Utility | 1 |  | 3.6 | 4.5 | 4.5 | Conventional Hydroelectric | WAT | HY | 1995.5 |  |  | (OP) Operating | [8 empty] | 41.2372 | -84.3998 | 0 | 0 | #DIV/0! | 0%
| August Wind Energy, LLC | 61644 | August Wind Farm | IA | Taylor | MISO | IPP Non-CHP | AUG |  | 1.8 | 1.8 | 1.8 | Onshore Wind Turbine | WND | WT | 2017 |  |  | (OP) Operating | [8 empty] | 40.7649 | -94.4756 | 0 | 0 | #DIV/0! | 0%
| Maine DG Solar Augusta, LLC | 65533 | Augusta | ME | Kennebec | ISNE | IPP Non-CHP | AUGU |  | 2.5 | 2.5 | 2.5 | Solar Photovoltaic | SUN | PV | 2022 |  |  | (OP) Operating |  | 3.7 | [6 empty] | 44.3612 | -69.7964 | 0 | 0 | #DIV/0! | 0%
| Dimension Energy LLC | 67529 | Augusta CSG, LLC | VA | Augusta | PJM | IPP Non-CHP | AUGUS |  | 2.9 | 2.9 | 2.9 | Solar Photovoltaic | SUN | PV | 2024 |  |  | (OP) Operating |  | 3.83 | [6 empty] | 38.1002 | -78.9647 | 0 | 0 | #DIV/0! | 0%
| Colton Power LP | 55934 | Century Generating Facility | CA | San Bernardino | CISO | IPP Non-CHP | C1 |  | 44.8 | 38 | 44 | Natural Gas Fired Combustion Turbine | NG | GT | 2001 |  |  | (OP) Operating | [8 empty] | 34.0606 | -117.3533 | 0 | 0 | #DIV/0! | 0%
| CES Placerita Inc | 10677 | CES Placerita Power Plant | CA | Los Angeles | CISO | IPP Non-CHP | UNT2 | CESP | 90 | 69 | 75 | Natural Gas Fired Combined Cycle | NG | CT | 1988 |  |  | (OS) Out of service and NOT expected to return to service in next calendar year | [8 empty] | 34.3801 | -118.4999 | 0 | 0 | #DIV/0! | 0%
| BD Solar Augusta LLC | 63895 | Augusta PV - BD Solar Augusta LLC | ME | Kennebec | ISNE | IPP Non-CHP | AUGPV |  | 7.2 | 7.2 | 7.2 | Solar Photovoltaic | SUN | PV | 2021 |  |  | (OP) Operating |  | 8.7 | [6 empty] | 44.328 | -69.731 | 0 | 0 | #DIV/0! | 0%
| REA Investments, LLC | 67920 | Augusta Road Bowdoin Solar, LLC | ME | Sagadahoc | ISNE | IPP Non-CHP | AUGUS |  | 3.8 | 3.8 | 3.8 | Solar Photovoltaic | SUN | PV | 2022 |  |  | (OP) Operating | [8 empty] | 44.0122 | -69.9496 | 0 | 0 | #DIV/0! | 0%
| Augusta Solar, LLC | 63720 | Augusta Solar | SC | Greenwood | DUK | IPP Non-CHP | PGR23 |  | 2 | 2 | 2 | Solar Photovoltaic | SUN | PV | 2020 |  |  | (OP) Operating |  | 2.8 | [6 empty] | 34.124 | -82.13 | 0 | 0 | #DIV/0! | 0%
| Altus Power America Management, LLC | 62906 | Augusta Solar Farm | NJ | Sussex | PJM | IPP Non-CHP | AUGSF |  | 2.9 | 2.9 | 2.9 | Solar Photovoltaic | SUN | PV | 2016 |  |  | (OP) Operating |  | 3.7 | [6 empty] | 41.1 | -74.731 | 0 | 0 | #DIV/0! | 0%
| Strata Manager, LLC | 60313 | Augustus Farm, LLC | NC | Pitt | DUK | IPP Non-CHP | 1 |  | 4.9 | 4.9 | 4.9 | Solar Photovoltaic | SUN | PV | 2015 |  |  | (OP) Operating |  | 6.8 | [6 empty] | 35.5997 | -77.6391 | 0 | 0 | #DIV/0! | 0%
| CF Industries Nitrogen LLC | 10195 | CF Industries Yazoo City Complex | MS | Yazoo | MISO | Industrial CHP | EXIS |  | 25 | 20 | 22 | Natural Gas Fired Combustion Turbine | NG | GT | 1984 |  |  | (OP) Operating | [8 empty] | 32.9041 | -90.3781 | 0 | 0 | #DIV/0! | 0%
| Aulander Holloman Solar, LLC | 62340 | Aulander Holloman Solar, LLC | NC | Hertford | PJM | IPP Non-CHP | HOLLO |  | 80 | 99.9 | 99.9 | Solar Photovoltaic | SUN | PV | 2018 |  |  | (OP) Operating |  | 125 | [6 empty] | 36.2912 | -77.0666 | 0 | 0 | #DIV/0! | 0%
| Cardinal Renewables | 63332 | Aulander Hwy 42 Solar, LLC | NC | Hertford | PJM | IPP Non-CHP | NCAUL |  | 5 | 5 | 5 | Solar Photovoltaic | SUN | PV | 2016 |  |  | (OP) Operating |  | 7.1 | [6 empty] | 36.2486 | -77.0852 | 0 | 0 | #DIV/0! | 0%
| National Grid Renewables | 61706 | Auriga Community Solar | MN | Murray | MISO | IPP Non-CHP | AURI |  | 1 | 1 | 1 | Solar Photovoltaic | SUN | PV | 2018 |  |  | (OP) Operating |  | 1.5 | [6 empty] | 43.9779 | -95.7674 | 0 | 0 | #DIV/0! | 0%
| WM Renewable Energy LLC | 56524 | Austin Gas Recovery | TX | Travis | ERCO | IPP Non-CHP | GEN1 |  | 4.8 | 4.8 | 4.8 | Landfill Gas | LFG | IC | 2007 |  |  | (OP) Operating | [8 empty] | 30.3344 | -97.6217 | 0 | 0 | #DIV/0! | 0%
| Consolidated Edison Development Inc. | 61745 | Aurora County Wind | SD | Aurora | SWPP | IPP Non-CHP | ACSD |  | 20 | 20 | 20 | Onshore Wind Turbine | WND | WT | 2018 |  |  | (OP) Operating | [8 empty] | 43.7308 | -98.7642 | 0 | 0 | #DIV/0! | 0%
| Aurora Wind Project, LLC | 63258 | Aurora Wind Project | ND | Williams | SWPP | IPP Non-CHP | AURWP |  | 298.8 | 298.8 | 298.8 | Onshore Wind Turbine | WND | WT | 2021 |  |  | (OP) Operating | [8 empty] | 48.5 | -103.1 | 0 | 0 | #DIV/0! | 0%
| Lower Colorado River Authority | 3594 | Austin | TX | Travis | ERCO | Electric Utility | 1 |  | 18 | 17 | 17 | Conventional Hydroelectric | WAT | HY | 1940 |  |  | (OP) Operating | [8 empty] | 30.2934 | -97.7844 | 0 | 0 | #DIV/0! | 0%
| City of Rock Falls - (IL) | 7854 | Avenue A Generator Sets | IL | Whiteside | MISO | Electric Utility | 1 |  | 3.6 | 3.6 | 3.6 | Petroleum Liquids | DFO | IC | 2000 |  |  | (SB) Standby/Backup: available for service but not normally used | [8 empty] | 41.7807 | -89.6894 | 0 | 0 | #DIV/0! | 0%
| Tesla Inc. | 65070 | Austin TX GigaFactory | TX | Travis | ERCO | Industrial Non-CHP | C02 |  | 1.9 | 1.9 | 1.9 | Solar Photovoltaic | SUN | PV | 2023 |  |  | (OP) Operating |  | 2 | [6 empty] | 30.2202 | -97.6197 | 0 | 0 | #DIV/0! | 0%
| Cypress Creek Renewables | 60634 | Auten Road Farm, LLC | NC | Gaston | DUK | IPP Non-CHP | PV1 |  | 5 | 5 | 5 | Solar Photovoltaic | SUN | PV | 2017 |  |  | (OP) Operating |  | 7 | [6 empty] | 35.305 | -81.1373 | 0 | 0 | #DIV/0! | 0%
| CHI Operations Inc | 55566 | Autumn Hills LLC | MN | Lincoln | MISO | IPP Non-CHP | AH30 |  | 1.9 | 1.9 | 1.9 | Onshore Wind Turbine | WND | WT | 2001 |  |  | (OP) Operating | [8 empty] | 44.4131 | -96.4325 | 0 | 0 | #DIV/0! | 0%
| Auwahi Wind Energy LLC | 57996 | Auwahi Wind Energy Hybrid | HI | Maui |  | IPP Non-CHP | AWEB |  | 35 | 35 | 35 | Batteries | MWH | BA | 2012 |  |  | (OP) Operating | 4.4 | [7 empty] | 20.596 | -156.318 | 0 | 0 | #DIV/0! | 0%
| AV Solar Ranch 1 LLC | 57378 | AV Solar Ranch One | CA | Los Angeles | CISO | IPP Non-CHP | AVSR |  | 253 | 241.5 | 241.5 | Solar Photovoltaic | SUN | PV | 2014 |  |  | (OP) Operating |  | 279 | [6 empty] | 34.7803 | -118.4244 | 0 | 0 | #DIV/0! | 0%
| Renewable Solar, Inc | 68634 | Avalon Dairy | CA | Kern | CISO | Industrial Non-CHP | 18904 |  | 3.1 | 3.1 | 3.1 | Solar Photovoltaic | SUN | PV | 2024 |  |  | (OP) Operating |  | 4.2 | [6 empty] | 35.7164 | -119.4304 | 0 | 0 | #DIV/0! | 0%
| Avalon Hydropower LLC | 54801 | Avalon Hydropower | NC | ROCKINGHAM | DUK | Commercial Non-CHP | GEN1 |  | 1.2 | 1.2 | 1.2 | Conventional Hydroelectric | WAT | HY | 1999 |  |  | (OP) Operating | [8 empty] | 36.4237 | -79.9525 | 0 | 0 | #DIV/0! | 0%
| Arevon Energy, Inc. | 59168 | Avalon Solar | AZ | Pima | TEPC | IPP Non-CHP | AS |  | 29 | 29 | 29 | Solar Photovoltaic | SUN | PV | 2014 |  |  | (OP) Operating |  | 35 | [6 empty] | 32.0014 | -110.9606 | 0 | 0 | #DIV/0! | 0%
| Avalon Solar Partners II, LLC | 60062 | Avalon Solar II | AZ | Pima | TEPC | IPP Non-CHP | ASII |  | 16 | 16 | 15 | Solar Photovoltaic | SUN | PV | 2016 |  |  | (OP) Operating |  | 21.5 | [6 empty] | 32.0009 | -110.9584 | 0 | 0 | #DIV/0! | 0%
| Avenal Solar Holdings LLC | 57359 | Avenal Park | CA | Kings | CISO | IPP Non-CHP | 1 |  | 6 | 6 | 6 | Solar Photovoltaic | SUN | PV | 2011 |  |  | (OP) Operating |  | 7 | [6 empty] | 35.9897 | -120.11 | 0 | 0 | #DIV/0! | 0%
| RPCA Solar 1, LLC | 66809 | Avenue 26 Solar | CA | Madera | CISO | IPP Non-CHP | A26P1 |  | 7.6 | 7.6 | 7.6 | Solar Photovoltaic | SUN | PV | 2024 |  |  | (OP) Operating |  | 3.6 | [6 empty] | 37.1258 | -120.1788 | 0 | 0 | #DIV/0! | 0%
| Formosa Plastics Corp | 56708 | CFB Power Plant | TX | Calhoun | ERCO | Industrial Non-CHP | G2101 |  | 310 | 286.2 | 286.2 | Natural Gas Steam Turbine | NG | ST | 2012 |  |  | (OP) Operating | [8 empty] | 28.6503 | -96.5397 | 0 | 0 | #DIV/0! | 0%
| Leeward Asset Management, LLC | 65591 | AVEP BESS | CA | Kern | CISO | IPP Non-CHP | AVEPB |  | 126 | 126 | 126 | Batteries | MWH | BA | 2025 |  |  | (OP) Operating | 504 | [7 empty] | 34.878 | -118.347 | 0 | 0 | #DIV/0! | 0%
| Aviator Wind, LLC | 63209 | Aviator Wind | TX | Coke | ERCO | IPP Non-CHP | AVTOR |  | 525 | 525 | 525 | Onshore Wind Turbine | WND | WT | 2021 |  |  | (OP) Operating | [8 empty] | 31.7926 | -100.6973 | 0 | 0 | #DIV/0! | 0%
| Avon Solar Farm LLC | 67202 | Avon Solar Farm LLC | NY | Monroe | NYIS | IPP Non-CHP | AVON2 |  | 4 | 4 | 4 | Solar Photovoltaic | SUN | PV | 2021 |  |  | (OP) Operating |  | 4.9 | [6 empty] | 42.927 | -77.738 | 0 | 0 | #DIV/0! | 0%
| Solar Avra Valley LLC | 57657 | Avra Valley Solar | AZ | Pima | TEPC | IPP Non-CHP | 1 |  | 25 | 25 | 25 | Solar Photovoltaic | SUN | PV | 2013 |  |  | (OP) Operating |  | 26.5 | [6 empty] | 32.3717 | -111.2828 | 0 | 0 | #DIV/0! | 0%
| Tesla Inc. | 60085 | AVS Lancaster 1 | CA | Los Angeles | CISO | IPP Non-CHP | PV1 |  | 3.7 | 3.7 | 3.7 | Solar Photovoltaic | SUN | PV | 2016 |  |  | (OP) Operating |  | 5 | [6 empty] | 34.7489 | -117.9736 | 0 | 0 | #DIV/0! | 0%
| Mayor and City Council of Baltimore City | 59026 | Back River Waste Water Treatment | MD | Baltimore City | PJM | IPP Non-CHP | CHP 1 |  | 3 | 2.6 | 2.6 | Other Waste Biomass | OBG | IC | 2010 |  |  | (OS) Out of service and NOT expected to return to service in next calendar year | [8 empty] | 39.2997 | -76.4942 | 0 | 0 | #DIV/0! | 0%
| Altus Power America Management, LLC | 58702 | Axio Green LLC | MA | Franklin | ISNE | IPP Non-CHP | 1 |  | 1.8 | 1.8 | 1.8 | Solar Photovoltaic | SUN | PV | 2012 |  |  | (OP) Operating |  | 2 | [6 empty] | 42.5761 | -72.61 | 0 | 0 | #DIV/0! | 0%
| Axium US Solar Holdings LLC | 58039 | Axium Modesto Solar | CA | Stanislaus | CISO | IPP Non-CHP | 1 |  | 25 | 25 | 25 | Solar Photovoltaic | SUN | PV | 2012 |  |  | (OP) Operating |  | 31.3 | [6 empty] | 37.7342 | -120.9956 | 0 | 0 | #DIV/0! | 0%
| Central Rivers Power NH, LLC | 2355 | Ayers Island | NH | Grafton | ISNE | IPP Non-CHP | 1 |  | 8.4 | 8.4 | 9 | Conventional Hydroelectric | WAT | HY | 1925 |  |  | (OP) Operating | [8 empty] | 43.5978 | -71.7177 | 0 | 0 | #DIV/0! | 0%
| Altus Power America Management, LLC | 59463 | Ayers Village Solar | MA | Essex | ISNE | IPP Non-CHP | 1 |  | 2 | 2 | 2 | Solar Photovoltaic | SUN | PV | 2014 |  |  | (OP) Operating |  | 2.4 | [6 empty] | 42.7919 | -71.1775 | 0 | 0 | #DIV/0! | 0%
| CD Global Solar Holdings, LLC | 58792 | Ayrshire | NC | Cleveland | DUK | IPP Non-CHP | PV1 |  | 19.4 | 19.4 | 19.4 | Solar Photovoltaic | SUN | PV | 2017 |  |  | (OP) Operating |  | 27 | [6 empty] | 35.2831 | -81.6153 | 0 | 0 | #DIV/0! | 0%
| Arizona State University FDM | 62643 | AZ State University - Tempe Campus Solar | AZ | Maricopa | AZPS | Commercial Non-CHP | 20794 |  | 2.5 | 2.5 | 2.5 | Solar Photovoltaic | SUN | PV | 2011.8333 |  |  | (OP) Operating |  | 0.22 | [6 empty] | 33.4243 | -111.9282 | 0 | 0 | #DIV/0! | 0%
| Onward Energy | 58482 | Azalea Solar, LLC | GA | Washington | SOCO | IPP Non-CHP | 1 |  | 7.7 | 7.7 | 7.7 | Solar Photovoltaic | SUN | PV | 2013 |  |  | (OP) Operating |  | 9.7 | [6 empty] | 32.9808 | -82.5917 | 0 | 0 | #DIV/0! | 0%
| Brookfield White Pine Hydro LLC | 50999 | Aziscohos Hydroelectric Project | ME | Oxford | ISNE | IPP Non-CHP | GEN1 |  | 6.7 | 6.8 | 6.8 | Conventional Hydroelectric | WAT | HY | 1988 |  |  | (OP) Operating | [8 empty] | 44.9439 | -70.9975 | 0 | 0 | #DIV/0! | 0%
| Azure Sky Solar Project, LLC | 63905 | Azure Sky Solar | TX | Haskell | ERCO | IPP Non-CHP | ASKYB |  | 316.2 | 316.2 | 316.2 | Batteries | MWH | BA | 2021.5 |  |  | (OP) Operating | 80.5 | [7 empty] | 33.0216 | -99.6146 | 0 | 0 | #DIV/0! | 0%
| Azure Sky Wind Project, LLC | 64164 | Azure Sky Wind Project, LLC Hybrid | TX | Throckmorton | ERCO | IPP Non-CHP | ASWBE |  | 470.2 | 470.2 | 470.2 | Batteries | MWH | BA | 2024 |  |  | (OP) Operating | 190 | [7 empty] | 33.1691 | -99.266 | 0 | 0 | #DIV/0! | 0%
| City of Pasadena - (CA) | 6449 | Azusa | CA | Los Angeles | CISO | Electric Utility | 1 |  | 3 | 2 | 2 | Conventional Hydroelectric | WAT | HY | 1949 |  |  | (OP) Operating | [8 empty] | 34.1548 | -117.9093 | 0 | 0 | #DIV/0! | 0%
| Brewster | 56210 | B&K Energy Systems LLC | MN | Jackson | MISO | IPP Non-CHP | 1 |  | 2 | 2 | 2 | Onshore Wind Turbine | WND | WT | 2003 |  |  | (OP) Operating | [8 empty] | 43.6514 | -95.3755 | 0 | 0 | #DIV/0! | 0%
| Minnesota Solar CSG 19, LLC | 61453 | B.R. Corcoran CSG | MN | Hennepin | MISO | IPP Non-CHP | 42278 |  | 5 | 5 | 5 | Solar Photovoltaic | SUN | PV | 2017 |  |  | (OP) Operating |  | 1.4 | [6 empty] | 45.0695 | -93.6432 | 0 | 0 | #DIV/0! | 0%
| Minnesota Solar CSG 21, LLC | 61454 | B.R. Sartell CSG | MN | Stearns | MISO | IPP Non-CHP | 42286 |  | 3 | 3 | 3 | Solar Photovoltaic | SUN | PV | 2017 |  |  | (OP) Operating |  | 1.4 | [6 empty] | 45.665 | -94.2254 | 0 | 0 | #DIV/0! | 0%
| Minnesota Solar CSG 9, LLC | 61455 | B.R. Sauk Rapids CSG | MN | Benton | MISO | IPP Non-CHP | 42292 |  | 5 | 5 | 5 | Solar Photovoltaic | SUN | PV | 2017 |  |  | (OP) Operating |  | 1.4 | [6 empty] | 45.6236 | -94.0782 | 0 | 0 | #DIV/0! | 0%
| Babbitt Ranch Energy Center, LLC | 66110 | Babbitt Ranch Energy Center | AZ | Coconino | SRP | IPP Non-CHP | BREC1 |  | 163 | 163 | 163 | Onshore Wind Turbine | WND | WT | 2024 |  |  | (OP) Operating | [8 empty] | 35.6277 | -111.8679 | 0 | 0 | #DIV/0! | 0%
| Florida Power & Light Co | 62634 | Babcock Preserve | FL | Charlotte | FPL | Electric Utility | 1 |  | 74.5 | 74.5 | 74.5 | Solar Photovoltaic | SUN | PV | 2020 |  |  | (OP) Operating |  | 114.7 | [6 empty] | 26.8579 | -81.7596 | 0 | 0 | #DIV/0! | 0%
| Florida Power & Light Co | 59993 | Babcock Solar Energy Center Hybrid | FL | Charlotte | FPL | Electric Utility | 1 |  | 84.5 | 84.5 | 84.5 | Solar Photovoltaic | SUN | PV | 2017 |  |  | (OP) Operating |  | 114.7 | [6 empty] | 26.8616 | -81.751 | 0 | 0 | #DIV/0! | 0%
| Connecticut Mun Elec Engy Coop | 59415 | Backus Microgrid Project | CT | New London | ISNE | Electric Utility | BMP1 |  | 10.4 | 10 | 10 | Petroleum Liquids | DFO | IC | 2014 |  |  | (OP) Operating | [8 empty] | 41.5428 | -72.0936 | 0 | 0 | #DIV/0! | 0%
| WCAC Operating Company | 50003 | Chalk Cliff Limited | CA | Kern | CISO | IPP CHP | GEN1 |  | 46 | 46 | 48 | Natural Gas Fired Combustion Turbine | NG | GT | 1990 |  |  | (OP) Operating | [8 empty] | 35.0968 | -119.4299 | 0 | 0 | #DIV/0! | 0%
| City of Chanute | 7018 | Chanute 3 | KS | Neosho | SWPP | Electric Utility | 10 |  | 34.8 | 32.1 | 32.1 | Natural Gas Internal Combustion Engine | NG | IC | 1987.8 |  |  | (OP) Operating | [8 empty] | 37.6376 | -95.4704 | 0 | 0 | #DIV/0! | 0%
| Village of Rockville Centre - (NY) | 2695 | Charles P Keller | NY | Nassau | NYIS | Electric Utility | 10 |  | 29.4 | 28.8 | 28.8 | Natural Gas Internal Combustion Engine | NG | IC | 1967.5 |  |  | (OP) Operating | [8 empty] | 40.6583 | -73.6406 | 0 | 0 | #DIV/0! | 0%
| Duke Energy Carolinas, LLC | 7125 | Bad Creek | SC | Oconee | DUK | Electric Utility | 1 |  | 1680 | 1680 | 1680 | Hydroelectric Pumped Storage | WAT | PS | 1991 |  |  | (OP) Operating | [8 empty] | 35.0075 | -82.9975 | 0 | 0 | #DIV/0! | 0%
| Strata Manager, LLC | 62603 | Badger | NC | Jones | CPLW | IPP Non-CHP | BADGE |  | 5 | 5 | 5 | Solar Photovoltaic | SUN | PV | 2019 |  |  | (OP) Operating |  | 7 | [6 empty] | 34.839 | -77.2288 | 0 | 0 | #DIV/0! | 0%
| Desert Sky Solar LLC | 58262 | Badger 1 | AZ | Maricopa | AZPS | IPP Non-CHP | 1 |  | 14.8 | 14.8 | 14.8 | Solar Photovoltaic | SUN | PV | 2013 |  |  | (OP) Operating |  | 19.3 | [6 empty] | 33.498 | -112.8135 | 0 | 0 | #DIV/0! | 0%
| Power Depot Group A, LLC | 65535 | Bakke | TX | Andrews | ERCO | IPP Non-CHP | BAK1 |  | 9 | 7.5 | 9 | Petroleum Liquids | DFO | IC | 2013 |  |  | (OP) Operating | [8 empty] | 32.2959 | -102.54 | 0 | 0 | #DIV/0! | 0%
| Wisconsin Public Service Corp | 62955 | Badger Hollow I | WI | Iowa | MISO | Electric Utility | GEN1 |  | 150 | 150 | 150 | Solar Photovoltaic | SUN | PV | 2021 |  |  | (OP) Operating |  | 191.6 | [6 empty] | 42.9456 | -90.3494 | 0 | 0 | #DIV/0! | 0%
| Wisconsin Electric Power Co | 64393 | Badger Hollow II | WI | Iowa | MISO | Electric Utility | GEN2 |  | 150 | 150 | 150 | Solar Photovoltaic | SUN | PV | 2023 |  |  | (OP) Operating |  | 187.5 | [6 empty] | 42.9456 | -90.3494 | 0 | 0 | #DIV/0! | 0%
| Scale Sustainable I, LLC | 62034 | Baer Road CSG | NY | Sullivan | NYIS | IPP Non-CHP | 7 |  | 2 | 2 | 2 | Solar Photovoltaic | SUN | PV | 2018 |  |  | (OP) Operating |  | 2.7 | [6 empty] | 41.797 | -75.068 | 0 | 0 | #DIV/0! | 0%
| Avangrid Power LLC | 57927 | Baffin Wind | TX | Kenedy | ERCO | IPP Non-CHP | 1 |  | 188 | 188 | 188 | Onshore Wind Turbine | WND | WT | 2014 |  |  | (OP) Operating | [8 empty] | 27.1847 | -97.5982 | 0 | 0 | #DIV/0! | 0%
| Strata Manager, LLC | 59127 | Bailey Farm LLC | NC | Nash | CPLE | IPP Non-CHP | 1 |  | 5 | 5 | 5 | Solar Photovoltaic | SUN | PV | 2013 |  |  | (OP) Operating |  | 6.5 | [6 empty] | 35.7875 | -78.1397 | 0 | 0 | #DIV/0! | 0%
| Bainbridge Solar, LLC | 64011 | Bainbridge Solar | GA | Decatur | SOCO | IPP Non-CHP | 6359 |  | 1 | 1 | 0.8 | Solar Photovoltaic | SUN | PV | 2019 |  |  | (OP) Operating |  | 1.3 | [6 empty] | 30.9672 | -84.6255 | 0 | 0 | #DIV/0! | 0%
| Cypress Creek Renewables | 61527 | Bakatsias Solar | NC | Alamance | DUK | IPP Non-CHP | GEN1 |  | 5 | 5 | 5 | Solar Photovoltaic | SUN | PV | 2017 |  |  | (OP) Operating |  | 5.3 | [6 empty] | 36.0724 | -79.3475 | 0 | 0 | #DIV/0! | 0%
| Hybrid-Electric Building Technologies West Los Angeles 1, LLC | 63610 | Baker | CA | Orange | CISO | Commercial Non-CHP | BAKER |  | 1.2 | 1.2 | 1.2 | Batteries | MWH | BA | 2019 |  |  | (OP) Operating | 6.3 | [7 empty] | 33.6565 | -117.6841 | 0 | 0 | #DIV/0! | 0%
| Adapture Renewables, Inc. | 61854 | Baker City Solar | OR | Baker | IPCO | IPP Non-CHP | BAKER |  | 15 | 15 | 15 | Solar Photovoltaic | SUN | PV | 2020 |  |  | (OP) Operating |  | 19 | [6 empty] | 44.7024 | -117.7635 | 0 | 0 | #DIV/0! | 0%
| Baker Station Associates, LP | 59428 | Baker Creek Hydroelectric | CA | Humboldt | CISO | IPP Non-CHP | GENE1 |  | 1.5 | 0 | 1.5 | Conventional Hydroelectric | WAT | HY | 2014 |  |  | (OP) Operating | [8 empty] | 40.5264 | -123.7256 | 0 | 0 | #DIV/0! | 0%
| Cypress Creek Renewables | 61519 | Baker Point | MD | Frederick | PJM | IPP Non-CHP | GEN1 |  | 9 | 9 | 9 | Solar Photovoltaic | SUN | PV | 2016 |  |  | (OP) Operating |  | 11 | [6 empty] | 39.5703 | -77.3634 | 0 | 0 | #DIV/0! | 0%
| Ecoplexus, Inc | 59517 | Baker PV 1 | NC | Hertford | PJM | IPP Non-CHP | BAKE1 |  | 5 | 5 | 5 | Solar Photovoltaic | SUN | PV | 2016 |  |  | (OP) Operating |  | 7 | [6 empty] | 36.2703 | -77.0603 | 0 | 0 | #DIV/0! | 0%
| Bakersfield 111 LLC | 59948 | Bakersfield 111 | CA | Kern | PACW | IPP Non-CHP | BF111 |  | 1.4 | 1.4 | 1.4 | Solar Photovoltaic | SUN | PV | 2015 | 7 | 2035 | (OP) Operating |  | 1.8 | [6 empty] | 35.3176 | -118.9899 | 0 | 0 | #DIV/0! | 0%
| Kern Community College District | 57655 | Bakersfield College Solar 01 | CA | Kern | CISO | Commercial Non-CHP | BC01 |  | 1.1 | 1.1 | 1.1 | Solar Photovoltaic | SUN | PV | 2010 |  |  | (OS) Out of service and NOT expected to return to service in next calendar year |  | 1.4 | [6 empty] | 35.4118 | -118.9686 | 0 | 0 | #DIV/0! | 0%
| AES Distributed Energy | 61118 | Bakersfield Industrial PV 1 | CA | Kern | CISO | IPP Non-CHP | BIND1 |  | 1 | 1 | 1 | Solar Photovoltaic | SUN | PV | 2017 |  |  | (OP) Operating |  | 1.5 | [6 empty] | 35.33 | -118.9931 | 0 | 0 | #DIV/0! | 0%
| AES Distributed Energy | 61117 | Bakersfield PV 1 | CA | Kern | CISO | IPP Non-CHP | BAKE1 |  | 5.3 | 5.3 | 5.3 | Solar Photovoltaic | SUN | PV | 2017 |  |  | (OP) Operating |  | 7 | [6 empty] | 35.325 | -118.9815 | 0 | 0 | #DIV/0! | 0%
| City of Baldwin City- (KS) | 1262 | Baldwin City Plant No 1 | KS | Douglas | SWPP | Electric Utility | 4 |  | 4.2 | 2.9 | 2.9 | Petroleum Liquids | DFO | IC | 1966 |  |  | (OP) Operating | [8 empty] | 38.7745 | -95.1867 | 0 | 0 | #DIV/0! | 0%
| Pacific Gas & Electric Co. | 217 | Balch 1 | CA | Fresno | CISO | Electric Utility | 1 |  | 31 | 31 | 31 | Conventional Hydroelectric | WAT | HY | 1927 |  |  | (OP) Operating | [8 empty] | 36.9091 | -119.0877 | 0 | 0 | #DIV/0! | 0%
| Pacific Gas & Electric Co. | 218 | Balch 2 | CA | Fresno | CISO | Electric Utility | 2 |  | 97.2 | 105 | 105 | Conventional Hydroelectric | WAT | HY | 1958 |  |  | (OP) Operating | [8 empty] | 36.9089 | -119.0876 | 0 | 0 | #DIV/0! | 0%
| Portland General Electric Co | 57882 | Baldock Solar Highway | OR | Clackamas | PGE | Electric Utility | BSH1 |  | 1.4 | 1.4 | 1.4 | Solar Photovoltaic | SUN | PV | 2012 |  |  | (OP) Operating |  | 1.8 | [6 empty] | 45.2694 | -122.7717 | 0 | 0 | #DIV/0! | 0%
| Electrodes | 61721 | Baldwin | CA | Orange | CISO | Commercial Non-CHP | WLA01 |  | 1 | 1 | 1 | Batteries | MWH | BA | 2019 |  |  | (OP) Operating | 6.9 | [7 empty] | 33.6693 | -117.6468 | 0 | 0 | #DIV/0! | 0%
| Maine DG Solar Baldwin, LLC | 65532 | Baldwin | ME | Cumberland | ISNE | IPP Non-CHP | BALD |  | 5 | 5 | 5 | Solar Photovoltaic | SUN | PV | 2022 |  |  | (OP) Operating |  | 7.4 | [6 empty] | 43.7932 | -70.7569 | 0 | 0 | #DIV/0! | 0%
| City of Baldwin City- (KS) | 8020 | Baldwin City Plant No 2 | KS | Douglas | SWPP | Electric Utility | 10 |  | 10.8 | 10 | 10 | Petroleum Liquids | DFO | IC | 2014.5 |  |  | (OP) Operating | [8 empty] | 38.7649 | -95.192 | 0 | 0 | #DIV/0! | 0%
| Aurora Energy LLC | 79 | Chena Power Plant | AK | Fairbanks North Star |  | IPP CHP | 1 |  | 27.5 | 25.7 | 25.1 | Conventional Steam Coal | SUB | ST | 1959.6667 |  |  | (OP) Operating | [8 empty] | 64.8477 | -147.7351 | 0 | 0 | #DIV/0! | 0%
| Bancroft Municipal Utilities | 1125 | Bancroft | IA | Kossuth | MISO | Electric Utility | 5 |  | 4.2 | 4.1 | 4.1 | Petroleum Liquids | DFO | IC | 1985.3333 |  |  | (SB) Standby/Backup: available for service but not normally used | [8 empty] | 43.2926 | -94.2171 | 0 | 0 | #DIV/0! | 0%
| Vistra Corp | 68148 | Baldwin Solar BESS | IL | Randolph | MISO | IPP Non-CHP | 1 |  | 70.4 | 70.4 | 70.4 | Solar Photovoltaic | SUN | PV | 2024 |  |  | (OP) Operating |  | 94.5 | [6 empty] | 38.2035 | -89.8539 | 0 | 0 | #DIV/0! | 0%
| Baldwin Wind LLC | 57347 | Baldwin Wind LLC | ND | Burleigh | MISO | IPP Non-CHP | GE1 |  | 102.4 | 102.4 | 102.4 | Onshore Wind Turbine | WND | WT | 2010 |  |  | (OP) Operating | [8 empty] | 47.1133 | -100.7086 | 0 | 0 | #DIV/0! | 0%
| AES Clean Energy | 66885 | Baldy Mesa 2_Silver Peak Hybrid | CA | San Bernardino | CISO | IPP Non-CHP | SPKBS |  | 75 | 75 | 75 | Batteries | MWH | BA | 2024 |  |  | (OP) Operating | 100 | [7 empty] | 34.6091 | -117.4537 | 0 | 0 | #DIV/0! | 0%
| AES Clean Energy | 66598 | Baldy Mesa Solar & Storage | CA | San Bernardino | CISO | IPP Non-CHP | BDMSS |  | 225 | 225 | 225 | Batteries | MWH | BA | 2024 |  |  | (OP) Operating | 300 | [7 empty] | 34.6092 | -117.4543 | 0 | 0 | #DIV/0! | 0%
| Balko Wind LLC | 58900 | Balko Wind LLC | OK | Beaver | SWPP | IPP Non-CHP | BAL1 |  | 299.7 | 299.7 | 299.7 | Onshore Wind Turbine | WND | WT | 2015 |  |  | (OP) Operating | [8 empty] | 36.5181 | -100.8472 | 0 | 0 | #DIV/0! | 0%
| Ball Hill Wind Energy, LLC | 65495 | Ball Hill Wind Energy, LLC | NY | Chautauqua | NYIS | IPP Non-CHP | BALLH |  | 107.5 | 107.5 | 107.5 | Onshore Wind Turbine | WND | WT | 2023 |  |  | (OP) Operating | [8 empty] | 42.2653 | -79.0725 | 0 | 0 | #DIV/0! | 0%
| Eagle Creek Renewable Energy, LLC | 59040 | Ball Mountain Hydro | VT | Windham | ISNE | IPP Non-CHP | GEN 1 |  | 2.4 | 2.4 | 2.4 | Conventional Hydroelectric | WAT | HY | 2016 |  |  | (OA) Out of service but expected to return to service in next calendar year | [8 empty] | 43.1269 | -72.7761 | 0 | 0 | #DIV/0! | 0%
| Ballenger Road Solar A | 63759 | Ballenger Road Solar A | SC | Spartanburg | DUK | IPP Non-CHP | BALGR |  | 2 | 2 | 2 | Solar Photovoltaic | SUN | PV | 2020 |  |  | (OP) Operating |  | 2.8 | [6 empty] | 35.0435 | -82.1128 | 0 | 0 | #DIV/0! | 0%
| Ballston Solar LLC | 62170 | Ballston Solar LLC | OR | Yamhill | PGE | IPP Non-CHP | BSPV1 |  | 2.2 | 2.2 | 2.2 | Solar Photovoltaic | SUN | PV | 2018 |  |  | (OP) Operating |  | 2.9 | [6 empty] | 45.077 | -123.395 | 0 | 0 | #DIV/0! | 0%
| Tampa Electric Co | 61654 | Balm Solar | FL | Hillsborough | TEC | Electric Utility | PV1 |  | 74.4 | 74.4 | 74.4 | Solar Photovoltaic | SUN | PV | 2018 |  |  | (OP) Operating |  | 87.9 | [6 empty] | 27.7628 | -82.2346 | 0 | 0 | #DIV/0! | 0%
| SRE Utility Solar 1, LLC | 59828 | Balsam | NC | Lee | CPLE | IPP Non-CHP | 5375 |  | 5 | 5 | 5 | Solar Photovoltaic | SUN | PV | 2015 |  |  | (OP) Operating |  | 6.7 | [6 empty] | 35.4589 | -79.1739 | 0 | 0 | #DIV/0! | 0%
| Altus Power America Management, LLC | 60144 | Baltimore Church Solar, LLC | NC | Robeson | DUK | IPP Non-CHP | FLS1 |  | 5.4 | 5.4 | 5.4 | Solar Photovoltaic | SUN | PV | 2017 |  |  | (OP) Operating |  | 5.6 | [6 empty] | 34.4667 | -79.1524 | 0 | 0 | #DIV/0! | 0%
| Luminace Solar MC, LLC | 60664 | Baltimore City B | MD | Harford | PJM | IPP Non-CHP | PV1 |  | 2 | 2 | 2 | Solar Photovoltaic | SUN | PV | 2015 |  |  | (OP) Operating |  | 2.5 | [6 empty] | 39.436 | -76.22 | 0 | 0 | #DIV/0! | 0%
| Luminace Solar MC, LLC | 60665 | Baltimore City D | MD | Harford | PJM | IPP Non-CHP | PV1 |  | 2 | 2 | 2 | Solar Photovoltaic | SUN | PV | 2015 |  |  | (OP) Operating |  | 2.5 | [6 empty] | 39.436 | -76.22 | 0 | 0 | #DIV/0! | 0%
| Luminace Solar MC, LLC | 60666 | Baltimore City F | MD | Harford | PJM | IPP Non-CHP | PV1 |  | 2 | 2 | 2 | Solar Photovoltaic | SUN | PV | 2015 |  |  | (OP) Operating |  | 2.5 | [6 empty] | 39.436 | -76.22 | 0 | 0 | #DIV/0! | 0%
| Luminace Solar MC, LLC | 60667 | Baltimore City G | MD | Harford | PJM | IPP Non-CHP | PV1 |  | 2 | 2 | 2 | Solar Photovoltaic | SUN | PV | 2015 |  |  | (OP) Operating |  | 2.5 | [6 empty] | 39.436 | -76.22 | 0 | 0 | #DIV/0! | 0%
| 600 Peachtree PropCo, LLC | 55152 | Bank of America Plaza | GA | Fulton | SOCO | Commercial Non-CHP | GEN1 |  | 3 | 2.6 | 2.6 | Petroleum Liquids | DFO | IC | 1991 |  |  | (SB) Standby/Backup: available for service but not normally used | [8 empty] | 33.7708 | -84.3861 | 0 | 0 | #DIV/0! | 0%
| SoCore Energy LLC | 61205 | Bandera Electric Coop PV | TX | Real | ERCO | IPP Non-CHP | PV1 |  | 1.5 | 1.5 | 1.5 | Solar Photovoltaic | SUN | PV | 2017 |  |  | (OP) Operating |  | 2 | [6 empty] | 29.681 | -99.7622 | 0 | 0 | #DIV/0! | 0%
| Bani Solar, LLC | 61938 | Bani Solar | SC | Florence | CPLE | IPP Non-CHP | 4 |  | 2 | 2 | 2 | Solar Photovoltaic | SUN | PV | 2021 |  |  | (OP) Operating |  | 2.8 | [6 empty] | 33.9538 | -79.9371 | 0 | 0 | #DIV/0! | 0%
| Bannock County Landfill | 59529 | Bannock County LFG to Energy | ID | Bannock | IPCO | Commercial Non-CHP | GEN 2 |  | 3.2 | 2.8 | 2.8 | Landfill Gas | LFG | IC | 2016.5 |  |  | (OP) Operating | [8 empty] | 42.7878 | -112.3656 | 0 | 0 | #DIV/0! | 0%
| Alabama Power Co | 2 | Bankhead Dam | AL | Tuscaloosa | SOCO | Electric Utility | 1 |  | 53.9 | 53 | 53 | Conventional Hydroelectric | WAT | HY | 1963 |  |  | (OP) Operating | [8 empty] | 33.4587 | -87.3568 | 0 | 0 | #DIV/0! | 0%
| Banner Solar, LLC | 66700 | Banner Solar | NC | Johnston | CPLE | IPP Non-CHP | BANNR |  | 5 | 5 | 5 | Solar Photovoltaic | SUN | PV | 2021 |  |  | (OP) Operating |  | 6.5 | [6 empty] | 35.4137 | -78.5554 | 0 | 0 | #DIV/0! | 0%
| Imperator Solar, LLC | 68433 | Banner Solar Ironwood | AZ | Pinal | AZPS | IPP Non-CHP | 4761 |  | 1.4 | 1.4 | 1.4 | Solar Photovoltaic | SUN | PV | 2021 |  |  | (OP) Operating |  | 1.8 | [6 empty] | 33.2131 | -111.5669 | 0 | 0 | #DIV/0! | 0%
| Baptist Memorial Hospital | 10008 | Baptist Medical Center | FL | Duval | JEA | Commercial CHP | TG-2 |  | 9 | 8.1 | 9 | Natural Gas Fired Combustion Turbine | NG | GT | 1987.3333 |  |  | (OP) Operating | [8 empty] | 30.3145 | -81.6627 | 0 | 0 | #DIV/0! | 0%
| Generate Capital | 66209 | Bantam Solar | NY | Montgomery | NYIS | IPP Non-CHP | 10986 |  | 5 | 5 | 5 | Solar Photovoltaic | SUN | PV | 2022 |  |  | (OP) Operating |  | 6.5 | [6 empty] | 43.0704 | -74.7308 | 0 | 0 | #DIV/0! | 0%
| Virginia Electric & Power Co | 3803 | Chesapeake | VA | Chesapeake | PJM | Electric Utility | 6 |  | 51.1 | 38.9 | 54.5 | Petroleum Liquids | DFO | GT | 1968.3333 |  |  | (OP) Operating | [8 empty] | 36.7711 | -76.3019 | 0 | 0 | #DIV/0! | 0%
| Cypress Creek Renewables | 61886 | Bar D | CO | Rio Blanco | WACM | IPP Non-CHP | GEN1 |  | 4 | 4 | 4 | Solar Photovoltaic | SUN | PV | 2018 |  |  | (OP) Operating |  | 5.4 | [6 empty] | 39.9237 | -108.4627 | 0 | 0 | #DIV/0! | 0%
| Constellation Power, Inc | 3157 | Chester Generating Station | PA | Chester | PJM | IPP Non-CHP | 7 |  | 55.8 | 39 | 56.2 | Petroleum Liquids | DFO | GT | 1969 |  |  | (OP) Operating | [8 empty] | 39.8301 | -75.3837 | 0 | 0 | #DIV/0! | 0%
| Barber Pool Hydro LLC | 10735 | Barber Dam | ID | Ada | IPCO | IPP Non-CHP | GEN1 |  | 4.1 | 4 | 4 | Conventional Hydroelectric | WAT | HY | 1990 |  |  | (OP) Operating | [8 empty] | 43.561 | -116.1213 | 0 | 0 | #DIV/0! | 0%
| Florida Power & Light Co | 61051 | Barefoot Bay Solar Energy Center | FL | Brevard | FPL | Electric Utility | 1 |  | 74.5 | 74.5 | 74.5 | Solar Photovoltaic | SUN | PV | 2018 |  |  | (OP) Operating |  | 113.2 | [6 empty] | 27.8658 | -80.5211 | 0 | 0 | #DIV/0! | 0%
| Madison Energy Investments LLC | 66907 | Barefoot Solar | ME | Somerset | ISNE | IPP Non-CHP | BARE1 |  | 4.3 | 4.3 | 4.3 | Solar Photovoltaic | SUN | PV | 2022 |  |  | (OP) Operating |  | 5.5 | [6 empty] | 44.5958 | -69.605 | 0 | 0 | #DIV/0! | 0%
| Leeward Asset Management, LLC | 58710 | Barilla Solar | TX | Pecos | ERCO | IPP Non-CHP | BRLA |  | 30.2 | 30.2 | 30.2 | Solar Photovoltaic | SUN | PV | 2015 |  |  | (OP) Operating |  | 37.6 | [6 empty] | 30.96 | -103.35 | 0 | 0 | #DIV/0! | 0%
| KEI (Maine) Power Management (III) LLC | 10728 | Barker Lower | ME | Androscoggin | ISNE | IPP Non-CHP | GEN1 |  | 1.5 | 1.5 | 1.5 | Conventional Hydroelectric | WAT | HY | 1986 |  |  | (OP) Operating | [8 empty] | 44.0867 | -70.2297 | 0 | 0 | #DIV/0! | 0%
| Altus Power America Management, LLC | 61194 | Barker Solar, LLC | NC | Robeson | CPLE | IPP Non-CHP | BARK |  | 5 | 5 | 5 | Solar Photovoltaic | SUN | PV | 2017 |  |  | (OP) Operating |  | 6.6 | [6 empty] | 34.6356 | -78.9287 | 0 | 0 | #DIV/0! | 0%
| USCE-Nashville District | 1371 | Barkley | KY | Lyon | TVA | Electric Utility | 1 |  | 130 | 148 | 148 | Conventional Hydroelectric | WAT | HY | 1966 |  |  | (OP) Operating | [8 empty] | 37.0217 | -88.2211 | 0 | 0 | #DIV/0! | 0%
| Citizens Enterprises Corporation | 63279 | Barneveld Solar | NY | Oneida | NYIS | IPP Non-CHP | PV1 |  | 1 | 1 | 1 | Solar Photovoltaic | SUN | PV | 2019 |  |  | (OP) Operating |  | 1.4 | [6 empty] | 43.2514 | -75.1772 | 0 | 0 | #DIV/0! | 0%
| Kimberly-Clark Corp | 50410 | Chester Operations | PA | Delaware | PJM | Industrial CHP | 6 | 6000 | 69.2 | 56.4 | 65.2 | Natural Gas Fired Combined Cycle | NG | CT | 2020 |  |  | (OP) Operating | [8 empty] | 39.8437 | -75.3588 | 0 | 0 | #DIV/0! | 0%
| Cypress Creek Renewables | 60782 | Barnhill Road Solar, LLC | NC | Pasquotank | PJM | IPP Non-CHP | 1 |  | 3.1 | 3.1 | 3.1 | Solar Photovoltaic | SUN | PV | 2016 |  |  | (OP) Operating |  | 4.2 | [6 empty] | 36.2692 | -76.2995 | 0 | 0 | #DIV/0! | 0%
| Clean Focus Yield, LLC | 59081 | Barnstable Landfill | MA | Barnstable | ISNE | IPP Non-CHP | HAR1 |  | 4 | 4 | 4 | Solar Photovoltaic | SUN | PV | 2014 |  |  | (OP) Operating |  | 4.5 | [6 empty] | 41.6597 | -70.3956 | 0 | 0 | #DIV/0! | 0%
| Barnwell Solar, LLC | 61327 | Barnwell Solar | SC | Barnwell | SCEG | IPP Non-CHP | PGRB1 |  | 5.4 | 5.4 | 5.4 | Solar Photovoltaic | SUN | PV | 2017 |  |  | (OP) Operating |  | 7.6 | [6 empty] | 33.237 | -81.351 | 0 | 0 | #DIV/0! | 0%
| Big Sky Wind, LLC | 60596 | Baron Winds Farm | NY | Steuben | NYIS | IPP Non-CHP | 1 |  | 130 | 130 | 130 | Onshore Wind Turbine | WND | WT | 2023 |  |  | (OP) Operating | [8 empty] | 42.375 | -77.593 | 0 | 0 | #DIV/0! | 0%
| Generate Capital | 67613 | Barone | NY | Sullivan | NYIS | IPP Non-CHP | 11034 |  | 3 | 3 | 3 | Solar Photovoltaic | SUN | PV | 2024 |  |  | (OP) Operating | [8 empty] | 41.5964 | -74.4566 | 0 | 0 | #DIV/0! | 0%
| Terraform Arcadia | 62138 | Barone CSG | MN | McLeod | MISO | IPP Non-CHP | SO328 |  | 1 | 1 | 1 | Solar Photovoltaic | SUN | PV | 2018 |  |  | (OP) Operating |  | 1.4 | [6 empty] | 44.9445 | -94.0739 | 0 | 0 | #DIV/0! | 0%
| Kearsarge Solar LLC | 59766 | Barre II Solar Project | MA | Worcester | ISNE | IPP Non-CHP | BII |  | 1.5 | 1.5 | 1.5 | Solar Photovoltaic | SUN | PV | 2014 |  |  | (OP) Operating |  | 1.9 | [6 empty] | 42.362 | -72.109 | 0 | 0 | #DIV/0! | 0%
| Barrow Utils & Elec Coop, Inc | 7173 | Barrow | AK | North Slope |  | Electric Utility | 11 |  | 17.3 | 17.3 | 19.3 | Natural Gas Fired Combustion Turbine | NG | GT | 1987.2 |  |  | (OP) Operating | [8 empty] | 71.292 | -156.7786 | 0 | 0 | #DIV/0! | 0%
| AES Distributed Energy | 62363 | Barre Solar III LLC | MA | Worcester | ISNE | IPP Non-CHP | BSPV |  | 1 | 1 | 1 | Solar Photovoltaic | SUN | PV | 2018 |  |  | (OP) Operating |  | 1.3 | [6 empty] | 42.4193 | -72.1139 | 0 | 0 | #DIV/0! | 0%
| Onyx Asset Services Group | 61728 | Barrett Farm Solar - Phase I | CT | Windham | ISNE | IPP Non-CHP | 10263 |  | 1.7 | 1.2 | 1 | Solar Photovoltaic | SUN | PV | 2017 |  |  | (OP) Operating |  | 2.4 | [6 empty] | 41.9463 | -71.8838 | 0 | 0 | #DIV/0! | 0%
| MN8 Energy LLC | 61342 | Barrett PV | MA | Worcester | ISNE | IPP Non-CHP | MSBW2 |  | 11.9 | 11.9 | 11.9 | Solar Photovoltaic | SUN | PV | 2016 |  |  | (OP) Operating |  | 16.4 | [6 empty] | 42.1622 | -71.8645 | 0 | 0 | #DIV/0! | 0%
| Dynamic Energy Holdings LLC | 63298 | Barrette Outdoor Living, Inc. | NJ | Atlantic | PJM | Industrial Non-CHP | BARRE |  | 1.5 | 1.5 | 0.2 | Solar Photovoltaic | SUN | PV | 2019 | 4 | 2049 | (OP) Operating |  | 2.1 | [6 empty] | 39.4877 | -74.6004 | 0 | 0 | #DIV/0! | 0%
| City of Barron - (WI) | 4102 | Barron | WI | Barron | MISO | Electric Utility | H2 |  | 0.1 | 0.1 | 0.1 | Conventional Hydroelectric | WAT | HY | 1923 |  |  | (OP) Operating | [8 empty] | 45.4019 | -91.8404 | 0 | 0 | #DIV/0! | 0%
| AEP Onsite Partners, LLC | 64969 | Barron Solar Array | WI | Barron | MISO | IPP Non-CHP | BAR01 |  | 3 | 3 | 3 | Solar Photovoltaic | SUN | PV | 2021 |  |  | (OP) Operating |  | 3.6 | [6 empty] | 45.3962 | -91.8276 | 0 | 0 | #DIV/0! | 0%
| FreePort-McMoRan-Corp-Chino Mines | 54667 | Chino Mines | NM | Grant | PNM | Industrial Non-CHP | 7 | CTG9 | 54 | 50.4 | 55.5 | Natural Gas Fired Combined Cycle | NG | CA | 1980 |  |  | (SB) Standby/Backup: available for service but not normally used | [8 empty] | 32.6956 | -108.1225 | 0 | 0 | #DIV/0! | 0%
| Ecos Energy LLC | 65287 | Barrow Solar | CT | Tolland | ISNE | IPP Non-CHP | BARRO |  | 2 | 2 | 2 | Solar Photovoltaic | SUN | PV | 2021 |  |  | (OP) Operating |  | 2.5 | [6 empty] | 42.0326 | -72.5049 | 0 | 0 | #DIV/0! | 0%
| California Power Holdings LLC | 56185 | Chowchilla II | CA | Madera | CISO | IPP Non-CHP | IC1 |  | 49.6 | 49.6 | 49.6 | Natural Gas Internal Combustion Engine | NG | IC | 2001 |  |  | (OP) Operating | [8 empty] | 37.1073 | -120.2485 | 0 | 0 | #DIV/0! | 0%
| City of Springville - (UT) | 3688 | Bartholomew | UT | Utah | PACE | Electric Utility | 2 |  | 1 | 1 | 1 | Conventional Hydroelectric | WAT | HY | 1988 |  |  | (OP) Operating |  | 0.8 | [6 empty] | 40.1671 | -111.4995 | 0 | 0 | #DIV/0! | 0%
| Georgia Power Co | 702 | Bartletts Ferry | AL | Lee | SOCO | Electric Utility | 1 |  | 173 | 189.1 | 190.5 | Conventional Hydroelectric | WAT | HY | 1950.1667 |  |  | (OP) Operating | [8 empty] | 32.663 | -85.0908 | 0 | 0 | #DIV/0! | 0%
| 38 Degrees North, LLC | 63558 | Barton Acres Solar, LLC CSG | MA | Worcester | ISNE | IPP Non-CHP | BARAC |  | 1 | 1 | 1 | Solar Photovoltaic | SUN | PV | 2017 |  |  | (OP) Operating |  | 1.4 | [6 empty] | 42.572 | -72.164 | 0 | 0 | #DIV/0! | 0%
| Avangrid Power LLC | 57156 | Barton Chapel Wind Farm | TX | Jack | ERCO | IPP Non-CHP | BC |  | 120 | 120 | 120 | Onshore Wind Turbine | WND | WT | 2009 |  |  | (OP) Operating | [8 empty] | 33.0522 | -98.3284 | 0 | 0 | #DIV/0! | 0%
| Barton Solar, LLC | 59741 | Barton Solar Farm | VT | Orleans | ISNE | IPP Non-CHP | BARTN |  | 1.9 | 1.9 | 1.6 | Solar Photovoltaic | SUN | PV | 2014 |  |  | (OP) Operating |  | 2.6 | [6 empty] | 44.7254 | -72.184 | 0 | 0 | #DIV/0! | 0%
| Avangrid Power LLC | 56765 | Barton Windpower LLC | IA | Worth | MISO | IPP Non-CHP | 1 |  | 160 | 160 | 160 | Onshore Wind Turbine | WND | WT | 2009 |  |  | (OP) Operating | [8 empty] | 43.393 | -93.091 | 0 | 0 | #DIV/0! | 0%
| Bartonsville Energy Facility, LLC | 66133 | Bartonsville Energy Facility, LLC | VA | Frederick | PJM | IPP Non-CHP | BTS |  | 130 | 130 | 130 | Solar Photovoltaic | SUN | PV | 2024 |  |  | (OP) Operating |  | 171.8 | [6 empty] | 39.0887 | -78.2399 | 0 | 0 | #DIV/0! | 0%
| Madison Energy Holdings LLC | 66980 | Bartow Davidson | GA | Bartow | SOCO | IPP Non-CHP | SP319 |  | 2.6 | 2.6 | 2.6 | Solar Photovoltaic | SUN | PV | 2023 |  |  | (OP) Operating |  | 3.49 | [6 empty] | 34.2574 | -84.8315 | 0 | 0 | #DIV/0! | 0%
| Cardinal Renewables | 61879 | Bartow Solar Energy LLC | FL | Polk | FPC | IPP Non-CHP | PV |  | 7.3 | 7.3 | 7.3 | Solar Photovoltaic | SUN | PV | 2018 |  |  | (OP) Operating |  | 9.4 | [6 empty] | 27.926 | -81.8191 | 0 | 0 | #DIV/0! | 0%
| City of Aspen- (CO) | 7458 | Basalt | CO | Eagle | PSCO | Electric Utility | 1 |  | 5 | 4.5 | 4.5 | Conventional Hydroelectric | WAT | HY | 1985 |  |  | (OP) Operating | [8 empty] | 39.3631 | -106.8219 | 0 | 0 | #DIV/0! | 0%
| CITGO Petroleum Corp | 52175 | CITGO Refinery Powerhouse | LA | Calcasieu | MISO | Industrial CHP | GEN1 |  | 75 | 39.6 | 36.4 | Other Gases | OG | ST | 1951 |  |  | (OS) Out of service and NOT expected to return to service in next calendar year | [8 empty] | 30.1826 | -93.3234 | 0 | 0 | #DIV/0! | 0%
| Bashaw Solar 1, LLC | 60866 | Bashaw Solar CSG 1, LLC | MA | Essex | ISNE | IPP Non-CHP | 4MID |  | 2 | 2 | 2 | Solar Photovoltaic | SUN | PV | 2017 |  |  | (OP) Operating |  | 2.4 | [6 empty] | 42.7893 | -70.88 | 0 | 0 | #DIV/0! | 0%
| Bassett Healthcare | 54863 | Bassett Medical Center | NY | Otsego | NYIS | Commercial Non-CHP | 0001 |  | 5.6 | 5.6 | 5.6 | Petroleum Liquids | DFO | IC | 1997.2 |  |  | (SB) Standby/Backup: available for service but not normally used | [8 empty] | 42.6944 | -74.9242 | 0 | 0 | #DIV/0! | 0%
| City of West Plains - (MO) | 59664 | City of West Plains Power Station | MO | Howell | SWPP | Electric Utility | UNIT1 |  | 47.4 | 42 | 49 | Natural Gas Fired Combustion Turbine | NG | GT | 2000 |  |  | (SB) Standby/Backup: available for service but not normally used | [8 empty] | 36.7486 | -91.8686 | 0 | 0 | #DIV/0! | 0%
| United States Steel- Clairton | 50729 | Clairton Works | PA | Allegheny | PJM | Industrial CHP | GEN1 |  | 31 | 24 | 26 | Other Gases | OG | ST | 1955 |  |  | (OP) Operating | [8 empty] | 40.3097 | -79.8819 | 0 | 2192992.505 | #DIV/0! | 0%
| Engie North America | 64312 | Bat Cave | TX | Mason | ERCO | IPP Non-CHP | BC |  | 100 | 100 | 100 | Batteries | MWH | BA | 2021 |  |  | (OP) Operating | 110 | [7 empty] | 30.7377 | -99.2318 | 0 | 0 | #DIV/0! | 0%
| Wolverine Power Supply Coop | 1880 | Claude Vandyke | MI | Allegan | MISO | Electric Utility | 8 |  | 24.8 | 20.2 | 27.3 | Natural Gas Fired Combustion Turbine | NG | GT | 2001 |  |  | (OP) Operating | [8 empty] | 42.731 | -85.8551 | 0 | 0 | #DIV/0! | 0%
| Westbound Solar 3, LLC | 68625 | Bates College Skowhegan | ME | Somerset | ISNE | IPP Non-CHP | BCSKO |  | 5 | 5 | 5 | Solar Photovoltaic | SUN | PV | 2023 |  |  | (OP) Operating |  | 7.1 | [6 empty] | 44.7575 | -69.6369 | 0 | 0 | #DIV/0! | 0%
| RockTenn-Battle Creek Mill | 58052 | Battle Creek Mill | MI | Calhoun | MISO | Industrial Non-CHP | 2TG |  | 2 | 0.8 | 1 | Natural Gas Steam Turbine | NG | ST | 1951 |  |  | (OA) Out of service but expected to return to service in next calendar year |  | 0 |  |  |  | 2025 | 12 | 0.8 | 42.3221 | -85.2043 | 0 | 0 | #DIV/0! | 0%
| Virginia Electric & Power Co | 6167 | Bath County | VA | Bath | PJM | Electric Utility | 1 |  | 2862 | 3015.1 | 3015.1 | Hydroelectric Pumped Storage | WAT | PS | 1985 |  |  | (OP) Operating | [8 empty] | 38.2089 | -79.8 | 0 | 0 | #DIV/0! | 0%
| Golden Valley Elec Assn Inc | 57583 | Battery Energy Storage System | AK | Fairbanks North Star | NA | Electric Utility | BESS |  | 40 | 40 | 40 | Batteries | MWH | BA | 2003 |  |  | (OP) Operating | 11 | [7 empty] | 64.8167 | -147.725 | 0 | 0 | #DIV/0! | 0%
| East Kentucky Power Coop, Inc | 56277 | Bavarian LFGTE | KY | Boone | PJM | Electric Utility | 1 |  | 4.8 | 4.7 | 4.7 | Landfill Gas | LFG | IC | 2005.6 |  |  | (OP) Operating | [8 empty] | 38.8608 | -84.6556 | 0 | 0 | #DIV/0! | 0%
| Ecos Energy LLC | 63212 | Battle Creek Solar | VT | Bennington | ISNE | IPP Non-CHP | BC1 |  | 2.2 | 2.2 | 2.2 | Solar Photovoltaic | SUN | PV | 2018 |  |  | (OP) Operating |  | 3.4 | [6 empty] | 42.9133 | -73.2142 | 0 | 0 | #DIV/0! | 0%
| Consolidated Edison Development Inc. | 61098 | Battle Mountain Solar Project | NV | Humboldt | NEVP | IPP Non-CHP | BMBS |  | 126 | 126 | 126 | Batteries | MWH | BA | 2021 |  |  | (OP) Operating | 25 | [7 empty] | 40.7184 | -117.0614 | 0 | 0 | #DIV/0! | 0%
| Oppidum Renewables USA, LLC | 60369 | Battleboro Farm | NC | Nash | PJM | IPP Non-CHP | BFPV |  | 5.2 | 5.2 | 5.2 | Solar Photovoltaic | SUN | PV | 2016 |  |  | (OP) Operating |  | 6.8 | [6 empty] | 36.0586 | -77.7608 | 0 | 0 | #DIV/0! | 0%
| AES Distributed Energy | 59038 | Battleground | NC | Cleveland | DUK | IPP Non-CHP | GEN1 |  | 3.5 | 3 | 3 | Solar Photovoltaic | SUN | PV | 2013 |  |  | (OP) Operating |  | 4.3 | [6 empty] | 35.22 | -81.33 | 0 | 0 | #DIV/0! | 0%
| Bauer Community Solar LLC | 64029 | Bauer Solar CSG | MN | Stearns | MISO | IPP Non-CHP | TC3 |  | 0.9 | 0.9 | 0.9 | Solar Photovoltaic | SUN | PV | 2021 |  |  | (OP) Operating |  | 1.3 | [6 empty] | 45.2735 | -94.2319 | 0 | 0 | #DIV/0! | 0%
| City of Clay Center - (KS) | 1270 | Clay Center | KS | Clay | SWPP | Electric Utility | 5 |  | 29.9 | 29.7 | 29.7 | Natural Gas Steam Turbine | NG | ST | 1975.25 |  |  | (OP) Operating | [8 empty] | 39.374 | -97.1272 | 0 | 0 | #DIV/0! | 0%
| SR Baxley, LLC | 64211 | Baxley | GA | Appling | SOCO | IPP Non-CHP | BAXLY |  | 25 | 25 | 25 | Solar Photovoltaic | SUN | PV | 2020 |  |  | (OP) Operating |  | 37 | [6 empty] | 31.8777 | -82.3339 | 0 | 0 | #DIV/0! | 0%
| Hartz Solar, LLC | 67121 | Bay Avenue CDG | NJ | Union | PJM | Commercial Non-CHP | BAYCS |  | 3 | 3 | 2.3 | Solar Photovoltaic | SUN | PV | 2023 |  |  | (OP) Operating |  | 3.9 | [6 empty] | 40.6798 | -74.1655 | 0 | 0 | #DIV/0! | 0%
| Sol Systems | 60601 | Bay Branch Solar | NC | Beaufort | CPLE | IPP Non-CHP | BBSOL |  | 5 | 5 | 5 | Solar Photovoltaic | SUN | PV | 2018 |  |  | (OP) Operating |  | 7.5 | [6 empty] | 35.4745 | -77.1191 | 0 | 0 | #DIV/0! | 0%
| COT/Division of Water Reclamation | 58269 | Bay View Backup Power Facility | OH | Lucas | PJM | Electric Utility | G1 |  | 12 | 12 | 12 | Petroleum Liquids | DFO | IC | 2007 |  |  | (SB) Standby/Backup: available for service but not normally used | [8 empty] | 41.6883 | -83.4847 | 0 | 0 | #DIV/0! | 0%
| Duke Energy Florida, LLC | 65171 | Bay Ranch Solar Power Plant | FL | Bay | FPC | Electric Utility | PV1 |  | 74.9 | 74.9 | 74.9 | Solar Photovoltaic | SUN | PV | 2023 |  |  | (OP) Operating |  | 105.9 | [6 empty] | 30.1648 | -85.4918 | 0 | 0 | #DIV/0! | 0%
| Duke Energy Florida, LLC | 64145 | Bay Trail Solar Power Plant | FL | Citrus | FPC | Electric Utility | PV1 |  | 74.9 | 74.9 | 74.9 | Solar Photovoltaic | SUN | PV | 2022 |  |  | (OP) Operating |  | 94.9 | [6 empty] | 29 | -82.6722 | 0 | 0 | #DIV/0! | 0%
| Cypress Creek Renewables | 63976 | Bay Tree | NC | Bladen | CPLE | IPP Non-CHP | 959 |  | 70.1 | 70.1 | 70.1 | Solar Photovoltaic | SUN | PV | 2021 |  |  | (OP) Operating |  | 90.2 | [6 empty] | 34.7041 | -78.3934 | 0 | 0 | #DIV/0! | 0%
| COT/Division of Water Reclamation | 58263 | Bay View Cogeneration Facility | OH | Lucas | PJM | Electric Utility | GTG |  | 12 | 8.4 | 10 | Landfill Gas | LFG | GT | 2010.5 |  |  | (OS) Out of service and NOT expected to return to service in next calendar year | [8 empty] | 41.6883 | -83.4847 | 0 | 0 | #DIV/0! | 0%
| Clearwater Paper Corporation | 50638 | Clearwater Paper APP CB | AR | Desha | MISO | Industrial CHP | GEN1 |  | 28 | 28 | 28 | Wood/Wood Waste Biomass | BLQ | ST | 1977 |  |  | (OP) Operating | [8 empty] | 33.7061 | -91.2371 | 0 | 0 | #DIV/0! | 0%
| Clearwater Paper Corporation | 50637 | Clearwater Paper IPP Lewiston | ID | Nez Perce | AVA | Industrial CHP | GEN1 |  | 113.8 | 54.5 | 68 | Wood/Wood Waste Biomass | BLQ | ST | 1974.75 |  |  | (OS) Out of service and NOT expected to return to service in next calendar year | [8 empty] | 46.4231 | -116.9764 | 0 | 0 | #DIV/0! | 0%
| Cypress Creek Renewables | 61528 | Bayboro Solar Farm | NC | Pamlico | CPLE | IPP Non-CHP | GEN1 |  | 5 | 5 | 5 | Solar Photovoltaic | SUN | PV | 2017 |  |  | (OP) Operating |  | 5.7 | [6 empty] | 35.1483 | -76.8102 | 0 | 0 | #DIV/0! | 0%
| Distributed Solar Development, LLC | 66798 | Bayer - Whippany, NJ | NJ | Morris | PJM | IPP Non-CHP | P5316 |  | 1.7 | 1.7 | 1.7 | Solar Photovoltaic | SUN | PV | 2023 |  |  | (OP) Operating |  | 1.7 | [6 empty] | 40.8188 | -74.4158 | 0 | 0 | #DIV/0! | 0%
| City of Riverside - (CA) | 56356 | Clearwater Power Plant | CA | Riverside | CISO | Electric Utility | CT1 | CC1 | 49 | 28 | 28 | Natural Gas Fired Combined Cycle | NG | CT | 2005 |  |  | (OP) Operating | [8 empty] | 33.8912 | -117.6085 | 0 | 0 | #DIV/0! | 0%
| SUEZ North America, Inc. | 59797 | Bayonne MUA- Leitner-Poma Wind Turbine | NJ | Hudson | PJM | IPP Non-CHP | WT1 |  | 1.5 | 0.1 | 0.3 | Onshore Wind Turbine | WND | WT | 2012 |  |  | (OS) Out of service and NOT expected to return to service in next calendar year | [8 empty] | 40.6528 | -74.1178 | 0 | 0 | #DIV/0! | 0%
| Cleveland Cliffs | 10398 | Cleveland Works | OH | Cuyahoga | PJM | Industrial CHP | GENB |  | 102 | 99.3 | 91 | Other Gases | BFG | ST | 1999 |  |  | (OP) Operating | [8 empty] | 41.4739 | -81.6728 | 0 | 0 | #DIV/0! | 0%
| United States Sugar Corp | 50482 | Clewiston Sugar House | FL | Hendry | FPC | Industrial CHP | TG6 |  | 49 | 44.6 | 44.7 | Other Waste Biomass | AB | ST | 2005.6667 |  |  | (OP) Operating | [8 empty] | 26.7351 | -80.9377 | 0 | 0 | #DIV/0! | 0%
| Bayou Galion Solar Project, LLC | 67104 | Bayou Galion Solar Project | LA | Morehouse Parish | MISO | IPP Non-CHP | BAYOU |  | 98.1 | 98.1 | 98.1 | Solar Photovoltaic | SUN | PV | 2024 |  |  | (OP) Operating |  | 127.41 | [6 empty] | 32.7975 | -91.7841 | 0 | 0 | #DIV/0! | 0%
| AES Distributed Energy | 60481 | Bayshore Solar A, LLC | CA | Los Angeles | CISO | IPP Non-CHP | BSHRA |  | 20 | 20 | 20 | Solar Photovoltaic | SUN | PV | 2017 |  |  | (OP) Operating |  | 25 | [6 empty] | 34.6678 | -118.2981 | 0 | 0 | #DIV/0! | 0%
| AES Distributed Energy | 60474 | Bayshore Solar B, LLC | CA | Los Angeles | CISO | IPP Non-CHP | BSHRB |  | 20 | 20 | 20 | Solar Photovoltaic | SUN | PV | 2017 |  |  | (OP) Operating |  | 25 | [6 empty] | 34.6783 | -118.3026 | 0 | 0 | #DIV/0! | 0%
| AES Distributed Energy | 60475 | Bayshore Solar C, LLC | CA | Los Angeles | CISO | IPP Non-CHP | BSHRC |  | 20 | 20 | 20 | Solar Photovoltaic | SUN | PV | 2017 |  |  | (OP) Operating |  | 25 | [6 empty] | 34.6813 | -118.3141 | 0 | 0 | #DIV/0! | 0%
| City of Coffeyville - (KS) | 59726 | CML&P Generating Facility No. 2 | KS | Montgomery | SWPP | Electric Utility | 10 |  | 56.1 | 56.1 | 56.1 | Natural Gas Internal Combustion Engine | NG | IC | 2017 |  |  | (OP) Operating | [8 empty] | 37.093 | -95.5851 | 0 | 0 | #DIV/0! | 0%
| Calpine Mid-Atlantic Generation LLC | 3782 | Bayview | VA | Northampton | PJM | IPP Non-CHP | BAYV |  | 12 | 12.6 | 12.6 | Petroleum Liquids | DFO | IC | 1963 |  |  | (SB) Standby/Backup: available for service but not normally used | [8 empty] | 37.2717 | -75.9682 | 0 | 0 | #DIV/0! | 0%
| Ocean County Utilities Auth | 54569 | Bayville Central Facility | NJ | Ocean | PJM | Commercial CHP | COG1 |  | 7.1 | 7.1 | 7 | Other Waste Biomass | OBG | IC | 1997.375 |  |  | (OP) Operating | [8 empty] | 39.9094 | -74.178 | 0 | 0 | #DIV/0! | 0%
| Imperial Irrigation District | 6060 | Coachella | CA | Riverside | IID | Electric Utility | 1 |  | 92.4 | 73.9 | 74.1 | Natural Gas Fired Combustion Turbine | NG | GT | 1974 |  |  | (OP) Operating | [8 empty] | 33.6758 | -116.1714 | 0 | 0 | #DIV/0! | 0%
| Chopin Wind, LLC | 58048 | BayWa r.e Mozart LLC | TX | Kent | ERCO | IPP Non-CHP | 1 |  | 30 | 30 | 30 | Onshore Wind Turbine | WND | WT | 2012 |  |  | (OP) Operating | [8 empty] | 32.9697 | -100.5242 | 0 | 0 | #DIV/0! | 0%
| Phillips 66 | 56294 | Bayway Refinery | NJ | Union | PJM | Industrial Non-CHP | FGX |  | 11.2 | 11.2 | 11.2 | All Other | WH | OT | 1967 |  |  | (OP) Operating | [8 empty] | 40.6376 | -74.2212 | 0 | 0 | #DIV/0! | 0%
| Distributed Solar Development, LLC | 65617 | BBARWA | CA | San Bernardino | CISO | IPP Non-CHP | 3998G |  | 1.9 | 1.9 | 1.9 | Solar Photovoltaic | SUN | PV | 2021 |  |  | (OP) Operating |  | 1.6 | [6 empty] | 34.2678 | -116.8154 | 0 | 0 | #DIV/0! | 0%
| Cushman Wakefield | 58093 | BBB Corporate Headquarters | NJ | Union | PJM | IPP Non-CHP | HQNJ |  | 1 | 1 | 1 | Solar Photovoltaic | SUN | PV | 2010 |  |  | (OP) Operating |  | 1.2 | [6 empty] | 40.6972 | -74.305 | 0 | 0 | #DIV/0! | 0%
| BC Solar | 60616 | BC Solar | OR | Lake | PACW | IPP Non-CHP | BCSLR |  | 8 | 8 | 8 | Solar Photovoltaic | SUN | PV | 2016 |  |  | (OP) Operating |  | 10.5 | [6 empty] | 42.175 | -120.3598 | 0 | 0 | #DIV/0! | 0%
| Bright Canyon Energy | 66533 | BCE Los Alamitos 1 | CA | Orange | CISO | IPP Non-CHP | BCE11 |  | 20 | 20 | 20 | Solar Photovoltaic | SUN | PV | 2023 |  |  | (OP) Operating |  | 13.2 | [6 empty] | 33.7899 | -118.0639 | 0 | 0 | #DIV/0! | 0%
| Bright Canyon Energy | 66532 | BCE Los Alamitos 2 | CA | Orange | CISO | IPP Non-CHP | BCE21 |  | 20 | 20 | 20 | Solar Photovoltaic | SUN | PV | 2023 |  |  | (OP) Operating |  | 13.2 | [6 empty] | 33.7841 | -118.0509 | 0 | 0 | #DIV/0! | 0%
| Tesla Inc. | 62074 | Bd of Educ of Queen Anne's Cnty, Cnty HS | MD | Queen Annes | PJM | IPP Non-CHP | PV1 |  | 1.7 | 1.7 | 1.7 | Solar Photovoltaic | SUN | PV | 2019 |  |  | (OP) Operating |  | 2.2 | [6 empty] | 39.036 | -76.0543 | 0 | 0 | #DIV/0! | 0%
| BD Solar Hancock North LLC | 64070 | BD Solar Ellsworth LLC | ME | Hancock | ISNE | IPP Non-CHP | ELLPV |  | 7 | 7 | 7 | Solar Photovoltaic | SUN | PV | 2022 |  |  | (OP) Operating |  | 10.1 | [6 empty] | 44.5345 | -68.3788 | 0 | 0 | #DIV/0! | 0%
| BD Solar Hancock LLC | 64068 | BD Solar Hancock LLC | ME | Hancock | ISNE | IPP Non-CHP | HANPV |  | 7 | 7 | 7 | Solar Photovoltaic | SUN | PV | 2022 |  |  | (OP) Operating |  | 10.1 | [6 empty] | 44.5357 | -68.3547 | 0 | 0 | #DIV/0! | 0%
| Cardinal Renewables | 65728 | BE Solar LLC | GA | Decatur | SOCO | IPP Non-CHP | GABE |  | 3 | 3 | 3 | Solar Photovoltaic | SUN | PV | 2022 |  |  | (OP) Operating |  | 4 | [6 empty] | 30.91 | -84.548 | 0 | 0 | #DIV/0! | 0%
| Los Angeles Department of Water & Power | 61431 | Beacon BESS 1 | CA | Kern | LDWP | Electric Utility | BCNB1 |  | 20 | 20 | 20 | Batteries | MWH | BA | 2018 |  |  | (OP) Operating | 10 | [7 empty] | 35.2565 | -118.0275 | 0 | 0 | #DIV/0! | 0%
| Arevon Asset Management | 59309 | Beacon Solar Plant Site 2 | CA | Kern | LDWP | IPP Non-CHP | BEAC2 |  | 47.3 | 47.3 | 47.3 | Solar Photovoltaic | SUN | PV | 2017 |  |  | (OP) Operating |  | 59.6 | [6 empty] | 35.2658 | -117.9992 | 0 | 0 | #DIV/0! | 0%
| Arevon Asset Management | 59308 | Beacon Solar Plant Site 5 | CA | Kern | LDWP | IPP Non-CHP | BEAC5 |  | 37.8 | 37.8 | 37.8 | Solar Photovoltaic | SUN | PV | 2017 |  |  | (OP) Operating |  | 48.2 | [6 empty] | 35.2489 | -118.0344 | 0 | 0 | #DIV/0! | 0%
| Beacon Solar, LLC | 66181 | Beacon Solar, LLC | MA | Hampshire | ISNE | IPP Non-CHP | BEABA |  | 10 | 10 | 10 | Batteries | MWH | BA | 2022 |  |  | (OP) Operating | 7.8 | [7 empty] | 42.284 | -72.677 | 0 | 0 | #DIV/0! | 0%
| Strata Manager, LLC | 65502 | Beaker | NC | Pitt | CPLE | IPP Non-CHP | BEAKR |  | 5 | 5 | 5 | Solar Photovoltaic | SUN | PV | 2019 |  |  | (OP) Operating |  | 6.9 | [6 empty] | 35.5979 | -77.6094 | 0 | 0 | #DIV/0! | 0%
| AES Distributed Energy | 63130 | Beals Medina Solar LLC CSG | NY | Orleans | NYIS | IPP Non-CHP | BEALS |  | 3.5 | 3.5 | 3.5 | Solar Photovoltaic | SUN | PV | 2020 |  |  | (OP) Operating |  | 5.2 | [6 empty] | 43.2256 | -78.3559 | 0 | 0 | #DIV/0! | 0%
| Bear Canyon Energy Storage | 66650 | Bear Canyon | CA | Lake | CISO | IPP Non-CHP | BC1 |  | 13 | 13 | 13 | Batteries | MWH | BA | 2024 |  |  | (OP) Operating | 14.7 | [7 empty] | 38.7628 | -122.6928 | 0 | 0 | #DIV/0! | 0%
| Central Rivers Power US, LLC | 50156 | Bear Creek | CA | Shasta | CISO | IPP Non-CHP | GEN1 |  | 3.2 | 3 | 2.9 | Conventional Hydroelectric | WAT | HY | 1990 |  |  | (OP) Operating | [8 empty] | 40.5345 | -121.9591 | 0 | 0 | #DIV/0! | 0%
| Wisconsin Power & Light Co | 65009 | Bear Creek | WI | Richland | MISO | Electric Utility | PV1 |  | 50 | 50 | 37 | Solar Photovoltaic | SUN | PV | 2022 |  |  | (OP) Operating |  | 65.1 | [6 empty] | 43.1985 | -90.2328 | 0 | 0 | #DIV/0! | 0%
| Duke Energy Carolinas, LLC | 2741 | Bear Creek Dam | NC | Jackson | DUK | Electric Utility | 1 |  | 9 | 9.5 | 9.5 | Conventional Hydroelectric | WAT | HY | 1954 |  |  | (OP) Operating | [8 empty] | 35.2427 | -83.072 | 0 | 0 | #DIV/0! | 0%
| Ecos Energy LLC | 58508 | Bear Creek Solar | CA | San Joaquin | CISO | IPP Non-CHP | PV3 |  | 1.5 | 1.5 | 1.5 | Solar Photovoltaic | SUN | PV | 2014 |  |  | (OP) Operating |  | 1.9 | [6 empty] | 38.1364 | -121.1489 | 0 | 0 | #DIV/0! | 0%
| Cypress Creek Renewables | 61351 | Bear Creek Solar | NC | Chatham | CPLE | IPP Non-CHP | GEN1 |  | 2 | 2 | 2 | Solar Photovoltaic | SUN | PV | 2017 |  |  | (OP) Operating |  | 2.8 | [6 empty] | 35.5403 | -79.449 | 0 | 0 | #DIV/0! | 0%
| GCL New Energy, Inc. | 61281 | Bear Creek Solar Center | OR | Deschutes | PACW | IPP Non-CHP | BCRSC |  | 10 | 10 | 10 | Solar Photovoltaic | SUN | PV | 2018 |  |  | (OP) Operating |  | 13.1 | [6 empty] | 44.0608 | -121.2372 | 0 | 0 | #DIV/0! | 0%
| Coalinga Cogeneration Co | 50131 | Coalinga Cogeneration | CA | Fresno | CISO | IPP CHP | K100 |  | 38.4 | 36 | 38 | Natural Gas Fired Combustion Turbine | NG | GT | 1991 |  |  | (OS) Out of service and NOT expected to return to service in next calendar year | [8 empty] | 36.1807 | -120.3885 | 0 | 0 | #DIV/0! | 0%
| Bear Grove Solar, LLC | 65514 | Bear Grove Solar | MN | Olmsted | MISO | IPP Non-CHP | 13260 |  | 1 | 1 | 0.8 | Solar Photovoltaic | SUN | PV | 2023 |  |  | (OP) Operating |  | 1.1 | [6 empty] | 44.1297 | -92.5841 | 0 | 0 | #DIV/0! | 0%
| Bear Valley Electric Service | 56346 | Bear Valley Power Plant | CA | San Bernardino | CISO | Electric Utility | ICE1 |  | 8.4 | 8.4 | 8.4 | Natural Gas Internal Combustion Engine | NG | IC | 2005 |  |  | (OP) Operating | [8 empty] | 34.2506 | -116.9025 | 0 | 0 | #DIV/0! | 0%
| Nautilus Solar Solutions | 67404 | Bear One | MD | Washington | PJM | IPP Non-CHP | SC |  | 2 | 2 | 2 | Solar Photovoltaic | SUN | PV | 2023 |  |  | (OP) Operating |  | 2.8 | [6 empty] | 39.7028 | -78.0826 | 0 | 0 | #DIV/0! | 0%
| Bear Swamp Power Company LLC | 8005 | Bear Swamp | MA | Berkshire | ISNE | IPP Non-CHP | GEN1 |  | 666 | 666 | 666 | Hydroelectric Pumped Storage | WAT | PS | 1974 |  |  | (OP) Operating | [8 empty] | 42.6839 | -72.9599 | 0 | 0 | #DIV/0! | 0%
| City of Escondido - (CA) | 457 | Bear Valley | CA | San Diego | CISO | Electric Utility | HC1 |  | 1.4 | 1.4 | 1.4 | Conventional Hydroelectric | WAT | HY | 1986 |  |  | (OP) Operating | [8 empty] | 33.1662 | -117.0166 | 0 | 0 | #DIV/0! | 0%
| Dominion Energy South Carolina, Inc | 3281 | Coit GT | SC | Richland | SCEG | Electric Utility | 1 |  | 39.2 | 26 | 36 | Petroleum Liquids | DFO | GT | 1969 | 12 | 2025 | (OP) Operating | [8 empty] | 33.9803 | -81.0407 | 0 | 0 | #DIV/0! | 0%
| Erie Boulevard Hydropower LP | 2543 | Beardslee | NY | Herkimer | NYIS | IPP Non-CHP | 1 |  | 20 | 16.6 | 16.7 | Conventional Hydroelectric | WAT | HY | 1924 |  |  | (OP) Operating | [8 empty] | 43.0191 | -74.7413 | 0 | 0 | #DIV/0! | 0%
| Oakdale&South San Joaquin Irrigation D. | 414 | Beardsley | CA | Tuolumne | CISO | IPP Non-CHP | 1 |  | 10 | 11 | 8.5 | Conventional Hydroelectric | WAT | HY | 1957 |  |  | (OP) Operating | [8 empty] | 38.2026 | -120.077 | 0 | 0 | #DIV/0! | 0%
| Strata Manager, LLC | 59567 | Bearford Farm Solar Project | NC | Pender | CPLE | IPP Non-CHP | PV1 |  | 5 | 5 | 5 | Solar Photovoltaic | SUN | PV | 2017 |  |  | (OP) Operating |  | 6.4 | [6 empty] | 34.61 | -77.9242 | 0 | 0 | #DIV/0! | 0%
| Bearford Solar II, LLC | 59488 | Bearford Solar II | NC | Pender | DUK | IPP Non-CHP | BEARF |  | 4.9 | 4.9 | 4.9 | Solar Photovoltaic | SUN | PV | 2018 |  |  | (OP) Operating |  | 7 | [6 empty] | 34.6119 | -77.9289 | 0 | 0 | #DIV/0! | 0%
| Bearkat Wind Energy 1, LLC | 59972 | Bearkat | TX | Glasscock | ERCO | IPP Non-CHP | BRKAT |  | 196.7 | 196.7 | 196.7 | Onshore Wind Turbine | WND | WT | 2018 |  |  | (OP) Operating | [8 empty] | 31.7272 | -101.582 | 0 | 0 | #DIV/0! | 0%
| BearPond Solar Center LLC | 58955 | BearPond Solar Center LLC | NC | Vance | CPLE | IPP Non-CHP | BEAR |  | 4.8 | 4.8 | 4.8 | Solar Photovoltaic | SUN | PV | 2014 |  |  | (OP) Operating |  | 6.5 | [6 empty] | 36.2761 | -78.3772 | 0 | 0 | #DIV/0! | 0%
| City of Colby - (KS) | 1272 | Colby City of | KS | Thomas | SWPP | Electric Utility | 3A |  | 20.7 | 17.7 | 17.7 | Petroleum Liquids | DFO | IC | 1980.8571 |  |  | (OP) Operating | [8 empty] | 39.3944 | -101.0584 | 0 | 0 | #DIV/0! | 0%
| Capital Power Corporation | 59887 | Beaufort Solar, LLC | NC | Beaufort | CPLE | IPP Non-CHP | GEN |  | 15 | 15 | 15 | Solar Photovoltaic | SUN | PV | 2015 |  |  | (OP) Operating |  | 20 | [6 empty] | 35.456 | -77.134 | 0 | 0 | #DIV/0! | 0%
| Terra-Gen Operating Co-BESS 2 | 66461 | Beaumont BESS | CA | Riverside | CISO | IPP Non-CHP | GEN1 |  | 116.6 | 100 | 100 | Batteries | MWH | BA | 2024 |  |  | (OP) Operating | 400 | [7 empty] | 33.9244 | -116.9876 | 0 | 0 | #DIV/0! | 0%
| Florida Power & Light Co | 65874 | Beautyberry | FL | Hendry | FPL | Electric Utility | 1 |  | 74.5 | 74.5 | 74.5 | Solar Photovoltaic | SUN | PV | 2024 |  |  | (OP) Operating |  | 102.8 | [6 empty] | 26.3604 | -81.0265 | 0 | 0 | #DIV/0! | 0%
| City of Beaver City - (NE) | 2217 | Beaver City | NE | Furnas | SWPP | Electric Utility | 1 |  | 2 | 1.7 | 1.8 | Petroleum Liquids | DFO | IC | 1958.5 |  |  | (OP) Operating | [8 empty] | 40.1303 | -99.8278 | 0 | 0 | #DIV/0! | 0%
| Denbury Inc | 55278 | Beaver Creek Gas Plant | WY | Fremont | WACM | Industrial CHP | 1 |  | 6.8 | 5.4 | 6.8 | Natural Gas Fired Combustion Turbine | NG | GT | 2002.75 |  |  | (OP) Operating | [8 empty] | 42.8475 | -108.3136 | 0 | 0 | #DIV/0! | 0%
| Molson Coors USA LLC | 10003 | Colorado Energy Nations Company | CO | Jefferson | PSCO | Industrial CHP | GEN1 |  | 35 | 40 | 40 | Natural Gas Steam Turbine | NG | ST | 1978.6667 |  |  | (OP) Operating | [8 empty] | 39.7606 | -105.215 | 0 | 0 | #DIV/0! | 0%
| MidAmerican Energy Co | 61079 | Beaver Creek Wind | IA | Boone | MISO | Electric Utility | 1 |  | 340 | 340 | 340 | Onshore Wind Turbine | WND | WT | 2017.5 |  |  | (OP) Operating | [8 empty] | 42.107 | -94.1646 | 0 | 0 | #DIV/0! | 0%
| USCE-Little Rock District | 182 | Beaver Dam | AR | Carroll | SPA | Electric Utility | 1 |  | 112 | 128.8 | 128.8 | Conventional Hydroelectric | WAT | HY | 1965 |  |  | (OP) Operating | [8 empty] | 36.4215 | -93.8474 | 0 | 0 | #DIV/0! | 0%
| Great Lakes Energy Coop | 7831 | Beaver Island | MI | Charlevoix | MISO | Electric Utility | 1 |  | 3.3 | 2.8 | 2.8 | Petroleum Liquids | DFO | IC | 2000.3333 |  |  | (SB) Standby/Backup: available for service but not normally used | [8 empty] | 45.7291 | -85.5244 | 0 | 0 | #DIV/0! | 0%
| Wisconsin Power & Light Co | 65001 | Beaver Dam Solar | WI | Dodge | MISO | Electric Utility | PV1 |  | 50 | 50 | 50 | Solar Photovoltaic | SUN | PV | 2023 |  |  | (OP) Operating |  | 64.3 | [6 empty] | 43.4939 | -88.7839 | 0 | 0 | #DIV/0! | 0%
| Ketchikan Public Utilities | 6580 | Beaver Falls | AK | Ketchikan Gateway |  | Electric Utility | 1 |  | 5.4 | 5.4 | 4.6 | Conventional Hydroelectric | WAT | HY | 1951.6667 |  |  | (OP) Operating | [8 empty] | 55.3798 | -131.4703 | 0 | 0 | #DIV/0! | 0%
| Bloom Energy | 65203 | Beckton Dickenson - San Jose | CA | Santa Clara | CISO | IPP Non-CHP | BDB01 |  | 1 | 1 | 1 | Other Natural Gas | NG | FC | 2016 |  |  | (OP) Operating | [8 empty] | 37.3979 | -121.8859 | 0 | 0 | #DIV/0! | 0%
| CPV Beaver Ridge Wind LLC | 57130 | Beaver Ridge Wind | ME | Waldo | ISNE | IPP Non-CHP | BR1 |  | 4.5 | 4.5 | 4.5 | Onshore Wind Turbine | WND | WT | 2008 |  |  | (OP) Operating | [8 empty] | 44.4967 | -69.35 | 0 | 0 | #DIV/0! | 0%
| Altus Power America Management, LLC | 60805 | Beaver Run | NJ | Sussex | PJM | IPP Non-CHP | BRUN1 |  | 7.4 | 7.4 | 7.4 | Solar Photovoltaic | SUN | PV | 2015 |  |  | (OP) Operating |  | 10 | [6 empty] | 41.153 | -74.6381 | 0 | 0 | #DIV/0! | 0%
| Laurel Capital Partners | 59546 | Beaver Solar LLC | PA | Beaver | PJM | IPP Non-CHP | PV1 |  | 1.3 | 1.3 | 1.2 | Solar Photovoltaic | SUN | PV | 2012 |  |  | (OP) Operating |  | 1.35 | [6 empty] | 40.6914 | -80.3239 | 0 | 0 | #DIV/0! | 0%
| Energy Harbor Nuclear Generation LLC | 6040 | Beaver Valley | PA | Beaver | PJM | IPP Non-CHP | 1 |  | 1846.8 | 1808 | 1872 | Nuclear | NUC | ST | 1981.5 |  |  | (OP) Operating | [8 empty] | 40.6219 | -80.4336 | 0 | 0 | #DIV/0! | 0%
| Central Rivers Power US, LLC | 10546 | Beaver Valley Patterson Dam | PA | Beaver | PJM | IPP Non-CHP | GEN1 |  | 1.2 | 1.2 | 1.2 | Conventional Hydroelectric | WAT | HY | 1982 |  |  | (OS) Out of service and NOT expected to return to service in next calendar year | [8 empty] | 40.7441 | -80.3178 | 0 | 0 | #DIV/0! | 0%
| SunShare Management | 62084 | Becker Solar 2 CSG | MN | Wright | MISO | IPP Non-CHP | BCKR2 |  | 1 | 1 | 1 | Solar Photovoltaic | SUN | PV | 2019 |  |  | (OP) Operating |  | 1.4 | [6 empty] | 45.1746 | -93.6841 | 0 | 0 | #DIV/0! | 0%
| SunShare Management | 62085 | Becker Solar 3 CSG | MN | Wright | MISO | IPP Non-CHP | BCKR3 |  | 1 | 1 | 1 | Solar Photovoltaic | SUN | PV | 2019 |  |  | (OP) Operating |  | 1.4 | [6 empty] | 45.1749 | -93.6837 | 0 | 0 | #DIV/0! | 0%
| SunShare Management | 62086 | Becker Solar 4 CSG | MN | Wright | MISO | IPP Non-CHP | BCKR4 |  | 1 | 1 | 1 | Solar Photovoltaic | SUN | PV | 2019 |  |  | (OP) Operating |  | 1.4 | [6 empty] | 45.1757 | -93.6797 | 0 | 0 | #DIV/0! | 0%
| SunShare Management | 62087 | Becker Solar 5 CSG | MN | Wright | MISO | IPP Non-CHP | BCKR5 |  | 1 | 1 | 1 | Solar Photovoltaic | SUN | PV | 2019 |  |  | (OP) Operating |  | 1.4 | [6 empty] | 45.1757 | -93.6793 | 0 | 0 | #DIV/0! | 0%
| SunShare Management | 62040 | Becker Solar CSG | MN | Wright | MISO | IPP Non-CHP | BCKR1 |  | 1 | 1 | 1 | Solar Photovoltaic | SUN | PV | 2019 |  |  | (OP) Operating |  | 1.4 | [6 empty] | 45.1755 | -93.6839 | 0 | 0 | #DIV/0! | 0%
| Will County Energy LLC | 56419 | Beecher Gas Recovery | IL | Will | PJM | IPP Non-CHP | B1 |  | 3.3 | 3.3 | 3.3 | Landfill Gas | LFG | IC | 2006.6667 |  |  | (OP) Operating | [8 empty] | 41.3811 | -87.6375 | 0 | 0 | #DIV/0! | 0%
| Beckwith Solar, LLC | 66602 | Beckwith Solar | NC | Columbus | CPLE | IPP Non-CHP | BCKWT |  | 5 | 5 | 5 | Solar Photovoltaic | SUN | PV | 2022 |  |  | (OP) Operating |  | 6.6 | [6 empty] | 34.1519 | -78.8916 | 0 | 0 | #DIV/0! | 0%
| SunShare Management | 67364 | BecLee Solar CSG | CO | Weld | PSCO | IPP Non-CHP | BECLS |  | 5 | 5 | 5 | Solar Photovoltaic | SUN | PV | 2025 |  |  | (OP) Operating | [8 empty] | 40.4711 | -104.6514 | 0 | 0 | #DIV/0! | 0%
| DG Northeast 1, LLC | 63262 | Becton Canaan | CT | Litchfield | ISNE | IPP Non-CHP | PH1GR |  | 2.5 | 2.5 | 2.5 | Solar Photovoltaic | SUN | PV | 2018.3333 |  |  | (OP) Operating |  | 2 | [6 empty] | 42.01 | -73.335 | 0 | 0 | #DIV/0! | 0%
| Prologis Logistics Services Incorporated | 58096 | Bed Bath & Beyond DC Port Reading NJ | NJ | Middlesex | PJM | Commercial Non-CHP | PTNJ |  | 1.8 | 1.8 | 1.8 | Solar Photovoltaic | SUN | PV | 2011 |  |  | (OP) Operating |  | 2.1 | [6 empty] | 40.5683 | -74.2425 | 0 | 0 | #DIV/0! | 0%
| Oppidum Renewables USA, LLC | 61126 | Bedford Solar | VA | Bedford | PJM | IPP Non-CHP | 12346 |  | 3 | 3 | 3 | Solar Photovoltaic | SUN | PV | 2017 |  |  | (OP) Operating |  | 3.4 | [6 empty] | 37.335 | -79.481 | 0 | 0 | #DIV/0! | 0%
| Dominion Renewable Energy | 65323 | Bedford Solar | VA | Chesapeake City | PJM | Electric Utility | BEDF |  | 70 | 70 | 70 | Solar Photovoltaic | SUN | PV | 2021 |  |  | (OP) Operating |  | 78.5 | [6 empty] | 36.7 | -76.1647 | 0 | 0 | #DIV/0! | 0%
| Beebe Renewable Energy, LLC | 58020 | Beebe 1A | MI | Gratiot | MISO | IPP Non-CHP | 1 |  | 81.6 | 81.6 | 81.6 | Onshore Wind Turbine | WND | WT | 2012 |  |  | (OP) Operating | [8 empty] | 43.2569 | -84.4997 | 0 | 0 | #DIV/0! | 0%
| Beebe 1B Renewable Energy, LLC | 58908 | Beebe 1B | MI | Gratiot | MISO | IPP Non-CHP | 1 |  | 50.4 | 50.4 | 50.4 | Onshore Wind Turbine | WND | WT | 2014 |  |  | (OP) Operating | [8 empty] | 43.2569 | -84.4997 | 0 | 0 | #DIV/0! | 0%
| Massachusetts Mun Wholes Electric Co | 62585 | Beebe Substation Battery Storage | MA | Middlesex | ISNE | Electric Utility | WAKFD |  | 3 | 3 | 3 | Batteries | MWH | BA | 2019 |  |  | (OP) Operating | 3 | [7 empty] | 42.4879 | -71.0478 | 0 | 0 | #DIV/0! | 0%
| Erie Boulevard Hydropower LP | 10531 | Beebee Island Hydro Plant | NY | Jefferson | NYIS | IPP Non-CHP | 1 |  | 9 | 8.6 | 8.8 | Conventional Hydroelectric | WAT | HY | 1931 |  |  | (OP) Operating | [8 empty] | 43.9767 | -75.9072 | 0 | 0 | #DIV/0! | 0%
| Invenergy Services LLC | 57151 | Beech Ridge Energy LLC | WV | Greenbrier | PJM | IPP Non-CHP | GEN1 |  | 100.5 | 100.5 | 100.5 | Onshore Wind Turbine | WND | WT | 2010 |  |  | (OP) Operating | [8 empty] | 38.0878 | -80.4925 | 0 | 0 | #DIV/0! | 0%
| Invenergy Services LLC | 60390 | Beech Ridge Energy Storage | WV | Greenbrier | PJM | IPP Non-CHP | BRES |  | 31.5 | 31.5 | 31.5 | Batteries | MWH | BA | 2015 |  |  | (OP) Operating | 12.5 | [7 empty] | 38.0878 | -80.4925 | 0 | 0 | #DIV/0! | 0%
| Southern Power Co | 62482 | Beech Ridge II Wind Energy Center | WV | Greenbrier | PJM | IPP Non-CHP | GEN1 |  | 56.2 | 56.2 | 56.2 | Onshore Wind Turbine | WND | WT | 2020 |  |  | (OP) Operating | [8 empty] | 38.1122 | -80.6131 | 0 | 0 | #DIV/0! | 0%
| Nautilus Solar Solutions | 67405 | Beech Road (CSG) | MD | Prince Geroges | PJM | IPP Non-CHP | SC |  | 3 | 3 | 3 | Solar Photovoltaic | SUN | PV | 2024 |  |  | (OP) Operating |  | 6.1 | [6 empty] | 38.8229 | -76.9347 | 0 | 0 | #DIV/0! | 0%
| Colstrip Energy LP | 10784 | Colstrip Energy LP | MT | Rosebud | NWMT | IPP Non-CHP | GEN1 |  | 46.1 | 38 | 40.5 | Conventional Steam Coal | WC | ST | 1990 |  |  | (OP) Operating | [8 empty] | 45.9752 | -106.6547 | 0 | 0 | #DIV/0! | 0%
| NorthWestern Energy - (SD) | 59187 | Beethoven Wind | SD | Bon Homme | SWPP | Electric Utility | B&H80 |  | 80 | 80 | 80 | Onshore Wind Turbine | WND | WT | 2015 |  |  | (OP) Operating | [8 empty] | 43.16 | -98.08 | 0 | 0 | #DIV/0! | 0%
| Cypress Creek Renewables | 59511 | Beetle Solar | NC | Cleveland | DUK | IPP Non-CHP | PV1 |  | 4 | 4 | 4 | Solar Photovoltaic | SUN | PV | 2016 |  |  | (OP) Operating |  | 4.8 | [6 empty] | 35.1785 | -81.665 | 0 | 0 | #DIV/0! | 0%
| Strata Manager, LLC | 65503 | Belafonte | NC | Duplin | CPLE | IPP Non-CHP | BELAF |  | 3.4 | 3.4 | 3.4 | Solar Photovoltaic | SUN | PV | 2018 |  |  | (OP) Operating |  | 4.8 | [6 empty] | 35.1615 | -78.0901 | 0 | 0 | #DIV/0! | 0%
| CVE US EI7 Belair LLC | 68645 | Belair | NY | Rensselaer | NYIS | IPP Non-CHP | 121 |  | 4 | 4 | 4 | Solar Photovoltaic | SUN | PV | 2024 |  |  | (OP) Operating |  | 4.89 | [6 empty] | 42.7538 | -73.6463 | 0 | 0 | #DIV/0! | 0%
| Altus Power America Management, LLC | 60653 | Belchertown | MA | Hampshire | ISNE | IPP Non-CHP | PV1 |  | 1 | 1 | 1 | Solar Photovoltaic | SUN | PV | 2015 |  |  | (OP) Operating |  | 1.3 | [6 empty] | 42.2595 | -72.4004 | 0 | 0 | #DIV/0! | 0%
| Belchertown Renewables, LLC | 61295 | Belchertown Renewables Community Solar | MA | Hampshire | ISNE | IPP Non-CHP | 02675 |  | 4 | 4 | 3.2 | Solar Photovoltaic | SUN | PV | 2018 |  |  | (OP) Operating |  | 5.1 | [6 empty] | 42.3 | -72.3 | 0 | 0 | #DIV/0! | 0%
| Pacific Gas & Electric Co. | 219 | Belden | CA | Plumas | CISO | Electric Utility | 1 |  | 117.9 | 125 | 125 | Conventional Hydroelectric | WAT | HY | 1969 |  |  | (OA) Out of service but expected to return to service in next calendar year | [8 empty] | 40.0074 | -121.2494 | 0 | 0 | #DIV/0! | 0%
| Green Mountain Power Corp | 6451 | Beldens | VT | Addison | ISNE | Electric Utility | 1 |  | 5.7 | 4.4 | 5.7 | Conventional Hydroelectric | WAT | HY | 1938 |  |  | (OP) Operating | [8 empty] | 44.0525 | -73.1762 | 0 | 0 | #DIV/0! | 0%
| Old Dominion Electric Coop | 60234 | Belle Haven Diesel Generation Facility | VA | Accomack | PJM | Electric Utility | BDG10 |  | 4 | 4 | 4 | Petroleum Liquids | DFO | IC | 2002 |  |  | (SB) Standby/Backup: available for service but not normally used | [8 empty] | 37.5486 | -75.7908 | 0 | 0 | #DIV/0! | 0%
| Erie Boulevard Hydropower LP | 2544 | Belfort | NY | Lewis | NYIS | IPP Non-CHP | 1 |  | 2 | 1.8 | 1.8 | Conventional Hydroelectric | WAT | HY | 1912 |  |  | (OP) Operating | [8 empty] | 43.9275 | -75.3331 | 0 | 0 | #DIV/0! | 0%
| Bell Bay Solar Farm | 62395 | Bell Bay Solar Farm | SC | Horry | SC | Electric Utility | 1 |  | 1.6 | 1.6 | 1.6 | Solar Photovoltaic | SUN | PV | 2018 |  |  | (OP) Operating |  | 2 | [6 empty] | 33.6677 | -78.918 | 0 | 0 | #DIV/0! | 0%
| Bell Ridge Solar, LLC | 65519 | Bell Ridge Solar | FL | Gilchrist | SEC | IPP Non-CHP | BRS |  | 74.5 | 74.5 | 74.5 | Solar Photovoltaic | SUN | PV | 2023 |  |  | (OP) Operating |  | 85 | [6 empty] | 29.7187 | -82.7108 | 0 | 0 | #DIV/0! | 0%
| City of Columbia - (MO) | 2123 | Columbia (MO) | MO | Boone | MISO | Electric Utility | 6 |  | 61.1 | 61.1 | 61.1 | Natural Gas Fired Combustion Turbine | NG | GT | 1999.5 |  |  | (OP) Operating | [8 empty] | 38.9646 | -92.3168 | 0 | 103259.792 | #DIV/0! | 0%
| Tennessee Valley Authority | 6150 | Bellefonte | AL | Jackson | TVA | Electric Utility | DG-1 |  | 14 | 14 | 14 | Petroleum Liquids | DFO | IC | 1998 |  |  | (OS) Out of service and NOT expected to return to service in next calendar year | [8 empty] | 34.7092 | -85.9278 | 0 | 0 | #DIV/0! | 0%
| City of Belleville - (KS) | 1263 | Belleville | KS | Republic | SWPP | Electric Utility | 4 |  | 14.3 | 14.3 | 14.3 | Natural Gas Internal Combustion Engine | NG | IC | 1971.6 |  |  | (OP) Operating | [8 empty] | 39.8328 | -97.632 | 0 | 0 | #DIV/0! | 0%
| City of Bellevue - (IA) | 1126 | Bellevue | IA | Jackson | MISO | Electric Utility | 1A |  | 9.8 | 8.7 | 8.9 | Petroleum Liquids | DFO | IC | 1983.5 |  |  | (SB) Standby/Backup: available for service but not normally used | [8 empty] | 42.25 | -90.4167 | 0 | 0 | #DIV/0! | 0%
| American Mun Power-Ohio, Inc | 7594 | Belleville Dam | WV | Wood | PJM | Electric Utility | 1 |  | 42 | 42 | 42 | Conventional Hydroelectric | WAT | HY | 1999 |  |  | (OP) Operating | [8 empty] | 39.1192 | -81.7375 | 0 | 0 | #DIV/0! | 0%
| International Paper Columbus Mill | 50184 | Columbus MS | MS | Lowndes | TVA | Industrial CHP | TG1 |  | 128.6 | 128.6 | 128.6 | Wood/Wood Waste Biomass | BLQ | ST | 1985.25 |  |  | (OP) Operating | [8 empty] | 33.3602 | -88.46 | 0 | 0 | #DIV/0! | 0%
| EDF Renewable Asset Holdings, Inc. | 57372 | Bellevue Solar Project | OR | Yamhill | PGE | IPP Non-CHP | INV-1 |  | 1.6 | 1.6 | 1.6 | Solar Photovoltaic | SUN | PV | 2011 |  |  | (OP) Operating |  | 1.7 | [6 empty] | 45.1122 | -123.2347 | 0 | 0 | #DIV/0! | 0%
| Lightsource Renewable Energy Asset Management, LLC | 65031 | Bellflower Solar 1 | IN | Henry | PJM | IPP Non-CHP | INBF1 |  | 152.5 | 152.5 | 152.5 | Solar Photovoltaic | SUN | PV | 2023 |  |  | (OP) Operating |  | 173.5 | [6 empty] | 39.7867 | -85.4164 | 0 | 0 | #DIV/0! | 0%
| National Grid Renewables | 63318 | Bellflower Solar, LLC | MN | Stearns | MISO | IPP Non-CHP | BELLF |  | 1 | 1 | 1 | Solar Photovoltaic | SUN | PV | 2020 |  |  | (OP) Operating |  | 1.5 | [6 empty] | 45.5073 | -95.1273 | 0 | 0 | #DIV/0! | 0%
| City of Beloit - (KS) | 1264 | Beloit | KS | Mitchell | SWPP | Electric Utility | 1 |  | 19.3 | 16.6 | 16.6 | Natural Gas Internal Combustion Engine | NG | IC | 1961.1429 |  |  | (OP) Operating | [8 empty] | 39.4578 | -98.1122 | 0 | 0 | #DIV/0! | 0%
| Terraform Arcadia | 58403 | Bellingham PV | MA | Worcester | ISNE | IPP Non-CHP | SO032 |  | 3 | 3 | 3 | Solar Photovoltaic | SUN | PV | 2013 |  |  | (OP) Operating |  | 3.8 | [6 empty] | 42.075 | -71.7031 | 0 | 0 | #DIV/0! | 0%
| Lapeer-Cortland Solar, LLC | 64593 | Bellisario Solar 1 | NY | Cortland | NYIS | IPP Non-CHP | B1 |  | 5 | 5 | 5 | Solar Photovoltaic | SUN | PV | 2021 |  |  | (OP) Operating |  | 7.5 | [6 empty] | 42.4498 | -76.1211 | 0 | 0 | #DIV/0! | 0%
| Lapeer-Cortland Solar, LLC | 64594 | Bellisario Solar 2 | NY | Cortland | NYIS | IPP Non-CHP | B1 |  | 5 | 5 | 5 | Solar Photovoltaic | SUN | PV | 2021 |  |  | (OP) Operating |  | 7.5 | [6 empty] | 42.4519 | -76.1211 | 0 | 0 | #DIV/0! | 0%
| Lapeer-Cortland Solar, LLC | 64595 | Bellisario Solar 3 | NY | Cortland | NYIS | IPP Non-CHP | B1 |  | 5 | 5 | 5 | Solar Photovoltaic | SUN | PV | 2021 |  |  | (OP) Operating |  | 7.5 | [6 empty] | 42.453 | -76.1318 | 0 | 0 | #DIV/0! | 0%
| Great River Hydro, LLC | 3745 | Bellows Falls | VT | Windham | ISNE | IPP Non-CHP | GEN1 |  | 40.8 | 47.1 | 47.1 | Conventional Hydroelectric | WAT | HY | 1928 |  |  | (OP) Operating | [8 empty] | 43.1375 | -72.4464 | 0 | 0 | #DIV/0! | 0%
| Marion Solar LLC | 59172 | Belmont | IN | Marion | MISO | IPP Non-CHP | PV1 |  | 3.8 | 3.8 | 3.8 | Solar Photovoltaic | SUN | PV | 2015 |  |  | (OP) Operating |  | 5.2 | [6 empty] | 39.72 | -86.1931 | 0 | 0 | #DIV/0! | 0%
| Beloit Memorial Hospital | 62117 | Beloit Memorial Hospital Power Plant | WI | Rock | MISO | Commercial CHP | GEN-1 |  | 3 | 3 | 3 | Natural Gas Internal Combustion Engine | NG | IC | 2000 |  |  | (OP) Operating | [8 empty] | 42.5486 | -89.0083 | 0 | 0 | #DIV/0! | 0%
| Georgia-Pacific Consumer Oper. Green Bay LLC | 10360 | Consumer Operations LLC | WI | Brown | MISO | Industrial CHP | GEN6 |  | 47.6 | 41 | 41 | Natural Gas Steam Turbine | NG | ST | 1966 |  |  | (OP) Operating | [8 empty] | 44.4936 | -88.0303 | 0 | 0 | #DIV/0! | 0%
| PPM Solar LLC | 65391 | Beloit Solar LLC | KS | Mitchell | SWPP | IPP Non-CHP | BS1 |  | 2 | 2 | 2 | Solar Photovoltaic | SUN | PV | 2022 |  |  | (OP) Operating |  | 2.6 | [6 empty] | 39.4504 | -98.1047 | 0 | 0 | #DIV/0! | 0%
| MidAmerican Energy Co | 1079 | Coralville GT | IA | Johnson | MISO | Electric Utility | 1 |  | 72 | 63.4 | 68.8 | Natural Gas Fired Combustion Turbine | NG | GT | 1970 |  |  | (OP) Operating | [8 empty] | 41.6719 | -91.564 | 0 | 0 | #DIV/0! | 0%
| Palmetto Power Management LLC | 58314 | Belwood Farm | NC | Cleveland | CPLE | IPP Non-CHP | 1 |  | 4 | 4 | 4 | Solar Photovoltaic | SUN | PV | 2012 |  |  | (OP) Operating |  | 5.2 | [6 empty] | 35.47 | -81.5083 | 0 | 0 | #DIV/0! | 0%
| Solar DG NJ BEMS East, LLC | 66802 | BEMS East Solar (CSG) | NJ | Burlington | PJM | IPP Non-CHP | BEMSE |  | 4 | 4 | 4 | Solar Photovoltaic | SUN | PV | 2023 |  |  | (OP) Operating |  | 5 | [6 empty] | 39.8937 | -74.698 | 0 | 0 | #DIV/0! | 0%
| Solar DG NJ BEMS West, LLC | 66803 | BEMS West Solar CSG | NJ | Burlington | PJM | IPP Non-CHP | BEMSW |  | 4 | 4 | 4 | Solar Photovoltaic | SUN | PV | 2023 |  |  | (OP) Operating |  | 5 | [6 empty] | 39.892 | -74.695 | 0 | 0 | #DIV/0! | 0%
| CoreSite Real Estate 3032 Coronado, L.P. | 61482 | CoreSite Real Estate 3032 Coronado, L.P. | CA | Santa Clara | CISO | Commercial Non-CHP | G-1 |  | 39 | 39 | 39 | Petroleum Liquids | DFO | IC | 2015 |  |  | (SB) Standby/Backup: available for service but not normally used | [8 empty] | 37.3762 | -121.9731 | 0 | 0 | #DIV/0! | 0%
| MN8 Energy LLC | 63786 | Ben Moreell Solar Farm | NJ | Monmouth | PJM | IPP Non-CHP | BMSF |  | 20 | 20 | 20 | Solar Photovoltaic | SUN | PV | 2020 |  |  | (OP) Operating |  | 28 | [6 empty] | 40.28 | -74.1 | 0 | 0 | #DIV/0! | 0%
| PacifiCorp | 6484 | Bend | OR | Deschutes | PACW | Electric Utility | 1 |  | 1.1 | 1 | 1 | Conventional Hydroelectric | WAT | HY | 1915.3333 |  |  | (OP) Operating | [8 empty] | 44.0623 | -121.3133 | 0 | 0 | #DIV/0! | 0%
| Luminace Solar New Jersey, LLC | 57733 | Benjamin Moore & Co. Solar | NJ | Morris | PJM | Commercial Non-CHP | PV1 |  | 1.4 | 1.4 | 1.4 | Solar Photovoltaic | SUN | PV | 2010 |  |  | (OP) Operating |  | 1.8 | [6 empty] | 40.8256 | -74.7147 | 0 | 0 | #DIV/0! | 0%
| CoreSite Real Estate 3045 Stender, LP | 68889 | CoreSite Real Estate 3045 Stender, LP | CA | Santa Clara | CISO | Commercial Non-CHP | G-1 |  | 27 | 27 | 27 | Petroleum Liquids | DFO | IC | 2019.8889 |  |  | (SB) Standby/Backup: available for service but not normally used | [8 empty] | 37.3772 | -121.9717 | 0 | 0 | #DIV/0! | 0%
| Solar Planet Power | 63410 | Bennett | NY | Ontario | NYIS | IPP Non-CHP | 304 |  | 1.4 | 1.4 | 1.4 | Solar Photovoltaic | SUN | PV | 2019 |  |  | (OP) Operating |  | 2 | [6 empty] | 42.9352 | -77.4711 | 0 | 0 | #DIV/0! | 0%
| Bennett Creek Windfarm LLC | 56637 | Bennett Creek Windfarm LLC - Mountain Home | ID | Elmore | IPCO | IPP Non-CHP | 1 |  | 21 | 21 | 21 | Onshore Wind Turbine | WND | WT | 2008 |  |  | (OP) Operating | [8 empty] | 43.0536 | -115.4803 | 0 | 0 | #DIV/0! | 0%
| City of Benson - (MN) | 1964 | Benson City of | MN | Swift | MISO | Electric Utility | 10 |  | 9 | 9 | 9 | Petroleum Liquids | DFO | IC | 2002 |  |  | (OP) Operating | [8 empty] | 45.3144 | -95.6028 | 0 | 0 | #DIV/0! | 0%
| Erie Boulevard Hydropower LP | 2545 | Bennetts Bridge | NY | Oswego | NYIS | IPP Non-CHP | 1 |  | 36 | 30.3 | 29.1 | Conventional Hydroelectric | WAT | HY | 1949 |  |  | (OP) Operating | [8 empty] | 43.5317 | -75.9531 | 0 | 0 | #DIV/0! | 0%
| Azimuth 180 Solar Electric, LLC | 65133 | Benning Road | DC | District of Columbia | PJM | IPP Non-CHP | BENRD |  | 0.8 | 0.8 | 0.8 | Solar Photovoltaic | SUN | PV | 2021 |  |  | (OP) Operating |  | 1.2 | [6 empty] | 38.8983 | -76.9556 | 0 | 0 | #DIV/0! | 0%
| Minonk Stewardship Wind LLC | 63384 | Bennington Wind | IL | Marshall | MISO | IPP Non-CHP | BENN |  | 93 | 93 | 93 | Onshore Wind Turbine | WND | WT | 2021 |  |  | (OP) Operating | [8 empty] | 40.9604 | -89.0854 | 0 | 0 | #DIV/0! | 0%
| Cornell University | 50368 | Cornell University Central Heat | NY | Tompkins | NYIS | Commercial CHP | CT1 | CT1 | 39.5 | 32.7 | 38.5 | Natural Gas Fired Combined Cycle | NG | CT | 2002 |  |  | (OP) Operating | [8 empty] | 42.4428 | -76.4764 | 0 | 971193.332 | #DIV/0! | 0%
| Benson Creek | 59491 | Benson Creek Windfarm (Burnt River) | OR | Baker | IPCO | IPP Non-CHP | BCW |  | 10 | 10 | 10 | Onshore Wind Turbine | WND | WT | 2017 |  |  | (OP) Operating | [8 empty] | 44.3669 | -117.3439 | 0 | 0 | #DIV/0! | 0%
| USF Essex Lessor, LLC | 63836 | Benson Solar, LLC | NC | Johnston | CPLE | IPP Non-CHP | PV1 |  | 4.9 | 4.9 | 4.9 | Solar Photovoltaic | SUN | PV | 2020 |  |  | (OP) Operating |  | 5.7 | [6 empty] | 35.3962 | -78.5622 | 0 | 0 | #DIV/0! | 0%
| Wisconsin Power & Light Co | 57198 | Bent Tree Wind Farm Phase 1 | MN | Freeborn | MISO | Electric Utility | 1 |  | 201.3 | 201.3 | 201.3 | Onshore Wind Turbine | WND | WT | 2011 |  |  | (OP) Operating | [8 empty] | 43.7246 | -93.4504 | 0 | 0 | #DIV/0! | 0%
| Ecoplexus, Inc | 59515 | Benthall Bridge PV 1 | NC | Hertford | PJM | IPP Non-CHP | BENT1 |  | 5 | 5 | 5 | Solar Photovoltaic | SUN | PV | 2016 |  |  | (OP) Operating |  | 6.5 | [6 empty] | 36.42 | -77.1003 | 0 | 0 | #DIV/0! | 0%
| Orion Energy Group LLC | 56679 | Benton County Wind Farm | IN | Benton | MISO | IPP Non-CHP | 1 |  | 130.5 | 130.5 | 130.5 | Onshore Wind Turbine | WND | WT | 2008 |  |  | (OP) Operating | [8 empty] | 40.695 | -87.4886 | 0 | 0 | #DIV/0! | 0%
| Essex Hydro Associates LLC | 10523 | Benton Falls Associates | ME | Kennebec | ISNE | IPP Non-CHP | GEN1 |  | 4.2 | 4 | 3.8 | Conventional Hydroelectric | WAT | HY | 1987 |  |  | (OA) Out of service but expected to return to service in next calendar year | [8 empty] | 44.5802 | -69.5545 | 0 | 0 | #DIV/0! | 0%
| SunShare Management | 60695 | BentonSun LLC | MN | Carver | MISO | IPP Non-CHP | MLC17 |  | 5 | 5 | 5 | Solar Photovoltaic | SUN | PV | 2016 |  |  | (OP) Operating |  | 1.4 | [6 empty] | 44.7662 | -93.8579 | 0 | 0 | #DIV/0! | 0%
| Ecos Energy LLC | 68116 | Benz Solar 1 | CT | New Haven | ISNE | IPP Non-CHP | BENZ1 |  | 1 | 1 | 1 | Solar Photovoltaic | SUN | PV | 2025 |  |  | (OP) Operating | [8 empty] | 41.3426 | -73.0615 | 0 | 0 | #DIV/0! | 0%
| Ecos Energy LLC | 68117 | Benz Solar 2 | CT | New Haven | ISNE | IPP Non-CHP | BENZ2 |  | 1 | 1 | 1 | Solar Photovoltaic | SUN | PV | 2025 |  |  | (OP) Operating | [8 empty] | 41.3436 | -73.0608 | 0 | 0 | #DIV/0! | 0%
| Ormat Nevada Inc | 10287 | Beowawe | NV | Lander | NEVP | IPP Non-CHP | BWSOL |  | 35 | 25.8 | 32.1 | Solar Photovoltaic | SUN | PV | 2024.3333 |  |  | (OP) Operating | [8 empty] | 40.5547 | -116.6175 | 0 | 0 | #DIV/0! | 0%
| South Carolina Public Service Authority | 57945 | Berkeley County Landfill | SC | Berkeley | SC | Electric Utility | B1 |  | 3.2 | 3 | 3 | Landfill Gas | LFG | IC | 2011 |  |  | (OP) Operating | [8 empty] | 33.1211 | -80.0294 | 0 | 0 | #DIV/0! | 0%
| Vanguard Energy Partners, LLC | 63200 | Bergenmand Solar Partners, LLC Mahwah | NJ | Bergen | PJM | IPP Non-CHP | SA1 |  | 1 | 1 | 0.2 | Solar Photovoltaic | SUN | PV | 2012 | 8 | 2026 | (OP) Operating |  | 0.7 | [6 empty] | 41.0791 | -74.15 | 0 | 0 | #DIV/0! | 0%
| Perpetual Energy Systems | 58890 | Beringer | CA | Sonoma | CISO | IPP Non-CHP | BERI |  | 1.4 | 1.4 | 1.4 | Solar Photovoltaic | SUN | PV | 2009 |  |  | (OP) Operating |  | 1.5 | [6 empty] | 38.5108 | -122.4797 | 0 | 0 | #DIV/0! | 0%
| Equistar Chemicals LP | 50475 | Corpus Christi | TX | Nueces | ERCO | Industrial CHP | GEN1 |  | 41 | 33 | 41 | Natural Gas Fired Combustion Turbine | NG | GT | 1989 |  |  | (OP) Operating | [8 empty] | 27.8111 | -97.5958 | 0 | 0 | #DIV/0! | 0%
| Captona Berkley LLC | 64112 | Berkley | MA | Bristol | ISNE | IPP Non-CHP | CPMA3 |  | 3 | 3 | 3 | Solar Photovoltaic | SUN | PV | 2017 |  |  | (OP) Operating |  | 3.6 | [6 empty] | 41.8415 | -71.0183 | 0 | 0 | #DIV/0! | 0%
| SunEdison LLC | 58871 | Berkley East Solar LLC | MA | Bristol | ISNE | IPP Non-CHP | 1 |  | 3 | 2.9 | 2.9 | Solar Photovoltaic | SUN | PV | 2013 |  |  | (OP) Operating |  | 3.8 | [6 empty] | 41.8239 | -71.0414 | 0 | 0 | #DIV/0! | 0%
| PPS Berkshire Solar LLC | 58624 | Berkshire 1 | MA | Berkshire | ISNE | IPP Non-CHP | BER1 |  | 1.8 | 1.8 | 1.8 | Solar Photovoltaic | SUN | PV | 2011 |  |  | (OP) Operating |  | 2 | [6 empty] | 42.1144 | -73.4053 | 0 | 0 | #DIV/0! | 0%
| Town of Berlin - (MD) | 6565 | Berlin | MD | Worcester | PJM | Electric Utility | 1A |  | 5.6 | 5.6 | 5.6 | Petroleum Liquids | DFO | IC | 1990 |  |  | (OP) Operating | [8 empty] | 38.3278 | -75.2172 | 0 | 0 | #DIV/0! | 0%
| Massachusetts Mun Wholes Electric Co | 57721 | Berkshire Wind Power Project | MA | Berkshire | ISNE | Electric Utility | BWP |  | 19.6 | 19.6 | 19.6 | Onshore Wind Turbine | WND | WT | 2016.3333 |  |  | (OP) Operating | [8 empty] | 42.5867 | -73.275 | 0 | 0 | #DIV/0! | 0%
| Flint Hills Resources Corpus Christi LLC | 50026 | Corpus Refinery | TX | Nueces | ERCO | Industrial CHP | FR6 |  | 47 | 32 | 41 | Natural Gas Fired Combustion Turbine | NG | GT | 1988 |  |  | (OP) Operating | [8 empty] | 27.8322 | -97.5281 | 0 | 0 | #DIV/0! | 0%
| WM Renewable Energy LLC | 56069 | Berlin Landfill Gas | WI | Green Lake | MISO | IPP Non-CHP | 1 |  | 2.4 | 2.4 | 2.4 | Landfill Gas | LFG | IC | 2001 |  |  | (OP) Operating | [8 empty] | 43.9603 | -88.9158 | 0 | 0 | #DIV/0! | 0%
| Great Lakes Hydro America LLC | 54639 | Berlin Gorham | NH | Coos | ISNE | IPP Non-CHP | BESS1 |  | 44.3 | 44.4 | 44.4 | Batteries | MWH | BA | 1935.4545 |  |  | (OP) Operating | 14 | [7 empty] | 44.3889 | -71.1645 | 0 | 0 | #DIV/0! | 0%
| Covanta Alexandria/Arlington | 50663 | Covanta Alexandria/Arlington Energy | VA | Alexandria City | PJM | Commercial Non-CHP | GEN1 |  | 29 | 29 | 29 | Municipal Solid Waste | MSW | ST | 1987 |  |  | (OP) Operating | [8 empty] | 38.8014 | -77.1288 | 0 | 0 | #DIV/0! | 0%
| Bernard Creek Solar, LLC | 65034 | Bernard Creek Solar | TX | Wharton | ERCO | IPP Non-CHP | CSBS1 |  | 230 | 230 | 230 | Solar Photovoltaic | SUN | PV | 2023 |  |  | (OP) Operating |  | 313.5 | [6 empty] | 29.4553 | -96.0883 | 0 | 0 | #DIV/0! | 0%
| NJR Clean Energy Ventures Corporation | 60437 | Bernards Solar | NJ | Somerset | PJM | IPP Non-CHP | BERNS |  | 2.9 | 2.9 | 2.9 | Solar Photovoltaic | SUN | PV | 2016 |  |  | (OP) Operating |  | 3.7 | [6 empty] | 40.7027 | -74.5816 | 0 | 0 | #DIV/0! | 0%
| Bernhardt Furniture Company | 60881 | Bernhardt Furniture Solar Farm | NC | Caldwell | DUK | IPP Non-CHP | BERN4 |  | 1.1 | 1 | 0.8 | Solar Photovoltaic | SUN | PV | 2015 |  |  | (OP) Operating |  | 1.4 | [6 empty] | 35.8499 | -81.5409 | 0 | 0 | #DIV/0! | 0%
| Clean Energy Systems Delano | 10840 | Covanta Delano Energy | CA | Kern | CISO | Commercial Non-CHP | GEN1 |  | 57 | 49 | 49 | Wood/Wood Waste Biomass | WDS | ST | 1991.5 |  |  | (OS) Out of service and NOT expected to return to service in next calendar year | [8 empty] | 35.7144 | -119.2337 | 0 | 0 | #DIV/0! | 0%
| The Greater Light USA LLC | 65073 | Berrenda Mesa Water District | CA | Kern | CISO | IPP Non-CHP | PV1 |  | 6.4 | 6.4 | 6.4 | Solar Photovoltaic | SUN | PV | 2023 |  |  | (OP) Operating |  | 7.7 | [6 empty] | 35.6133 | -119.8668 | 0 | 0 | #DIV/0! | 0%
| Indiana Michigan Power Co | 1753 | Berrien Springs | MI | Berrien | PJM | Electric Utility | 10 |  | 7.2 | 4.8 | 2.4 | Conventional Hydroelectric | WAT | HY | 1996 |  |  | (OP) Operating | [8 empty] | 41.9439 | -86.3289 | 0 | 0 | #DIV/0! | 0%
| Berry Petroleum Co | 50622 | Berry Cogen Tanne Hills 18 | CA | Kern | CISO | Industrial CHP | GEN1 |  | 18 | 16 | 17.8 | Natural Gas Fired Combustion Turbine | NG | GT | 1986 |  |  | (OP) Operating | [8 empty] | 35.0898 | -119.4409 | 0 | 0 | #DIV/0! | 0%
| Berry Petroleum Co | 62176 | Berry NMW Cogens | CA | Kern | CISO | Industrial CHP | 21Z |  | 11.4 | 10 | 10.4 | Natural Gas Fired Combustion Turbine | NG | GT | 2017 |  |  | (OP) Operating | [8 empty] | 35.3076 | -119.6116 | 0 | 0 | #DIV/0! | 0%
| Covanta Delaware Valley LP | 10746 | Covanta Delaware Valley | PA | Delaware | PJM | IPP Non-CHP | GEN1 |  | 90 | 80 | 80 | Municipal Solid Waste | MSW | ST | 1991 |  |  | (OP) Operating | [8 empty] | 39.8265 | -75.3882 | 0 | 0 | #DIV/0! | 0%
| Alaska Village Elec Coop, Inc | 6566 | Bethel | AK | Bethel |  | Electric Utility | 1 |  | 10.8 | 10.8 | 10.8 | Petroleum Liquids | DFO | IC | 1986.6667 |  |  | (OP) Operating | [8 empty] | 60.7897 | -161.7878 | 0 | 0 | #DIV/0! | 0%
| MN8 Energy LLC | 59097 | Berry Plastics Solar | NJ | Warren | PJM | IPP Non-CHP | PV1 |  | 9.8 | 9.8 | 9.8 | Solar Photovoltaic | SUN | PV | 2013 |  |  | (OP) Operating |  | 13.1 | [6 empty] | 40.6983 | -75.1519 | 0 | 0 | #DIV/0! | 0%
| RPSC Solar 3, LLC | 64472 | Berry Road Solar | SC | Greenville | DUK | IPP Non-CHP | BERRY |  | 2 | 2 | 2 | Solar Photovoltaic | SUN | PV | 2021 |  |  | (OP) Operating |  | 2.7 | [6 empty] | 34.6392 | -82.3287 | 0 | 0 | #DIV/0! | 0%
| Today's Power, Inc. | 66589 | Berryville School District Solar | AR | Carroll | MISO | Electric Utility | SOL |  | 1 | 1 | 1 | Solar Photovoltaic | SUN | PV | 2018 |  |  | (OP) Operating |  | 1.2 | [6 empty] | 36.3734 | -93.5862 | 0 | 0 | #DIV/0! | 0%
| Evergreen Wind, LLC | 58598 | Beryl Solar Plant | UT | Iron | PACE | IPP Non-CHP | BSP1 |  | 3 | 3 | 3 | Solar Photovoltaic | SUN | PV | 2015 |  |  | (OP) Operating |  | 3.4 | [6 empty] | 37.6392 | -113.6458 | 0 | 0 | #DIV/0! | 0%
| BESSP1, LLC. | 67077 | BESSP1, LLC. | TX | Lubbock | SWPP | IPP Non-CHP | S-1 |  | 4.4 | 4.4 | 4.4 | Solar Photovoltaic | SUN | PV | 2023 |  |  | (OP) Operating |  | 5.8 | [6 empty] | 33.6956 | -101.9707 | 0 | 0 | #DIV/0! | 0%
| Betcher CSG LLC | 61671 | Betcher Community Solar Garden | MN | Goodhue | MISO | IPP Non-CHP | BETCH |  | 1 | 1 | 1 | Solar Photovoltaic | SUN | PV | 2018 |  |  | (OP) Operating |  | 1.4 | [6 empty] | 44.3924 | -92.596 | 0 | 0 | #DIV/0! | 0%
| Madison Energy Holdings LLC | 63819 | Betcher CSG 1, LLC | MN | Goodhue | MISO | IPP Non-CHP | BET01 |  | 1 | 1 | 1 | Solar Photovoltaic | SUN | PV | 2020 |  |  | (OP) Operating |  | 1.4 | [6 empty] | 44.392 | -92.595 | 0 | 0 | #DIV/0! | 0%
| Cypress Creek Renewables | 64175 | Beth | NC | Guilford | DUK | IPP Non-CHP | 1302 |  | 5 | 5 | 5 | Solar Photovoltaic | SUN | PV | 2014 |  |  | (OP) Operating |  | 6.6 | [6 empty] | 35.9756 | -79.6184 | 0 | 0 | #DIV/0! | 0%
| Covanta Essex Company | 10643 | Covanta Essex Company | NJ | Essex | PJM | Commercial Non-CHP | GEN1 |  | 69.8 | 60 | 60 | Municipal Solid Waste | MSW | ST | 1990 |  |  | (OP) Operating | [8 empty] | 40.7376 | -74.1255 | 0 | 0 | #DIV/0! | 0%
| Duke Energy Renewables Services | 58843 | Bethel Price Solar, LLC | NC | Pitt | PJM | IPP Non-CHP | 1 |  | 5 | 3.2 | 3.2 | Solar Photovoltaic | SUN | PV | 2014 |  |  | (OP) Operating |  | 7 | [6 empty] | 35.7947 | -77.3811 | 0 | 0 | #DIV/0! | 0%
| Strata Manager, LLC | 59173 | Bethel Solar | NC | Pitt | PJM | IPP Non-CHP | 5MWPV |  | 5 | 5 | 5 | Solar Photovoltaic | SUN | PV | 2015 |  |  | (OP) Operating |  | 5.7 | [6 empty] | 35.7943 | -77.3845 | 0 | 0 | #DIV/0! | 0%
| Southern Power Co | 60414 | Bethel Wind Farm LLC | TX | Castro | SWPP | IPP Non-CHP | GEN1 |  | 276 | 276 | 276 | Onshore Wind Turbine | WND | WT | 2017 |  |  | (OP) Operating | [8 empty] | 34.5753 | -102.4747 | 0 | 0 | #DIV/0! | 0%
| DG Bethlehem Solar, LLC | 60477 | Bethlehem - East | NY | Albany | NYIS | IPP Non-CHP | BE |  | 1.7 | 1.7 | 1.7 | Solar Photovoltaic | SUN | PV | 2016 |  |  | (OP) Operating |  | 2.4 | [6 empty] | 42.539 | -73.8243 | 0 | 0 | #DIV/0! | 0%
| DG Bethlehem Solar, LLC | 60478 | Bethlehem - West | NY | Albany | NYIS | IPP Non-CHP | BW |  | 1 | 1 | 1 | Solar Photovoltaic | SUN | PV | 2016 |  |  | (OP) Operating |  | 1.2 | [6 empty] | 42.539 | -73.8243 | 0 | 0 | #DIV/0! | 0%
| Covanta Fairfax Inc | 50658 | Covanta Fairfax Energy | VA | Fairfax | PJM | Commercial Non-CHP | GEN1 |  | 124 | 98 | 98 | Municipal Solid Waste | MSW | ST | 1990 |  |  | (OP) Operating | [8 empty] | 38.695 | -77.2411 | 0 | 0 | #DIV/0! | 0%
| Ogden Projects Inc-Haverhill | 50661 | Covanta Haverhill | MA | Essex | ISNE | Commercial Non-CHP | GEN1 |  | 46 | 42.8 | 43.2 | Municipal Solid Waste | MSW | ST | 1989 |  |  | (OP) Operating | [8 empty] | 42.765 | -71.1242 | 0 | 0 | #DIV/0! | 0%
| Nautilus Solar Solutions | 63079 | Bethlehem Solar | NY | Albany | NYIS | IPP Non-CHP | 157 |  | 1.7 | 1.7 | 1.7 | Solar Photovoltaic | SUN | PV | 2019 |  |  | (OP) Operating |  | 2.2 | [6 empty] | 42.6011 | -73.8874 | 0 | 0 | #DIV/0! | 0%
| Cube District Energy, LLC | 58559 | Bi-County Gas Producers | TN | Montgomery | TVA | IPP Non-CHP | GEN1 |  | 3 | 2.8 | 2.8 | Landfill Gas | LFG | IC | 2012 |  |  | (OP) Operating | [8 empty] | 36.5406 | -87.5444 | 0 | 0 | #DIV/0! | 0%
| Beulah Solar, LLC | 66709 | Beulah Solar | SC | Saluda | SCEG | IPP Non-CHP | BEULA |  | 74.9 | 74.9 | 74.9 | Solar Photovoltaic | SUN | PV | 2022 |  |  | (OP) Operating |  | 101.4 | [6 empty] | 33.9452 | -81.5712 | 0 | 0 | #DIV/0! | 0%
| AES Distributed Energy | 59039 | Beulaville | NC | Duplin | DUK | IPP Non-CHP | GEN 1 |  | 2 | 1.5 | 1.5 | Solar Photovoltaic | SUN | PV | 2013 |  |  | (OP) Operating |  | 2.5 | [6 empty] | 34.9 | -77.78 | 0 | 0 | #DIV/0! | 0%
| Integrys MA Solar, LLC | 59242 | Beverly | MA | Essex | ISNE | IPP Non-CHP | BVRLY |  | 2 | 2 | 2 | Solar Photovoltaic | SUN | PV | 2014 |  |  | (OP) Operating |  | 2.7 | [6 empty] | 42.59 | -70.9119 | 0 | 0 | #DIV/0! | 0%
| Cypress Creek Renewables | 59930 | BG Stewart Solar Farm, LLC | NC | Union | DUK | IPP Non-CHP | NB005 |  | 5 | 4.9 | 4.9 | Solar Photovoltaic | SUN | PV | 2015 |  |  | (OP) Operating |  | 6.4 | [6 empty] | 34.9705 | -80.3896 | 0 | 0 | #DIV/0! | 0%
| Madison Energy Holdings LLC | 67048 | Bibb Williams | GA | Bibb | SOCO | IPP Non-CHP | SP324 |  | 2.3 | 2.3 | 2.3 | Solar Photovoltaic | SUN | PV | 2023 |  |  | (OP) Operating |  | 3.2 | [6 empty] | 32.8569 | -83.5502 | 0 | 0 | #DIV/0! | 0%
| Covanta Hempstead Company | 10642 | Covanta Hempstead | NY | Nassau | NYIS | Commercial Non-CHP | GEN1 |  | 78.6 | 71.8 | 71.8 | Municipal Solid Waste | MSW | ST | 1989 |  |  | (OP) Operating | [8 empty] | 40.7389 | -73.5906 | 0 | 0 | #DIV/0! | 0%
| Mega Renewables | 10880 | Bidwell Ditch Project | CA | Shasta | CISO | IPP Non-CHP | GEN1 |  | 1.8 | 1.8 | 1.8 | Conventional Hydroelectric | WAT | HY | 1987 |  |  | (OP) Operating | [8 empty] | 40.8014 | -121.4481 | 0 | 0 | #DIV/0! | 0%
| Altus Power America Management, LLC | 64418 | Big Bear | CA | Los Angeles | LDWP | IPP Non-CHP | BB000 |  | 5.5 | 5.5 | 5.5 | Solar Photovoltaic | SUN | PV | 2020 |  |  | (OP) Operating |  | 6.1 | [6 empty] | 34.0153 | -118.1929 | 0 | 0 | #DIV/0! | 0%
| Tampa Electric Co | 645 | Big Bend | FL | Hillsborough | TEC | Electric Utility | 1 |  | 1829.4 | 1523.4 | 1593.4 | Solar Photovoltaic | SUN | PV | 2005.7143 |  |  | (OP) Operating |  | 23 | [6 empty] | 27.7944 | -82.4036 | 7393283.53 | 51317709.74 | 6.9411 | 54.16%
| Tampa Electric Co | 65771 | Big Bend Agrivoltaics | FL | Hillsborough | TEC | Electric Utility | 1 |  | 1 | 1 | 1 | Solar Photovoltaic | SUN | PV | 2022 |  |  | (OP) Operating |  | 1.2 | [6 empty] | 27.7827 | -82.4008 | 0 | 0 | #DIV/0! | 0%
| USACE-Omaha | 3375 | Big Bend Dam | SD | Buffalo | SWPP | Electric Utility | 1 |  | 538.3 | 520 | 520 | Conventional Hydroelectric | WAT | HY | 1965 |  |  | (OP) Operating | [8 empty] | 44.0384 | -99.4463 | 0 | 0 | #DIV/0! | 0%
| Tampa Electric Co | 65772 | Big Bend Floating Solar I | FL | Hillsborough | TEC | Electric Utility | 1 |  | 1 | 1 | 1 | Solar Photovoltaic | SUN | PV | 2022 |  |  | (OP) Operating |  | 1.3 | [6 empty] | 27.7882 | -82.3954 | 0 | 0 | #DIV/0! | 0%
| Tampa Electric Co | 64641 | Big Bend II Solar | FL | Hillsborough | TEC | Electric Utility | 2 |  | 45.8 | 45.8 | 45.8 | Solar Photovoltaic | SUN | PV | 2022 |  |  | (OP) Operating |  | 52.4 | [6 empty] | 27.782 | -82.3905 | 0 | 0 | #DIV/0! | 0%
| Big Blue Wind Farm LLC (MN) | 57289 | Big Blue | MN | Faribault | MISO | IPP Non-CHP | BBWP |  | 36 | 36 | 36 | Onshore Wind Turbine | WND | WT | 2012 |  |  | (OP) Operating | [8 empty] | 43.6122 | -94.1919 | 0 | 0 | #DIV/0! | 0%
| Cypress Creek Renewables | 64174 | Big Boy | NC | Guilford | DUK | IPP Non-CHP | 1303 |  | 3 | 3 | 3 | Solar Photovoltaic | SUN | PV | 2014 |  |  | (OP) Operating |  | 3.5 | [6 empty] | 36.0777 | -79.6338 | 0 | 0 | #DIV/0! | 0%
| Covanta Energy Co | 10013 | Covanta Hennepin Energy | MN | Hennepin | MISO | IPP Non-CHP | GEN1 |  | 39.5 | 33.7 | 33.7 | Municipal Solid Waste | MSW | ST | 1989 |  |  | (OP) Operating | [8 empty] | 44.9833 | -93.2804 | 0 | 0 | #DIV/0! | 0%
| Denbury Inc | 60130 | Big Sand Draw Plant | WY | Fremont | WACM | Industrial Non-CHP | 1 |  | 8 | 7 | 7 | Natural Gas Internal Combustion Engine | NG | IC | 2015 |  |  | (OP) Operating | [8 empty] | 42.7527 | -108.1697 | 0 | 0 | #DIV/0! | 0%
| USACE Northwestern Division | 3074 | Big Cliff | OR | Marion | BPAT | Electric Utility | 1 |  | 18 | 21 | 21 | Conventional Hydroelectric | WAT | HY | 1954 |  |  | (OP) Operating | [8 empty] | 44.7514 | -122.2832 | 0 | 0 | #DIV/0! | 0%
| Southern California Edison Co | 317 | Big Creek 1 | CA | Fresno | CISO | Electric Utility | 1 |  | 88.4 | 88.4 | 88.4 | Conventional Hydroelectric | WAT | HY | 1918.5 |  |  | (OP) Operating | [8 empty] | 37.2042 | -119.2396 | 0 | 0 | #DIV/0! | 0%
| Southern California Edison Co | 318 | Big Creek 2 | CA | Fresno | CISO | Electric Utility | 3 |  | 66.6 | 66.6 | 66.6 | Conventional Hydroelectric | WAT | HY | 1918.25 |  |  | (OP) Operating | [8 empty] | 37.2 | -119.3069 | 0 | 0 | #DIV/0! | 0%
| Southern California Edison Co | 322 | Big Creek 2A | CA | Fresno | CISO | Electric Utility | 1 |  | 110 | 100 | 100 | Conventional Hydroelectric | WAT | HY | 1928 |  |  | (OA) Out of service but expected to return to service in next calendar year | [8 empty] | 37.2001 | -119.3068 | 0 | 0 | #DIV/0! | 0%
| Southern California Edison Co | 319 | Big Creek 3 | CA | Fresno | CISO | Electric Utility | 1 |  | 174.5 | 173.5 | 173.5 | Conventional Hydroelectric | WAT | HY | 1939.4 |  |  | (OP) Operating | [8 empty] | 37.1485 | -119.3866 | 0 | 0 | #DIV/0! | 0%
| Southern California Edison Co | 320 | Big Creek 4 | CA | Madera | CISO | Electric Utility | 1 |  | 100 | 100 | 100 | Conventional Hydroelectric | WAT | HY | 1951 |  |  | (OP) Operating | [8 empty] | 37.139 | -119.4898 | 0 | 0 | #DIV/0! | 0%
| Southern California Edison Co | 321 | Big Creek 8 | CA | Fresno | CISO | Electric Utility | 1 |  | 75 | 70.8 | 70.8 | Conventional Hydroelectric | WAT | HY | 1925 |  |  | (OP) Operating | [8 empty] | 37.2096 | -119.3289 | 0 | 0 | #DIV/0! | 0%
| Big Creek Water Works Ltd | 10282 | Big Creek Water Works | CA | Trinity | CISO | Commercial Non-CHP | BCHY |  | 5 | 4.8 | 4.6 | Conventional Hydroelectric | WAT | HY | 1987 |  |  | (OP) Operating | [8 empty] | 40.6467 | -123.498 | 0 | 0 | #DIV/0! | 0%
| Big Cypress Solar, LLC | 65483 | Big Cypress Solar, LLC | AR | Crittenden | MISO | IPP Non-CHP | BIGC1 |  | 180 | 180 | 180 | Solar Photovoltaic | SUN | PV | 2023 |  |  | (OP) Operating |  | 202.4 | [6 empty] | 35.3446 | -90.3075 | 0 | 0 | #DIV/0! | 0%
| Big Elm Solar, LLC | 68180 | Big Elm Solar | TX | Bell | ERCO | IPP Non-CHP | BELMS |  | 200 | 200 | 200 | Solar Photovoltaic | SUN | PV | 2025 |  |  | (OP) Operating | [8 empty] | 31.1411 | -97.217 | 0 | 0 | #DIV/0! | 0%
| Northern States Power Co - Minnesota | 3983 | Big Falls | WI | Rusk | MISO | Electric Utility | 1 |  | 7.7 | 3.3 | 3 | Conventional Hydroelectric | WAT | HY | 1945.6667 |  |  | (OP) Operating | [8 empty] | 45.4917 | -91.0469 | 0 | 0 | #DIV/0! | 0%
| PacifiCorp | 6459 | Big Fork | MT | Flathead | PACE | Electric Utility | 1 |  | 4.1 | 4.6 | 4.6 | Conventional Hydroelectric | WAT | HY | 1921.6667 |  |  | (OP) Operating | [8 empty] | 48.0592 | -114.0708 | 0 | 0 | #DIV/0! | 0%
| Altus Power America Management, LLC | 61429 | Big George PV CSG | MA | Plymouth | ISNE | IPP Non-CHP | 12344 |  | 1 | 1 | 1 | Solar Photovoltaic | SUN | PV | 2018 |  |  | (OP) Operating |  | 1.2 | [6 empty] | 41.9023 | -70.7161 | 0 | 0 | #DIV/0! | 0%
| Avangrid Power LLC | 57319 | Big Horn Wind II | WA | Klickitat | AVRN | IPP Non-CHP | 1 |  | 50 | 50 | 50 | Onshore Wind Turbine | WND | WT | 2011 |  |  | (OP) Operating | [8 empty] | 45.9192 | -120.3039 | 0 | 0 | #DIV/0! | 0%
| Avangrid Power LLC | 56361 | Big Horn Wind Project | WA | Klickitat | AVRN | IPP Non-CHP | 1 |  | 199 | 199 | 199 | Onshore Wind Turbine | WND | WT | 2006 |  |  | (OP) Operating | [8 empty] | 45.8877 | -120.2896 | 0 | 0 | #DIV/0! | 0%
| Florida Power & Light Co | 65862 | Big Juniper Solar | FL | Santa Rosa | FPL | Electric Utility | 1 |  | 74.5 | 74.5 | 74.5 | Solar Photovoltaic | SUN | PV | 2024 |  |  | (OP) Operating |  | 96.85 | [6 empty] | 30.6393 | -86.9256 | 0 | 0 | #DIV/0! | 0%
| Big Lake Holdco LLC | 60836 | Big Lake Holdco Solar CSG | MN | Sherburne | MISO | IPP Non-CHP | BLAKE |  | 5 | 5 | 5 | Solar Photovoltaic | SUN | PV | 2017 |  |  | (OP) Operating |  | 6.9 | [6 empty] | 45.3346 | -93.7756 | 0 | 0 | #DIV/0! | 0%
| DG Minnesota CSG, LLC | 61817 | Big Lake Project CSG | MN | Sherburne | MISO | IPP Non-CHP | BIGLA |  | 5 | 5 | 5 | Solar Photovoltaic | SUN | PV | 2018 |  |  | (OP) Operating |  | 6.9 | [6 empty] | 45.334 | -93.792 | 0 | 0 | #DIV/0! | 0%
| Big Level Wind LLC | 60551 | Big Level Wind | PA | Potter | PJM | IPP Non-CHP | BLW01 |  | 90 | 90 | 90 | Onshore Wind Turbine | WND | WT | 2019 |  |  | (OP) Operating | [8 empty] | 41.8693 | -77.6659 | 0 | 0 | #DIV/0! | 0%
| Los Angeles Department of Water & Power | 391 | Big Pine Creek | CA | Inyo | LDWP | Electric Utility | 1 |  | 3.2 | 3 | 3 | Conventional Hydroelectric | WAT | HY | 1925 |  |  | (OP) Operating | [8 empty] | 37.1428 | -118.3241 | 0 | 0 | #DIV/0! | 0%
| Leeward Asset Management, LLC | 64635 | Big Plain Solar, LLC | OH | Madison | PJM | IPP Non-CHP | GEN01 |  | 196 | 196 | 196 | Solar Photovoltaic | SUN | PV | 2023 |  |  | (OP) Operating |  | 266 | [6 empty] | 39.8557 | -83.3284 | 0 | 0 | #DIV/0! | 0%
| Wisconsin Electric Power Co | 7821 | Big Quinnesec 61 | MI | Dickinson | MISO | Electric Utility | 4 |  | 4.4 | 4.4 | 4.4 | Conventional Hydroelectric | WAT | HY | 1914 |  |  | (OP) Operating | [8 empty] | 45.7883 | -88.0415 | 0 | 0 | #DIV/0! | 0%
| Wisconsin Electric Power Co | 7820 | Big Quinnesec 92 | MI | Dickinson | MISO | Electric Utility | 1 |  | 16 | 16 | 16 | Conventional Hydroelectric | WAT | HY | 1949 |  |  | (OP) Operating | [8 empty] | 45.7881 | -88.0408 | 0 | 0 | #DIV/0! | 0%
| Big River Solar, LLC | 64637 | Big River Solar | IL | White | MISO | IPP Non-CHP | BRS |  | 149 | 149 | 149 | Solar Photovoltaic | SUN | PV | 2022 |  |  | (OP) Operating |  | 209.6 | [6 empty] | 38.0501 | -88.2955 | 0 | 0 | #DIV/0! | 0%
| Clean Energy Systems Mendota | 10837 | Covanta Mendota | CA | Fresno | CISO | Commercial Non-CHP | GEN1 |  | 28 | 25 | 25 | Wood/Wood Waste Biomass | WDS | ST | 1989 |  |  | (OS) Out of service and NOT expected to return to service in next calendar year | [8 empty] | 36.7559 | -120.3654 | 0 | 0 | #DIV/0! | 0%
| WestRock Corp | 50900 | Covington Facility | VA | Alleghany | PJM | Industrial CHP | GEN3 |  | 160.9 | 156.5 | 157.9 | Conventional Steam Coal | BIT | ST | 1983.25 |  |  | (OP) Operating | [8 empty] | 37.7997 | -79.9947 | 0 | 6899371.87 | #DIV/0! | 0%
| DF-AP #1 LLC | 57393 | Big Sky Dairy Digester | ID | Gooding | IPCO | IPP Non-CHP | GEN1 |  | 1.6 | 1.4 | 1.4 | Other Waste Biomass | OBG | IC | 2009 |  |  | (OP) Operating | [8 empty] | 42.8656 | -114.7914 | 0 | 0 | #DIV/0! | 0%
| Central Hudson Gas & Elec Corp | 2487 | Coxsackie | NY | Greene | NYIS | Electric Utility | GT1 |  | 21.3 | 19.7 | 25.2 | Natural Gas Fired Combustion Turbine | NG | GT | 1969 | 5 | 2026 | (OP) Operating | [8 empty] | 42.3509 | -73.8158 | 0 | 0 | #DIV/0! | 0%
| Big Sky Wind LLC | 57135 | Big Sky Wind LLC | IL | Bureau | PJM | IPP Non-CHP | 1 |  | 239.4 | 239.4 | 239.4 | Onshore Wind Turbine | WND | WT | 2011 |  |  | (OP) Operating | [8 empty] | 41.5992 | -89.4561 | 0 | 0 | #DIV/0! | 0%
| AES Clean Energy | 66868 | Big Spring Solar (CSG) | MD | Washington | PJM | IPP Non-CHP | BIGSP |  | 2 | 2.1 | 2.1 | Solar Photovoltaic | SUN | PV | 2024 |  |  | (OP) Operating |  | 2.65 | [6 empty] | 39.6301 | -77.9099 | 0 | 0 | #DIV/0! | 0%
| Terra-Gen Operating Co-Wind | 54979 | Big Spring Wind Power Facility | TX | Howard | ERCO | IPP Non-CHP | WIND |  | 34.3 | 34.3 | 34.3 | Onshore Wind Turbine | WND | WT | 1998 |  |  | (OP) Operating | [8 empty] | 32.2075 | -101.3883 | 0 | 0 | #DIV/0! | 0%
| Big Sky Wind, LLC | 64202 | Big Star Solar, LLC (Hybrid) | TX | Bastrop | ERCO | IPP Non-CHP | BGSTS |  | 200 | 200 | 200 | Solar Photovoltaic | SUN | PV | 2025 |  |  | (OP) Operating | [8 empty] | 29.8941 | -97.2705 | 0 | 0 | #DIV/0! | 0%
| Big Valley Power (BVP) LLC | 10288 | Big Valley Power LLC | CA | Lassen | CISO | Industrial Non-CHP | IS27 |  | 9.3 | 8.7 | 8.7 | Wood/Wood Waste Biomass | WDS | ST | 1983 |  |  | (OS) Out of service and NOT expected to return to service in next calendar year | [8 empty] | 41.1325 | -121.1372 | 0 | 0 | #DIV/0! | 0%
| U S Bureau of Reclamation | 515 | Big Thompson | CO | Larimer | WACM | Electric Utility | 1 |  | 4.5 | 5.2 | 4.1 | Conventional Hydroelectric | WAT | HY | 1959 |  |  | (OP) Operating | [8 empty] | 40.421 | -105.2238 | 0 | 0 | #DIV/0! | 0%
| Consolidated Edison Development Inc. | 61155 | Big Timber Wind Farm | MT | Sweet Grass | NWMT | IPP Non-CHP | BT-MT |  | 25 | 25 | 25 | Onshore Wind Turbine | WND | WT | 2018 |  |  | (OP) Operating | [8 empty] | 45.8554 | -109.6492 | 0 | 0 | #DIV/0! | 0%
| Odessa Energy Services LLC | 56968 | Big Top LLC | OR | Morrow | PACW | IPP Non-CHP | 1 |  | 1.7 | 1.7 | 1.7 | Onshore Wind Turbine | WND | WT | 2009 |  |  | (OP) Operating | [8 empty] | 45.655 | -119.4647 | 0 | 0 | #DIV/0! | 0%
| Generate Capital | 62476 | Big Tree Community Solar Farm | NY | Erie | NYIS | IPP Non-CHP | 607 |  | 2 | 2 | 2 | Solar Photovoltaic | SUN | PV | 2021 |  |  | (OP) Operating |  | 2.8 | [6 empty] | 42.766 | -78.559 | 0 | 0 | #DIV/0! | 0%
| DTE Electric Company | 65143 | Big Turtle Wind Farm 2 | MI | Huron | MISO | Electric Utility | BTWF2 |  | 29.4 | 29.4 | 29.4 | Onshore Wind Turbine | WND | WT | 2016 |  |  | (OP) Operating | [8 empty] | 43.9196 | -82.7944 | 0 | 0 | #DIV/0! | 0%
| DTE Sustainable Generation | 58891 | Big Turtle Wind Farm, LLC | MI | Huron | MISO | IPP Non-CHP | BTWF1 |  | 20 | 20 | 20 | Onshore Wind Turbine | WND | WT | 2014 |  |  | (OP) Operating | [8 empty] | 43.8508 | -82.7825 | 0 | 0 | #DIV/0! | 0%
| Avista Corp | 7931 | Coyote Springs II | OR | Morrow | BPAT | Electric Utility | 1 | U2CT | 287 | 290 | 324 | Natural Gas Fired Combined Cycle | NG | CT | 2003 |  |  | (OP) Operating | [8 empty] | 45.848 | -119.674 | 0 | 0 | #DIV/0! | 0%
| Florida Power & Light Co | 65912 | Big Water | FL | Okeechobee | FPL | Electric Utility | 1 |  | 74.5 | 74.5 | 74.5 | Solar Photovoltaic | SUN | PV | 2025 |  |  | (OP) Operating | [8 empty] | 27.4419 | -80.8018 | 0 | 0 | #DIV/0! | 0%
| Big Beau Solar, LLC | 64993 | BigBeau Solar, LLC | CA | Kern | CISO | IPP Non-CHP | BB1BA |  | 168 | 168 | 168 | Batteries | MWH | BA | 2022 |  |  | (OP) Operating | 88 | [7 empty] | 34.907 | -118.3441 | 0 | 0 | #DIV/0! | 0%
| Bighorn Solar, LLC | 63467 | Bighorn Solar | OR | Marion | PGE | IPP Non-CHP | PGR16 |  | 2.2 | 2.2 | 2.2 | Solar Photovoltaic | SUN | PV | 2020 |  |  | (OP) Operating |  | 2.5 | [6 empty] | 44.9657 | -122.9542 | 0 | 0 | #DIV/0! | 0%
| Lightsource Renewable Energy Asset Management, LLC | 63770 | Bighorn Solar 1 | CO | Pueblo | PSCO | IPP Non-CHP | COBH1 |  | 240 | 240 | 240 | Solar Photovoltaic | SUN | PV | 2021 |  |  | (OP) Operating |  | 300 | [6 empty] | 38.2075 | -104.5967 | 0 | 0 | #DIV/0! | 0%
| Portland General Electric Co | 56485 | Biglow Canyon Wind Farm | OR | Sherman | PGE | Electric Utility | 1 |  | 449.7 | 449.7 | 449.7 | Onshore Wind Turbine | WND | WT | 2008.6667 |  |  | (OP) Operating | [8 empty] | 45.6537 | -120.6034 | 0 | 0 | #DIV/0! | 0%
| CP Kelco US Inc. | 52147 | CP Kelco San Diego Plant | CA | San Diego | CISO | Industrial CHP | GEN1 |  | 29.2 | 27.8 | 27.8 | Natural Gas Fired Combustion Turbine | NG | GT | 1983 |  |  | (OP) Operating | [8 empty] | 32.6947 | -117.1436 | 0 | 0 | #DIV/0! | 0%
| Greenbacker Renewable Energy Corporation | 64860 | Billings Road | VT | Caledonia | ISNE | IPP Non-CHP | 286 |  | 1.7 | 1.7 | 1.7 | Solar Photovoltaic | SUN | PV | 2021 |  |  | (OP) Operating |  | 2.3 | [6 empty] | 44.5234 | -72.3699 | 0 | 0 | #DIV/0! | 0%
| The Biltmore Company | 61271 | Biltmore Solar Fields | NC | Buncombe | CPLW | IPP Non-CHP | 18950 |  | 1.5 | 1.5 | 1.5 | Solar Photovoltaic | SUN | PV | 2012 |  |  | (OA) Out of service but expected to return to service in next calendar year |  | 1.7 | [6 empty] | 35.5612 | -82.5884 | 0 | 0 | #DIV/0! | 0%
| National Grid Renewables | 63321 | Bingham Solar, LLC | MI | Clinton | MISO | IPP Non-CHP | BINGH |  | 20 | 20 | 20 | Solar Photovoltaic | SUN | PV | 2020 |  |  | (OP) Operating |  | 29.4 | [6 empty] | 43.012 | -84.528 | 0 | 0 | #DIV/0! | 0%
| Onward Energy | 57531 | Bingham Wind | ME | Piscataquis | ISNE | IPP Non-CHP | 1 |  | 186 | 186 | 186 | Onshore Wind Turbine | WND | WT | 2016 |  |  | (OP) Operating | [8 empty] | 45.1033 | -69.7619 | 0 | 0 | #DIV/0! | 0%
| Biola University | 54296 | Biola University Hybrid | CA | Los Angeles | CISO | Commercial CHP | BATT |  | 4.3 | 4.3 | 4.3 | Batteries | MWH | BA | 2016.25 |  |  | (OP) Operating | 0.5 | [7 empty] | 33.907 | -118.0131 | 0 | 0 | #DIV/0! | 0%
| Mahipapa LLC | 59035 | Biomass to Energy Facility, Kauai | HI | Kauai |  | IPP Non-CHP | MKA1 |  | 10.3 | 8.5 | 8.5 | Wood/Wood Waste Biomass | WDS | ST | 2014.6667 |  |  | (OP) Operating | [8 empty] | 21.9653 | -159.4606 | 0 | 0 | #DIV/0! | 0%
| Washington State University | 56932 | Biotech LS 0836 | WA | Whitman | AVA | Commercial Non-CHP | BLS1 |  | 1 | 1 | 1 | Petroleum Liquids | DFO | IC | 2009 |  |  | (SB) Standby/Backup: available for service but not normally used | [8 empty] | 46.7331 | -117.1583 | 0 | 0 | #DIV/0! | 0%
| Vista Solar, Inc. | 63189 | Bio-Rad | CA | Contra Costa | CISO | IPP Non-CHP | BIORD |  | 2.3 | 2.4 | 1.1 | Solar Photovoltaic | SUN | PV | 2021 |  |  | (OP) Operating |  | 2.5 | [6 empty] | 38.0225 | -122.2737 | 0 | 0 | #DIV/0! | 0%
| Bio Town Biogas, LLC | 59774 | BioTown Ag | IN | White | MISO | Industrial CHP | ENG1 |  | 6 | 6 | 6 | Other Waste Biomass | OBG | IC | 2012.5 |  |  | (OP) Operating | [8 empty] | 40.7656 | -86.8797 | 0 | 0 | #DIV/0! | 0%
| Midwest Energy Inc - (KS) | 1224 | Bird City | KS | Cheyenne | SWPP | Electric Utility | 1 |  | 4 | 4 | 4 | Petroleum Liquids | DFO | IC | 1965.5 |  |  | (OP) Operating | [8 empty] | 39.7581 | -101.5319 | 0 | 0 | #DIV/0! | 0%
| Birch Power LLC | 62172 | Birch | IA | Taylor | MISO | IPP Non-CHP | BIR |  | 1.8 | 1.8 | 1.8 | Onshore Wind Turbine | WND | WT | 2017 |  |  | (OP) Operating | [8 empty] | 40.7676 | -94.4744 | 0 | 0 | #DIV/0! | 0%
| Birch Power Co | 10140 | Birch Creek Power | ID | Clark | PACE | IPP Non-CHP | GEN1 |  | 2.6 | 2.6 | 2.6 | Conventional Hydroelectric | WAT | HY | 1986 |  |  | (OP) Operating | [8 empty] | 44.0274 | -112.7194 | 0 | 0 | #DIV/0! | 0%
| Birch Solar | 62185 | Birch Solar | SC | Darlington | CPLE | IPP Non-CHP | 27 |  | 2 | 2 | 2 | Solar Photovoltaic | SUN | PV | 2024 |  |  | (OP) Operating |  | 2.8 | [6 empty] | 34.268 | -79.8686 | 0 | 0 | #DIV/0! | 0%
| Crisp County Power Comm | 753 | Crisp Plant | GA | Worth | SOCO | Electric Utility | 1 |  | 22.5 | 19 | 19 | Natural Gas Steam Turbine | NG | ST | 1979 |  |  | (OP) Operating | [8 empty] | 31.8447 | -83.9407 | 0 | 0 | #DIV/0! | 0%
| Bird Dog Solar, LLC | 66024 | Bird Dog Solar | GA | Burke | SOCO | IPP Non-CHP | GA-01 |  | 40 | 40 | 40 | Solar Photovoltaic | SUN | PV | 2023 |  |  | (OP) Operating |  | 56 | [6 empty] | 33.1266 | -81.9994 | 0 | 0 | #DIV/0! | 0%
| Bird Machine Solar Farm, LLC | 60854 | Bird Machine Solar Farm | MA | Norfolk | ISNE | IPP Non-CHP | BRDMA |  | 3.5 | 3.5 | 3.5 | Solar Photovoltaic | SUN | PV | 2017 |  |  | (OP) Operating |  | 4.6 | [6 empty] | 42.1096 | -71.2667 | 0 | 0 | #DIV/0! | 0%
| Crockett Cogeneration | 55084 | Crockett Cogen Project | CA | Contra Costa | CISO | IPP CHP | GE1 |  | 247 | 247 | 247 | Natural Gas Fired Combined Cycle | NG | CS | 1995 |  |  | (OP) Operating | [8 empty] | 38.0569 | -122.2161 | 0 | 0 | #DIV/0! | 0%
| Consolidated Water Power Co | 3971 | Biron | WI | Wood | MISO | Electric Utility | 1 |  | 5.8 | 5.6 | 5.6 | Conventional Hydroelectric | WAT | HY | 1904.75 |  |  | (OP) Operating | [8 empty] | 44.4306 | -89.7808 | 0 | 0 | #DIV/0! | 0%
| CSUCI Site Authority | 50851 | CSUCI Site Authority | CA | Ventura | CISO | IPP CHP | GEN1 | CC1 | 31.1 | 28.3 | 29 | Natural Gas Fired Combined Cycle | NG | CT | 1988 |  |  | (OP) Operating | [8 empty] | 34.162 | -119.0479 | 0 | 0 | #DIV/0! | 0%
| AES Distributed Energy | 58667 | Biscoe Solar LLC | NC | Montgomery | DUK | IPP Non-CHP | BISCO |  | 5 | 4 | 4 | Solar Photovoltaic | SUN | PV | 2014 |  |  | (OP) Operating |  | 6.6 | [6 empty] | 35.3839 | -79.7703 | 0 | 0 | #DIV/0! | 0%
| Southern California Edison Co | 323 | Bishop Creek 2 | CA | Inyo | CISO | Electric Utility | 1 |  | 7.3 | 7.3 | 7.3 | Conventional Hydroelectric | WAT | HY | 1909 |  |  | (OP) Operating | [8 empty] | 37.2736 | -118.5733 | 0 | 0 | #DIV/0! | 0%
| Southern California Edison Co | 324 | Bishop Creek 3 | CA | Inyo | CISO | Electric Utility | 1 |  | 8.4 | 8.4 | 8.4 | Conventional Hydroelectric | WAT | HY | 1913 |  |  | (OP) Operating | [8 empty] | 37.302 | -118.532 | 0 | 0 | #DIV/0! | 0%
| Southern California Edison Co | 325 | Bishop Creek 4 | CA | Inyo | CISO | Electric Utility | 1 |  | 8.2 | 8.2 | 8.2 | Conventional Hydroelectric | WAT | HY | 1906.4 |  |  | (OP) Operating | [8 empty] | 37.323 | -118.5017 | 0 | 0 | #DIV/0! | 0%
| Southern California Edison Co | 326 | Bishop Creek 5 | CA | Inyo | CISO | Electric Utility | 1 |  | 4.5 | 3.8 | 3.8 | Conventional Hydroelectric | WAT | HY | 1931 |  |  | (OP) Operating | [8 empty] | 37.3344 | -118.4797 | 0 | 0 | #DIV/0! | 0%
| Southern California Edison Co | 327 | Bishop Creek 6 | CA | Inyo | CISO | Electric Utility | 1 |  | 1.6 | 1.6 | 1.6 | Conventional Hydroelectric | WAT | HY | 1913 |  |  | (OP) Operating | [8 empty] | 37.3499 | -118.4628 | 0 | 0 | #DIV/0! | 0%
| SunEdison LLC | 57463 | Bishop Hill Energy LLC | IL | Henry | PJM | IPP Non-CHP | 1 |  | 200 | 200 | 200 | Onshore Wind Turbine | WND | WT | 2012 |  |  | (OP) Operating | [8 empty] | 41.2153 | -90.1208 | 0 | 0 | #DIV/0! | 0%
| Bishop Hill Energy II, LLC | 58111 | Bishop Hill II Wind Farm | IL | Henry | MISO | IPP Non-CHP | 1 |  | 81 | 81 | 81 | Onshore Wind Turbine | WND | WT | 2012 |  |  | (OP) Operating | [8 empty] | 41.2325 | -90.1742 | 0 | 0 | #DIV/0! | 0%
| Invenergy Services LLC | 61787 | Bishop Hill III | IL | Henry | MISO | IPP Non-CHP | BHIII |  | 119 | 119 | 119 | Onshore Wind Turbine | WND | WT | 2018 |  |  | (OP) Operating | [8 empty] | 41.2111 | -90.276 | 0 | 0 | #DIV/0! | 0%
| Alcosta Boulevard BR 15-AA Solar Project 2020 LLC | 68524 | Bishop Ranch - BR 15-AA | CA | Contra Costa | CISO | IPP Non-CHP | 4654B |  | 1.2 | 1.2 | 1.2 | Batteries | MWH | BA | 2025 |  |  | (OP) Operating | 1.1 | [7 empty] | 37.7754 | -121.9613 | 0 | 0 | #DIV/0! | 0%
| Alcosta Boulevard BR 15-CC Solar Project 2020, LLC | 68525 | Bishop Ranch - BR 15-CC | CA | Contra Costa | CISO | IPP Non-CHP | 4656B |  | 1.2 | 1.2 | 1.2 | Batteries | MWH | BA | 2025 |  |  | (OP) Operating | 1.1 | [7 empty] | 37.7733 | -121.9602 | 0 | 0 | #DIV/0! | 0%
| Alcosta Boulevard BR 15-DD Solar Project 2020, LLC | 67277 | Bishop Ranch - BR 15-DD | CA | Contra Costa | CISO | IPP Non-CHP | 4657B |  | 1.1 | 1.1 | 1.1 | Batteries | MWH | BA | 2025 |  |  | (OP) Operating | 1.1 | [7 empty] | 37.7729 | -121.9595 | 0 | 0 | #DIV/0! | 0%
| Distributed Solar Development, LLC | 66799 | Bishop Ranch - BR 1-Y | CA | Contra Costa | CISO | IPP Non-CHP | 4087 |  | 1.8 | 1.8 | 1.8 | Solar Photovoltaic | SUN | PV | 2022 |  |  | (OP) Operating |  | 0.8 | [6 empty] | 37.7622 | -121.9579 | 0 | 0 | #DIV/0! | 0%
| Executive Parkway BR8-O Solar Project 2020 LLC | 68522 | Bishop Ranch - BR 8-O | CA | Contra Costa | CISO | IPP Non-CHP | 4975B |  | 1.5 | 1.5 | 1.5 | Batteries | MWH | BA | 2025 |  |  | (OP) Operating | 1.1 | [7 empty] | 37.769 | -121.9668 | 0 | 0 | #DIV/0! | 0%
| Distributed Solar Development, LLC | 66800 | Bishop Ranch - BR 8-P | CA | Contra Costa | CISO | IPP Non-CHP | 4976 |  | 1.5 | 1.5 | 1.5 | Solar Photovoltaic | SUN | PV | 2024 |  |  | (OP) Operating |  | 1.3 | [6 empty] | 37.7682 | -121.9666 | 0 | 0 | #DIV/0! | 0%
| Executive Parkway BR8-Q Solar Project 2020 LLC | 68523 | Bishop Ranch - BR 8-Q | CA | Contra Costa | CISO | IPP Non-CHP | 4977B |  | 1.2 | 1.2 | 1.2 | Batteries | MWH | BA | 2025 |  |  | (OP) Operating | 1.1 | [7 empty] | 37.7687 | -121.9684 | 0 | 0 | #DIV/0! | 0%
| Bollinger Canyon Road BR 1-X Solar Project 2020 | 67743 | Bishop Ranch BR 1-X | CA | Contra Costa | CISO | IPP Non-CHP | 4057B |  | 1.4 | 1.4 | 1.4 | Batteries | MWH | BA | 2022 |  |  | (OP) Operating | 1.1 | [7 empty] | 37.7598 | -121.956 | 0 | 0 | #DIV/0! | 0%
| Bishopville Solar II, LLC | 65781 | Bishopville Solar II, LLC | SC | Lee | CPLE | IPP Non-CHP | BSHP2 |  | 10 | 10 | 10 | Solar Photovoltaic | SUN | PV | 2022 |  |  | (OP) Operating |  | 11.9 | [6 empty] | 34.2081 | -80.2283 | 0 | 0 | #DIV/0! | 0%
| ALLETE, Inc. | 57800 | Bison 2 Wind Energy Center | ND | Morton | MISO | Electric Utility | BISO2 |  | 105 | 105 | 105 | Onshore Wind Turbine | WND | WT | 2012 |  |  | (OP) Operating | [8 empty] | 46.98 | -101.5547 | 0 | 0 | #DIV/0! | 0%
| ALLETE, Inc. | 57801 | Bison 3 Wind Energy Center | ND | Morton | MISO | Electric Utility | BISO3 |  | 105 | 105 | 105 | Onshore Wind Turbine | WND | WT | 2012 |  |  | (OP) Operating | [8 empty] | 46.98 | -101.5547 | 0 | 0 | #DIV/0! | 0%
| ALLETE, Inc. | 58872 | Bison 4 Wind Energy Center | ND | Morton | MISO | Electric Utility | BISO4 |  | 205 | 201.8 | 201.8 | Onshore Wind Turbine | WND | WT | 2015 |  |  | (OP) Operating | [8 empty] | 46.98 | -101.5547 | 0 | 0 | #DIV/0! | 0%
| ALLETE, Inc. | 57038 | Bison I Wind Energy Center | ND | Morton | MISO | Electric Utility | PHS1 |  | 81.8 | 81.8 | 81.8 | Onshore Wind Turbine | WND | WT | 2011 |  |  | (OP) Operating | [8 empty] | 46.98 | -101.5547 | 0 | 0 | #DIV/0! | 0%
| Bison Solar LLC | 60351 | Bison Solar LLC | CO | Larimer | PSCO | IPP Non-CHP | BSPV1 |  | 30 | 30 | 30 | Solar Photovoltaic | SUN | PV | 2016 |  |  | (OP) Operating |  | 36.3 | [6 empty] | 40.8638 | -105.0111 | 0 | 0 | #DIV/0! | 0%
| Consumers Energy Co - (MI) | 65029 | Bissell Solar and Battery Generator | MI | Kent | MISO | Electric Utility | BISBP |  | 1.1 | 1.1 | 1.1 | Batteries | MWH | BA | 2021 |  |  | (OP) Operating | 0.5 | [7 empty] | 43.007 | -85.724 | 0 | 0 | #DIV/0! | 0%
| Bisson Windfarm LLC | 56201 | Bisson Windfarm LLC | MN | Pipestone | MISO | IPP Non-CHP | I |  | 2 | 2 | 2 | Onshore Wind Turbine | WND | WT | 2003 |  |  | (OP) Operating | [8 empty] | 43.9844 | -96.2194 | 0 | 0 | #DIV/0! | 0%
| Bitter Ridge Wind Farm, LLC | 63666 | Bitter Ridge Wind Farm, LLC | IN | Jay | PJM | IPP Non-CHP | BIT |  | 130 | 130 | 130 | Onshore Wind Turbine | WND | WT | 2020 |  |  | (OP) Operating | [5 empty] | 2025 | 7 | 12.6 | 40.3605 | -85.1132 | 0 | 0 | #DIV/0! | 0%
| Greenbacker Renewable Energy Corporation | 66094 | Bizer Creek | NY | Erie | NYIS | IPP Non-CHP | 561 |  | 1.5 | 1.5 | 1.5 | Solar Photovoltaic | SUN | PV | 2023 |  |  | (OP) Operating |  | 1.8 | [6 empty] | 43.0001 | -78.7938 | 0 | 0 | #DIV/0! | 0%
| Cypress Creek Renewables | 60401 | Bizzell Church Solar 1, LLC | NC | Johnston | DUK | IPP Non-CHP | BCSPV |  | 5.2 | 5.2 | 5.2 | Solar Photovoltaic | SUN | PV | 2015 |  |  | (OP) Operating |  | 6.9 | [6 empty] | 35.5494 | -78.1799 | 0 | 0 | #DIV/0! | 0%
| CD Global Solar Holdings, LLC | 61158 | Bizzell Church Solar 2 | NC | Johnston | DUK | IPP Non-CHP | BIZZE |  | 5 | 5 | 5 | Solar Photovoltaic | SUN | PV | 2017 |  |  | (OP) Operating |  | 7 | [6 empty] | 35.5444 | -78.1772 | 0 | 0 | #DIV/0! | 0%
| Tesla Inc. | 60227 | BJ's Wholesale Club Inc Dist Center | NJ | Burlington | PJM | IPP Non-CHP | PV1 |  | 1.4 | 1.4 | 1.4 | Solar Photovoltaic | SUN | PV | 2016 |  |  | (OP) Operating |  | 2 | [6 empty] | 40.0985 | -74.8259 | 0 | 0 | #DIV/0! | 0%
| Tesla Inc. | 60116 | BJ's Wholesale Club, Inc- Uxbridge | MA | Worcester | ISNE | IPP Non-CHP | PV1 |  | 1 | 1 | 1 | Solar Photovoltaic | SUN | PV | 2017 |  |  | (OP) Operating |  | 1.3 | [6 empty] | 42.0197 | -71.6042 | 0 | 0 | #DIV/0! | 0%
| PPM Solar LLC | 66571 | BKV Ponder Solar 1 | TX | Denton | ERCO | IPP Non-CHP | BKVP1 |  | 2.5 | 2.5 | 2.5 | Solar Photovoltaic | SUN | PV | 2024 |  |  | (OP) Operating |  | 3.19 | [6 empty] | 33.1558 | -97.2546 | 0 | 0 | #DIV/0! | 0%
| Alaska Power and Telephone Co | 7752 | Black Bear Lake | AK | Prince of Wales Ketchikan |  | Electric Utility | 1 |  | 4.5 | 4.5 | 4.5 | Conventional Hydroelectric | WAT | HY | 1995 |  |  | (OP) Operating | [8 empty] | 55.4765 | -133.1477 | 0 | 0 | #DIV/0! | 0%
| Lightsource Renewable Energy Asset Management, LLC | 63765 | Black Bear Solar 1 | AL | Montgomery | SOCO | IPP Non-CHP | ALBB1 |  | 100 | 100 | 100 | Solar Photovoltaic | SUN | PV | 2023 |  |  | (OP) Operating |  | 130 | [6 empty] | 32.197 | -86.3273 | 0 | 0 | #DIV/0! | 0%
| City of Santa Clara - (CA) | 7229 | Black Butte | CA | Tehama | CISO | Electric Utility | 1 |  | 6.1 | 6.1 | 6.1 | Conventional Hydroelectric | WAT | HY | 1988 |  |  | (OP) Operating | [8 empty] | 39.8149 | -122.3323 | 0 | 0 | #DIV/0! | 0%
| U S Bureau of Reclamation | 6396 | Black Canyon | ID | Gem | BPAT | Electric Utility | 1 |  | 10.2 | 10.2 | 10.2 | Conventional Hydroelectric | WAT | HY | 1925 |  |  | (OP) Operating | [8 empty] | 43.9305 | -116.4372 | 0 | 0 | #DIV/0! | 0%
| PacifiCorp | 58150 | Black Cap Solar Plant | OR | Lake | PACW | Electric Utility | 1 |  | 2 | 2 | 2 | Solar Photovoltaic | SUN | PV | 2012 |  |  | (OP) Operating |  | 2.6 | [6 empty] | 42.175 | -120.3626 | 0 | 0 | #DIV/0! | 0%
| Black Creek Hydro Inc | 54860 | Black Creek | WA | King | PSEI | IPP Non-CHP | GEN1 |  | 3.7 | 3.7 | 3.7 | Conventional Hydroelectric | WAT | HY | 1994 |  |  | (OP) Operating | [8 empty] | 47.5497 | -121.7105 | 0 | 0 | #DIV/0! | 0%
| City of Cumberland - (WI) | 4112 | Cumberland (WI) | WI | Barron | MISO | Electric Utility | 1 |  | 21.2 | 20.7 | 20.7 | Petroleum Liquids | DFO | IC | 1965.5 |  |  | (OP) Operating | [8 empty] | 45.5336 | -92.0224 | 0 | 0 | #DIV/0! | 0%
| NorthWestern Energy (MT Hydro) | 2181 | Black Eagle | MT | Cascade | NWMT | Electric Utility | BLA1 |  | 24 | 24 | 24 | Conventional Hydroelectric | WAT | HY | 1927 |  |  | (OP) Operating | [8 empty] | 47.5213 | -111.2614 | 0 | 0 | #DIV/0! | 0%
| Adapture Renewables, Inc. | 61336 | Black Eagle Solar, LLC | MT | Cascade | NWMT | IPP Non-CHP | BESMT |  | 3 | 3 | 3 | Solar Photovoltaic | SUN | PV | 2017 |  |  | (OP) Operating |  | 4.1 | [6 empty] | 47.5475 | -111.254 | 0 | 0 | #DIV/0! | 0%
| City of Cushing - (OK) | 2975 | Cushing | OK | Payne | SWPP | Electric Utility | 1 |  | 24.6 | 21.2 | 21.2 | Natural Gas Internal Combustion Engine | NG | IC | 1953.5455 |  |  | (OP) Operating | [8 empty] | 35.9826 | -96.7757 | 0 | 0 | #DIV/0! | 0%
| Idaho Power Co | 66326 | Black Mesa BESS | ID | Elmore | IPCO | Electric Utility | 1 |  | 40 | 40 | 40 | Batteries | MWH | BA | 2024 |  |  | (OP) Operating | 160 | [7 empty] | 42.9084 | -115.1813 | 0 | 0 | #DIV/0! | 0%
| Black Mesa Solar, LLC | 66569 | Black Mesa Solar, LLC | ID | Elmore | IPCO | IPP Non-CHP | BMSA |  | 40 | 40 | 40 | Solar Photovoltaic | SUN | PV | 2023 |  |  | (OP) Operating |  | 54 | [6 empty] | 42.9074 | -115.1815 | 0 | 0 | #DIV/0! | 0%
| Cube District Energy, LLC | 59310 | Black Oak Power Producers | MO | Wright | AECI | IPP Non-CHP | GEN1 |  | 4 | 3.8 | 3.8 | Landfill Gas | LFG | IC | 2014 |  |  | (OP) Operating | [8 empty] | 37.2319 | -92.4539 | 0 | 0 | #DIV/0! | 0%
| Duke Energy Renewables Services | 58042 | Black Mountain Solar LLC | AZ | Mohave | AZPS | IPP Non-CHP | 1 |  | 9 | 9 | 9 | Solar Photovoltaic | SUN | PV | 2012 |  |  | (OP) Operating |  | 10 | [6 empty] | 35.0227 | -114.1627 | 0 | 0 | #DIV/0! | 0%
| Bridge Energy LLC | 56090 | Blacksand Generating Facility | CA | Orange | CISO | Industrial Non-CHP | D182 |  | 8 | 5.8 | 5.8 | Natural Gas Fired Combustion Turbine | NG | GT | 2004 |  |  | (OP) Operating | [8 empty] | 33.9328 | -117.855 | 0 | 0 | #DIV/0! | 0%
| Black Oak Wind, LLC | 58692 | Black Oak Wind Farm | MN | Stearns | MISO | IPP Non-CHP | 1 |  | 78 | 78 | 78 | Onshore Wind Turbine | WND | WT | 2016 |  |  | (OP) Operating | [8 empty] | 45.6608 | -95.0128 | 0 | 0 | #DIV/0! | 0%
| Erie Boulevard Hydropower LP | 2546 | Black River | NY | Jefferson | NYIS | IPP Non-CHP | 1 |  | 6 | 4.5 | 6.9 | Conventional Hydroelectric | WAT | HY | 1920 |  |  | (OP) Operating | [8 empty] | 44.0001 | -75.8131 | 0 | 0 | #DIV/0! | 0%
| Central Rivers Power US, LLC | 10687 | Black River Hydro Associates | NY | Lewis | NYIS | IPP Non-CHP | DE1 |  | 5.7 | 5.4 | 5.3 | Conventional Hydroelectric | WAT | HY | 1984 |  |  | (OP) Operating | [8 empty] | 43.5912 | -75.3442 | 0 | 0 | #DIV/0! | 0%
| Black Rock Wind Force, LLC | 64433 | Black Rock Wind | WV | Mineral | PJM | IPP Non-CHP | BRW |  | 115 | 115 | 115 | Onshore Wind Turbine | WND | WT | 2022 |  |  | (OP) Operating | [8 empty] | 39.3668 | -79.1083 | 0 | 0 | #DIV/0! | 0%
| AES Distributed Energy | 63944 | Blackhorse Farm Solar, LLC CSG | RI | Bristol | ISNE | IPP Non-CHP | BHF |  | 3.8 | 3.8 | 3.8 | Solar Photovoltaic | SUN | PV | 2020 |  |  | (OP) Operating |  | 4.6 | [6 empty] | 41.7186 | -71.2342 | 0 | 0 | #DIV/0! | 0%
| Big Sky Wind, LLC | 62783 | Blackjack Creek Wind Farm | TX | Bee | ERCO | IPP Non-CHP | BLKJK |  | 239.6 | 239.6 | 239.6 | Onshore Wind Turbine | WND | WT | 2023 |  |  | (OP) Operating | [8 empty] | 28.2078 | -97.5227 | 0 | 0 | #DIV/0! | 0%
| South County Packing | 66863 | Blackjack Solar | CA | Monterey | CISO | Industrial Non-CHP | BJK01 |  | 4 | 3.9 | 3.1 | Solar Photovoltaic | SUN | PV | 2020 |  |  | (OP) Operating |  | 5.2 | [6 empty] | 36.1815 | -121.0267 | 0 | 0 | #DIV/0! | 0%
| Public Service Elec & Gas Co | 57727 | BlackRock-Matrix | NJ | Middlesex | PJM | Electric Utility | BLAR |  | 2.5 | 2.5 | 2.5 | Solar Photovoltaic | SUN | PV | 2012 |  |  | (OP) Operating |  | 3 | [6 empty] | 40.3622 | -74.4797 | 0 | 0 | #DIV/0! | 0%
| American Mun Power-Ohio, Inc | 66445 | Blakely (PA) RTO BTM | PA | Lackawanna | PJM | Electric Utility | PB 2 |  | 5.4 | 5.4 | 5.4 | Petroleum Liquids | DFO | IC | 2022 |  |  | (OP) Operating | [8 empty] | 41.476 | -75.6006 | 0 | 0 | #DIV/0! | 0%
| Blacksmith Road Solar 1, LLC | 66075 | Blacksmith Road Solar 1 | MA | Barnstable | ISNE | IPP Non-CHP | 18120 |  | 7 | 7 | 6.6 | Solar Photovoltaic | SUN | PV | 2021 |  |  | (OP) Operating |  | 7 | [6 empty] | 41.6017 | -70.605 | 0 | 0 | #DIV/0! | 0%
| Blackstone Wind Farm II LLC | 57113 | Blackstone Wind Farm II LLC | IL | Livingston | PJM | IPP Non-CHP | GEN 1 |  | 200 | 200 | 200 | Onshore Wind Turbine | WND | WT | 2010 |  |  | (OP) Operating | [8 empty] | 41.1406 | -88.53 | 0 | 0 | #DIV/0! | 0%
| Blackstone Wind Farm LLC | 57110 | Blackstone Wind Farm LLC | IL | Livingston | PJM | IPP Non-CHP | GEN 1 |  | 106 | 106 | 106 | Onshore Wind Turbine | WND | WT | 2009 |  |  | (OP) Operating | [8 empty] | 41.1508 | -88.6233 | 0 | 0 | #DIV/0! | 0%
| Blackstone Hydro Inc. | 50177 | Blackstone/Tupperware | RI | Providence | ISNE | IPP Non-CHP | GEN1 |  | 1.6 | 1.6 | 1.6 | Conventional Hydroelectric | WAT | HY | 1981 |  |  | (OP) Operating | [8 empty] | 42.0145 | -71.5444 | 0 | 0 | #DIV/0! | 0%
| Altus Power America Management, LLC | 61939 | Blacktip Solar | SC | Florence | CPLE | IPP Non-CHP | 5 |  | 2 | 2 | 2 | Solar Photovoltaic | SUN | PV | 2018 |  |  | (OP) Operating |  | 2.5 | [6 empty] | 33.9005 | -79.756 | 0 | 0 | #DIV/0! | 0%
| Dominion Energy Inc. | 61918 | Blackville Solar Farm, LLC | SC | Barnwell | SCEG | IPP Non-CHP | 1 |  | 7.2 | 7.2 | 7.2 | Solar Photovoltaic | SUN | PV | 2020 |  |  | (OP) Operating |  | 10.3 | [6 empty] | 33.3426 | -81.2589 | 0 | 0 | #DIV/0! | 0%
| DP-C2 Episode 1 LLC | 61973 | Blackville Solar II | SC | Barnwell | SCEG | IPP Non-CHP | C2BV |  | 20 | 20 | 20 | Solar Photovoltaic | SUN | PV | 2019 |  |  | (OP) Operating |  | 28.02 | [6 empty] | 33.3443 | -81.2618 | 0 | 0 | #DIV/0! | 0%
| Florida Power & Light Co | 65433 | Blackwater River Solar Energy Center | FL | Santa Rosa | FPL | Electric Utility | 1 |  | 74.5 | 74.5 | 74.5 | Solar Photovoltaic | SUN | PV | 2023 |  |  | (OP) Operating |  | 103 | [6 empty] | 30.6469 | -86.9382 | 0 | 0 | #DIV/0! | 0%
| Blackwater Solar, LLC | 66025 | Blackwater Solar | GA | Ware | SOCO | IPP Non-CHP | GA-02 |  | 80 | 80 | 80 | Solar Photovoltaic | SUN | PV | 2024 |  |  | (OP) Operating |  | 112 | [6 empty] | 31.394 | -82.6251 | 0 | 0 | #DIV/0! | 0%
| Blackwell Creek Solar LLC | 68320 | Blackwell Creek Solar | OR | Jackson | PACW | IPP Non-CHP | BC24 |  | 1.4 | 1.4 | 1.4 | Solar Photovoltaic | SUN | PV | 2024 |  |  | (OP) Operating |  | 2 | [6 empty] | 42.4041 | -123.0083 | 0 | 0 | #DIV/0! | 0%
| Consolidated Edison Development Inc. | 59524 | Blackwell Solar Park | CA | Kern | CISO | IPP Non-CHP | FRBSP |  | 20 | 20 | 20 | Solar Photovoltaic | SUN | PV | 2019 |  |  | (OP) Operating |  | 25 | [6 empty] | 35.612 | -119.845 | 0 | 0 | #DIV/0! | 0%
| Cypress Creek Renewables | 61561 | Bladen Solar | NC | Bladen | CPLE | IPP Non-CHP | GEN1 |  | 50 | 50 | 50 | Solar Photovoltaic | SUN | PV | 2017 |  |  | (OP) Operating |  | 75 | [6 empty] | 34.8235 | -78.6235 | 0 | 0 | #DIV/0! | 0%
| Strata Manager, LLC | 58868 | Bladenboro Farm | NC | Bladen | CPLE | IPP Non-CHP | 1 |  | 5 | 5 | 5 | Solar Photovoltaic | SUN | PV | 2013 |  |  | (OP) Operating |  | 6.5 | [6 empty] | 34.535 | -78.8131 | 0 | 0 | #DIV/0! | 0%
| Bladenboro Farm 2 LLC | 62101 | Bladenboro Solar 2 | NC | Bladen | CPLE | IPP Non-CHP | PGRF6 |  | 4.5 | 4.5 | 4.5 | Solar Photovoltaic | SUN | PV | 2018 |  |  | (OP) Operating |  | 6.4 | [6 empty] | 34.536 | -78.799 | 0 | 0 | #DIV/0! | 0%
| Cypress Creek Renewables | 61283 | Bladenboro Solar, LLC | NC | Bladen | CPLE | IPP Non-CHP | GEN1 |  | 4.8 | 4.8 | 4.8 | Solar Photovoltaic | SUN | PV | 2015 |  |  | (OP) Operating |  | 7 | [6 empty] | 34.5478 | -78.8177 | 0 | 0 | #DIV/0! | 0%
| Ecos Energy LLC | 64217 | Blair Solar | CT | Tolland | ISNE | IPP Non-CHP | BLAIR |  | 1 | 1 | 1 | Solar Photovoltaic | SUN | PV | 2021 |  |  | (OP) Operating |  | 1.2 | [6 empty] | 42.0296 | -72.5032 | 0 | 0 | #DIV/0! | 0%
| 38 Degrees North, LLC | 63557 | Blair Wire Village Solar, LLC CSG | MA | Worcester | ISNE | IPP Non-CHP | BLAWV |  | 1 | 1 | 1 | Solar Photovoltaic | SUN | PV | 2017 |  |  | (OP) Operating |  | 1.4 | [6 empty] | 42.259 | -71.975 | 0 | 0 | #DIV/0! | 0%
| Erie Boulevard Hydropower LP | 2547 | Blake | NY | St Lawrence | NYIS | IPP Non-CHP | 1 |  | 15 | 14.2 | 14.5 | Conventional Hydroelectric | WAT | HY | 1957 |  |  | (OP) Operating | [8 empty] | 44.5065 | -74.7534 | 0 | 0 | #DIV/0! | 0%
| Horus West Virginia 1, LLC | 66276 | Blake Solar Plant | WV | Jefferson | PJM | IPP Non-CHP | US620 |  | 96 | 80 | 80 | Solar Photovoltaic | SUN | PV | 2024 |  |  | (OP) Operating |  | 99.9 | [6 empty] | 39.2636 | -77.8334 | 0 | 0 | #DIV/0! | 0%
| Block Island Utility District | 6567 | Block Island | RI | Washington | NA | Electric Utility | 23 |  | 7.1 | 7.1 | 7.1 | Petroleum Liquids | DFO | IC | 2006.75 |  |  | (SB) Standby/Backup: available for service but not normally used | [8 empty] | 41.1756 | -71.5711 | 0 | 0 | #DIV/0! | 0%
| USCE -Vickburg District | 197 | Blakely Mountain | AR | Garland | MISO | Electric Utility | 1 |  | 75 | 75 | 75 | Conventional Hydroelectric | WAT | HY | 1955 |  |  | (OP) Operating | [8 empty] | 34.571 | -93.1944 | 0 | 0 | #DIV/0! | 0%
| ALLETE, Inc. | 1892 | Blanchard | MN | Morrison | MISO | Electric Utility | 1 |  | 18 | 16.2 | 16.2 | Conventional Hydroelectric | WAT | HY | 1946 |  |  | (OP) Operating | [8 empty] | 45.8614 | -94.3592 | 0 | 0 | #DIV/0! | 0%
| OYA Blanchard Road LLC | 64084 | Blanchard Road 1 Community Solar | NY | Jefferson | NYIS | IPP Non-CHP | BR1CS |  | 10 | 10 | 10 | Solar Photovoltaic | SUN | PV | 2019 |  |  | (OP) Operating |  | 7.6 | [6 empty] | 44.2548 | -76.0118 | 0 | 0 | #DIV/0! | 0%
| OYA Blanchard Road 2 LLC | 64087 | Blanchard Road 2 Community Solar | NY | Jefferson | NYIS | IPP Non-CHP | BR2CS |  | 10 | 10 | 10 | Solar Photovoltaic | SUN | PV | 2019 |  |  | (OP) Operating |  | 7.6 | [6 empty] | 44.2548 | -76.0118 | 0 | 0 | #DIV/0! | 0%
| Northern States Power Co - Minnesota | 61650 | Blazing Star 2 Wind Farm | MN | Lincoln | MISO | Electric Utility | BLZS2 |  | 200 | 200 | 200 | Onshore Wind Turbine | WND | WT | 2021 |  |  | (OP) Operating | [8 empty] | 44.4453 | -96.3528 | 0 | 0 | #DIV/0! | 0%
| Northern States Power Co - Minnesota | 60504 | Blazing Star Wind Farm 1 | MN | Lincoln | MISO | Electric Utility | BLZG1 |  | 200 | 200 | 200 | Onshore Wind Turbine | WND | WT | 2020 |  |  | (OP) Operating | [8 empty] | 44.5441 | -96.3682 | 0 | 0 | #DIV/0! | 0%
| New York Power Authority | 2691 | Blenheim Gilboa | NY | Schoharie | NYIS | Electric Utility | 1 |  | 1000 | 1169.8 | 1169.4 | Hydroelectric Pumped Storage | WAT | PS | 1973 |  |  | (OP) Operating | [8 empty] | 42.4423 | -74.4479 | 0 | 0 | #DIV/0! | 0%
| Duke Energy Progress - (NC) | 2707 | Blewett | NC | Anson | CPLE | Electric Utility | 1 |  | 94.6 | 79 | 95 | Conventional Hydroelectric | WAT | HY | 1935.6 |  |  | (OP) Operating | [8 empty] | 34.9833 | -79.8775 | 0 | 15759.2 | #DIV/0! | 0%
| Blind Canyon Aquaranch, Inc. | 54514 | Blind Canyon Hydro | ID | Gooding | IPCO | IPP Non-CHP | 1 |  | 1.3 | 1.3 | 1.3 | Conventional Hydroelectric | WAT | HY | 1992 |  |  | (OP) Operating | [8 empty] | 42.6998 | -114.8226 | 0 | 0 | #DIV/0! | 0%
| Idaho Power Co | 810 | Bliss | ID | Gooding | IPCO | Electric Utility | 1 |  | 75 | 78.9 | 53.3 | Conventional Hydroelectric | WAT | HY | 1949.6667 |  |  | (OP) Operating | [5 empty] | 2027 | 12 | 4 | 42.9138 | -115.071 | 0 | 0 | #DIV/0! | 0%
| Valcour Operating Services, LLC | 56620 | Bliss | NY | Wyoming | NYIS | IPP Non-CHP | 1 |  | 100.5 | 100.5 | 100.5 | Onshore Wind Turbine | WND | WT | 2008 |  |  | (OP) Operating | [8 empty] | 42.5367 | -78.3047 | 0 | 0 | #DIV/0! | 0%
| AEP Onsite Partners, LLC | 64143 | Bloom-Altice Fuel Cell | NY | Nassau | NYIS | IPP Non-CHP | BLA |  | 2 | 2 | 2 | Other Natural Gas | NG | FC | 2020 |  |  | (OP) Operating | [8 empty] | 40.7612 | -73.4943 | 0 | 0 | #DIV/0! | 0%
| Deepwater Wind Block Island LLC | 58035 | Block Island Wind Farm | RI | Washington | ISNE | IPP Non-CHP | BIWF |  | 30 | 29.3 | 29.3 | Offshore Wind Turbine | WND | WS | 2016 |  |  | (OP) Operating | [8 empty] | 41.1147 | -71.5211 | 0 | 0 | #DIV/0! | 0%
| Blodgett Street Solar 1, LLC | 64627 | Blodgett Solar CSG | MA | Middlesex | ISNE | IPP Non-CHP | BLD |  | 10 | 10 | 10 | Solar Photovoltaic | SUN | PV | 2021 |  |  | (OP) Operating |  | 10 | [6 empty] | 42.6789 | -71.4451 | 0 | 0 | #DIV/0! | 0%
| Altus Power America Management, LLC | 61940 | Bloom Solar | SC | Clarendon | CPLE | IPP Non-CHP | 6 |  | 2 | 2 | 2 | Solar Photovoltaic | SUN | PV | 2019 |  |  | (OP) Operating |  | 2.5 | [6 empty] | 33.6105 | -80.3366 | 0 | 0 | #DIV/0! | 0%
| CP Bloom Wind LLC | 59888 | Bloom Wind | KS | Ford | SWPP | IPP Non-CHP | GEN |  | 178.2 | 178.2 | 178.2 | Onshore Wind Turbine | WND | WT | 2017 |  |  | (OP) Operating | [8 empty] | 37.4863 | -99.9247 | 0 | 0 | #DIV/0! | 0%
| City of Bloomfield - (IA) | 1127 | Bloomfield | IA | Davis | AECI | Electric Utility | 1 |  | 8.5 | 6.9 | 6.9 | Natural Gas Internal Combustion Engine | NG | IC | 1956.5 |  |  | (SB) Standby/Backup: available for service but not normally used | [8 empty] | 40.7031 | -92.4253 | 0 | 0 | #DIV/0! | 0%
| City of Blooming Prairie - (MN) | 1966 | Blooming Prairie | MN | Steele | MISO | Electric Utility | 4 |  | 8.6 | 8.3 | 8.3 | Petroleum Liquids | DFO | IC | 2004.2 |  |  | (SB) Standby/Backup: available for service but not normally used | [8 empty] | 43.866 | -93.0504 | 0 | 0 | #DIV/0! | 0%
| AEP Onsite Partners, LLC | 62607 | Bloomfield Municipal Utilities Solar | IA | Davis | MISO | IPP Non-CHP | PV |  | 1.6 | 1.6 | 1.6 | Solar Photovoltaic | SUN | PV | 2019 |  |  | (OP) Operating |  | 1.8 | [6 empty] | 40.75 | -92.45 | 0 | 0 | #DIV/0! | 0%
| Invenergy Services LLC | 63988 | Blooming Grove Wind Energy Center | IL | Livingston | PJM | IPP Non-CHP | GEN1 |  | 250 | 250 | 250 | Onshore Wind Turbine | WND | WT | 2020 |  |  | (OP) Operating | [8 empty] | 40.6611 | -88.3951 | 0 | 0 | #DIV/0! | 0%
| City of St George | 7767 | Bloomington Power Plant | UT | Washington | PACE | Electric Utility | 1 |  | 10.2 | 9 | 9 | Petroleum Liquids | DFO | IC | 1999 |  |  | (OP) Operating | [8 empty] | 37.042 | -113.6267 | 0 | 0 | #DIV/0! | 0%
| Manitowoc Public Utilities | 7795 | Custer Energy Center | WI | Manitowoc | MISO | Electric Utility | 1 |  | 24.5 | 22 | 24 | Natural Gas Fired Combustion Turbine | NG | GT | 1999 |  |  | (OP) Operating | [8 empty] | 44.0854 | -87.7261 | 0 | 0 | #DIV/0! | 0%
| Adapture Renewables, Inc. | 62805 | Bloomington Solar I | UT | Washington | PACE | IPP Non-CHP | BLOOM |  | 2 | 2 | 2 | Solar Photovoltaic | SUN | PV | 2018 |  |  | (OP) Operating |  | 2.5 | [6 empty] | 37.0438 | -113.6275 | 0 | 0 | #DIV/0! | 0%
| City of Alexandria - (LA) | 6558 | D G Hunter | LA | Rapides | MISO | Electric Utility | 10 |  | 65.1 | 60.2 | 60.2 | Natural Gas Internal Combustion Engine | NG | IC | 2016 |  |  | (OP) Operating | [8 empty] | 31.3207 | -92.4613 | 0 | 0 | #DIV/0! | 0%
| Blue Earth Light & Water | 1967 | Blue Earth | MN | Faribault | MISO | Electric Utility | IC1 |  | 11 | 11 | 11 | Petroleum Liquids | DFO | IC | 1995 |  |  | (OP) Operating | [8 empty] | 43.6375 | -94.1017 | 0 | 0 | #DIV/0! | 0%
| Blue Bird Solar, LLC | 66747 | Blue Bird Solar, LLC | MO | Warren | MISO | IPP Non-CHP | BBS |  | 139 | 139 | 139 | Solar Photovoltaic | SUN | PV | 2024 |  |  | (OP) Operating |  | 188 | [6 empty] | 38.8954 | -91.1366 | 0 | 0 | #DIV/0! | 0%
| Midwest Power Partners LLC | 56581 | Blue Breezes II LLC | MN | Faribault | MISO | IPP Non-CHP | 1 |  | 1.3 | 1.3 | 1.3 | Onshore Wind Turbine | WND | WT | 2006 |  |  | (OP) Operating | [8 empty] | 43.6558 | -94.1564 | 0 | 0 | #DIV/0! | 0%
| Midwest Power Partners LLC | 56580 | Blue Breezes LLC | MN | Faribault | MISO | IPP Non-CHP | 1 |  | 1.3 | 1.3 | 1.3 | Onshore Wind Turbine | WND | WT | 2006 |  |  | (OP) Operating | [8 empty] | 43.6558 | -94.1536 | 0 | 0 | #DIV/0! | 0%
| Blue Canyon Windpower LLC | 56081 | Blue Canyon Windpower | OK | Comanche | SWPP | IPP Non-CHP | EW |  | 74.3 | 74.3 | 74.3 | Onshore Wind Turbine | WND | WT | 2003 |  |  | (OP) Operating | [8 empty] | 34.8508 | -98.5773 | 0 | 0 | #DIV/0! | 0%
| Blue Canyon Windpower II LLC | 56335 | Blue Canyon Windpower II | OK | Comanche | SWPP | IPP Non-CHP | EW2 |  | 151.4 | 151.4 | 151.4 | Onshore Wind Turbine | WND | WT | 2005 |  |  | (OP) Operating | [8 empty] | 34.8661 | -98.6056 | 0 | 0 | #DIV/0! | 0%
| Blue Canyon Windpower V LLC | 57108 | Blue Canyon Windpower V LLC | OK | Caddo | SWPP | IPP Non-CHP | GEN 1 |  | 99 | 99 | 99 | Onshore Wind Turbine | WND | WT | 2009 |  |  | (OP) Operating | [8 empty] | 34.8217 | -98.4525 | 0 | 0 | #DIV/0! | 0%
| Blue Canyon Windpower VI LLC | 57616 | Blue Canyon Windpower VI LLC | OK | Caddo | SWPP | IPP Non-CHP | GEN1 |  | 99.8 | 99.8 | 99.8 | Onshore Wind Turbine | WND | WT | 2011 |  |  | (OP) Operating | [8 empty] | 34.9104 | -98.5599 | 0 | 0 | #DIV/0! | 0%
| TC Energy | 60270 | Blue Cloud Wind Energy LLC | TX | Bailey | SWPP | IPP Non-CHP | WT1 |  | 148.4 | 148.4 | 148.4 | Onshore Wind Turbine | WND | WT | 2018 |  |  | (OP) Operating | [8 empty] | 34.0382 | -102.6652 | 0 | 0 | #DIV/0! | 0%
| Avangrid Power LLC | 57449 | Blue Creek Wind Project | OH | Van Wert | PJM | IPP Non-CHP | 1 |  | 302 | 302 | 302 | Onshore Wind Turbine | WND | WT | 2011 |  |  | (OP) Operating | [8 empty] | 40.9315 | -84.5618 | 0 | 0 | #DIV/0! | 0%
| Florida Power & Light Co | 61029 | Blue Cypress Solar Energy Center | FL | Indian River | FPL | Electric Utility | 1 |  | 74.5 | 74.5 | 74.5 | Solar Photovoltaic | SUN | PV | 2018 |  |  | (OP) Operating |  | 113.2 | [6 empty] | 27.6095 | -80.5372 | 0 | 0 | #DIV/0! | 0%
| Southern Power Co | 7709 | Dahlberg | GA | Jackson | SOCO | IPP Non-CHP | 1 |  | 919 | 745.6 | 876.2 | Natural Gas Fired Combustion Turbine | NG | GT | 2000.2 |  |  | (OP) Operating | [8 empty] | 34.0423 | -83.3977 | 0 | 0 | #DIV/0! | 0%
| Blue Elk II Solar, LLC | 66105 | Blue Elk II Solar, LLC | MI | Ingham | MISO | IPP Non-CHP | BEII |  | 20 | 20 | 20 | Solar Photovoltaic | SUN | PV | 2024 |  |  | (OP) Operating |  | 27 | [6 empty] | 42.5049 | -84.477 | 0 | 0 | #DIV/0! | 0%
| Blue Elk III Solar, LLC | 66103 | Blue Elk III Solar, LLC | MI | Ingham | MISO | IPP Non-CHP | BEIII |  | 20 | 20 | 20 | Solar Photovoltaic | SUN | PV | 2023 |  |  | (OP) Operating |  | 20.6 | [6 empty] | 42.516 | -84.593 | 0 | 0 | #DIV/0! | 0%
| Blue Elk IV Solar, LLC | 66102 | Blue Elk IV Solar, LLC | MI | Lenawee | MISO | IPP Non-CHP | BEIV |  | 20 | 20 | 20 | Solar Photovoltaic | SUN | PV | 2023 |  |  | (OP) Operating |  | 27.2 | [6 empty] | 41.941 | -84.035 | 0 | 0 | #DIV/0! | 0%
| Blue Elk VII Solar, LLC | 66104 | Blue Elk VII Solar, LLC | MI | Genesee | MISO | IPP Non-CHP | BEVII |  | 12.5 | 12.5 | 12.5 | Solar Photovoltaic | SUN | PV | 2023 |  |  | (OP) Operating |  | 16.4 | [6 empty] | 43.087 | -83.5675 | 0 | 0 | #DIV/0! | 0%
| Blue Goose Solar | 64228 | Blue Goose Solar CSG | IL | Whiteside | MISO | IPP Non-CHP | BLGS |  | 2 | 2 | 2 | Solar Photovoltaic | SUN | PV | 2020 |  |  | (OP) Operating |  | 2.7 | [6 empty] | 41.7694 | -89.8433 | 0 | 0 | #DIV/0! | 0%
| Blue Harvest Solar Park LLC | 66249 | Blue Harvest Solar Park | OH | Putnam | PJM | IPP Non-CHP | GEN01 |  | 49.9 | 49.9 | 49.9 | Solar Photovoltaic | SUN | PV | 2023 |  |  | (OP) Operating |  | 72 | [6 empty] | 41.0917 | -84.2744 | 0 | 0 | #DIV/0! | 0%
| Madison Energy Holdings LLC | 65791 | Blue Hen Solar | DE | Kent | PJM | IPP Non-CHP | BHEN1 |  | 1.5 | 1.5 | 1.5 | Solar Photovoltaic | SUN | PV | 2022 |  |  | (OP) Operating |  | 2 | [6 empty] | 39.1857 | -75.6854 | 0 | 0 | #DIV/0! | 0%
| Florida Power & Light Co | 62631 | Blue Heron Solar | FL | Hendry | FPL | Electric Utility | 1 |  | 74.5 | 74.5 | 74.5 | Solar Photovoltaic | SUN | PV | 2020 |  |  | (OP) Operating |  | 114.8 | [6 empty] | 26.7016 | -81.1292 | 0 | 0 | #DIV/0! | 0%
| Blue Jay Solar I, LLC | 64672 | Blue Jay Solar I, LLC | TX | Grimes | ERCO | IPP Non-CHP | BLUEJ |  | 51.6 | 51.6 | 51.6 | Batteries | MWH | BA | 2023 |  |  | (OP) Operating | 84.5 | [7 empty] | 30.7053 | -96.0698 | 0 | 0 | #DIV/0! | 0%
| Blue Lake Power LLC | 10764 | Blue Lake Power LLC | CA | Humboldt | CISO | IPP Non-CHP | GEN1 |  | 13.8 | 11.5 | 10 | Wood/Wood Waste Biomass | WDS | ST | 1985 |  |  | (OS) Out of service and NOT expected to return to service in next calendar year | [8 empty] | 40.8786 | -123.9942 | 0 | 0 | #DIV/0! | 0%
| City & Borough of Sitka - (AK) | 93 | Blue Lake Hydro | AK | Sitka |  | Electric Utility | 3 |  | 15.9 | 15.9 | 15.9 | Conventional Hydroelectric | WAT | HY | 2014 |  |  | (OP) Operating | [8 empty] | 57.0516 | -135.2297 | 0 | 0 | #DIV/0! | 0%
| Blue Mountain Biogas LLC | 58130 | Blue Mountain Biogas | UT | Beaver | PACE | IPP Non-CHP | BMB N |  | 3.2 | 3 | 3 | Other Waste Biomass | OBG | IC | 2012 |  |  | (OS) Out of service and NOT expected to return to service in next calendar year | [8 empty] | 38.1739 | -113.2972 | 0 | 0 | #DIV/0! | 0%
| Cypress Creek Renewables | 60632 | Blue Lake Solar | MN | Scott | MISO | IPP Non-CHP | PV1 |  | 3 | 3 | 3 | Solar Photovoltaic | SUN | PV | 2016 |  |  | (OP) Operating |  | 3.9 | [6 empty] | 44.7964 | -93.4296 | 0 | 0 | #DIV/0! | 0%
| U S Bureau of Reclamation | 512 | Blue Mesa | CO | Gunnison | WACM | Electric Utility | 1 |  | 86.4 | 86.4 | 86.4 | Conventional Hydroelectric | WAT | HY | 1967 |  |  | (OP) Operating | [8 empty] | 38.4532 | -107.3375 | 0 | 0 | #DIV/0! | 0%
| Bravo REC Management LLC | 68533 | Blue Moon Farms | CA | Tulare | CISO | Industrial Non-CHP | BMOON |  | 1 | 0.9 | 0.7 | Solar Photovoltaic | SUN | PV | 2024 |  |  | (OP) Operating |  | 1.1 | [6 empty] | 36.0289 | -119.4015 | 0 | 0 | #DIV/0! | 0%
| North American Biofuels, LLC | 59392 | Blue Ridge Generating | KY | Estill | PJM | IPP Non-CHP | GEN1 |  | 1.6 | 1.2 | 1.2 | Landfill Gas | LFG | IC | 2013 |  |  | (OP) Operating | [8 empty] | 37.7411 | -83.9889 | 0 | 0 | #DIV/0! | 0%
| Greenbacker Renewable Energy Corporation | 64698 | Blue Prairie Solar, LLC | WI | Jackson | MISO | IPP Non-CHP | 508 |  | 2.5 | 2.5 | 2.5 | Solar Photovoltaic | SUN | PV | 2021 |  |  | (OP) Operating |  | 3.1 | [6 empty] | 44.2853 | -90.9158 | 0 | 0 | #DIV/0! | 0%
| Tennessee Valley Authority | 757 | Blue Ridge | GA | Fannin | TVA | Electric Utility | 1 |  | 23.5 | 17.3 | 14.7 | Conventional Hydroelectric | WAT | HY | 1962.5 |  |  | (OP) Operating | [8 empty] | 34.8839 | -84.2822 | 0 | 0 | #DIV/0! | 0%
| NextEra Renewable Fuels, LLC | 57466 | Blue Ridge Landfill | PA | Franklin | PJM | IPP Non-CHP | GEN1 |  | 6.4 | 6.4 | 6.4 | Landfill Gas | LFG | IC | 2013 |  |  | (OP) Operating | [8 empty] | 39.9619 | -77.5611 | 0 | 0 | #DIV/0! | 0%
| Consumers Energy Co - (MI) | 1702 | Dan E Karn | MI | Bay | MISO | Electric Utility | 3 |  | 1402.3 | 1199.8 | 1240.1 | Natural Gas Steam Turbine | NG | ST | 1976 |  |  | (OP) Operating | [8 empty] | 43.645 | -83.8401 | 0 | 1878744.252 | #DIV/0! | 0%
| Tesla Inc. | 62077 | Blue Shld Of Cal- El Dorado Hlls Mtr B | CA | El Dorado | BANC | IPP Non-CHP | PV1 |  | 1.5 | 2.1 | 2.1 | Solar Photovoltaic | SUN | PV | 2019 |  |  | (OP) Operating |  | 2.6 | [6 empty] | 38.6506 | -121.0741 | 0 | 0 | #DIV/0! | 0%
| Blue Skies Solar, LLC | 66466 | Blue Skies Solar, LLC | CA | Kern | PACW | IPP Non-CHP | 43580 |  | 1 | 1 | 1 | Solar Photovoltaic | SUN | PV | 2021 |  |  | (OP) Operating |  | 1.1 | [6 empty] | 34.9881 | -118.9088 | 0 | 0 | #DIV/0! | 0%
| Wisconsin Electric Power Co | 56391 | Blue Sky Green Field Wind Project | WI | Fond Du Lac | MISO | Electric Utility | 1 |  | 145.2 | 145.2 | 145.2 | Onshore Wind Turbine | WND | WT | 2008 |  |  | (OP) Operating | [8 empty] | 43.8794 | -88.2708 | 0 | 0 | #DIV/0! | 0%
| SSA Solar of NM, LLC | 58689 | Blue Sky One | NM | Taos | PNM | IPP Non-CHP | 1 |  | 1.3 | 1.3 | 1.3 | Solar Photovoltaic | SUN | PV | 2012 |  |  | (OP) Operating |  | 1.5 | [6 empty] | 36.9078 | -105.9853 | 0 | 0 | #DIV/0! | 0%
| Florida Power & Light Co | 64757 | Blue Springs | FL | Jackson | FPL | Electric Utility | 1 |  | 74.5 | 74.5 | 74.5 | Solar Photovoltaic | SUN | PV | 2022 |  |  | (OP) Operating |  | 91.3 | [6 empty] | 30.7829 | -85.0787 | 0 | 0 | #DIV/0! | 0%
| Florida Power & Light Co | 65978 | Dania Beach 7 | FL | Broward | FPL | Electric Utility | 7GT1 | DBCC | 1447.7 | 1246 | 1234 | Natural Gas Fired Combined Cycle | NG | CT | 2022 |  |  | (OP) Operating | [8 empty] | 26.0686 | -80.1984 | 0 | 0 | #DIV/0! | 0%
| Greenbacker Renewable Energy Corporation | 62332 | Blue Star | MD | Kent | PJM | IPP Non-CHP | BLUES |  | 7.5 | 7.5 | 7.5 | Solar Photovoltaic | SUN | PV | 2020 |  |  | (OP) Operating |  | 7.8 | [6 empty] | 39.35 | -75.85 | 0 | 0 | #DIV/0! | 0%
| Blue Summit II Wind, LLC | 61970 | Blue Summit II Wind, LLC | TX | Wilbarger | ERCO | IPP Non-CHP | BSII |  | 99.4 | 99.4 | 99.4 | Onshore Wind Turbine | WND | WT | 2019 |  |  | (OP) Operating | [8 empty] | 34.2259 | -99.478 | 0 | 0 | #DIV/0! | 0%
| Blue Summit III Wind, LLC | 62566 | Blue Summit III Wind | TX | Hardeman | ERCO | IPP Non-CHP | BS3 |  | 200.2 | 200.2 | 200.2 | Onshore Wind Turbine | WND | WT | 2019 |  |  | (OP) Operating | [8 empty] | 34.1705 | -99.5634 | 0 | 0 | #DIV/0! | 0%
| Blue Summit Storage, LLC | 60690 | Blue Summit Storage, LLC | TX | Wilbarger | ERCO | IPP Non-CHP | WBSS |  | 30 | 30 | 30 | Batteries | MWH | BA | 2017 |  |  | (OP) Operating | 12.6 | [7 empty] | 34.299 | -99.399 | 0 | 0 | #DIV/0! | 0%
| Blue Summit Wind LLC | 58372 | Blue Summit Wind LLC | TX | Wilbarger | ERCO | IPP Non-CHP | GEN1 |  | 135.4 | 135.4 | 135.4 | Onshore Wind Turbine | WND | WT | 2012 |  |  | (OP) Operating | [8 empty] | 34.2929 | -99.3677 | 0 | 0 | #DIV/0! | 0%
| Blue Water Renewables Inc | 57706 | Blue Water Renewables Inc | MI | St Clair | MISO | IPP Non-CHP | 1 |  | 3.2 | 3.2 | 3.2 | Landfill Gas | LFG | IC | 2011 |  |  | (OP) Operating | [8 empty] | 42.9158 | -82.5945 | 0 | 0 | #DIV/0! | 0%
| DTE Electric Company | 62289 | Dearborn Energy Center | MI | Wayne | MISO | Electric Utility | GTG-1 | CTCA | 35 | 26.9 | 33.7 | Natural Gas Fired Combined Cycle | NG | CT | 2019 |  |  | (OP) Operating | [8 empty] | 42.2969 | -83.2313 | 0 | 0 | #DIV/0! | 0%
| Duke Energy Renewables Services | 57197 | Blue Wing Solar Energy Generation | TX | Bexar | ERCO | IPP Non-CHP | 1 |  | 13.9 | 13.5 | 13.5 | Solar Photovoltaic | SUN | PV | 2010 |  |  | (OP) Operating |  | 16.7 | [6 empty] | 29.3042 | -98.4003 | 0 | 0 | #DIV/0! | 0%
| Bluebell Solar, LLC | 60789 | Bluebell Solar | TX | Sterling | ERCO | IPP Non-CHP | UNIT1 |  | 30 | 30 | 30 | Solar Photovoltaic | SUN | PV | 2018 |  |  | (OP) Operating |  | 35.2 | [6 empty] | 31.87 | -100.828 | 0 | 0 | #DIV/0! | 0%
| Bluebell Solar II, LLC | 63351 | Bluebell Solar II | TX | Sterling | ERCO | IPP Non-CHP | BBS2 |  | 115 | 115 | 115 | Solar Photovoltaic | SUN | PV | 2020 |  |  | (OP) Operating |  | 150 | [6 empty] | 31.888 | -100.825 | 0 | 0 | #DIV/0! | 0%
| Cypress Creek Renewables | 58605 | Blueberry One | NC | Wayne | DUK | IPP Non-CHP | PV1 |  | 5 | 5 | 5 | Solar Photovoltaic | SUN | PV | 2016 |  |  | (OP) Operating |  | 6.8 | [6 empty] | 35.3139 | -78.1542 | 0 | 0 | #DIV/0! | 0%
| Bluebird Solar LLC | 63833 | Bluebird Solar SC LLC | SC | Anderson | DUK | IPP Non-CHP | BB |  | 3 | 3 | 3 | Solar Photovoltaic | SUN | PV | 2020 |  |  | (OP) Operating |  | 4.4 | [6 empty] | 34.5991 | -82.7392 | 0 | 0 | #DIV/0! | 0%
| Florida Power & Light Co | 65420 | Bluefield Preserve Solar | FL | St Lucie | FPL | Electric Utility | 1 |  | 74.5 | 74.5 | 74.5 | Solar Photovoltaic | SUN | PV | 2023 |  |  | (OP) Operating |  | 103 | [6 empty] | 27.2435 | -80.671 | 0 | 0 | #DIV/0! | 0%
| Bluefin Origination 1, LLC | 63323 | Bluefin Origination 1 | MD | Prince Georges | PJM | IPP Non-CHP | SIMBA |  | 2 | 2 | 2 | Solar Photovoltaic | SUN | PV | 2019 |  |  | (OP) Operating |  | 3 | [6 empty] | 38.7317 | -76.8284 | 0 | 0 | #DIV/0! | 0%
| Delano Municipal Utilities | 1969 | Delano | MN | Wright | MISO | Electric Utility | 10 |  | 27 | 25.5 | 26.5 | Petroleum Liquids | DFO | IC | 1991 |  |  | (OP) Operating | [8 empty] | 45.0414 | -93.7905 | 0 | 0 | #DIV/0! | 0%
| Wind Capital Holdings, LLC | 56555 | Bluegrass Ridge | MO | Gentry | AECI | IPP Non-CHP | 1 |  | 56.7 | 56.7 | 56.7 | Onshore Wind Turbine | WND | WT | 2007 |  |  | (OP) Operating | [8 empty] | 40.1006 | -94.4869 | 0 | 0 | #DIV/0! | 0%
| MN8 Energy LLC | 63910 | Bluegrass Solar | MD | Queen Annes | PJM | IPP Non-CHP | BGS |  | 79.6 | 79.6 | 79.6 | Solar Photovoltaic | SUN | PV | 2022 |  |  | (OP) Operating |  | 101 | [6 empty] | 39.1788 | -75.9609 | 0 | 0 | #DIV/0! | 0%
| Bluestem Wind Energy, LLC | 60256 | Bluestem | OK | Beaver | SWPP | IPP Non-CHP | 1 |  | 198 | 198 | 198 | Onshore Wind Turbine | WND | WT | 2016 |  |  | (OP) Operating | [8 empty] | 36.5522 | -100.5876 | 0 | 0 | #DIV/0! | 0%
| Bluestone Solar LLC | 63750 | Bluestone | NY | Ulster | NYIS | IPP Non-CHP | BLU |  | 2 | 2 | 2 | Solar Photovoltaic | SUN | PV | 2019 |  |  | (OP) Operating |  | 3 | [6 empty] | 41.9875 | -74.0302 | 0 | 0 | #DIV/0! | 0%
| Bluestone Farm Solar, LLC | 62950 | Bluestone Solar | VA | Mecklenburg | PJM | IPP Non-CHP | BLUE1 |  | 49.9 | 49.9 | 40.5 | Solar Photovoltaic | SUN | PV | 2021 |  |  | (OP) Operating |  | 65.7 | [6 empty] | 36.8115 | -78.4839 | 0 | 0 | #DIV/0! | 0%
| Bluestone Wind, LLC | 65496 | Bluestone Wind, LLC | NY | Broome | NYIS | IPP Non-CHP | BLUES |  | 111.8 | 111.8 | 111.8 | Onshore Wind Turbine | WND | WT | 2023 |  |  | (OP) Operating | [8 empty] | 42.1118 | -75.4578 | 0 | 0 | #DIV/0! | 0%
| Lightsource Renewable Energy Asset Management, LLC | 62994 | Bluewater CDEC 1 | NM | Cibola | PNM | IPP Non-CHP | NMBW1 |  | 2.4 | 2.4 | 2.4 | Solar Photovoltaic | SUN | PV | 2019 |  |  | (OP) Operating |  | 3.1 | [6 empty] | 35.241 | -107.9523 | 0 | 0 | #DIV/0! | 0%
| TerraForm Solar XVII, LLC | 59752 | BlueWave Capital - Grafton (SREC II) | MA | Worcester | ISNE | IPP Non-CHP | 1 |  | 1.3 | 1.3 | 1.3 | Solar Photovoltaic | SUN | PV | 2015 |  |  | (OP) Operating |  | 1.6 | [6 empty] | 42.2255 | -71.6626 | 0 | 0 | #DIV/0! | 0%
| Bluff Point Wind, LLC | 61303 | Bluff Point Wind Facility | IN | Jay | PJM | IPP Non-CHP | BLUFF |  | 119.7 | 119.7 | 119.7 | Onshore Wind Turbine | WND | WT | 2017 |  |  | (OP) Operating | [8 empty] | 40.319 | -84.9769 | 0 | 0 | #DIV/0! | 0%
| Greenbacker Renewable Energy Corporation | 66987 | Bluff Prairie (Vernon) | WI | Vernon | MISO | IPP Non-CHP | 718 |  | 1.5 | 1.5 | 1.5 | Solar Photovoltaic | SUN | PV | 2023 |  |  | (OP) Operating |  | 1.8 | [6 empty] | 43.4717 | -91.1406 | 0 | 0 | #DIV/0! | 0%
| Delaware City Refining Company LLC | 52193 | Delaware City Plant | DE | New Castle | PJM | Industrial CHP | CT1 |  | 324 | 265 | 279 | Natural Gas Fired Combustion Turbine | NG | GT | 1975.8333 |  |  | (OP) Operating | [8 empty] | 39.5871 | -75.6343 | 0 | 2939101.226 | #DIV/0! | 0%
| PacifiCorp | 299 | Blundell | UT | Beaver | PACE | Electric Utility | 1 |  | 38.1 | 31.7 | 33.8 | Geothermal | GEO | ST | 1995.5 |  |  | (OP) Operating | [8 empty] | 38.4889 | -112.8533 | 0 | 0 | #DIV/0! | 0%
| GCL New Energy, Inc. | 62272 | Bly Solar Center | OR | Klamath | PACW | IPP Non-CHP | BLY |  | 8 | 8 | 8 | Solar Photovoltaic | SUN | PV | 2018 |  |  | (OP) Operating |  | 11 | [6 empty] | 42.3922 | -121.0245 | 0 | 0 | #DIV/0! | 0%
| CVI Renewables Holdings, LLC. | 61900 | Blydenburgh Solar Project | NY | Suffolk | NYIS | IPP Non-CHP | BLYD |  | 1.5 | 1.5 | 1.5 | Solar Photovoltaic | SUN | PV | 2018 |  |  | (OP) Operating |  | 2.3 | [6 empty] | 40.8153 | -73.1824 | 0 | 0 | #DIV/0! | 0%
| BMW Manufacturing Co LLC | 58173 | BMW Manufacturing Co | SC | Spartanburg | DUK | Industrial CHP | GT601 |  | 11.1 | 10.1 | 10.1 | Landfill Gas | LFG | GT | 2010 |  |  | (OP) Operating | [8 empty] | 34.8942 | -82.1783 | 0 | 0 | #DIV/0! | 0%
| Blythe Mesa Solar II, LLC | 65053 | Blythe Mesa Solar II | CA | Riverside | CISO | IPP Non-CHP | BMSES |  | 335.6 | 335.6 | 335.6 | Batteries | MWH | BA | 2022 |  |  | (OP) Operating | 448 | [7 empty] | 33.6408 | -114.6803 | 0 | 0 | #DIV/0! | 0%
| Blythe Solar 110, LLC | 60093 | Blythe Solar 110, LLC | CA | Riverside | CISO | IPP Non-CHP | BES1 |  | 172.8 | 172.8 | 172.8 | Batteries | MWH | BA | 2017.25 |  |  | (OP) Operating | 301.2 | [7 empty] | 33.68 | -114.742 | 0 | 0 | #DIV/0! | 0%
| Blythe Solar II, LLC | 60092 | Blythe Solar II, LLC | CA | Riverside | CISO | IPP Non-CHP | BLCK4 |  | 246.2 | 246.2 | 246.2 | Solar Photovoltaic | SUN | PV | 2017 |  |  | (OP) Operating |  | 41 | [6 empty] | 33.68 | -114.73 | 0 | 0 | #DIV/0! | 0%
| Blythe Solar III, LLC | 60094 | Blythe Solar III, LLC Hybrid | CA | Riverside | CISO | IPP Non-CHP | BLSL3 |  | 251.8 | 251.8 | 251.8 | Solar Photovoltaic | SUN | PV | 2020.5 |  |  | (OP) Operating |  | 154 | [6 empty] | 33.656 | -114.742 | 0 | 0 | #DIV/0! | 0%
| Blythe Solar IV, LLC | 60095 | Blythe Solar IV, LLC | CA | Riverside | CISO | IPP Non-CHP | BLS4A |  | 184.4 | 184.4 | 184.4 | Solar Photovoltaic | SUN | PV | 2020.6667 |  |  | (OP) Operating |  | 77 | [6 empty] | 33.682 | -114.768 | 0 | 0 | #DIV/0! | 0%
| BMP Wind LLC | 62809 | BMP Wind (TX) | TX | Callahan | ERCO | IPP Non-CHP | BMP |  | 340 | 340 | 340 | Onshore Wind Turbine | WND | WT | 2021 |  |  | (OP) Operating | [8 empty] | 32.2894 | -99.2916 | 0 | 0 | #DIV/0! | 0%
| Constellation Power, Inc | 3160 | Delaware Generating Station | PA | Philadelphia | PJM | IPP Non-CHP | 10 |  | 77 | 56 | 78 | Petroleum Liquids | DFO | GT | 1969.25 |  |  | (OP) Operating | [8 empty] | 39.968 | -75.1252 | 0 | 0 | #DIV/0! | 0%
| Greenbacker Renewable Energy Corporation | 61893 | BNB Camden Solar | NJ | Camden | PJM | IPP Non-CHP | BNBHQ |  | 3.7 | 3.5 | 2.2 | Solar Photovoltaic | SUN | PV | 2017 |  |  | (OP) Operating |  | 2.7 | [6 empty] | 39.939 | -75.108 | 0 | 0 | #DIV/0! | 0%
| Nautilus Solar Solutions | 67427 | BNRG Masardis (CSG) | ME | Aroostook | ISNE | IPP Non-CHP | SC |  | 5 | 5 | 5 | Solar Photovoltaic | SUN | PV | 2024 |  |  | (OP) Operating |  | 6.6 | [6 empty] | 46.531 | -68.3393 | 0 | 0 | #DIV/0! | 0%
| Nautilus Solar Solutions | 67429 | BNRG Norridgewock (CSG) | ME | Somerset | ISNE | IPP Non-CHP | SC |  | 2 | 2 | 2 | Solar Photovoltaic | SUN | PV | 2024 |  |  | (OP) Operating |  | 2.7 | [6 empty] | 44.7164 | -69.8112 | 0 | 0 | #DIV/0! | 0%
| Nautilus Solar Solutions | 67431 | BNRG North Anson (CSG) | ME | Somerset | ISNE | IPP Non-CHP | SC |  | 2 | 2 | 2 | Solar Photovoltaic | SUN | PV | 2024 |  |  | (OP) Operating |  | 2.7 | [6 empty] | 44.8518 | -69.9166 | 0 | 0 | #DIV/0! | 0%
| Bo Biggs Solar, LLC | 64192 | Bo Biggs Solar | NC | Robeson | CPLE | IPP Non-CHP | BB08 |  | 4.9 | 4.9 | 4.9 | Solar Photovoltaic | SUN | PV | 2018 |  |  | (OP) Operating |  | 6.9 | [6 empty] | 34.5812 | -78.9495 | 0 | 0 | #DIV/0! | 0%
| Altus Power America Management, LLC | 62530 | Boas Rd #1 Community Solar Farm | NY | Clinton | NYIS | IPP Non-CHP | 496 |  | 2 | 2 | 2 | Solar Photovoltaic | SUN | PV | 2019 |  |  | (OP) Operating |  | 2.9 | [6 empty] | 44.9343 | -73.6724 | 0 | 0 | #DIV/0! | 0%
| Altus Power America Management, LLC | 62531 | Boas Rd #2 Community Solar Farm | NY | Clinton | NYIS | IPP Non-CHP | 1010 |  | 2 | 2 | 2 | Solar Photovoltaic | SUN | PV | 2019 |  |  | (OP) Operating |  | 2.8 | [6 empty] | 44.9332 | -73.6712 | 0 | 0 | #DIV/0! | 0%
| Altus Power America Management, LLC | 62532 | Boas Rd #3 Community Solar Farm | NY | Clinton | NYIS | IPP Non-CHP | 1011 |  | 2 | 2 | 2 | Solar Photovoltaic | SUN | PV | 2019 |  |  | (OP) Operating |  | 2.8 | [6 empty] | 44.9335 | -73.6693 | 0 | 0 | #DIV/0! | 0%
| Generate Capital | 62533 | Boas Rd #4 Community Solar Farm | NY | Clinton | NYIS | IPP Non-CHP | 1023 |  | 2 | 2 | 2 | Solar Photovoltaic | SUN | PV | 2020 |  |  | (OP) Operating |  | 2.8 | [6 empty] | 44.929 | -73.6665 | 0 | 0 | #DIV/0! | 0%
| City of Holyoke Gas and Electric Dept. | 1603 | Boatlock | MA | Hampden | ISNE | Electric Utility | 1 |  | 3.1 | 3.4 | 3.4 | Conventional Hydroelectric | WAT | HY | 1923 |  |  | (OP) Operating | [8 empty] | 42.2086 | -72.6014 | 0 | 0 | #DIV/0! | 0%
| CD Global Solar Holdings, LLC | 61157 | Boaz Farm Solar | NC | Lee | DUK | IPP Non-CHP | BOAZF |  | 5 | 5 | 5 | Solar Photovoltaic | SUN | PV | 2017 |  |  | (OP) Operating |  | 6.9 | [6 empty] | 35.4678 | -79.1344 | 0 | 0 | #DIV/0! | 0%
| Wisconsin Power & Light Co | 65633 | Boaz Microgrid Battery | WI | Richland | MISO | Electric Utility | BESS1 |  | 3.6 | 0.4 | 0.4 | Batteries | MWH | BA | 2023 |  |  | (OP) Operating | 3 | [7 empty] | 43.3106 | -90.5327 | 0 | 0 | #DIV/0! | 0%
| Golden Valley Elec Assn Inc | 56325 | Delta Power | AK | Southeast Fairbanks | NA | Electric Utility | 6 |  | 23.1 | 23.1 | 26 | Petroleum Liquids | DFO | GT | 1976 |  |  | (SB) Standby/Backup: available for service but not normally used | [8 empty] | 64.0281 | -145.7194 | 0 | 0 | #DIV/0! | 0%
| SoCore Energy LLC | 68269 | Bob Wiley Detention Center | CA | Tulare | CISO | IPP Non-CHP | PV1 |  | 1.8 | 1.8 | 1.8 | Solar Photovoltaic | SUN | PV | 2020 |  |  | (OP) Operating |  | 2.1 | [6 empty] | 36.454 | -119.312 | 0 | 0 | #DIV/0! | 0%
| City of Denton - (TX) | 61643 | Denton Energy Center | TX | Denton | ERCO | Electric Utility | DEC1 |  | 225.6 | 225.6 | 225.6 | Natural Gas Internal Combustion Engine | NG | IC | 2018 |  |  | (OP) Operating | [8 empty] | 33.2149 | -97.2097 | 0 | 0 | #DIV/0! | 0%
| EDF Renewable Asset Holdings, Inc. | 57974 | Bobcat Bluff Wind Project LLC | TX | Archer | ERCO | IPP Non-CHP | GEN1 |  | 161 | 161 | 161 | Onshore Wind Turbine | WND | WT | 2012 |  |  | (OP) Operating | [8 empty] | 33.4931 | -98.5819 | 0 | 0 | #DIV/0! | 0%
| Bodega Avenue Solar LLC | 65383 | Bodega Avenue Solar LLC | CA | Sonoma | CISO | IPP Non-CHP | 003-A |  | 2 | 2 | 2 | Solar Photovoltaic | SUN | PV | 2021 |  |  | (OP) Operating |  | 1.3 | [6 empty] | 38.2615 | -122.7373 | 0 | 0 | #DIV/0! | 0%
| Bodhi Solar, LLC | 67932 | Bodhi Solar | NY | Monroe | NYIS | IPP Non-CHP | BODHI |  | 5 | 5 | 5 | Solar Photovoltaic | SUN | PV | 2024 |  |  | (OP) Operating |  | 7.6 | [6 empty] | 43.012 | -77.874 | 0 | 0 | #DIV/0! | 0%
| Boeve Windfarm LLC | 56209 | Boeve Windfarm LLC | MN | Pipestone | MISO | IPP Non-CHP | 1 |  | 2 | 2 | 2 | Onshore Wind Turbine | WND | WT | 2003 |  |  | (OP) Operating | [8 empty] | 44.05 | -96.0933 | 0 | 0 | #DIV/0! | 0%
| Generate Capital | 66210 | Bogart Solar | NY | Greene | NYIS | IPP Non-CHP | 10887 |  | 2 | 2 | 2 | Solar Photovoltaic | SUN | PV | 2019 |  |  | (OP) Operating |  | 3 | [6 empty] | 42.2096 | -73.9951 | 0 | 0 | #DIV/0! | 0%
| Big Sky Wind, LLC | 62871 | Boiling Springs Wind Farm | OK | Woodward | SWPP | IPP Non-CHP | BGSPS |  | 148.4 | 148.4 | 148.4 | Onshore Wind Turbine | WND | WT | 2020 |  |  | (OP) Operating | [8 empty] | 36.5465 | -99.3576 | 0 | 0 | #DIV/0! | 0%
| Packaging Corporation of America | 10488 | DeRidder Mill | LA | Beauregard | MISO | Industrial CHP | TG |  | 61.5 | 61.5 | 61.5 | Wood/Wood Waste Biomass | BLQ | ST | 1969 |  |  | (OP) Operating | [8 empty] | 30.8606 | -93.3756 | 0 | 0 | #DIV/0! | 0%
| U S Bureau of Reclamation | 6397 | Boise R Diversion | ID | Ada | IPCO | Electric Utility | 1A |  | 3.3 | 3.3 | 3.3 | Conventional Hydroelectric | WAT | HY | 2004 |  |  | (OP) Operating | [8 empty] | 43.5377 | -116.0938 | 0 | 0 | #DIV/0! | 0%
| Terraform Arcadia | 62194 | Bolduan CSG | MN | Waseca | MISO | IPP Non-CHP | SO360 |  | 1 | 1 | 1 | Solar Photovoltaic | SUN | PV | 2018 |  |  | (OP) Operating |  | 1.4 | [6 empty] | 43.9062 | -93.4894 | 0 | 0 | #DIV/0! | 0%
| MMA WBF Power LP | 56862 | Bolthouse S&P and Rowen Farms Solar | CA | Los Angeles | CISO | IPP Non-CHP | 1 |  | 1.2 | 1.2 | 1.2 | Solar Photovoltaic | SUN | PV | 2008 |  |  | (OP) Operating |  | 0.6 | [6 empty] | 34.5644 | -117.6933 | 0 | 0 | #DIV/0! | 0%
| Green Mountain Power Corp | 7056 | Bolton Falls | VT | Washington | ISNE | Electric Utility | 1 |  | 8.8 | 7.8 | 7.8 | Conventional Hydroelectric | WAT | HY | 1986 |  |  | (OP) Operating | [8 empty] | 44.3594 | -72.8167 | 0 | 0 | #DIV/0! | 0%
| Strata Manager, LLC | 58349 | Bolton Farm | NC | Warren | CPLE | IPP Non-CHP | 1 |  | 5 | 5 | 5 | Solar Photovoltaic | SUN | PV | 2013 |  |  | (OP) Operating |  | 6.5 | [6 empty] | 36.4216 | -78.1323 | 0 | 0 | #DIV/0! | 0%
| AES Distributed Energy | 59014 | Bolton PV | MA | Worcester | ISNE | IPP Non-CHP | BLT |  | 4.9 | 4.9 | 4.9 | Solar Photovoltaic | SUN | PV | 2013 |  |  | (OP) Operating |  | 6 | [6 empty] | 42.4497 | -71.6431 | 0 | 0 | #DIV/0! | 0%
| Boltonville Hydro Associates | 50539 | Boltonville Hydro Associates | VT | Orange | ISNE | IPP Non-CHP | 1 |  | 1.1 | 1.1 | 1.1 | Conventional Hydroelectric | WAT | HY | 1985.6667 |  |  | (OP) Operating | [8 empty] | 44.1706 | -72.0994 | 0 | 0 | #DIV/0! | 0%
| Hampstead Solar, LLC | 65281 | Bomber CSG | MD | Carroll | PJM | IPP Non-CHP | BOMB |  | 6 | 6 | 6 | Solar Photovoltaic | SUN | PV | 2021 |  |  | (OP) Operating |  | 9.2 | [6 empty] | 39.599 | -76.8526 | 0 | 0 | #DIV/0! | 0%
| Bonanza BioEnergy LLC | 58193 | Bonanza BioEnergy LLC | KS | Finney | SWPP | Industrial CHP | ST96 |  | 2 | 2 | 2 | Natural Gas Steam Turbine | NG | ST | 2008 |  |  | (OP) Operating | [8 empty] | 37.9586 | -100.8361 | 0 | 0 | #DIV/0! | 0%
| Desert View Power Inc | 10300 | Desert View Power | CA | Riverside | IID | IPP Non-CHP | GEN1 |  | 55.5 | 47 | 47 | Wood/Wood Waste Biomass | WDS | ST | 1991 |  |  | (OS) Out of service and NOT expected to return to service in next calendar year | [8 empty] | 33.586 | -116.0873 | 0 | 0 | #DIV/0! | 0%
| Altus Power America Management, LLC | 61941 | Bond Solar | SC | Clarendon | CPLE | IPP Non-CHP | 7 |  | 2 | 2 | 2 | Solar Photovoltaic | SUN | PV | 2018 |  |  | (OP) Operating |  | 2.5 | [6 empty] | 33.6172 | -80.363 | 0 | 0 | #DIV/0! | 0%
| Cypress Creek Renewables | 61352 | Bondi Solar | NC | Jones | CPLE | IPP Non-CHP | GEN1 |  | 5 | 5 | 5 | Solar Photovoltaic | SUN | PV | 2017 |  |  | (OP) Operating |  | 6.2 | [6 empty] | 35.1341 | -77.5385 | 0 | 0 | #DIV/0! | 0%
| Wisconsin Electric Power Co | 67726 | Bonduel Solar WI, LLC | WI | Shawano | MISO | Electric Utility | 20233 |  | 7.5 | 7.5 | 7.5 | Solar Photovoltaic | SUN | PV | 2023 |  |  | (OP) Operating |  | 8.6 | [6 empty] | 44.731 | -88.3743 | 0 | 0 | #DIV/0! | 0%
| Bonefish Solar, LLC | 63461 | Bonefish Solar | SC | Clarendon | DUK | IPP Non-CHP | PGR15 |  | 2 | 2 | 2 | Solar Photovoltaic | SUN | PV | 2019 |  |  | (OP) Operating |  | 2.8 | [6 empty] | 33.7209 | -80.1908 | 0 | 0 | #DIV/0! | 0%
| USACE Northwestern Division | 3075 | Bonneville | OR | Multnomah | BPAT | Electric Utility | 1 |  | 1162 | 1153.9 | 1153.9 | Conventional Hydroelectric | WAT | HY | 1961.5 |  |  | (OP) Operating | [8 empty] | 45.6441 | -121.941 | 0 | 0 | #DIV/0! | 0%
| Tampa Electric Co | 61655 | Bonnie Mine Solar | FL | Polk | TEC | Electric Utility | PV1 |  | 37.5 | 37.5 | 37.5 | Solar Photovoltaic | SUN | PV | 2019 |  |  | (OP) Operating |  | 43.9 | [6 empty] | 27.8901 | -81.9872 | 0 | 0 | #DIV/0! | 0%
| Brookfield White Pine Hydro LLC | 1482 | Bonny Eagle | ME | York | ISNE | IPP Non-CHP | 1 |  | 15.2 | 17 | 17 | Conventional Hydroelectric | WAT | HY | 1926.1429 |  |  | (OP) Operating | [8 empty] | 43.6877 | -70.6115 | 0 | 0 | #DIV/0! | 0%
| Apple, Inc | 60413 | Bonnybrooke PV | AZ | Pinal | SRP | IPP Non-CHP | AZPV1 |  | 50 | 50 | 41 | Solar Photovoltaic | SUN | PV | 2016 |  |  | (OP) Operating |  | 62.6 | [6 empty] | 33.053 | -111.34 | 0 | 0 | #DIV/0! | 0%
| Dominion Energy Inc. | 66314 | Bookers Mill Solar | VA | Richmond | PJM | Electric Utility | BMSO |  | 127 | 127 | 127 | Solar Photovoltaic | SUN | PV | 2024 |  |  | (OP) Operating | [8 empty] | 37.86 | -76.56 | 0 | 0 | #DIV/0! | 0%
| Union Electric Co - (MO) | 68770 | Boomtown Renewable Energy Center | IL | White | MISO | Electric Utility | BTREC |  | 150 | 150 | 150 | Solar Photovoltaic | SUN | PV | 2024 |  |  | (OP) Operating |  | 195 | [6 empty] | 38.1699 | -88.1869 | 0 | 0 | #DIV/0! | 0%
| Tennessee Valley Authority | 3395 | Boone Dam | TN | Sullivan | TVA | Electric Utility | 1 |  | 105.9 | 113.4 | 89.4 | Conventional Hydroelectric | WAT | HY | 1953 |  |  | (OP) Operating | [8 empty] | 36.4403 | -82.4381 | 0 | 0 | #DIV/0! | 0%
| Boott Hydro, LLC - Hybrid | 10556 | Boott Hydropower | MA | Middlesex | ISNE | IPP Non-CHP | GEN1 |  | 22.9 | 21.7 | 21.1 | Conventional Hydroelectric | WAT | HY | 1985 |  |  | (OP) Operating | [8 empty] | 42.6525 | -71.3224 | 0 | 0 | #DIV/0! | 0%
| Borden County Battery Energy Storage System LLC | 66804 | Borden County BESS | TX | Borden | ERCO | IPP Non-CHP | 1 |  | 150 | 150 | 150 | Batteries | MWH | BA | 2024 |  |  | (OP) Operating | 300 | [7 empty] | 32.7223 | -101.6385 | 0 | 0 | #DIV/0! | 0%
| 41MB 8me, LLC | 59531 | Borden Solar Farm | CA | Madera | CISO | IPP Non-CHP | BRDN |  | 50 | 50 | 50 | Solar Photovoltaic | SUN | PV | 2020 |  |  | (OP) Operating |  | 67.8 | [6 empty] | 36.9411 | -119.96 | 0 | 0 | #DIV/0! | 0%
| MN8 Energy LLC | 60734 | Bordentown Solar | NJ | Burlington | PJM | IPP Non-CHP | PV1 |  | 6.8 | 6.8 | 6.8 | Solar Photovoltaic | SUN | PV | 2015 |  |  | (OP) Operating |  | 8.5 | [6 empty] | 40.0389 | -74.7766 | 0 | 0 | #DIV/0! | 0%
| Northern States Power Co - Minnesota | 59200 | Border Winds Wind Farm | ND | Rolette | MISO | Electric Utility | 1 |  | 150 | 148 | 148 | Onshore Wind Turbine | WND | WT | 2015 |  |  | (OP) Operating | [8 empty] | 48.9647 | -99.6139 | 0 | 0 | #DIV/0! | 0%
| Borderlands Wind, LLC | 64638 | Borderlands Wind, LLC | NM | Catron | TEPC | IPP Non-CHP | WBB |  | 100 | 100 | 100 | Onshore Wind Turbine | WND | WT | 2021 |  |  | (OP) Operating | [8 empty] | 34.1598 | -108.8945 | 0 | 0 | #DIV/0! | 0%
| Bos Dairy, LLC | 57625 | Bos Dairy, LLC | IN | Jasper | MISO | Industrial Non-CHP | BOS4 |  | 1 | 0.9 | 0.9 | Natural Gas Internal Combustion Engine | NG | IC | 2020 |  |  | (OP) Operating | [8 empty] | 41.1153 | -87.2328 | 0 | 0 | #DIV/0! | 0%
| Boring Solar LLC | 62169 | Boring Solar LLC | OR | Clackamas | PGE | IPP Non-CHP | BSPV2 |  | 2.2 | 2.2 | 2.2 | Solar Photovoltaic | SUN | PV | 2019 |  |  | (OP) Operating |  | 3.4 | [6 empty] | 45.431 | -122.285 | 0 | 0 | #DIV/0! | 0%
| SDGE Batteries | 60565 | Borrego Springs Energy Storage | CA | San Diego | CISO | Electric Utility | SES1 |  | 1.5 | 1.5 | 1.5 | Batteries | MWH | BA | 2013 |  |  | (OP) Operating | 1.5 | [7 empty] | 33.2701 | -116.3496 | 0 | 0 | #DIV/0! | 0%
| North Carolina Mun Power Agny #1 | 56547 | Bostic Delivery No 2 | NC | Rutherford | DUK | Electric Utility | 1 |  | 1 | 1 | 1 | Petroleum Liquids | DFO | IC | 2007 |  |  | (OP) Operating | [8 empty] | 35.3619 | -81.8344 | 0 | 0 | #DIV/0! | 0%
| Cypress Creek Renewables | 58807 | Boseman Solar Center LLC | NC | Nash | CPLE | IPP Non-CHP | BSC1 |  | 5 | 5 | 5 | Solar Photovoltaic | SUN | PV | 2014 |  |  | (OP) Operating |  | 6.4 | [6 empty] | 36.0081 | -77.81 | 0 | 0 | #DIV/0! | 0%
| Madison Gas & Electric Co | 56070 | Diesel Generators | WI | Dane | MISO | Electric Utility | 1 |  | 54 | 52.5 | 51.7 | Petroleum Liquids | DFO | IC | 2001 |  |  | (OP) Operating | [8 empty] | 43.0802 | -89.3747 | 0 | 0 | #DIV/0! | 0%
| Boston Medical Center | 61186 | Boston Medical Center CHP Plant | MA | Suffolk | ISNE | Commercial CHP | BATT |  | 3 | 3 | 3 | Batteries | MWH | BA | 2020 |  |  | (OP) Operating | 1.1 | [7 empty] | 42.3347 | -71.0742 | 0 | 0 | #DIV/0! | 0%
| Consolidated Edison Solutions Inc. | 57992 | Boston Scientific Solar | MA | Norfolk | ISNE | IPP Non-CHP | BSMA |  | 1.1 | 1.1 | 1.1 | Solar Photovoltaic | SUN | PV | 2012 |  |  | (OP) Operating |  | 1.3 | [6 empty] | 42.2933 | -71.0339 | 0 | 0 | #DIV/0! | 0%
| Boswell Wind, LLC | 65403 | Boswell Wind | WY | Albany | PACE | IPP Non-CHP | BOSWW |  | 329.8 | 329.8 | 329.8 | Onshore Wind Turbine | WND | WT | 2024 |  |  | (OP) Operating | [8 empty] | 41.919 | -105.869 | 0 | 0 | #DIV/0! | 0%
| Mayacma Geothermal | 902 | Bottle Rock Power | CA | Lake | CISO | IPP Non-CHP | 1 |  | 55 | 9 | 9 | Geothermal | GEO | ST | 1985 |  |  | (OS) Out of service and NOT expected to return to service in next calendar year | [8 empty] | 38.8348 | -122.7677 | 0 | 0 | #DIV/0! | 0%
| VESI 12 LLC | 66757 | Bottleneck Energy Storage | CA | Tulare | CISO | IPP Non-CHP | BN1 |  | 80 | 80 | 80 | Batteries | MWH | BA | 2024 |  |  | (OP) Operating | 320 | [7 empty] | 35.8384 | -119.0884 | 0 | 0 | #DIV/0! | 0%
| Garkane Energy Coop, Inc | 3699 | Boulder | UT | Garfield | WACM | Electric Utility | 1 |  | 4.2 | 4.2 | 4.2 | Conventional Hydroelectric | WAT | HY | 1959 |  |  | (OP) Operating | [8 empty] | 37.9858 | -111.4383 | 0 | 0 | #DIV/0! | 0%
| Boulder City of | 466 | Boulder Canyon Hydro | CO | Boulder | PSCO | IPP Non-CHP | 1A |  | 5 | 5 | 5 | Conventional Hydroelectric | WAT | HY | 2013 |  |  | (OA) Out of service but expected to return to service in next calendar year | [8 empty] | 40.0047 | -105.3325 | 0 | 0 | #DIV/0! | 0%
| Boulder City of | 54680 | Boulder City Betasso Hydro Plant | CO | Boulder | PSCO | IPP Non-CHP | 0001 |  | 3 | 3 | 3 | Conventional Hydroelectric | WAT | HY | 1987 |  |  | (OP) Operating | [8 empty] | 40.0111 | -105.3347 | 0 | 0 | #DIV/0! | 0%
| Boulder City of | 54679 | Boulder City Lakewood Hydro | CO | Boulder | PSCO | IPP Non-CHP | 0001 |  | 3.5 | 3.5 | 3.5 | Conventional Hydroelectric | WAT | HY | 2004 |  |  | (OP) Operating | [8 empty] | 40.0111 | -105.3347 | 0 | 0 | #DIV/0! | 0%
| Boulder City of | 55931 | Boulder City Silver Lake Hydro | CO | Boulder | PSCO | IPP Non-CHP | 0001 |  | 3.3 | 3.3 | 3.3 | Conventional Hydroelectric | WAT | HY | 2000 |  |  | (OP) Operating | [8 empty] | 39.9913 | -105.5 | 0 | 0 | #DIV/0! | 0%
| Roseburg Forest Products Co | 50396 | Dillard Complex | OR | Douglas | PACW | Industrial CHP | GEN1 |  | 51.5 | 51.5 | 51.5 | Wood/Wood Waste Biomass | WDS | ST | 1955 |  |  | (OP) Operating | [8 empty] | 43.0895 | -123.4156 | 0 | 0 | #DIV/0! | 0%
| Invenergy Services LLC | 60885 | Boulder Solar II, LLC | NV | Clark | NEVP | IPP Non-CHP | BSII |  | 50 | 50 | 50 | Solar Photovoltaic | SUN | PV | 2017 |  |  | (OP) Operating |  | 62.5 | [6 empty] | 35.85 | -114.944 | 0 | 0 | #DIV/0! | 0%
| Southern Power Co | 60352 | Boulder Solar Power, LLC | NV | Clark | NEVP | IPP Non-CHP | BSP |  | 100 | 100 | 100 | Solar Photovoltaic | SUN | PV | 2016 |  |  | (OP) Operating |  | 124.9 | [6 empty] | 35.348 | -114.97 | 0 | 0 | #DIV/0! | 0%
| San Diego Gas & Electric Co | 66279 | Boulevard Energy Storage | CA | San Diego | CISO | Electric Utility | 1 |  | 10 | 10 | 10 | Batteries | MWH | BA | 2024 |  |  | (OP) Operating | 10 | [7 empty] | 32.6618 | -116.2734 | 0 | 0 | #DIV/0! | 0%
| City of Seattle - (WA) | 6433 | Boundary | WA | Pend Oreille | SCL | Electric Utility | 51 |  | 1118.6 | 1144.9 | 1144.9 | Conventional Hydroelectric | WAT | HY | 1973.1667 |  |  | (OP) Operating | [8 empty] | 48.9871 | -117.3478 | 0 | 0 | #DIV/0! | 0%
| Domtar Paper Co LLC Kingsport Mill | 10252 | Domtar Kingsport Mill | TN | Sullivan | TVA | Industrial CHP | NO.1 |  | 50 | 46.5 | 47 | Natural Gas Steam Turbine | NG | ST | 2006 |  |  | (OP) Operating | [8 empty] | 36.5489 | -82.5667 | 0 | 1127702.475 | #DIV/0! | 0%
| Solar DG IL 5, LLC | 67569 | Bourbonnais | IL | Kankakee | PJM | IPP Non-CHP | PV1 |  | 1.7 | 1.7 | 1.7 | Solar Photovoltaic | SUN | PV | 2024 |  |  | (OP) Operating |  | 2.3 | [6 empty] | 41.207 | -87.925 | 0 | 0 | #DIV/0! | 0%
| NVT LICENSES, LLC | 59750 | Bourne (MA) - Holliston I | MA | Middlesex | ISNE | IPP Non-CHP | 1 |  | 2.3 | 2.4 | 1.5 | Solar Photovoltaic | SUN | PV | 2014 |  |  | (OP) Operating |  | 2.9 | [6 empty] | 42.1779 | -71.4546 | 0 | 0 | #DIV/0! | 0%
| 38 Degrees North, LLC | 63556 | Boutillier Solar, LLC CSG | MA | Worcester | ISNE | IPP Non-CHP | BOUTI |  | 2.9 | 2.9 | 2.9 | Solar Photovoltaic | SUN | PV | 2018 |  |  | (OP) Operating |  | 4 | [6 empty] | 42.219 | -71.891 | 0 | 0 | #DIV/0! | 0%
| Cypress Creek Renewables | 61867 | Bovine | TX | Austin | ERCO | IPP Non-CHP | GEN1 |  | 10 | 10 | 10 | Solar Photovoltaic | SUN | PV | 2018 |  |  | (OP) Operating |  | 14.2 | [6 empty] | 29.6313 | -96.0769 | 0 | 0 | #DIV/0! | 0%
| 38DN Power Fund 1 LLC | 63659 | Bowden Solar LLC | MA | Hampden | ISNE | IPP Non-CHP | BOWDN |  | 2 | 2 | 1.7 | Solar Photovoltaic | SUN | PV | 2019 |  |  | (OP) Operating |  | 2.8 | [6 empty] | 42.1092 | -72.3381 | 0 | 0 | #DIV/0! | 0%
| Domtar Paper Company LLC | 50189 | Domtar Paper Co LLC Plymouth NC | NC | Martin | PJM | Industrial CHP | TG10 |  | 114 | 114.8 | 114.8 | Wood/Wood Waste Biomass | WDS | ST | 1977 |  |  | (OP) Operating | [8 empty] | 35.8628 | -76.7831 | 0 | 0 | #DIV/0! | 0%
| City of Hastings - (NE) | 2243 | Don Henry | NE | Adams | SWPP | Electric Utility | 1 |  | 22 | 18 | 18 | Natural Gas Fired Combustion Turbine | NG | GT | 1972 |  |  | (SB) Standby/Backup: available for service but not normally used | [8 empty] | 40.5832 | -98.4201 | 0 | 0 | #DIV/0! | 0%
| Terraform Arcadia | 61915 | Bowie State Solar | MD | Prince Georges | PJM | IPP Non-CHP | SO285 |  | 1.3 | 1.3 | 1.3 | Solar Photovoltaic | SUN | PV | 2018 |  |  | (OP) Operating |  | 1.6 | [6 empty] | 39.0191 | -76.7595 | 0 | 0 | #DIV/0! | 0%
| Dorchester Biomass LLC | 58707 | Dorchester Biomass | SC | Dorchester | SC | IPP Non-CHP | GEN1 |  | 22.5 | 19.5 | 19.5 | Wood/Wood Waste Biomass | WDS | ST | 2013 |  |  | (OP) Operating | [8 empty] | 33.2386 | -80.4503 | 0 | 0 | #DIV/0! | 0%
| VESI 21 LLC | 65951 | Bowling Green Energy Storage Project | OH | Wood | PJM | IPP Non-CHP | BG1 |  | 12 | 12 | 12 | Batteries | MWH | BA | 2023 |  |  | (OP) Operating | 12 | [7 empty] | 41.3826 | -83.6112 | 0 | 0 | #DIV/0! | 0%
| WCAC Operating Company | 50493 | Double C Generation Limited Partnership | CA | Kern | CISO | IPP Non-CHP | DC1 |  | 49.8 | 46 | 48 | Natural Gas Fired Combustion Turbine | NG | GT | 1989 |  |  | (OP) Operating | [8 empty] | 35.5005 | -119.046 | 0 | 0 | #DIV/0! | 0%
| Tesoro Carson Refinery | 50540 | BP Carson Refinery | CA | Los Angeles | CISO | Industrial Non-CHP | GEN1 |  | 13.5 | 8 | 8 | Other Gases | OG | OT | 1983 |  |  | (SB) Standby/Backup: available for service but not normally used | [8 empty] | 33.8153 | -118.2358 | 0 | 0 | #DIV/0! | 0%
| American Mun Power-Ohio, Inc | 56226 | Bowling Green Wind | OH | Wood | PJM | Electric Utility | 1 |  | 7.2 | 7.2 | 7.2 | Onshore Wind Turbine | WND | WT | 2003.5 |  |  | (OP) Operating | [8 empty] | 41.3786 | -83.7383 | 0 | 0 | #DIV/0! | 0%
| Nevada Irrigation District | 50546 | Bowman | CA | Nevada | CISO | IPP Non-CHP | GEN1 |  | 3.6 | 3.6 | 3.6 | Conventional Hydroelectric | WAT | HY | 1986 |  |  | (OP) Operating | [8 empty] | 39.4484 | -120.6534 | 0 | 0 | #DIV/0! | 0%
| PUD No 1 of Pend Oreille County | 3891 | Box Canyon | WA | Pend Oreille | AVA | Electric Utility | 1 |  | 90 | 90 | 90 | Conventional Hydroelectric | WAT | HY | 1955 |  |  | (OP) Operating | [8 empty] | 48.7809 | -117.4183 | 0 | 0 | #DIV/0! | 0%
| Siskiyou Power Authority | 50179 | Box Canyon Dam | CA | Siskiyou | PACW | IPP Non-CHP | GEN1 |  | 5 | 5 | 5 | Conventional Hydroelectric | WAT | HY | 1986 |  |  | (OP) Operating | [8 empty] | 41.2792 | -122.3292 | 0 | 0 | #DIV/0! | 0%
| Madison Energy Investments LLC | 67458 | Boyd Soccerplex | MD | Montgomery | PJM | IPP Non-CHP | LHAPV |  | 1 | 1 | 1 | Solar Photovoltaic | SUN | PV | 2023 |  |  | (OP) Operating |  | 1.3 | [6 empty] | 39.1528 | -77.3114 | 0 | 0 | #DIV/0! | 0%
| Northbrook Carolina Hydro LLC | 3253 | Boyds Mill Hydro | SC | Greenville | DUK | IPP Non-CHP | 1 |  | 1.4 | 1.4 | 1.4 | Conventional Hydroelectric | WAT | HY | 1996 |  |  | (OP) Operating | [8 empty] | 34.4555 | -82.1993 | 0 | 0 | #DIV/0! | 0%
| Ecoplexus, Inc | 59996 | Boykin PV1 | NC | Cumberland | DUK | IPP Non-CHP | BOYK1 |  | 16 | 16 | 16 | Solar Photovoltaic | SUN | PV | 2020 |  |  | (OP) Operating |  | 20 | [6 empty] | 35.1134 | -78.7504 | 0 | 0 | #DIV/0! | 0%
| U S Bureau of Reclamation | 505 | Boysen | WY | Fremont | WAUW | Electric Utility | 1 |  | 15 | 17.2 | 17.2 | Conventional Hydroelectric | WAT | HY | 1952 |  |  | (OP) Operating | [8 empty] | 43.4179 | -108.1775 | 0 | 0 | #DIV/0! | 0%
| Ameresco Select Inc | 58327 | Bradley Energy Center | CT | Hartford | ISNE | Commercial CHP | UNIT1 |  | 5.8 | 5.8 | 5.8 | Natural Gas Internal Combustion Engine | NG | IC | 2004 |  |  | (OP) Operating | [8 empty] | 41.9271 | -72.6831 | 0 | 0 | #DIV/0! | 0%
| INEOS Nitriles Greenlake | 50404 | BP Chemicals Green Lake Plant | TX | Calhoun | ERCO | Industrial Non-CHP | TG2 |  | 38.8 | 38.8 | 38.8 | All Other | WH | ST | 1993 |  |  | (OP) Operating | [8 empty] | 28.5707 | -96.8333 | 0 | 0 | #DIV/0! | 0%
| Today's Power, Inc. | 68689 | BP-Kanza | KS | Pratt | SWPP | Electric Utility | BPKNZ |  | 1 | 1 | 1 | Solar Photovoltaic | SUN | PV | 2022 |  |  | (OP) Operating |  | 1.4 | [6 empty] | 37.6753 | -98.7826 | 0 | 0 | #DIV/0! | 0%
| BPL Crown Solar LLC | 64259 | BPL Crown Solar LLC | TX | Falls | ERCO | IPP Non-CHP | OCICR |  | 100 | 100 | 100 | Solar Photovoltaic | SUN | PV | 2024 |  |  | (OP) Operating |  | 135 | [6 empty] | 31.3467 | -97.0828 | 0 | 0 | #DIV/0! | 0%
| BPL Files Solar LLC | 66324 | BPL Files Solar | TX | Hill | ERCO | IPP Non-CHP | FILES |  | 157.5 | 145 | 145 | Solar Photovoltaic | SUN | PV | 2023 |  |  | (OP) Operating |  | 165 | [6 empty] | 32.184 | -97.0714 | 0 | 0 | #DIV/0! | 0%
| BPL Sol Solar LLC | 64260 | BPL Sol Solar LLC | TX | Falls | ERCO | IPP Non-CHP | OCISO |  | 100 | 100 | 100 | Solar Photovoltaic | SUN | PV | 2024 |  |  | (OP) Operating |  | 135 | [6 empty] | 31.3467 | -97.0828 | 0 | 0 | #DIV/0! | 0%
| MC Power Companies Inc | 61313 | BPU Solar Farm | KS | Wyandotte | SWPP | IPP Non-CHP | BPU1 |  | 1 | 1 | 1 | Solar Photovoltaic | SUN | PV | 2017 |  |  | (OP) Operating |  | 1.3 | [6 empty] | 39.1664 | -94.6969 | 0 | 0 | #DIV/0! | 0%
| Distributed Solar Development, LLC | 66812 | BQ - Psychedelic Site CSG | NY | Sullivan | NYIS | IPP Non-CHP | P5570 |  | 2.7 | 2.7 | 2.7 | Solar Photovoltaic | SUN | PV | 2022 |  |  | (OP) Operating |  | 4.3 | [6 empty] | 41.7152 | -74.7974 | 0 | 0 | #DIV/0! | 0%
| Bradford Solar, LLC | 65566 | Bradford Solar | MA | Essex | ISNE | IPP Non-CHP | BRADF |  | 5 | 5 | 5 | Solar Photovoltaic | SUN | PV | 2017 |  |  | (OP) Operating |  | 5.9 | [6 empty] | 42.7512 | -71.0944 | 0 | 0 | #DIV/0! | 0%
| Arizona Public Service Co | 114 | Douglas | AZ | Cochise | AZPS | Electric Utility | 1 |  | 26.1 | 15 | 19 | Petroleum Liquids | DFO | GT | 1972 |  |  | (OP) Operating | [8 empty] | 31.3641 | -109.5538 | 0 | 0 | #DIV/0! | 0%
| Homer Electric Assn Inc | 7367 | Bradley Lake | AK | Kenai Peninsula |  | Electric Utility | 1 |  | 126 | 126 | 126 | Conventional Hydroelectric | WAT | HY | 1991 |  |  | (OP) Operating | [8 empty] | 59.7786 | -150.9402 | 0 | 0 | #DIV/0! | 0%
| Ecoplexus, Inc | 59154 | Bradley PV1 | NC | Hertford | PJM | IPP Non-CHP | BRAD1 |  | 5 | 5 | 5 | Solar Photovoltaic | SUN | PV | 2015 |  |  | (OP) Operating |  | 6.5 | [6 empty] | 36.2606 | -77.0764 | 0 | 0 | #DIV/0! | 0%
| Ormat Nevada Inc | 55991 | Brady | NV | Churchill | NEVP | IPP Non-CHP | BRSOL |  | 29.5 | 22.3 | 25.5 | Solar Photovoltaic | SUN | PV | 2014.3333 |  |  | (OP) Operating |  | 12 | [6 empty] | 39.796 | -119.01 | 0 | 0 | #DIV/0! | 0%
| Brady Wind II, LLC | 60354 | Brady II Wind Energy Center | ND | Stark | SWPP | IPP Non-CHP | BWEC2 |  | 150 | 150 | 150 | Onshore Wind Turbine | WND | WT | 2016 |  |  | (OP) Operating | [8 empty] | 46.6115 | -102.7882 | 0 | 0 | #DIV/0! | 0%
| Cardinal Renewables | 65729 | Brady Solar LLC | GA | Sumter | SOCO | IPP Non-CHP | GABR |  | 1.8 | 1.8 | 1.8 | Solar Photovoltaic | SUN | PV | 2023 |  |  | (OP) Operating |  | 2.3 | [6 empty] | 32.0557 | -84.2026 | 0 | 0 | #DIV/0! | 0%
| Brady Wind, LLC | 60355 | Brady Wind Energy Center | ND | Stark | SWPP | IPP Non-CHP | BWEC1 |  | 150 | 150 | 150 | Onshore Wind Turbine | WND | WT | 2016 |  |  | (OP) Operating | [8 empty] | 46.6465 | -102.7651 | 0 | 0 | #DIV/0! | 0%
| City of Dover - (OH) | 2914 | Dover | OH | Tuscarawas | PJM | Electric Utility | 3 |  | 49.6 | 40.9 | 40.9 | Conventional Steam Coal | BIT | ST | 1970 |  |  | (SB) Standby/Backup: available for service but not normally used | [8 empty] | 40.5201 | -81.4681 | 0 | 0 | #DIV/0! | 0%
| Constellation Nuclear | 6022 | Braidwood Generation Station | IL | Will | PJM | IPP Non-CHP | 1 |  | 2449.8 | 2332.3 | 2400.5 | Nuclear | NUC | ST | 1988 |  |  | (OP) Operating | [8 empty] | 41.2435 | -88.2286 | 0 | 0 | #DIV/0! | 0%
| AEP Onsite Partners, LLC | 66339 | Brainerd Airport | MN | Crow Wing | MISO | IPP Non-CHP | BRN01 |  | 5.8 | 5.8 | 5.8 | Solar Photovoltaic | SUN | PV | 2022 |  |  | (OP) Operating |  | 6.5 | [6 empty] | 46.391 | -94.1405 | 0 | 0 | #DIV/0! | 0%
| Brainerd Public Utilities | 50636 | Brainerd Public Utilities | MN | Crow Wing | MISO | Electric Utility | 1 |  | 2.9 | 2.9 | 2.9 | Conventional Hydroelectric | WAT | HY | 1929.2 |  |  | (OP) Operating | [8 empty] | 46.3758 | -94.1817 | 0 | 0 | #DIV/0! | 0%
| Ameresco, Inc - Braintree | 61538 | Braintree Landfill Solar | MA | Norfolk | ISNE | IPP Non-CHP | BRAIN |  | 1 | 1 | 1 | Solar Photovoltaic | SUN | PV | 2014 |  |  | (OP) Operating |  | 1.3 | [6 empty] | 42.2073 | -70.9978 | 0 | 0 | #DIV/0! | 0%
| Mass Solar, LLC | 58680 | Braley Road 2 | MA | Bristol | ISNE | IPP Non-CHP | PV1 |  | 2.6 | 2.6 | 2.6 | Solar Photovoltaic | SUN | PV | 2015 |  |  | (OP) Operating |  | 3.5 | [6 empty] | 41.7517 | -70.9669 | 0 | 0 | #DIV/0! | 0%
| Dow Chemical Co - St Charles | 50152 | Dow St Charles Operations | LA | St Charles | MISO | Industrial CHP | CGN1 | CC1 | 323.6 | 270 | 302 | Natural Gas Fired Combined Cycle | NG | CT | 1998 |  |  | (OP) Operating | [8 empty] | 29.9861 | -90.4414 | 0 | 0 | #DIV/0! | 0%
| Oklahoma Gas & Electric Co | 64392 | Branch Solar Farm | AR | Franklin | SWPP | Electric Utility | CVS1 |  | 5 | 5 | 5 | Solar Photovoltaic | SUN | PV | 2021 |  |  | (OP) Operating |  | 6.2 | [6 empty] | 35.3062 | -93.9258 | 0 | 0 | #DIV/0! | 0%
| Colton Power LP | 55935 | Drews Generating Facility | CA | San Bernardino | CISO | IPP Non-CHP | D1 |  | 44.8 | 38 | 44 | Natural Gas Fired Combustion Turbine | NG | GT | 2001 |  |  | (OP) Operating | [8 empty] | 34.0609 | -117.3532 | 0 | 0 | #DIV/0! | 0%
| City of Unalaska - (AK) | 7502 | Dutch Harbor | AK | Aleutians West |  | Electric Utility | 10 |  | 21.9 | 18.4 | 18.4 | Petroleum Liquids | DFO | IC | 2005.5714 |  |  | (OP) Operating | [8 empty] | 53.8925 | -166.5382 | 0 | 0 | #DIV/0! | 0%
| Dynegy Oakland, LLC | 6211 | Dynegy Oakland Power Plant | CA | Alameda | CISO | IPP Non-CHP | GEN1 |  | 149 | 110 | 110 | Petroleum Liquids | JF | GT | 1978 |  |  | (OP) Operating | [8 empty] | 37.7968 | -122.2819 | 0 | 0 | #DIV/0! | 0%
| Eagle Point Energy Center, LLC | 50051 | Eagle Point Energy Center | ME | Penobscot | ISNE | Commercial Non-CHP | GEN1 |  | 25.3 | 21.2 | 21.2 | Municipal Solid Waste | MSW | ST | 1987 |  |  | (OP) Operating | [8 empty] | 44.7383 | -68.8258 | 0 | 0 | #DIV/0! | 0%
| John Laing US Solar Corp. | 60623 | Brantley Solar | NC | Nash | CPLE | IPP Non-CHP | PV1 |  | 50.2 | 50.2 | 50.2 | Solar Photovoltaic | SUN | PV | 2018 |  |  | (OP) Operating |  | 71.4 | [6 empty] | 35.8905 | -78.1552 | 0 | 0 | #DIV/0! | 0%
| Appomattox River Associates LP | 10155 | Brasfield | VA | Chesterfield | PJM | IPP Non-CHP | 1 |  | 2.9 | 2.9 | 2.9 | Conventional Hydroelectric | WAT | HY | 1993 |  |  | (OP) Operating | [8 empty] | 37.2208 | -77.5245 | 0 | 0 | #DIV/0! | 0%
| Brass Mill Center | 63288 | Brass Mill Center | CT | New Haven | ISNE | Commercial Non-CHP | BMC |  | 3.4 | 3.4 | 3.4 | Solar Photovoltaic | SUN | PV | 2017 |  |  | (OP) Operating |  | 4.2 | [6 empty] | 41.5489 | -73.0245 | 0 | 0 | #DIV/0! | 0%
| Brassua Hydroelectric LP | 10555 | Brassua Hydroelectric Project | ME | Somerset | ISNE | IPP Non-CHP | 1 |  | 3.6 | 3.6 | 3.6 | Conventional Hydroelectric | WAT | HY | 1989 |  |  | (OP) Operating | [8 empty] | 45.6603 | -69.8122 | 0 | 0 | #DIV/0! | 0%
| Engie North America | 64296 | Brazoria | TX | Brazoria | ERCO | IPP Non-CHP | BRAZ |  | 9.9 | 9.9 | 9.9 | Batteries | MWH | BA | 2020 |  |  | (OP) Operating | 9.9 | [7 empty] | 29.0626 | -95.5776 | 0 | 0 | #DIV/0! | 0%
| Brazoria County Solar Project, LLC | 66046 | Brazoria County Solar Project (Danciger) | TX | Brazoria | ERCO | IPP Non-CHP | BRZ01 |  | 200 | 200 | 200 | Solar Photovoltaic | SUN | PV | 2022 |  |  | (OP) Operating |  | 262.5 | [6 empty] | 29.1779 | -95.7612 | 0 | 0 | #DIV/0! | 0%
| Brazoria West Solar Project, LLC | 64447 | Brazoria West | TX | Brazoria | ERCO | IPP Non-CHP | GEN1 |  | 200 | 200 | 200 | Solar Photovoltaic | SUN | PV | 2022 |  |  | (OP) Operating |  | 260 | [6 empty] | 29.191 | -95.663 | 0 | 0 | #DIV/0! | 0%
| Cypress Creek Renewables | 66690 | Brazos Bend BESS, LLC | TX | Fort Bend | ERCO | IPP Non-CHP | BEND |  | 100 | 100 | 100 | Batteries | MWH | BA | 2024 |  |  | (OP) Operating | 100 | [7 empty] | 29.5632 | -95.8002 | 0 | 0 | #DIV/0! | 0%
| Shell Wind Energy Inc. | 56111 | Brazos Wind Farm | TX | Scurry | ERCO | IPP Non-CHP | GEN1 |  | 182.4 | 182.4 | 182.4 | Onshore Wind Turbine | WND | WT | 2003 |  |  | (OP) Operating | [8 empty] | 32.9479 | -101.1478 | 0 | 0 | #DIV/0! | 0%
| SRE Utility Solar 1, LLC | 59706 | BRE | NC | Granville | DUK | IPP Non-CHP | NB005 |  | 5 | 4.9 | 4.9 | Solar Photovoltaic | SUN | PV | 2015 |  |  | (OP) Operating |  | 6.8 | [6 empty] | 36.3725 | -78.5985 | 0 | 0 | #DIV/0! | 0%
| Pine Gate Renewables | 60627 | BRE NC Solar 3 | NC | Granville | CPLE | IPP Non-CHP | BEAM3 |  | 5 | 5 | 5 | Solar Photovoltaic | SUN | PV | 2021 |  |  | (OP) Operating |  | 6.7 | [6 empty] | 36.383 | -78.612 | 0 | 0 | #DIV/0! | 0%
| City of Breese - (IL) | 934 | Breese | IL | Clinton | MISO | Electric Utility | 2 |  | 16.9 | 17 | 17 | Petroleum Liquids | DFO | IC | 1987.7143 |  |  | (OP) Operating | [8 empty] | 38.6075 | -89.5245 | 0 | 0 | #DIV/0! | 0%
| Breckenridge Street Solar 1, LLC | 64432 | Breckenridge Solar | MA | Hampden | ISNE | IPP Non-CHP | BBA |  | 7.2 | 7.2 | 7.2 | Batteries | MWH | BA | 2020 |  |  | (OP) Operating | 4.7 | [7 empty] | 42.1741 | -72.3158 | 0 | 0 | #DIV/0! | 0%
| NextEra Energy Resources Breckinridge | 58994 | Breckinridge Wind Project LLC | OK | Garfield | SWPP | IPP Non-CHP | BWP |  | 98.8 | 98.8 | 98.8 | Onshore Wind Turbine | WND | WT | 2015 |  |  | (OP) Operating | [8 empty] | 36.4769 | -97.6856 | 0 | 0 | #DIV/0! | 0%
| Energy Developments, Inc d/b/a EDL | 54910 | Brent Run Generating Station | MI | Genesee | MISO | IPP Non-CHP | 7-1 |  | 7 | 7 | 7 | Landfill Gas | LFG | IC | 2006 |  |  | (OP) Operating | [8 empty] | 43.1764 | -83.848 | 0 | 0 | #DIV/0! | 0%
| Altus Power America Management, LLC | 62157 | Breesport Road Community Solar Farm | NY | Chemung | NYIS | IPP Non-CHP | 235 |  | 2 | 2 | 2 | Solar Photovoltaic | SUN | PV | 2019 |  |  | (OP) Operating |  | 2.8 | [6 empty] | 42.088 | -76.713 | 0 | 0 | #DIV/0! | 0%
| Cypress Creek Renewables | 67633 | Breezewood | IL | McLean | MISO | IPP Non-CHP | BREEZ |  | 2 | 2 | 2 | Solar Photovoltaic | SUN | PV | 2024 |  |  | (OP) Operating |  | 2.6 | [6 empty] | 40.4387 | -88.9912 | 0 | 0 | #DIV/0! | 0%
| Indiana Municipal Power Agency | 65086 | Bremen | IN | Marshall | MISO | Electric Utility | BREM |  | 6.8 | 6.8 | 5.4 | Solar Photovoltaic | SUN | PV | 2022 |  |  | (OP) Operating |  | 9 | [6 empty] | 41.463 | -86.1635 | 0 | 0 | #DIV/0! | 0%
| Brenda Luhman Community Solar LLC | 63682 | Brenda Luhman - CSG | MN | Goodhue | MISO | IPP Non-CHP | BLCS |  | 1 | 1 | 1 | Solar Photovoltaic | SUN | PV | 2020 |  |  | (OP) Operating |  | 1.4 | [6 empty] | 44.2918 | -92.7294 | 0 | 0 | #DIV/0! | 0%
| Easton Utilities Comm | 1580 | Easton | MD | Talbot | PJM | Electric Utility | 10 |  | 31.1 | 29.9 | 29.9 | Petroleum Liquids | DFO | IC | 1972.7778 |  |  | (OP) Operating | [8 empty] | 38.7786 | -76.0769 | 0 | 0 | #DIV/0! | 0%
| NextEra Renewable Fuels, LLC | 61777 | Brevard | FL | Brevard | FPL | IPP Non-CHP | ENG1 |  | 6.4 | 6.4 | 6.4 | Landfill Gas | LFG | IC | 2008 |  |  | (OP) Operating | [8 empty] | 28.3926 | -80.8287 | 0 | 0 | #DIV/0! | 0%
| CD US Solar MT1 LLC | 58785 | Brentwood Solar | NY | Suffolk | NYIS | IPP Non-CHP | BRT1 |  | 1 | 1 | 1 | Solar Photovoltaic | SUN | PV | 2011 |  |  | (OP) Operating |  | 1 | [6 empty] | 40.7814 | -73.2439 | 0 | 0 | #DIV/0! | 0%
| Alaska Village Elec Coop, Inc | 60260 | Brevig Mission | AK | Nome | NA | Electric Utility | 1 |  | 1 | 1 | 1 | Petroleum Liquids | DFO | IC | 2012.6667 |  |  | (OP) Operating | [8 empty] | 65.3317 | -166.4795 | 0 | 0 | #DIV/0! | 0%
| Connecticut Mun Elec Engy Coop | 57598 | Bridge Street 1 & 2 | CT | New London | ISNE | Electric Utility | BS1 |  | 5.2 | 5 | 5 | Petroleum Liquids | DFO | IC | 2010 |  |  | (OP) Operating | [8 empty] | 41.3628 | -72.0825 | 0 | 0 | #DIV/0! | 0%
| Nautilus Solar Solutions | 67499 | Brewer (CSG) | ME | Penobscot | ISNE | IPP Non-CHP | SC |  | 5 | 5 | 5 | Solar Photovoltaic | SUN | PV | 2024 |  |  | (OP) Operating |  | 5.9 | [6 empty] | 44.7977 | -68.7146 | 0 | 0 | #DIV/0! | 0%
| Clean Focus Yield, LLC | 59075 | Brewster Landfill | MA | Barnstable | ISNE | IPP Non-CHP | BRE1 |  | 1 | 1 | 1 | Solar Photovoltaic | SUN | PV | 2014 |  |  | (OP) Operating |  | 1.2 | [6 empty] | 41.7456 | -70.1031 | 0 | 0 | #DIV/0! | 0%
| Lightsource Renewable Energy Asset Management, LLC | 63769 | Briar Creek Solar 1 | TX | Navarro | ERCO | IPP Non-CHP | TXBC1 |  | 127 | 127 | 127 | Solar Photovoltaic | SUN | PV | 2021 |  |  | (OP) Operating |  | 153.5 | [6 empty] | 32.0675 | -96.5851 | 0 | 0 | #DIV/0! | 0%
| Briarwood Solar, LLC | 64410 | Briarwood | SC | Greenwood | DUK | IPP Non-CHP | BRIAR |  | 2 | 2 | 2 | Solar Photovoltaic | SUN | PV | 2020 |  |  | (OP) Operating |  | 2.8 | [6 empty] | 34.0847 | -82.1013 | 0 | 0 | #DIV/0! | 0%
| Brick Church Solar 1, LLC | 64017 | Brick Church Solar | NY | Rensselaer | NYIS | IPP Non-CHP | 7405 |  | 4 | 4 | 3.2 | Solar Photovoltaic | SUN | PV | 2019 |  |  | (OP) Operating |  | 5.4 | [6 empty] | 42.7556 | -73.58 | 0 | 0 | #DIV/0! | 0%
| Brick City Solar, LLC | 66710 | Brick City Solar | NC | Duplin | CPLE | IPP Non-CHP | BRICT |  | 5 | 5 | 5 | Solar Photovoltaic | SUN | PV | 2021 |  |  | (OP) Operating |  | 6.7 | [6 empty] | 34.7264 | -77.9835 | 0 | 0 | #DIV/0! | 0%
| Generate Capital | 66211 | Brickchurch Solar | NY | Wayne | NYIS | IPP Non-CHP | 10889 |  | 2 | 2 | 2 | Solar Photovoltaic | SUN | PV | 2020 |  |  | (OP) Operating |  | 3 | [6 empty] | 43.2017 | -76.9681 | 0 | 0 | #DIV/0! | 0%
| MN8 Energy LLC | 60733 | Brickyard Solar | NJ | Monmouth | PJM | IPP Non-CHP | PV1 |  | 1.5 | 1.5 | 1.5 | Solar Photovoltaic | SUN | PV | 2015 |  |  | (OP) Operating |  | 2 | [6 empty] | 40.1894 | -74.1545 | 0 | 0 | #DIV/0! | 0%
| Easton Utilities Comm | 4257 | Easton 2 | MD | Talbot | PJM | Electric Utility | 201 |  | 38.8 | 37 | 38.2 | Petroleum Liquids | DFO | IC | 1991.5 |  |  | (OP) Operating | [8 empty] | 38.795 | -76.07 | 0 | 0 | #DIV/0! | 0%
| Bridgeport Disposal LLC | 59166 | Bridgeport Disposal Solar Farm | NJ | Gloucester | PJM | Commercial Non-CHP | BRIDG |  | 1.2 | 1.2 | 1.2 | Solar Photovoltaic | SUN | PV | 2011 |  |  | (OP) Operating |  | 1.5 | [6 empty] | 39.7875 | -75.3508 | 0 | 0 | #DIV/0! | 0%
| Bridgeport Fuel Cell, LLC | 58551 | Bridgeport Fuel Cell, LLC | CT | Fairfield | ISNE | IPP Non-CHP | 1 |  | 16.6 | 13.7 | 14.9 | Other Natural Gas | NG | FC | 2013 |  |  | (OP) Operating | [8 empty] | 41.1681 | -73.2111 | 0 | 0 | #DIV/0! | 0%
| EnLink Midstream Services, LLC | 55053 | Bridgeport Gas Processing Plant | TX | Wise | ERCO | Industrial Non-CHP | 14 |  | 10.4 | 10.4 | 10.4 | Natural Gas Internal Combustion Engine | NG | IC | 2005.3077 |  |  | (OP) Operating | [8 empty] | 33.1958 | -97.8025 | 0 | 0 | #DIV/0! | 0%
| Kinder Morgan Production Company LP | 56233 | EG178 Facility | TX | Scurry | ERCO | Industrial Non-CHP | CT02 | CC01 | 153.9 | 100 | 106 | Natural Gas Fired Combined Cycle | NG | CT | 2005 |  |  | (OP) Operating | [8 empty] | 32.7471 | -100.9547 | 0 | 0 | #DIV/0! | 0%
| Massachusetts Department of Correction | 62757 | Bridgewater Complex Co-Generation Plant | MA | Bristol | ISNE | Commercial CHP | CG1 |  | 1.5 | 1.5 | 1.5 | Natural Gas Fired Combustion Turbine | NG | GT | 2015 |  |  | (OP) Operating | [8 empty] | 41.9318 | -70.9584 | 0 | 0 | #DIV/0! | 0%
| Duke Energy Carolinas, LLC | 2719 | Bridgewater | NC | Burke | DUK | Electric Utility | 1 |  | 27.7 | 31.5 | 31.5 | Conventional Hydroelectric | WAT | HY | 1949.6667 |  |  | (OP) Operating | [8 empty] | 35.7428 | -81.8372 | 0 | 0 | #DIV/0! | 0%
| U S Air Force-Eielson AFB | 50392 | Eielson AFB Central Heat & Power Plant | AK | Fairbanks North Star |  | Commercial CHP | DG01 |  | 26 | 24.6 | 25.1 | Petroleum Liquids | DFO | IC | 1986.1429 |  |  | (SB) Standby/Backup: available for service but not normally used | [8 empty] | 64.6714 | -147.076 | 0 | 0 | #DIV/0! | 0%
| Bristol-Myers Squibb Co | 58947 | Bristol Myers Squibb Lawrenceville | NJ | Mercer | PJM | IPP CHP | DG101 |  | 11.1 | 10.3 | 11.1 | Petroleum Liquids | DFO | IC | 2002.3333 |  |  | (SB) Standby/Backup: available for service but not normally used | [8 empty] | 40.3247 | -74.7078 | 0 | 0 | #DIV/0! | 0%
| MN8 Energy LLC | 60730 | Bridgewater Solar CSG | MA | Plymouth | ISNE | IPP Non-CHP | PV1 |  | 2.3 | 3 | 3 | Solar Photovoltaic | SUN | PV | 2015 |  |  | (OP) Operating |  | 2.9 | [6 empty] | 41.9641 | -70.9719 | 0 | 0 | #DIV/0! | 0%
| Briel Solar Farm, LLC | 65022 | Briel Solar Farm | VA | Henrico | PJM | IPP Non-CHP | BMS |  | 20 | 20 | 20 | Solar Photovoltaic | SUN | PV | 2021 |  |  | (OP) Operating |  | 27.3 | [6 empty] | 37.5236 | -77.2636 | 0 | 0 | #DIV/0! | 0%
| Brigham City Corporation | 3666 | Brigham City | UT | Box Elder | PACE | Electric Utility | 1 |  | 1.8 | 1.5 | 1.5 | Conventional Hydroelectric | WAT | HY | 1935.3333 |  |  | (OP) Operating | [8 empty] | 41.5016 | -111.9935 | 0 | 0 | #DIV/0! | 0%
| Omaha Public Power District | 67122 | BRIGHT Battery | NE | Cass | SWPP | Electric Utility | 1 |  | 1 | 1 | 1 | Batteries | MWH | BA | 2023 |  |  | (OP) Operating | 2.4 | [7 empty] | 40.8714 | -96.179 | 0 | 0 | #DIV/0! | 0%
| Nautilus Solar Solutions | 64554 | Bright Field Solar LLC(CSG) | NY | Allegany | NYIS | IPP Non-CHP | BF |  | 4 | 4 | 4 | Solar Photovoltaic | SUN | PV | 2021 |  |  | (OP) Operating |  | 5.3 | [6 empty] | 42.46 | -77.7383 | 0 | 0 | #DIV/0! | 0%
| Nautilus Solar Solutions | 64556 | Bright Hill Solar LLC(CSG) | NY | Livingston | NYIS | IPP Non-CHP | BH |  | 5 | 5 | 5 | Solar Photovoltaic | SUN | PV | 2021 |  |  | (OP) Operating |  | 6.8 | [6 empty] | 42.4672 | -77.7038 | 0 | 0 | #DIV/0! | 0%
| Nautilus Solar Solutions | 64555 | Bright Oak Solar LLC(CSG) | NY | Genesee | NYIS | IPP Non-CHP | BO |  | 4 | 4 | 4 | Solar Photovoltaic | SUN | PV | 2021 |  |  | (OP) Operating |  | 5.8 | [6 empty] | 43.033 | -78.2448 | 0 | 0 | #DIV/0! | 0%
| Lexington Chenoa Wind Farm LLC | 57623 | Bright Stalk Wind Farm I | IL | McLean | PJM | IPP Non-CHP | GEN1 |  | 205.2 | 205.2 | 205.2 | Onshore Wind Turbine | WND | WT | 2019 |  |  | (OP) Operating | [8 empty] | 40.7012 | -88.701 | 0 | 0 | #DIV/0! | 0%
| Brighter Future Solar LLC | 64910 | Brighter Future Solar | NC | Caldwell | DUK | IPP Non-CHP | BFSNC |  | 11 | 11 | 11 | Solar Photovoltaic | SUN | PV | 2022 | 1 | 2052 | (OP) Operating |  | 15.7 | [6 empty] | 35.8161 | -81.3717 | 0 | 0 | #DIV/0! | 0%
| Hangar 160 LLC | 59144 | Brighton PV Solar Plant | CO | Adams | WACM | IPP Non-CHP | 15755 |  | 1.8 | 1.8 | 1.8 | Solar Photovoltaic | SUN | PV | 2012 |  |  | (OP) Operating |  | 2.3 | [6 empty] | 39.9825 | -104.9408 | 0 | 0 | #DIV/0! | 0%
| Luminant Generation Company LLC | 63223 | Brightside | TX | Bee | ERCO | IPP Non-CHP | UNIT1 |  | 50.7 | 50.7 | 50.7 | Solar Photovoltaic | SUN | PV | 2022 |  |  | (OP) Operating |  | 65 | [6 empty] | 28.431 | -97.8896 | 0 | 0 | #DIV/0! | 0%
| Brightwood Solar, LLC | 64830 | Brightwood Solar, LLC | OR | Clackamas | PGE | IPP Non-CHP | OS |  | 10 | 10 | 10 | Solar Photovoltaic | SUN | PV | 2021 |  |  | (OP) Operating |  | 13.5 | [6 empty] | 45.3849 | -122.0844 | 0 | 0 | #DIV/0! | 0%
| WEB Brimfield Solar LLC | 66317 | Brimfield | MA | Hampden | ISNE | IPP Non-CHP | BRIM1 |  | 1.9 | 1.9 | 1.9 | Solar Photovoltaic | SUN | PV | 2021 |  |  | (OP) Operating |  | 2.6 | [6 empty] | 42.1174 | -72.2235 | 0 | 0 | #DIV/0! | 0%
| 7th Road Solar 1, LLC (Briscoe 1A) | 66507 | Briscoe 1A | IL | LaSalle | MISO | IPP Non-CHP | BR1A |  | 2 | 2 | 2 | Solar Photovoltaic | SUN | PV | 2023 |  |  | (OP) Operating |  | 2.5 | [6 empty] | 41.207 | -89.0317 | 0 | 0 | #DIV/0! | 0%
| 7th Road Solar 2, LLC (Briscoe 2A) | 66508 | Briscoe 2A | IL | LaSalle | MISO | IPP Non-CHP | BR2A |  | 2 | 2 | 2 | Solar Photovoltaic | SUN | PV | 2023 |  |  | (OP) Operating |  | 2.9 | [6 empty] | 41.1727 | -89.0288 | 0 | 0 | #DIV/0! | 0%
| Briscoe Wind Farm, LLC | 59734 | Briscoe Wind Farm | TX | Briscoe | ERCO | IPP Non-CHP | BFW |  | 150 | 150 | 150 | Onshore Wind Turbine | WND | WT | 2015 |  |  | (OP) Operating | [8 empty] | 34.4323 | -101.2372 | 0 | 0 | #DIV/0! | 0%
| UPC Power Solutions | 56838 | Brisket Wind (8) LLC | TX | Moore | SWPP | IPP Non-CHP | 1 |  | 10 | 10 | 10 | Onshore Wind Turbine | WND | WT | 2008 |  |  | (OP) Operating | [8 empty] | 36.0075 | -101.8614 | 0 | 0 | #DIV/0! | 0%
| NuGen Capital Management | 65142 | Bristol Landfill Solar | RI | Bristol | ISNE | IPP Non-CHP | BL1 |  | 5 | 5 | 5 | Solar Photovoltaic | SUN | PV | 2024 |  |  | (OP) Operating |  | 6.9 | [6 empty] | 41.7276 | -71.2885 | 0 | 0 | #DIV/0! | 0%
| Bristol-Myers Squibb Co | 54829 | Bristol Myers Squibb New Brunswick | NJ | Middlesex | PJM | Industrial CHP | GEN1 |  | 10.5 | 9.4 | 11.5 | Natural Gas Fired Combustion Turbine | NG | GT | 1995.5 |  |  | (OP) Operating | [8 empty] | 40.4757 | -74.4462 | 0 | 0 | #DIV/0! | 0%
| Eight Flags Energy LLC | 60025 | Eight Flags Energy | FL | Nassau | JEA | IPP CHP | 01 |  | 21.6 | 21.4 | 21.4 | Natural Gas Fired Combustion Turbine | NG | GT | 2016 |  |  | (OP) Operating | [8 empty] | 30.6608 | -81.4706 | 0 | 0 | #DIV/0! | 0%
| DG Connecticut III, LLC | 64978 | Bristol Solar One, LLC | CT | Hartford | ISNE | IPP Non-CHP | BRIS1 |  | 3 | 3 | 3 | Solar Photovoltaic | SUN | PV | 2021 |  |  | (OP) Operating |  | 4.1 | [6 empty] | 41.691 | -72.9785 | 0 | 0 | #DIV/0! | 0%
| Adapture Renewables, Inc. | 64009 | BristolSolar | OR | Marion | PGE | IPP Non-CHP | BS |  | 3 | 3 | 3 | Solar Photovoltaic | SUN | PV | 2021 |  |  | (OP) Operating |  | 3.4 | [6 empty] | 45.15 | -122.79 | 0 | 0 | #DIV/0! | 0%
| Randolph Solar Park LLC | 67799 | Brittlebush Solar | AZ | Pinal | SRP | IPP Non-CHP | GEN01 |  | 200 | 200 | 200 | Solar Photovoltaic | SUN | PV | 2024 |  |  | (OP) Operating |  | 282.6 | [6 empty] | 32.9258 | -111.4905 | 0 | 0 | #DIV/0! | 0%
| Exus New Mexico | 63579 | Britton Solar Energy Center | NM | Torrance | PNM | IPP Non-CHP | BSEC |  | 50 | 50 | 50 | Solar Photovoltaic | SUN | PV | 2019 |  |  | (OP) Operating |  | 67.7 | [6 empty] | 35.016 | -106.098 | 0 | 0 | #DIV/0! | 0%
| Nautilus Solar Solutions | 67428 | BRNG Nicolin (CSG) | ME | Hancock | ISNE | IPP Non-CHP | SC |  | 3.3 | 3.3 | 3.3 | Solar Photovoltaic | SUN | PV | 2024 |  |  | (OP) Operating |  | 4.6 | [6 empty] | 44.6208 | -68.5092 | 0 | 0 | #DIV/0! | 0%
| Broadridge Customer Communications | 57580 | Broadridge Cogen | CA | El Dorado | CISO | IPP CHP | CG1 |  | 5.2 | 5 | 4.7 | Natural Gas Internal Combustion Engine | NG | IC | 2009.5 |  |  | (OP) Operating | [8 empty] | 38.6183 | -121.0564 | 0 | 0 | #DIV/0! | 0%
| Duke Energy Renewables Services | 62822 | Broad River Solar, LLC | NC | Cleveland | DUK | IPP Non-CHP | GEN1 |  | 50 | 50 | 50 | Solar Photovoltaic | SUN | PV | 2021 |  |  | (OP) Operating |  | 69 | [6 empty] | 35.188 | -81.751 | 0 | 0 | #DIV/0! | 0%
| Onyx Asset Services Group | 61847 | Broadalbin | NY | Fulton | NYIS | IPP Non-CHP | 10046 |  | 2 | 2 | 2 | Solar Photovoltaic | SUN | PV | 2018 |  |  | (OP) Operating |  | 3 | [6 empty] | 43.0613 | -74.1549 | 0 | 0 | #DIV/0! | 0%
| AES Distributed Energy | 61958 | Broadalbin-Perth Solar | NY | Montgomery | NYIS | IPP Non-CHP | BAP1 |  | 1.5 | 1.5 | 1.5 | Solar Photovoltaic | SUN | PV | 2018 |  |  | (OP) Operating |  | 1.9 | [6 empty] | 43.018 | -74.1918 | 0 | 0 | #DIV/0! | 0%
| City of Broken Bow - (NE) | 2221 | Broken Bow | NE | Custer | SWPP | Electric Utility | 1 |  | 8.7 | 8.4 | 8.4 | Petroleum Liquids | DFO | IC | 1952.3333 |  |  | (OP) Operating | [8 empty] | 41.4031 | -99.6392 | 0 | 0 | #DIV/0! | 0%
| Altus Power America Management, LLC | 61218 | Broadridge Solar, LLC | NC | Robeson | CPLE | IPP Non-CHP | BROAD |  | 5 | 5 | 5 | Solar Photovoltaic | SUN | PV | 2017 |  |  | (OP) Operating |  | 7.1 | [6 empty] | 34.5229 | -78.9572 | 0 | 0 | #DIV/0! | 0%
| Pattern Operators LP | 60145 | Broadview Energy JN, LLC | NM | Curry | GRIS | IPP Non-CHP | 1 |  | 181.7 | 181.7 | 181.7 | Onshore Wind Turbine | WND | WT | 2017 |  |  | (OP) Operating | [8 empty] | 34.7342 | -103.108 | 0 | 0 | #DIV/0! | 0%
| Pattern Operators LP | 60152 | Broadview Energy KW, LLC | NM | Curry | GRIS | IPP Non-CHP | 1 |  | 142.6 | 142.6 | 142.6 | Onshore Wind Turbine | WND | WT | 2017 |  |  | (OP) Operating | [8 empty] | 34.727 | -103.1668 | 0 | 0 | #DIV/0! | 0%
| Chopin Wind, LLC | 58465 | Broadview Energy Prime 2 LLC | NM | Curry | SWPP | IPP Non-CHP | 0002 |  | 9.9 | 9.9 | 9.9 | Onshore Wind Turbine | WND | WT | 2014 |  |  | (OP) Operating | [8 empty] | 34.7281 | -103.305 | 0 | 0 | #DIV/0! | 0%
| Chopin Wind, LLC | 58464 | Broadview Energy Prime LLC | NM | Curry | SWPP | IPP Non-CHP | 0001 |  | 9.9 | 9.9 | 9.9 | Onshore Wind Turbine | WND | WT | 2014 |  |  | (OP) Operating | [8 empty] | 34.7469 | -103.325 | 0 | 0 | #DIV/0! | 0%
| Montana Dept-Natural Res&Consv | 54006 | Broadwater Power Project | MT | Broadwater | NWMT | IPP Non-CHP | GEN1 |  | 9.7 | 9.7 | 9.7 | Conventional Hydroelectric | WAT | HY | 1989 |  |  | (OP) Operating | [8 empty] | 46.1206 | -111.4077 | 0 | 0 | #DIV/0! | 0%
| MN8 Energy LLC | 64580 | Broadway 2 - Tucson Phase II | AZ | Pima | TEPC | IPP Non-CHP | GEN |  | 3 | 3 | 3 | Solar Photovoltaic | SUN | PV | 2013 |  |  | (OP) Operating |  | 3.8 | [6 empty] | 32.2482 | -111.2611 | 0 | 0 | #DIV/0! | 0%
| MN8 Energy LLC | 64579 | Broadway 2 - UC Riverside | CA | Riverside | CISO | IPP Non-CHP | GEN1 |  | 3 | 3 | 3 | Solar Photovoltaic | SUN | PV | 2014 |  |  | (OP) Operating |  | 3.2 | [6 empty] | 33.9703 | -117.331 | 0 | 0 | #DIV/0! | 0%
| MN8 Energy LLC | 65185 | Broadway 3 - Tucson Phase I | AZ | Pima | TEPC | IPP Non-CHP | GEN1 |  | 1 | 1 | 1 | Solar Photovoltaic | SUN | PV | 2011 |  |  | (OP) Operating |  | 1.3 | [6 empty] | 32.2482 | -111.2611 | 0 | 0 | #DIV/0! | 0%
| MN8 Energy LLC | 65186 | Broadway 3 - UC Merced 1 | CA | Merced | CISO | IPP Non-CHP | GEN1 |  | 1 | 1 | 1 | Solar Photovoltaic | SUN | PV | 2009 |  |  | (OP) Operating |  | 1.1 | [6 empty] | 37.3645 | -120.4311 | 0 | 0 | #DIV/0! | 0%
| MN8 Energy LLC | 65187 | Broadway 3 - UCSB Lot 38 | CA | Santa Barbara | CISO | IPP Non-CHP | GEN1 |  | 1.8 | 1 | 1 | Solar Photovoltaic | SUN | PV | 2016 |  |  | (OP) Operating |  | 1.9 | [6 empty] | 34.4197 | -119.8564 | 0 | 0 | #DIV/0! | 0%
| MN8 Energy LLC | 65188 | Broadway 4 - Target Shafter | CA | Kern | CISO | IPP Non-CHP | GEN1 |  | 1.6 | 1.6 | 1.6 | Solar Photovoltaic | SUN | PV | 2018 |  |  | (OP) Operating |  | 2.1 | [6 empty] | 35.4633 | -119.1891 | 0 | 0 | #DIV/0! | 0%
| Broadway CDG Solar LLC | 67228 | Broadway CDG Solar LLC | NY | Erie | NYIS | IPP Non-CHP | BROAD |  | 5 | 5 | 5 | Solar Photovoltaic | SUN | PV | 2023 |  |  | (OP) Operating |  | 7.4 | [6 empty] | 42.9041 | -78.7143 | 0 | 0 | #DIV/0! | 0%
| Broadway Road Solar, LLC | 64820 | Broadway Road Solar, LLC | NC | Lee | CPLE | IPP Non-CHP | OS |  | 2 | 2 | 2 | Solar Photovoltaic | SUN | PV | 2021 |  |  | (OP) Operating |  | 2.8 | [6 empty] | 35.4571 | -79.0942 | 0 | 0 | #DIV/0! | 0%
| NextGrid Bitterbush, LLC | 67110 | Broadway Solar (CSG) | ME | Penobscot | ISNE | IPP Non-CHP | BRDWY |  | 4.6 | 4.6 | 4.6 | Solar Photovoltaic | SUN | PV | 2023 |  |  | (OP) Operating |  | 5.3 | [6 empty] | 44.8565 | -68.8184 | 0 | 0 | #DIV/0! | 0%
| SRE Utility Solar 1, LLC | 59762 | Broadway Solar Center, LLC | NC | Columbus | CPLE | IPP Non-CHP | BRDWY |  | 5 | 4.9 | 4.9 | Solar Photovoltaic | SUN | PV | 2014 |  |  | (OP) Operating |  | 6.6 | [6 empty] | 34.3093 | -78.8314 | 0 | 0 | #DIV/0! | 0%
| Integrys MA Solar, LLC | 59241 | Brockelman | MA | Worcester | ISNE | IPP Non-CHP | BROCK |  | 3 | 3 | 3 | Solar Photovoltaic | SUN | PV | 2013 |  |  | (OP) Operating |  | 4 | [6 empty] | 42.4814 | -71.7169 | 0 | 0 | #DIV/0! | 0%
| Brockelman Road Solar 2, LLC | 65650 | Brockelman Road Solar 2 | MA | Worcester | ISNE | IPP Non-CHP | 15446 |  | 3 | 3 | 2.6 | Solar Photovoltaic | SUN | PV | 2021 |  |  | (OP) Operating |  | 1.7 | [6 empty] | 42.4839 | -71.7108 | 0 | 0 | #DIV/0! | 0%
| New York Zoological Society | 50427 | Bronx Zoo | NY | Bronx | NYIS | Commercial CHP | GEN1 |  | 3.6 | 3.6 | 3.6 | Natural Gas Internal Combustion Engine | NG | IC | 1992 |  |  | (SB) Standby/Backup: available for service but not normally used | [8 empty] | 40.8441 | -73.8769 | 0 | 0 | #DIV/0! | 0%
| USCE-Tulsa District | 6415 | Broken Bow Dam | OK | McCurtain | SWPP | Electric Utility | 1 |  | 100 | 115 | 115 | Conventional Hydroelectric | WAT | HY | 1970 |  |  | (OP) Operating | [8 empty] | 34.1388 | -94.6845 | 0 | 0 | #DIV/0! | 0%
| Consolidated Edison Development Inc. | 58981 | Broken Bow Wind II, LLC | NE | Custer | SWPP | IPP Non-CHP | BBII |  | 73.1 | 73.1 | 73.1 | Onshore Wind Turbine | WND | WT | 2014 |  |  | (OP) Operating | [8 empty] | 41.3239 | -99.3231 | 0 | 0 | #DIV/0! | 0%
| Broken Bow Wind LLC | 57593 | Broken Bow Wind LLC | NE | Custer | SWPP | IPP Non-CHP | 1 |  | 79.9 | 79.9 | 79.9 | Onshore Wind Turbine | WND | WT | 2012 |  |  | (OP) Operating | [8 empty] | 41.4547 | -99.5681 | 0 | 0 | #DIV/0! | 0%
| United Power, Inc | 67305 | Bromley Battery Storage | CO | Adams | WACM | Electric Utility | BROBA |  | 11.8 | 11.8 | 11.8 | Batteries | MWH | BA | 2024 |  |  | (OP) Operating | 47 | [7 empty] | 39.9788 | -104.7687 | 0 | 0 | #DIV/0! | 0%
| Bronco Plains Wind II, LLC | 66014 | Bronco Plains Wind II, LLC | CO | Kit Carson | PSCO | IPP Non-CHP | WBOPT |  | 200 | 199 | 199 | Onshore Wind Turbine | WND | WT | 2023 |  |  | (OP) Operating | [8 empty] | 39.184 | -102.97 | 0 | 0 | #DIV/0! | 0%
| Bronco Plains Wind, LLC | 63803 | Bronco Plains Wind, LLC | CO | Kit Carson | PSCO | IPP Non-CHP | WBOPL |  | 300 | 299 | 299 | Onshore Wind Turbine | WND | WT | 2020 |  |  | (OP) Operating | [8 empty] | 39.0888 | -103.0251 | 0 | 0 | #DIV/0! | 0%
| Cypress Creek Renewables | 61868 | Bronson | TX | Fort Bend | ERCO | IPP Non-CHP | GEN1 |  | 10 | 10 | 10 | Solar Photovoltaic | SUN | PV | 2018 |  |  | (OP) Operating |  | 14.2 | [6 empty] | 29.5375 | -95.9695 | 0 | 0 | #DIV/0! | 0%
| City of Brooklyn - (IA) | 1128 | Brooklyn | IA | Poweshiek | MISO | Electric Utility | 8 |  | 2.3 | 2 | 2 | Petroleum Liquids | DFO | IC | 2012 |  |  | (OP) Operating | [8 empty] | 41.7278 | -92.4479 | 0 | 0 | #DIV/0! | 0%
| Brook Street Solar 1, LLC | 61008 | Brook Street Solar 1 CSG | MA | Plymouth | ISNE | IPP Non-CHP | BROOK |  | 5 | 5 | 5 | Solar Photovoltaic | SUN | PV | 2017 |  |  | (OP) Operating |  | 6.5 | [6 empty] | 41.9559 | -70.7861 | 0 | 0 | #DIV/0! | 0%
| Solar DG NJ Brookdale, LLC | 66776 | Brookdale CC BTM at Lincroft | NJ | Monmouth | PJM | IPP Non-CHP | PV1 |  | 3.7 | 3.7 | 3.7 | Solar Photovoltaic | SUN | PV | 2022 |  |  | (OP) Operating |  | 5 | [6 empty] | 40.3261 | -74.1309 | 0 | 0 | #DIV/0! | 0%
| DTE Electric Company | 58719 | Brookfield | MI | Huron | MISO | Electric Utility | WPH2 |  | 74.8 | 74.8 | 74.8 | Onshore Wind Turbine | WND | WT | 2014 |  |  | (OP) Operating | [8 empty] | 43.7578 | -83.2978 | 0 | 0 | #DIV/0! | 0%
| Erie Boulevard Hydropower LP | 56936 | Brookfield Power Glen Falls Hydro | NY | Warren | NYIS | Industrial Non-CHP | GEN1 |  | 11.8 | 11.3 | 11.8 | Conventional Hydroelectric | WAT | HY | 1965.2 |  |  | (OP) Operating | [8 empty] | 43.3085 | -73.6366 | 0 | 0 | #DIV/0! | 0%
| CVI CleanCapital Solar 6 | 60613 | Brookfield Solar 2013 LLC | MA | Worcester | ISNE | IPP Non-CHP | NBKFD |  | 2 | 2 | 2 | Solar Photovoltaic | SUN | PV | 2013 |  |  | (OP) Operating |  | 2.5 | [6 empty] | 42.2561 | -72.0679 | 0 | 0 | #DIV/0! | 0%
| Coram California Development, L.P. | 57962 | Brookfield Tehachapi 1 | CA | Kern | CISO | IPP Non-CHP | BT1 |  | 102 | 102 | 102 | Onshore Wind Turbine | WND | WT | 2012 |  |  | (OP) Operating | [8 empty] | 35.0083 | -118.2414 | 0 | 0 | #DIV/0! | 0%
| Dynamic Energy Solutions, LLC | 63232 | Brookfield Wire Company | MA | Worcester | ISNE | Industrial Non-CHP | BROOK |  | 1.4 | 1.4 | 0.2 | Solar Photovoltaic | SUN | PV | 2016 |  |  | (OP) Operating |  | 2 | [6 empty] | 42.2169 | -72.1221 | 0 | 0 | #DIV/0! | 0%
| City of Brooklyn - (IA) | 7922 | Brooklyn City North Plant | IA | Poweshiek | MISO | Electric Utility | 7 |  | 2.3 | 2 | 2 | Petroleum Liquids | DFO | IC | 2012 |  |  | (OP) Operating | [8 empty] | 41.7394 | -92.4394 | 0 | 0 | #DIV/0! | 0%
| Brooklyn Hospital Center | 62002 | Brooklyn Hospital Center | NY | Kings | NYIS | Commercial Non-CHP | 400DF |  | 1.5 | 1.5 | 1.5 | Petroleum Liquids | DFO | IC | 2012.3333 |  |  | (SB) Standby/Backup: available for service but not normally used | [8 empty] | 40.6905 | -73.9779 | 0 | 0 | #DIV/0! | 0%
| Matanuska Electric Assn Inc | 58989 | Eklutna Generation Station | AK | Anchorage |  | Electric Utility | EGS01 |  | 171 | 165 | 165 | Natural Gas Internal Combustion Engine | NG | IC | 2015 |  |  | (OP) Operating | [8 empty] | 61.4578 | -149.3514 | 0 | 0 | #DIV/0! | 0%
| Diamond State Generation Partners, LLC | 58110 | Brookside Newark | DE | New Castle | PJM | IPP Non-CHP | BRK |  | 2.6 | 2.6 | 2.6 | Other Natural Gas | NG | FC | 2012 |  |  | (OP) Operating | [8 empty] | 39.6689 | -75.7161 | 0 | 0 | #DIV/0! | 0%
| Terraform Arcadia | 60451 | Brookside | RI | Providence | ISNE | IPP Non-CHP | PVBR |  | 1 | 1 | 1 | Solar Photovoltaic | SUN | PV | 2015 |  |  | (OP) Operating |  | 1.2 | [6 empty] | 41.9876 | -71.584 | 0 | 0 | #DIV/0! | 0%
| Broshco Fabricated Products | 59373 | Broshco Fabricated Products | OH | Richland | PJM | Industrial CHP | 1 |  | 4.7 | 4.7 | 4.7 | Natural Gas Fired Combustion Turbine | NG | GT | 2002 |  |  | (OP) Operating | [8 empty] | 40.7761 | -82.5686 | 0 | 0 | #DIV/0! | 0%
| AlphaStruxure Service Co LP | 65945 | Brookville Smart Bus Depot Microgrid | MD | Montgomery | PJM | Commercial Non-CHP | BESS |  | 5 | 5 | 5 | Batteries | MWH | BA | 2023 |  |  | (OP) Operating | 4.3 | [7 empty] | 38.999 | -77.058 | 0 | 0 | #DIV/0! | 0%
| AES Distributed Energy | 64727 | Brookwood Drive Community Solar | MA | Bristol | ISNE | IPP Non-CHP | BESS |  | 8 | 8 | 8 | Batteries | MWH | BA | 2022 |  |  | (OP) Operating | 8 | [7 empty] | 41.59 | -71.0942 | 0 | 0 | #DIV/0! | 0%
| Tesla Inc. | 60507 | Broome County | NY | Broome | NYIS | IPP Non-CHP | NORTH |  | 4 | 4 | 4 | Solar Photovoltaic | SUN | PV | 2018 |  |  | (OP) Operating |  | 2.3 | [6 empty] | 42.1047 | -75.9307 | 0 | 0 | #DIV/0! | 0%
| Nautilus Solar Solutions | 63593 | Brooten CSG1, LLC | MN | Pope | MISO | IPP Non-CHP | SC |  | 1 | 1 | 1 | Solar Photovoltaic | SUN | PV | 2021 |  |  | (OP) Operating |  | 1.4 | [6 empty] | 45.4988 | -95.1622 | 0 | 0 | #DIV/0! | 0%
| Frontier El Dorado Refinery LLC | 58075 | El Dorado Refinery | KS | Butler | SWPP | Industrial CHP | L3804 |  | 38.9 | 32 | 38 | Natural Gas Fired Combustion Turbine | NG | GT | 1996 |  |  | (SB) Standby/Backup: available for service but not normally used | [8 empty] | 37.7928 | -96.8772 | 0 | 0 | #DIV/0! | 0%
| Energy Developments, Inc d/b/a EDL | 61145 | Brown County LFGTE Power Station | OH | Brown | PJM | IPP Non-CHP | GM01 |  | 4.8 | 4.5 | 4.5 | Landfill Gas | LFG | IC | 2017 |  |  | (OP) Operating | [8 empty] | 38.895 | -83.903 | 0 | 0 | #DIV/0! | 0%
| Prince George's County | 50060 | Brown Station Road Plant I | MD | Prince Georges | PJM | Commercial Non-CHP | 3972 |  | 2.7 | 2.4 | 2.4 | Landfill Gas | LFG | IC | 1987 |  |  | (OA) Out of service but expected to return to service in next calendar year | [8 empty] | 38.8249 | -76.7732 | 0 | 0 | #DIV/0! | 0%
| Adams Electric Cooperative | 57767 | Brown County Wind Turbine | IL | Brown | MISO | Electric Utility | 1 |  | 1.5 | 1.5 | 1.5 | Onshore Wind Turbine | WND | WT | 2011 |  |  | (OP) Operating | [8 empty] | 39.9733 | -90.6992 | 0 | 0 | #DIV/0! | 0%
| Prince George's County | 55964 | Brown Station Road Plant II | MD | Prince Georges | PJM | Commercial Non-CHP | 1 |  | 4 | 3.2 | 3.2 | Landfill Gas | LFG | IC | 2003 |  |  | (OA) Out of service but expected to return to service in next calendar year | [8 empty] | 38.8476 | -76.7859 | 0 | 0 | #DIV/0! | 0%
| Chevron USA Inc-El Segundo | 10213 | El Segundo Cogen | CA | Los Angeles | CISO | Industrial CHP | GEN1 | CC1 | 180.1 | 171.6 | 171.6 | Natural Gas Fired Combined Cycle | NG | CT | 1998.6667 |  |  | (OP) Operating | [8 empty] | 33.9058 | -118.4031 | 0 | 0 | #DIV/0! | 0%
| CVI CleanCapital Solar 1 LLC | 59361 | Browne Solar LLC | MA | Hampden | ISNE | IPP Non-CHP | PV1 |  | 1 | 1 | 1 | Solar Photovoltaic | SUN | PV | 2014 |  |  | (OP) Operating |  | 1.4 | [6 empty] | 42.2008 | -72.3222 | 0 | 0 | #DIV/0! | 0%
| Idaho Power Co | 811 | Brownlee | ID | Washington | IPCO | Electric Utility | 1 |  | 675 | 661 | 652.5 | Conventional Hydroelectric | WAT | HY | 1962.6 |  |  | (OP) Operating | [8 empty] | 44.8367 | -116.8975 | 0 | 0 | #DIV/0! | 0%
| Erie Boulevard Hydropower LP | 2548 | Browns Falls | NY | St Lawrence | NYIS | IPP Non-CHP | 1 |  | 16 | 15.8 | 15.2 | Conventional Hydroelectric | WAT | HY | 1923 |  |  | (OP) Operating | [8 empty] | 44.2114 | -75.0594 | 0 | 0 | #DIV/0! | 0%
| Tennessee Valley Authority | 46 | Browns Ferry | AL | Limestone | TVA | Electric Utility | 1 |  | 3854 | 3661.7 | 3755.8 | Nuclear | NUC | ST | 1975.3333 |  |  | (OP) Operating | [8 empty] | 34.7042 | -87.1189 | 0 | 0 | #DIV/0! | 0%
| NRG Energy Services LLC | 57901 | El Segundo Energy Center LLC | CA | Los Angeles | CISO | IPP Non-CHP | 5 | 1011 | 537.4 | 510 | 510 | Natural Gas Fired Combined Cycle | NG | CT | 2013 |  |  | (OP) Operating | [8 empty] | 33.9106 | -118.425 | 0 | 0 | #DIV/0! | 0%
| Delaware Electric Cooperative | 58473 | Bruce A Henry Solar Farm | DE | Sussex | PJM | Electric Utility | BHSF |  | 4 | 3.9 | 3 | Solar Photovoltaic | SUN | PV | 2013 |  |  | (OP) Operating |  | 5.2 | [6 empty] | 38.664 | -75.4005 | 0 | 0 | #DIV/0! | 0%
| Big Sky Wind, LLC | 59066 | Bruennings Breeze Wind Farm | TX | Willacy | ERCO | IPP Non-CHP | MVII |  | 228 | 228 | 228 | Onshore Wind Turbine | WND | WT | 2017 |  |  | (OP) Operating | [8 empty] | 26.5222 | -97.6911 | 0 | 0 | #DIV/0! | 0%
| Wisconsin Electric Power Co | 1775 | Brule | WI | Florence | MISO | Electric Utility | 1 |  | 5.3 | 5.3 | 5.3 | Conventional Hydroelectric | WAT | HY | 1919.6667 |  |  | (OP) Operating | [8 empty] | 45.9472 | -88.2189 | 0 | 0 | #DIV/0! | 0%
| Consolidated Edison Development Inc. | 61746 | Brule County Wind | SD | Brule | SWPP | IPP Non-CHP | BCSD |  | 20 | 20 | 20 | Onshore Wind Turbine | WND | WT | 2018 |  |  | (OP) Operating | [8 empty] | 43.717 | -98.922 | 0 | 0 | #DIV/0! | 0%
| California Resources Elk Hills LLC | 55950 | Elk Hills Cogen | CA | Kern | CISO | Industrial CHP | U1 |  | 46.6 | 46.6 | 48.2 | Natural Gas Fired Combustion Turbine | NG | GT | 1994 |  |  | (SB) Standby/Backup: available for service but not normally used | [8 empty] | 35.4791 | -119.7375 | 0 | 0 | #DIV/0! | 0%
| Sierra Pacific Power Co | 6510 | Brunswick | NV | Carson City | NEVP | Electric Utility | 1 |  | 6 | 6 | 6 | Petroleum Liquids | DFO | IC | 1960 | 9 | 2028 | (OS) Out of service and NOT expected to return to service in next calendar year | [8 empty] | 39.1522 | -119.7478 | 0 | 0 | #DIV/0! | 0%
| Golden Spread Electric Cooperative, Inc | 58835 | Elk Station | TX | Hale | SWPP | Electric Utility | ELK1 |  | 599.4 | 583.1 | 606 | Natural Gas Fired Combustion Turbine | NG | GT | 2015.6667 |  |  | (OP) Operating | [8 empty] | 33.865 | -101.8433 | 0 | 0 | #DIV/0! | 0%
| Arkansas Electric Coop Corp | 56489 | Elkins Generating Center | AR | Washington | SWPP | Electric Utility | A |  | 66 | 60 | 60 | Natural Gas Fired Combustion Turbine | NG | GT | 2011 |  |  | (OP) Operating | [8 empty] | 35.9714 | -94.0014 | 0 | 0 | #DIV/0! | 0%
| Industrial Power Generating Company LLC | 56682 | Brunswick Landfill Gas | VA | Brunswick | PJM | IPP Non-CHP | 10 |  | 10.5 | 10.5 | 10.5 | Landfill Gas | LFG | IC | 2007 |  |  | (OP) Operating | [8 empty] | 36.7639 | -77.8108 | 0 | 0 | #DIV/0! | 0%
| Brookfield White Pine Hydro LLC | 1483 | Brunswick Hydro | ME | Cumberland | ISNE | IPP Non-CHP | B1 |  | 19.6 | 20 | 20 | Conventional Hydroelectric | WAT | HY | 1982.6667 |  |  | (OP) Operating | [8 empty] | 43.9205 | -69.9678 | 0 | 0 | #DIV/0! | 0%
| Ellwood Power, LLC | 8076 | Ellwood | CA | Santa Barbara | CISO | IPP Non-CHP | 01 |  | 58 | 54 | 54 | Natural Gas Fired Combustion Turbine | NG | GT | 1974 | 1 | 2027 | (OP) Operating | [8 empty] | 34.4314 | -119.9001 | 0 | 0 | #DIV/0! | 0%
| Duke Energy Progress - (NC) | 6014 | Brunswick Nuclear | NC | Brunswick | CPLE | Electric Utility | 1 |  | 2003.2 | 1870 | 1928 | Nuclear | NUC | ST | 1976 |  |  | (OP) Operating | [8 empty] | 33.9597 | -78.0114 | 0 | 0 | #DIV/0! | 0%
| Brush Creek Solar, LLC | 63464 | Brush Creek Solar | OR | Marion | PGE | IPP Non-CHP | PGR19 |  | 2.2 | 2.2 | 2.2 | Solar Photovoltaic | SUN | PV | 2020 |  |  | (OP) Operating |  | 2.7 | [6 empty] | 44.9842 | -122.8131 | 0 | 0 | #DIV/0! | 0%
| Enchanted Rock | 66638 | Enchanted Rock Lodi | CA | San Joaquin | CISO | IPP Non-CHP | LODI |  | 48 | 48 | 48 | Natural Gas Internal Combustion Engine | NG | IC | 2024 |  |  | (OP) Operating | [8 empty] | 38.1477 | -121.2997 | 0 | 0 | #DIV/0! | 0%
| Adapture Renewables, Inc. | 61844 | Brush Solar Center | OR | Baker | IPCO | IPP Non-CHP | BRUSH |  | 2.8 | 2.8 | 2.8 | Solar Photovoltaic | SUN | PV | 2020 |  |  | (OP) Operating |  | 3.8 | [6 empty] | 44.4653 | -118.2041 | 0 | 0 | #DIV/0! | 0%
| Enchanted Rock | 66680 | Enchanted Rock Turlock Irrigation Distri | CA | Stanislaus | TIDC | IPP Non-CHP | UNIT1 |  | 46.8 | 46.8 | 46.8 | Natural Gas Internal Combustion Engine | NG | IC | 2024 |  |  | (OP) Operating | [8 empty] | 37.4359 | -121.131 | 0 | 0 | #DIV/0! | 0%
| American Mun Power-Ohio, Inc | 7779 | Bryan Peaking | OH | Williams | PJM | Electric Utility | 1 |  | 10.8 | 10.8 | 10.8 | Petroleum Liquids | DFO | IC | 1999 |  |  | (OP) Operating | [8 empty] | 41.4609 | -84.527 | 0 | 0 | #DIV/0! | 0%
| Madison Energy Holdings LLC | 66936 | Bryan Floyd | GA | Bryan | SOCO | IPP Non-CHP | FLOYD |  | 1.9 | 1.9 | 1.9 | Solar Photovoltaic | SUN | PV | 2023 |  |  | (OP) Operating |  | 2.7 | [6 empty] | 32.1388 | -81.694 | 0 | 0 | #DIV/0! | 0%
| Energy Developments, Inc d/b/a EDL | 56851 | Bryon Center | MI | KENT | MISO | IPP Non-CHP | 1 |  | 4.8 | 4.5 | 4.5 | Landfill Gas | LFG | IC | 2014 |  |  | (OP) Operating | [8 empty] | 42.7814 | -85.6728 | 0 | 0 | #DIV/0! | 0%
| City of Bryan - (OH) | 58381 | Bryan Solar Field | OH | Williams | PJM | Electric Utility | 1 |  | 2.1 | 1.8 | 1.4 | Solar Photovoltaic | SUN | PV | 2012 |  |  | (OP) Operating |  | 2.1 | [6 empty] | 41.4764 | -84.5861 | 0 | 0 | #DIV/0! | 0%
| MN8 Energy LLC | 58488 | Bryan Solar, LLC | TX | Presidio | ERCO | IPP Non-CHP | 1 |  | 10 | 10 | 10 | Solar Photovoltaic | SUN | PV | 2013 |  |  | (OP) Operating |  | 12.1 | [6 empty] | 29.6 | -104.3 | 0 | 0 | #DIV/0! | 0%
| JSD Flatwood PV-1, LLC | 64155 | Bryant Road Solar | SC | Spartanburg | DUK | IPP Non-CHP | 2001 |  | 2 | 2 | 2 | Solar Photovoltaic | SUN | PV | 2023 |  |  | (OP) Operating |  | 2.6 | [6 empty] | 35.0131 | -81.9287 | 0 | 0 | #DIV/0! | 0%
| Texas Microgrid, LLC | 66561 | BUC00040 | TX | Fort Bend | ERCO | IPP Non-CHP | B0401 | B040 | 1.6 | 1.6 | 1.6 | Natural Gas Internal Combustion Engine | NG | IC | 2017 |  |  | (OP) Operating | [8 empty] | 29.7879 | -95.7991 | 0 | 0 | #DIV/0! | 0%
| Adapture Renewables, Inc. | 62773 | BT Cooke Solar, LLC | TX | Cooke | ERCO | IPP Non-CHP | BTCOO |  | 59 | 59 | 59 | Solar Photovoltaic | SUN | PV | 2020 |  |  | (OP) Operating |  | 81 | [6 empty] | 33.5493 | -97.1798 | 0 | 0 | #DIV/0! | 0%
| BT Jungmann, LLC | 68246 | BT Jungmann | TX | Milam | ERCO | IPP Non-CHP | JUNGM |  | 40 | 40 | 40 | Solar Photovoltaic | SUN | PV | 2025 |  |  | (OP) Operating | [8 empty] | 30.9038 | -97.0578 | 0 | 0 | #DIV/0! | 0%
| BT Signal Ranch, LLC | 67849 | BT Signal Ranch | TX | Hunt | ERCO | IPP Non-CHP | BTS |  | 50 | 50 | 50 | Solar Photovoltaic | SUN | PV | 2024 |  |  | (OP) Operating |  | 67.34 | [6 empty] | 32.986 | -96.086 | 0 | 0 | #DIV/0! | 0%
| Nautilus Solar Solutions | 63072 | BTC2 Solar (CSG) | MD | Baltimore | PJM | IPP Non-CHP | 18 |  | 2 | 2 | 2 | Solar Photovoltaic | SUN | PV | 2019 |  |  | (OP) Operating |  | 3 | [6 empty] | 39.4181 | -76.3977 | 0 | 0 | #DIV/0! | 0%
| Orion Engineered Carbons | 10072 | Engineered Carbons Borger Cogen | TX | Hutchinson | SWPP | Industrial Non-CHP | GEN1 |  | 20 | 18.8 | 18.8 | Other Gases | OG | ST | 1982 |  |  | (OP) Operating | [8 empty] | 35.667 | -101.432 | 0 | 0 | #DIV/0! | 0%
| Indiana Michigan Power Co | 1754 | Buchanan (MI) | MI | Berrien | PJM | Electric Utility | 1 |  | 4.4 | 2 | 2 | Conventional Hydroelectric | WAT | HY | 1922.2 |  |  | (OP) Operating | [8 empty] | 41.8396 | -86.3511 | 0 | 0 | #DIV/0! | 0%
| Lower Colorado River Authority | 3595 | Buchanan Dam (TX) | TX | Llano | ERCO | Electric Utility | 1 |  | 54.9 | 54.9 | 54.9 | Conventional Hydroelectric | WAT | HY | 1942 |  |  | (OP) Operating | [8 empty] | 30.7507 | -98.4176 | 0 | 0 | #DIV/0! | 0%
| Enterprise Products Optg LP | 10261 | Enterprise Products Operating | TX | Chambers | ERCO | Industrial CHP | GEN3 |  | 20.7 | 18 | 16.8 | Natural Gas Fired Combustion Turbine | NG | GT | 1993.5 |  |  | (OP) Operating | [8 empty] | 29.8247 | -94.9197 | 0 | 0 | #DIV/0! | 0%
| Bucknell University | 54333 | Bucknell University | PA | Union | PJM | Commercial CHP | G001 | CC1 | 5.9 | 5.3 | 6.7 | Natural Gas Fired Combined Cycle | NG | CT | 1994.5 |  |  | (OP) Operating | [8 empty] | 40.955 | -76.8788 | 0 | 0 | #DIV/0! | 0%
| Appalachian Power Co | 3772 | Buck Hydro | VA | Carroll | PJM | Electric Utility | 1 |  | 8.4 | 9 | 15.9 | Conventional Hydroelectric | WAT | HY | 1912 |  |  | (OP) Operating | [8 empty] | 36.8082 | -80.9387 | 0 | 0 | #DIV/0! | 0%
| Cypress Creek Renewables | 67634 | Buck Run | NY | Monroe | NYIS | IPP Non-CHP | BUCKR |  | 5 | 5 | 5 | Solar Photovoltaic | SUN | PV | 2024 |  |  | (OP) Operating |  | 5.58 | [6 empty] | 43.2826 | -77.9658 | 0 | 0 | #DIV/0! | 0%
| Township Road 215 Solar Project 2021, LLC | 67084 | Buckeye Power Inc. | OH | Hancock | PJM | IPP Non-CHP | P4389 |  | 2 | 2 | 2 | Solar Photovoltaic | SUN | PV | 2022 |  |  | (OP) Operating |  | 2.7 | [6 empty] | 41.0605 | -83.5544 | 0 | 0 | #DIV/0! | 0%
| Luminace Solar Arizona, LLC | 58037 | Buckeye Union HS District 201 | AZ | Maricopa | AZPS | IPP Non-CHP | PV1 |  | 3.3 | 3.3 | 3.3 | Solar Photovoltaic | SUN | PV | 2011 |  |  | (OP) Operating |  | 4.3 | [6 empty] | 33.4192 | -112.5761 | 0 | 0 | #DIV/0! | 0%
| Invenergy Services LLC | 58767 | Buckeye Wind Energy Center | KS | Ellis | SWPP | IPP Non-CHP | 1 |  | 200.5 | 200.5 | 200.5 | Onshore Wind Turbine | WND | WT | 2015 |  |  | (OP) Operating | [8 empty] | 39.0039 | -99.4142 | 0 | 0 | #DIV/0! | 0%
| Evergreen Wind, LLC | 58600 | Buckhorn Solar Plant | UT | Iron | PACE | IPP Non-CHP | BSP1 |  | 3 | 3 | 3 | Solar Photovoltaic | SUN | PV | 2015 |  |  | (OP) Operating |  | 3.4 | [6 empty] | 38.0233 | -112.7317 | 0 | 0 | #DIV/0! | 0%
| Dominion Renewable Energy | 60917 | Buckingham Solar LLC | VA | Buckingham | PJM | IPP Non-CHP | PV1 |  | 19.8 | 19.8 | 19.8 | Solar Photovoltaic | SUN | PV | 2017 |  |  | (OP) Operating |  | 22.7 | [6 empty] | 37.5029 | -78.3792 | 0 | 0 | #DIV/0! | 0%
| John Laing US Solar Corp. | 61693 | Buckleberry Solar | NC | Lenoir | CPLE | IPP Non-CHP | GEN |  | 52.1 | 52.1 | 52.1 | Solar Photovoltaic | SUN | PV | 2018 |  |  | (OP) Operating |  | 75 | [6 empty] | 35.3807 | -77.406 | 0 | 0 | #DIV/0! | 0%
| Epic Hosting, LLC | 62676 | Epic Verona | WI | Dane | MISO | Commercial Non-CHP | G101 |  | 46.4 | 45.8 | 45.4 | Petroleum Liquids | DFO | IC | 2012.7 |  |  | (SB) Standby/Backup: available for service but not normally used | [8 empty] | 42.9968 | -89.5687 | 0 | 0 | #DIV/0! | 0%
| Pacific Gas & Electric Co. | 220 | Bucks Creek | CA | Plumas | CISO | Electric Utility | H1 |  | 66 | 65 | 65 | Conventional Hydroelectric | WAT | HY | 1928 |  |  | (OP) Operating | [8 empty] | 39.9106 | -121.3277 | 0 | 0 | #DIV/0! | 0%
| City of Orangeburg - (SC) | 59727 | Bull Street Plant | SC | Orangeburg | SCEG | Electric Utility | GEN1 |  | 2 | 2 | 2 | Natural Gas Fired Combustion Turbine | NG | GT | 2005 |  |  | (OP) Operating | [8 empty] | 33.4898 | -80.8703 | 0 | 0 | #DIV/0! | 0%
| Buckthorn Westex, LLC | 60044 | Buckthorn Westex | TX | Pecos | ERCO | IPP Non-CHP | BKTH1 |  | 154 | 154 | 154 | Solar Photovoltaic | SUN | PV | 2018 |  |  | (OP) Operating |  | 202 | [6 empty] | 30.5755 | -102.5513 | 0 | 0 | #DIV/0! | 0%
| Buckthorn Wind Project, LLC | 60983 | Buckthorn Wind | TX | Erath | ERCO | IPP Non-CHP | BWIND |  | 100.5 | 100.5 | 100.5 | Onshore Wind Turbine | WND | WT | 2017 |  |  | (OP) Operating | [8 empty] | 32.3713 | -98.3774 | 0 | 0 | #DIV/0! | 0%
| Cypress Creek Renewables | 58735 | Buddy Solar | NC | Rowan | DUK | IPP Non-CHP | PV1 |  | 4 | 4 | 4 | Solar Photovoltaic | SUN | PV | 2015 |  |  | (OP) Operating |  | 4.7 | [6 empty] | 35.5419 | -80.3633 | 0 | 0 | #DIV/0! | 0%
| Buena Vista Energy Center, LLC | 66408 | Buena Vista Energy Center | NM | Otero | EPE | IPP Non-CHP | BESS1 |  | 170 | 170 | 170 | Batteries | MWH | BA | 2023 |  |  | (OP) Operating | 400 | [7 empty] | 32.0666 | -106.2853 | 0 | 0 | #DIV/0! | 0%
| Leeward Asset Management, LLC | 56446 | Buena Vista Energy LLC | CA | Contra Costa | CISO | IPP Non-CHP | 1 |  | 38 | 38 | 38 | Onshore Wind Turbine | WND | WT | 2006 |  |  | (OP) Operating | [8 empty] | 37.805 | -121.6672 | 0 | 0 | #DIV/0! | 0%
| Buffalo Bear, LLC | 56946 | Buffalo Bear LLC | OK | Harper | SWPP | IPP Non-CHP | 1 |  | 18.9 | 18.9 | 18.9 | Onshore Wind Turbine | WND | WT | 2008 |  |  | (OP) Operating | [8 empty] | 36.7767 | -99.6353 | 0 | 0 | #DIV/0! | 0%
| U S Bureau of Reclamation | 7317 | Buffalo Bill | WY | Park | WAUW | Electric Utility | 1 |  | 18 | 18 | 18 | Conventional Hydroelectric | WAT | HY | 1992 |  |  | (OP) Operating | [8 empty] | 44.5082 | -109.1707 | 0 | 0 | #DIV/0! | 0%
| Buffalo Center Wind LLC | 58038 | Buffalo Center Wind LLC | IA | Mitchell | MISO | IPP Non-CHP | BCW |  | 1.5 | 1.5 | 1.5 | Onshore Wind Turbine | WND | WT | 2011 |  |  | (OP) Operating | [8 empty] | 43.3858 | -92.7594 | 0 | 0 | #DIV/0! | 0%
| Buffalo Dunes Wind Project LLC | 58474 | Buffalo Dunes Wind Project | KS | Haskell | SWPP | IPP Non-CHP | GE1 |  | 249.8 | 249.8 | 249.8 | Onshore Wind Turbine | WND | WT | 2013 |  |  | (OP) Operating | [8 empty] | 37.6208 | -101.0761 | 0 | 0 | #DIV/0! | 0%
| AES Distributed Energy | 56484 | Buffalo Gap 2 Wind Farm | TX | Nolan | ERCO | IPP Non-CHP | 1 |  | 232.5 | 232.5 | 232.5 | Onshore Wind Turbine | WND | WT | 2007 |  |  | (OP) Operating | [8 empty] | 32.3182 | -100.177 | 0 | 0 | #DIV/0! | 0%
| AES Distributed Energy | 56638 | Buffalo Gap 3 Wind Farm | TX | Nolan | ERCO | IPP Non-CHP | GEN1 |  | 170.2 | 170.2 | 170.2 | Onshore Wind Turbine | WND | WT | 2008 |  |  | (OP) Operating | [8 empty] | 32.2878 | -100.1 | 0 | 0 | #DIV/0! | 0%
| AES Distributed Energy | 56240 | Buffalo Gap Wind Farm | TX | Taylor | ERCO | IPP Non-CHP | 1 |  | 120.6 | 120.6 | 120.6 | Onshore Wind Turbine | WND | WT | 2006 |  |  | (OP) Operating | [8 empty] | 32.3116 | -100.0616 | 0 | 0 | #DIV/0! | 0%
| Buffalo Garden LLC | 63396 | Buffalo Garden | MN | Waseca | MISO | IPP Non-CHP | CGS |  | 1 | 1 | 1 | Solar Photovoltaic | SUN | PV | 2020 |  |  | (OP) Operating |  | 1.3 | [6 empty] | 44.0004 | -93.4968 | 0 | 0 | #DIV/0! | 0%
| Nautilus Solar Solutions | 63594 | Buffalo Lake CSG1, LLC | MN | Renville | MISO | IPP Non-CHP | SC |  | 1 | 1 | 1 | Solar Photovoltaic | SUN | PV | 2021 |  |  | (OP) Operating |  | 1.4 | [6 empty] | 44.7326 | -94.623 | 0 | 0 | #DIV/0! | 0%
| Tennessee Valley Authority | 7927 | Buffalo Mountain | TN | Anderson | TVA | Electric Utility | 1 |  | 1.8 | 2.1 | 2.1 | Onshore Wind Turbine | WND | WT | 2000 |  |  | (OP) Operating | [8 empty] | 36.121 | -84.3387 | 0 | 0 | #DIV/0! | 0%
| Tesla Inc. | 65071 | Buffalo NY GigaFactory | NY | Erie | NYIS | Industrial Non-CHP | PV1 |  | 2 | 2 | 2 | Solar Photovoltaic | SUN | PV | 2022 |  |  | (OP) Operating |  | 2.4 | [6 empty] | 42.8593 | -78.8418 | 0 | 0 | #DIV/0! | 0%
| Avangrid Power LLC | 56792 | Buffalo Ridge I LLC | SD | Brookings | MISO | IPP Non-CHP | 1 |  | 50.4 | 50.4 | 50.4 | Onshore Wind Turbine | WND | WT | 2009 |  |  | (OP) Operating | [8 empty] | 44.4328 | -96.4779 | 0 | 0 | #DIV/0! | 0%
| Avangrid Power LLC | 57424 | Buffalo Ridge II LLC | SD | Brookings | MISO | IPP Non-CHP | 1 |  | 210 | 210 | 210 | Onshore Wind Turbine | WND | WT | 2010 |  |  | (OP) Operating | [8 empty] | 44.5281 | -96.6267 | 0 | 0 | #DIV/0! | 0%
| Buffalo Ridge Wind, LLC | 65761 | Buffalo Ridge Wind | MN | Lincoln | MISO | IPP Non-CHP | 3161 |  | 106 | 101.9 | 101.9 | Onshore Wind Turbine | WND | WT | 2022 |  |  | (OP) Operating | [8 empty] | 44.4231 | -96.2972 | 0 | 0 | #DIV/0! | 0%
| SunShare Management | 66070 | Buffalo Sun CSG | MN | McLeod | MISO | IPP Non-CHP | BUFFS |  | 0.9 | 0.9 | 0.9 | Solar Photovoltaic | SUN | PV | 2025 |  |  | (OP) Operating | [8 empty] | 44.7997 | -94.02 | 0 | 0 | #DIV/0! | 0%
| USCE-Mobile District | 759 | Buford | GA | Forsyth | SOCO | Electric Utility | 1A |  | 131.2 | 126.8 | 126.6 | Conventional Hydroelectric | WAT | HY | 2004 |  |  | (OP) Operating | [8 empty] | 34.1623 | -84.0774 | 0 | 0 | #DIV/0! | 0%
| Golden Springs Development Company LLC | 60154 | Buidling L | CA | Los Angeles | CISO | IPP Non-CHP | BLDG1 |  | 1 | 1 | 1 | Solar Photovoltaic | SUN | PV | 2016 |  |  | (OP) Operating |  | 1.2 | [6 empty] | 33.9129 | -118.0419 | 0 | 0 | #DIV/0! | 0%
| Golden Springs Development Company LLC | 60151 | Building F | CA | Los Angeles | CISO | IPP Non-CHP | BLDGF |  | 1.3 | 1.3 | 1.3 | Solar Photovoltaic | SUN | PV | 2016 |  |  | (OP) Operating |  | 1.8 | [6 empty] | 33.9144 | -118.0502 | 0 | 0 | #DIV/0! | 0%
| Golden Springs Development Company LLC | 60153 | Building G | CA | Los Angeles | CISO | IPP Non-CHP | BLDGG |  | 1.2 | 1.2 | 1.2 | Solar Photovoltaic | SUN | PV | 2016 |  |  | (OP) Operating |  | 1.7 | [6 empty] | 33.9129 | -118.0506 | 0 | 0 | #DIV/0! | 0%
| Bull Creek Wind LLC | 56956 | Bull Creek Wind | TX | Borden | ERCO | IPP Non-CHP | 001 |  | 180 | 180 | 180 | Onshore Wind Turbine | WND | WT | 2008 |  |  | (OP) Operating |  |  | 2025 | 6 | 179 |  |  |  | 32.929 | -101.5786 | 0 | 0 | #DIV/0! | 0%
| Evergreen Wind, LLC | 57083 | Bull Hill Wind Project | ME | Hancock | ISNE | IPP Non-CHP | 1 |  | 34.5 | 34.5 | 34.5 | Onshore Wind Turbine | WND | WT | 2012 |  |  | (OP) Operating | [8 empty] | 44.7231 | -68.2425 | 0 | 0 | #DIV/0! | 0%
| USCE-Little Rock District | 198 | Bull Shoals | AR | Marion | SPA | Electric Utility | 1 |  | 340 | 370 | 370 | Conventional Hydroelectric | WAT | HY | 1957.375 |  |  | (OP) Operating | [8 empty] | 36.3635 | -92.5763 | 0 | 0 | #DIV/0! | 0%
| Bunge North America East LLC | 50316 | Bunge North America East LLC | IN | Adams | PJM | Industrial CHP | 3516 |  | 2 | 2.2 | 2.2 | Natural Gas Steam Turbine | NG | ST | 1950 |  |  | (OP) Operating | [8 empty] | 40.8465 | -84.9333 | 0 | 0 | #DIV/0! | 0%
| Bulldog Wind Energy, LLC | 57632 | Bulldog | IA | Adair | MISO | IPP Non-CHP | 1 |  | 1.5 | 1.5 | 1.5 | Onshore Wind Turbine | WND | WT | 2010 |  |  | (OP) Operating | [8 empty] | 41.2258 | -94.4406 | 0 | 0 | #DIV/0! | 0%
| Bulldog Solar LLC | 66542 | Bulldog Solar LLC | GA | Warren | SOCO | IPP Non-CHP | PGR37 |  | 80 | 80 | 80 | Solar Photovoltaic | SUN | PV | 2023 |  |  | (OP) Operating |  | 108.3 | [6 empty] | 33.371 | -82.678 | 0 | 0 | #DIV/0! | 0%
| Nautilus Solar Solutions | 64647 | Bulldog Solar One, LLC | MD | Prince Georges | PJM | IPP Non-CHP | QAB |  | 2 | 2 | 2 | Solar Photovoltaic | SUN | PV | 2020 |  |  | (OP) Operating |  | 2.8 | [6 empty] | 38.9152 | -76.6972 | 0 | 0 | #DIV/0! | 0%
| Tampa Electric Co | 67203 | Bullfrog Creek Solar | FL | Hillsborough | TEC | Electric Utility | 1 |  | 74.5 | 74.5 | 74.5 | Solar Photovoltaic | SUN | PV | 2024 |  |  | (OP) Operating |  | 88 | [6 empty] | 27.6606 | -82.2956 | 0 | 0 | #DIV/0! | 0%
| Bullhead Solar, LLC | 64499 | Bullhead Solar, LLC | MI | Hillsdale | MISO | IPP Non-CHP | FACBH |  | 2 | 2 | 2 | Solar Photovoltaic | SUN | PV | 2021 |  |  | (OP) Operating |  | 2.8 | [6 empty] | 41.9602 | -84.6738 | 0 | 0 | #DIV/0! | 0%
| RPNY Solar 2, LLC | 64965 | Bullis Road Solar (CSG) | NY | Erie | NYIS | IPP Non-CHP | BULLS |  | 4.5 | 4.5 | 4.5 | Solar Photovoltaic | SUN | PV | 2022 |  |  | (OP) Operating |  | 5.7 | [6 empty] | 42.8363 | -78.5728 | 0 | 0 | #DIV/0! | 0%
| Generate Capital | 66490 | Bullitt Farm Solar | NY | Oneida | NYIS | IPP Non-CHP | 10998 |  | 5 | 5 | 5 | Solar Photovoltaic | SUN | PV | 2023 |  |  | (OP) Operating |  | 6.5 | [6 empty] | 43.1957 | -75.2631 | 0 | 0 | #DIV/0! | 0%
| SolRiver Capital LLC | 66346 | Bulloch County GA S3 LLC | GA | Bulloch | SOCO | IPP Non-CHP | PV1 |  | 3 | 3 | 3 | Solar Photovoltaic | SUN | PV | 2023 |  |  | (OP) Operating |  | 3.8 | [6 empty] | 32.3878 | -81.816 | 0 | 0 | #DIV/0! | 0%
| SolRiver Capital LLC | 66344 | Bulloch County GA S4 LLC | GA | Bulloch | SOCO | IPP Non-CHP | PV1 |  | 3 | 3 | 3 | Solar Photovoltaic | SUN | PV | 2023 |  |  | (OP) Operating |  | 3.8 | [6 empty] | 32.3884 | -81.8205 | 0 | 0 | #DIV/0! | 0%
| Safari Energy, LLC | 64275 | Bulloch Neville Farms | GA | Bulloch | SOCO | IPP Non-CHP | BNF |  | 2.7 | 2.7 | 2.7 | Solar Photovoltaic | SUN | PV | 2020 |  |  | (OP) Operating |  | 3.6 | [6 empty] | 32.3844 | -81.6729 | 0 | 0 | #DIV/0! | 0%
| Westbound Solar 3, LLC | 68622 | Bulloch Rushing | GA | Bulloch | SOCO | IPP Non-CHP | BRUSH |  | 2.9 | 2.9 | 2.9 | Solar Photovoltaic | SUN | PV | 2023 |  |  | (OP) Operating |  | 3.6 | [6 empty] | 32.4036 | -81.7499 | 0 | 0 | #DIV/0! | 0%
| Bullock Road Solar 1, LLC | 61010 | Bullock Road Solar 1 | MA | Bristol | ISNE | IPP Non-CHP | BULLO |  | 1.9 | 1.9 | 1.9 | Solar Photovoltaic | SUN | PV | 2018 |  |  | (OP) Operating |  | 2.9 | [6 empty] | 41.7289 | -70.9904 | 0 | 0 | #DIV/0! | 0%
| Cypress Creek Renewables | 61512 | Bullock Solar, LLC | NC | Vance | CPLE | IPP Non-CHP | GEN1 |  | 50 | 50 | 50 | Solar Photovoltaic | SUN | PV | 2017 |  |  | (OP) Operating |  | 75 | [6 empty] | 36.4754 | -78.3151 | 0 | 0 | #DIV/0! | 0%
| FirstLight Power Resources Services LLC | 541 | Bulls Bridge | CT | Litchfield | ISNE | IPP Non-CHP | 1 |  | 7.2 | 8.4 | 8.4 | Conventional Hydroelectric | WAT | HY | 1903 |  |  | (OP) Operating | [8 empty] | 41.659 | -73.492 | 0 | 0 | #DIV/0! | 0%
| LSE Indus LLC | 67506 | Bunce | CT | Litchfield | ISNE | IPP Non-CHP | BUN23 |  | 2 | 2 | 2 | Solar Photovoltaic | SUN | PV | 2022 |  |  | (OP) Operating |  | 2.7 | [6 empty] | 42.0218 | -73.3169 | 0 | 0 | #DIV/0! | 0%
| Tesoro Refining and Marketing Company | 50530 | Equilon Los Angeles Refining | CA | Los Angeles | LDWP | Industrial CHP | GEN1 |  | 83 | 62.2 | 61.3 | Other Gases | OG | GT | 1985 |  |  | (OP) Operating | [8 empty] | 33.7917 | -118.2347 | 0 | 0 | #DIV/0! | 0%
| SoCore Energy LLC | 67792 | Bunker Hill Solar | IL | Whiteside | MISO | IPP Non-CHP | PV1 |  | 2 | 2 | 2 | Solar Photovoltaic | SUN | PV | 2021 |  |  | (OP) Operating |  | 2.8 | [6 empty] | 41.773 | -89.864 | 0 | 0 | #DIV/0! | 0%
| Strata Manager, LLC | 60636 | Bunn Level Farm, LLC | NC | Harnett | DUK | IPP Non-CHP | 1 |  | 5 | 5 | 5 | Solar Photovoltaic | SUN | PV | 2016 |  |  | (OP) Operating |  | 6.5 | [6 empty] | 35.3086 | -78.7743 | 0 | 0 | #DIV/0! | 0%
| CI-II Mitchell Holding LLC | 62240 | Burgaw Solar, LLC | NC | Pender | CPLE | IPP Non-CHP | 1072 |  | 5 | 5 | 5 | Solar Photovoltaic | SUN | PV | 2019 |  |  | (OP) Operating |  | 6.7 | [6 empty] | 34.536 | -77.9117 | 0 | 0 | #DIV/0! | 0%
| City of Burlingame - (KS) | 1265 | Burlingame | KS | Osage | SWPP | Electric Utility | 1 |  | 4 | 3.6 | 3.8 | Natural Gas Internal Combustion Engine | NG | IC | 1971.25 |  |  | (OP) Operating | [8 empty] | 38.7551 | -95.8368 | 0 | 0 | #DIV/0! | 0%
| Burke Wind LLC | 61100 | Burke Wind, LLC | ND | Burke | SWPP | IPP Non-CHP | GE23 |  | 199.4 | 199.4 | 199.4 | Onshore Wind Turbine | WND | WT | 2020 |  |  | (OP) Operating | [8 empty] | 48.7545 | -102.6378 | 0 | 0 | #DIV/0! | 0%
| Burksol, LLC | 67968 | Burksol Energy Storage | TX | Dickens | ERCO | IPP Non-CHP | BES |  | 100 | 100 | 100 | Batteries | MWH | BA | 2025 |  |  | (OP) Operating | 200 | [7 empty] | 33.7815 | -100.8775 | 0 | 0 | #DIV/0! | 0%
| Idaho Wind Partners 1 LLC | 56434 | Burley Butte Windpark | ID | Cassia | IPCO | IPP Non-CHP | BBWP |  | 21.3 | 21.3 | 21.3 | Onshore Wind Turbine | WND | WT | 2011 |  |  | (OP) Operating | [8 empty] | 42.4903 | -113.9266 | 0 | 0 | #DIV/0! | 0%
| City of Erie - (KS) | 7766 | Erie Energy Center | KS | Neosho | SWPP | Electric Utility | 1 |  | 20 | 20 | 20 | Petroleum Liquids | DFO | IC | 1999 |  |  | (OP) Operating | [8 empty] | 37.5742 | -95.2372 | 0 | 0 | #DIV/0! | 0%
| Enchanted Rock | 67380 | ERock MID Claribel Generation Station | CA | Stanislaus | BANC | IPP Non-CHP | MID |  | 48 | 48 | 48 | Natural Gas Internal Combustion Engine | NG | IC | 2024 |  |  | (OP) Operating | [8 empty] | 37.7103 | -120.9685 | 0 | 0 | #DIV/0! | 0%
| City of Burlington - (KS) | 1266 | Burlington (KS) | KS | Coffey | SWPP | Electric Utility | 1A |  | 10.4 | 10.4 | 10.4 | Petroleum Liquids | DFO | IC | 1988.25 |  |  | (SB) Standby/Backup: available for service but not normally used | [8 empty] | 38.1934 | -95.7499 | 0 | 0 | #DIV/0! | 0%
| Billerud Escanaba LLC | 10208 | Escanaba Mill | MI | Delta | MISO | Industrial CHP | NO.7 |  | 122.4 | 100 | 100 | Wood/Wood Waste Biomass | BLQ | ST | 1974.3333 |  |  | (OP) Operating | [8 empty] | 45.8044 | -87.0891 | 0 | 0 | #DIV/0! | 0%
| DG Northeast Solar II, LLC | 62712 | Burlington Coat Factory Solar | NJ | Burlington | PJM | IPP Non-CHP | BCF |  | 2.6 | 2.6 | 2.6 | Solar Photovoltaic | SUN | PV | 2018 |  |  | (OP) Operating |  | 3.8 | [6 empty] | 40.0928 | -74.8077 | 0 | 0 | #DIV/0! | 0%
| Invenergy Services LLC | 56781 | Evergreen BioPower LLC | OR | Linn | PACW | Industrial CHP | 1 |  | 21 | 10 | 10 | Wood/Wood Waste Biomass | WDS | ST | 2007 |  |  | (OP) Operating | [8 empty] | 44.7708 | -122.612 | 0 | 0 | #DIV/0! | 0%
| DG Connecticut III, LLC | 65784 | Burlington Solar 1 | CT | Hartford | ISNE | IPP Non-CHP | BS1 |  | 3.5 | 3.5 | 3.5 | Solar Photovoltaic | SUN | PV | 2022 |  |  | (OP) Operating |  | 4.8 | [6 empty] | 41.7279 | -72.9326 | 0 | 0 | #DIV/0! | 0%
| Snow Mountain Hydro LLC | 10706 | Burney Creek | CA | Shasta | CISO | IPP Non-CHP | GEN1 |  | 3 | 3 | 3 | Conventional Hydroelectric | WAT | HY | 1990 |  |  | (OP) Operating | [8 empty] | 40.8579 | -121.7225 | 0 | 0 | #DIV/0! | 0%
| Burrstone Energy Center | 62920 | Burrstone Energy Center | NY | Oneida | NYIS | IPP CHP | CG-1 |  | 3.6 | 3.6 | 3.6 | Natural Gas Internal Combustion Engine | NG | IC | 2009 |  |  | (OP) Operating | [8 empty] | 43.0953 | -75.2784 | 0 | 0 | #DIV/0! | 0%
| Nautilus Solar Solutions | 64606 | Burns Solar One LLC | MD | Baltimore | PJM | IPP Non-CHP | 64606 |  | 2 | 2 | 2 | Solar Photovoltaic | SUN | PV | 2020 |  |  | (OP) Operating |  | 4.8 | [6 empty] | 39.4765 | -76.8545 | 0 | 0 | #DIV/0! | 0%
| Generate Capital | 62480 | Burritt Rd Community Solar Farm | NY | Monroe | NYIS | IPP Non-CHP | 635 |  | 2 | 2 | 2 | Solar Photovoltaic | SUN | PV | 2020 |  |  | (OP) Operating |  | 2.8 | [6 empty] | 43.275 | -77.764 | 0 | 0 | #DIV/0! | 0%
| City of Burwell - (NE) | 2222 | Burwell | NE | Garfield | SWPP | Electric Utility | 1 |  | 3.9 | 3.9 | 3.9 | Petroleum Liquids | DFO | IC | 1963.75 |  |  | (OP) Operating | [8 empty] | 41.7803 | -99.1361 | 0 | 0 | #DIV/0! | 0%
| BCSB, LLC | 64222 | Burt County Solar Hybrid | NE | Burt | SWPP | IPP Non-CHP | 1 |  | 1.4 | 1.4 | 1.4 | Solar Photovoltaic | SUN | PV | 2021 |  |  | (OP) Operating |  | 0.9 | [6 empty] | 41.8638 | -96.2322 | 0 | 0 | #DIV/0! | 0%
| Georgia Power Co | 704 | Burton Dam | GA | Rabun | SOCO | Electric Utility | 1 |  | 6 | 9.6 | 8.8 | Conventional Hydroelectric | WAT | HY | 1927 |  |  | (OP) Operating | [8 empty] | 34.7939 | -83.5402 | 0 | 0 | #DIV/0! | 0%
| City of Bushnell - (IL) | 935 | Bushnell | IL | McDonough | MISO | Electric Utility | 1 |  | 10.8 | 10.8 | 10.8 | Petroleum Liquids | DFO | IC | 1966.5714 |  |  | (SB) Standby/Backup: available for service but not normally used | [8 empty] | 40.5486 | -90.5138 | 0 | 0 | #DIV/0! | 0%
| Black Hills Electric Generation LLC | 62445 | Busch Ranch II Wind Farm | CO | Huerfano | PSCO | IPP Non-CHP | WT |  | 59.4 | 59.4 | 59.4 | Onshore Wind Turbine | WND | WT | 2019 |  |  | (OP) Operating | [8 empty] | 37.7664 | -104.4295 | 0 | 0 | #DIV/0! | 0%
| Black Hills Colorado Electric, LLC | 57980 | Busch Ranch Wind Energy Farm | CO | Huerfano | PSCO | Electric Utility | WTG |  | 29 | 29 | 29 | Onshore Wind Turbine | WND | WT | 2012 |  |  | (OP) Operating | [8 empty] | 37.8011 | -104.4919 | 0 | 0 | #DIV/0! | 0%
| Cleveland Cliffs | 10475 | Expander Turbine | IN | Lake | MISO | Industrial Non-CHP | 16TG |  | 20 | 18.8 | 18.8 | Other Gases | BFG | OT | 1981 |  |  | (OP) Operating | [8 empty] | 41.6836 | -87.4233 | 0 | 0 | #DIV/0! | 0%
| City of Butler - (MO) | 2115 | Butler Municipal Power Plant | MO | Bates | SWPP | Electric Utility | 5 |  | 10.9 | 9.3 | 9.3 | Petroleum Liquids | DFO | IC | 1987.3333 |  |  | (SB) Standby/Backup: available for service but not normally used | [8 empty] | 38.2644 | -94.3444 | 0 | 0 | #DIV/0! | 0%
| North Carolina El Member Corp | 67042 | Butler | NC | Cumberland | CPLE | Electric Utility | BAT1 |  | 10 | 10 | 10 | Batteries | MWH | BA | 2024 |  |  | (OP) Operating | 20 | [7 empty] | 34.8981 | -78.899 | 0 | 0 | #DIV/0! | 0%
| Exxon Mobil Corp | 10690 | ExxonMobil Baton Rouge Turbine Generator | LA | East Baton Rouge | MISO | Industrial CHP | CTG1 |  | 85.3 | 66.3 | 81.4 | Natural Gas Fired Combustion Turbine | NG | GT | 1990 |  |  | (OP) Operating | [8 empty] | 30.4897 | -91.1872 | 0 | 0 | #DIV/0! | 0%
| Clean Focus Yield, LLC | 58618 | Butler Plaza | FL | Alachua | GVL | IPP Non-CHP | 1 |  | 1.2 | 1.2 | 1.2 | Solar Photovoltaic | SUN | PV | 2010 |  |  | (OP) Operating |  | 1.6 | [6 empty] | 29.6231 | -82.38 | 0 | 0 | #DIV/0! | 0%
| Butler Ridge Wind Energy Center | 56647 | Butler Ridge | WI | Dodge | MISO | IPP Non-CHP | 1 |  | 54 | 54 | 54 | Onshore Wind Turbine | WND | WT | 2009 |  |  | (OP) Operating | [8 empty] | 43.4003 | -88.4811 | 0 | 0 | #DIV/0! | 0%
| Southern Power Co | 59891 | Butler Solar Farm 20 | GA | Taylor | SOCO | IPP Non-CHP | 1 |  | 22 | 20 | 20 | Solar Photovoltaic | SUN | PV | 2016 |  |  | (OP) Operating |  | 29 | [6 empty] | 32.5755 | -84.3166 | 0 | 0 | #DIV/0! | 0%
| Missouri Jnt Muni.Pwr Elec. Ut. Comm. | 58959 | Butler Solar Power Project | MO | Bates | SWPP | IPP Non-CHP | BSF1 |  | 2.8 | 2.8 | 2.8 | Solar Photovoltaic | SUN | PV | 2014 |  |  | (OP) Operating |  | 3.2 | [6 empty] | 38.27 | -94.35 | 0 | 0 | #DIV/0! | 0%
| Southern Power Co | 59896 | Butler Solar Project 103 | GA | Taylor | SOCO | IPP Non-CHP | 1 |  | 104 | 100 | 100 | Solar Photovoltaic | SUN | PV | 2016 |  |  | (OP) Operating |  | 141.5 | [6 empty] | 32.5619 | -84.2758 | 0 | 0 | #DIV/0! | 0%
| SolRiver Capital LLC | 63694 | Butler Solar, LLC | OR | Yamhill | PGE | IPP Non-CHP | 13501 |  | 4 | 4 | 4 | Solar Photovoltaic | SUN | PV | 2021 |  |  | (OP) Operating |  | 5.4 | [6 empty] | 45.1018 | -123.4101 | 0 | 0 | #DIV/0! | 0%
| North Carolina El Member Corp | 2783 | Buxton | NC | Dare | PJM | Electric Utility | 1A |  | 15 | 15 | 15 | Petroleum Liquids | DFO | IC | 1991 |  |  | (OP) Operating | [8 empty] | 35.2672 | -75.5347 | 0 | 0 | #DIV/0! | 0%
| Pacific Gas & Electric Co. | 221 | Butt Valley | CA | Plumas | CISO | Electric Utility | 1 |  | 40 | 41 | 41 | Conventional Hydroelectric | WAT | HY | 1958 |  |  | (OP) Operating | [8 empty] | 40.1757 | -121.1907 | 0 | 0 | #DIV/0! | 0%
| Butte-Glenn Community College District | 57970 | Butte College Main Campus Solar | CA | Butte | CISO | Commercial Non-CHP | SOL1 |  | 3.5 | 3.6 | 3.5 | Solar Photovoltaic | SUN | PV | 2011 |  |  | (OP) Operating |  | 5 |  |  |  | 2025 | 6 | 0.5 | 39.6481 | -121.6442 | 0 | 0 | #DIV/0! | 0%
| Odessa Energy Services LLC | 56967 | Butter Creek Power LLC | OR | Umatilla | PACW | IPP Non-CHP | 1 |  | 5 | 5 | 5 | Onshore Wind Turbine | WND | WT | 2009 |  |  | (OP) Operating | [8 empty] | 45.7017 | -119.4222 | 0 | 0 | #DIV/0! | 0%
| Sol Systems | 64002 | Buttercup Solar, LLC | NC | Duplin | CPLE | IPP Non-CHP | 11629 |  | 5 | 5 | 5 | Solar Photovoltaic | SUN | PV | 2020 |  |  | (OP) Operating |  | 7.1 | [6 empty] | 34.8235 | -77.9728 | 0 | 0 | #DIV/0! | 0%
| Oklahoma Gas & Electric Co | 66248 | Butterfield Solar Farm | OK | Bryan | SWPP | Electric Utility | BSS1 |  | 5 | 5 | 5 | Solar Photovoltaic | SUN | PV | 2022 |  |  | (OP) Operating |  | 6.3 | [6 empty] | 33.9689 | -96.4346 | 0 | 0 | #DIV/0! | 0%
| Florida Power & Light Co | 65920 | Buttonwood | FL | St Lucie | FPL | Electric Utility | 1 |  | 74.5 | 74.5 | 74.5 | Solar Photovoltaic | SUN | PV | 2024 |  |  | (OP) Operating |  | 104.6 | [6 empty] | 27.5503 | -80.6711 | 0 | 0 | #DIV/0! | 0%
| Peoples Electric Cooperative | 68375 | Buzzard Flop | OK | Hughes | SWPP | IPP Non-CHP | 169 |  | 7.5 | 6.8 | 6 | Natural Gas Internal Combustion Engine | NG | IC | 2023 |  |  | (OP) Operating | [8 empty] | 34.8553 | -96.2291 | 0 | 0 | #DIV/0! | 0%
| Brigham Young University (BYU) | 63423 | BYU Central Heating Plant | UT | Utah | PACE | IPP CHP | GEN1 |  | 16.5 | 14 | 15 | Natural Gas Fired Combustion Turbine | NG | GT | 2019 |  |  | (OP) Operating | [8 empty] | 40.2472 | -111.6462 | 0 | 0 | #DIV/0! | 0%
| Navisun LLC | 67375 | BWC Beech Ridge Brook, LLC | ME | Cumberland | ISNE | IPP Non-CHP | SCARB |  | 5 | 5 | 5 | Solar Photovoltaic | SUN | PV | 2023 |  |  | (OP) Operating |  | 6.6 | [6 empty] | 43.615 | -70.408 | 0 | 0 | #DIV/0! | 0%
| BWC Gibbs Brook, LLC | 62369 | BWC Gibbs Brook | MA | Plymouth | ISNE | IPP Non-CHP | 62595 |  | 4 | 4 | 4 | Solar Photovoltaic | SUN | PV | 2018 |  |  | (OP) Operating |  | 5.2 | [6 empty] | 41.7749 | -70.6959 | 0 | 0 | #DIV/0! | 0%
| BWC Harlow Brook, LLC | 62371 | BWC Harlow Brook | MA | Plymouth | ISNE | IPP Non-CHP | 62592 |  | 1.5 | 1.5 | 1.5 | Solar Photovoltaic | SUN | PV | 2018 |  |  | (OP) Operating |  | 1.8 | [6 empty] | 41.7829 | -70.6907 | 0 | 0 | #DIV/0! | 0%
| Navisun LLC | 67902 | BWC Jimmie Pond | ME | Penobscot | ISNE | IPP Non-CHP | HAMPD |  | 5 | 5 | 5 | Solar Photovoltaic | SUN | PV | 2025 |  |  | (OP) Operating | [8 empty] | 44.7509 | -68.8446 | 0 | 0 | #DIV/0! | 0%
| AES Distributed Energy | 64182 | BWC Lake Lashaway, LLC Hybrid | MA | Worcester | ISNE | IPP Non-CHP | DRAES |  | 7.9 | 7.9 | 7.9 | Batteries | MWH | BA | 2021 |  |  | (OP) Operating | 9 | [7 empty] | 42.24 | -72.0555 | 0 | 0 | #DIV/0! | 0%
| Navisun LLC | 65370 | BWC Maces Pond LLC | ME | Knox | ISNE | IPP Non-CHP | RCKPT |  | 3.5 | 3.5 | 3.5 | Solar Photovoltaic | SUN | PV | 2021 |  |  | (OP) Operating |  | 4.3 | [6 empty] | 44.1736 | -69.1233 | 0 | 0 | #DIV/0! | 0%
| AES Distributed Energy | 64170 | BWC Muddy Brook, LLC Hybrid | MA | Worcester | ISNE | IPP Non-CHP | MBES |  | 1.9 | 1.9 | 1.9 | Batteries | MWH | BA | 2021 |  |  | (OP) Operating | 1.8 | [7 empty] | 42.0966 | -71.5054 | 0 | 0 | #DIV/0! | 0%
| BWC Origination 18, LLC | 62368 | BWC Origination 18 | MA | Plymouth | ISNE | IPP Non-CHP | 62591 |  | 4.8 | 4.8 | 4.8 | Solar Photovoltaic | SUN | PV | 2018 |  |  | (OP) Operating |  | 6 | [6 empty] | 41.6791 | -70.8364 | 0 | 0 | #DIV/0! | 0%
| BWC Pocasset River, LLC | 62372 | BWC Pocasset River | MA | Plymouth | ISNE | IPP Non-CHP | 62594 |  | 1.5 | 1.5 | 1.5 | Solar Photovoltaic | SUN | PV | 2018 |  |  | (OP) Operating |  | 1.8 | [6 empty] | 41.7822 | -70.6877 | 0 | 0 | #DIV/0! | 0%
| Navisun LLC | 67376 | BWC Rams Horn Channel LLC | MA | Essex | ISNE | IPP Non-CHP | BEVER |  | 3.5 | 3.5 | 3.5 | Solar Photovoltaic | SUN | PV | 2020 |  |  | (OP) Operating |  | 4.9 | [6 empty] | 42.5678 | -70.8713 | 0 | 0 | #DIV/0! | 0%
| AES Distributed Energy | 64140 | BWC Stony Brook, LLC Hybrid | MA | Middlesex | ISNE | IPP Non-CHP | BESS |  | 2.3 | 2.3 | 2.3 | Batteries | MWH | BA | 2021 |  |  | (OP) Operating | 1.4 | [7 empty] | 42.6375 | -71.4036 | 0 | 0 | #DIV/0! | 0%
| BWC Swan Pond River, LLC | 60067 | BWC Swan Pond River CSG | MA | Bristol | ISNE | IPP Non-CHP | SPRMA |  | 1.6 | 1.6 | 1.6 | Solar Photovoltaic | SUN | PV | 2015 |  |  | (OP) Operating |  | 2.4 | [6 empty] | 41.7956 | -71.2266 | 0 | 0 | #DIV/0! | 0%
| Navisun LLC | 66370 | BWC Unity Pond LLC | ME | Kennebec | ISNE | IPP Non-CHP | BENTN |  | 4.5 | 4.5 | 4.5 | Solar Photovoltaic | SUN | PV | 2023 |  |  | (OP) Operating |  | 5.9 | [6 empty] | 44.5871 | -69.5508 | 0 | 0 | #DIV/0! | 0%
| Ameresco BWC Wading River LLC | 61069 | BWC Wading River One, Two, Three CSG | MA | Worcester | ISNE | IPP Non-CHP | 62381 |  | 3 | 3 | 3 | Solar Photovoltaic | SUN | PV | 2017 |  |  | (OP) Operating |  | 4.1 | [6 empty] | 42.0853 | -71.5267 | 0 | 0 | #DIV/0! | 0%
| BWC Wareham River, LLC | 62370 | BWC Wareham River | MA | Plymouth | ISNE | IPP Non-CHP | 62593 |  | 1 | 1 | 1 | Solar Photovoltaic | SUN | PV | 2018 |  |  | (OP) Operating |  | 1.4 | [6 empty] | 41.7837 | -70.6932 | 0 | 0 | #DIV/0! | 0%
| Appalachian Power Co | 3773 | Byllesby 2 | VA | Carroll | PJM | Electric Utility | 1 |  | 21.6 | 31.6 | 17.6 | Conventional Hydroelectric | WAT | HY | 1912 |  |  | (OP) Operating | [8 empty] | 36.7858 | -80.9333 | 0 | 0 | #DIV/0! | 0%
| North Side Energy Company | 50895 | Bypass | ID | Jerome | IPCO | IPP Non-CHP | GEN1 |  | 9.9 | 9.9 | 9.9 | Conventional Hydroelectric | WAT | HY | 1987 |  |  | (OP) Operating | [8 empty] | 42.5609 | -114.0575 | 0 | 0 | #DIV/0! | 0%
| Byrd Ranch Storage LLC | 65259 | Byrd Ranch Storage | TX | Brazoria | ERCO | IPP Non-CHP | P1 |  | 50 | 50 | 50 | Batteries | MWH | BA | 2022 |  |  | (OP) Operating | 50 | [7 empty] | 29.056 | -95.686 | 0 | 0 | #DIV/0! | 0%
| Byrne Solar, LLC | 67100 | Byrne Solar, LLC | MI | Kent | MISO | IPP Non-CHP | BYR05 |  | 5 | 5 | 5 | Solar Photovoltaic | SUN | PV | 2023 |  |  | (OP) Operating |  | 6.7 | [6 empty] | 43.0443 | -85.3902 | 0 | 0 | #DIV/0! | 0%
| Constellation Nuclear | 6023 | Byron Generating Station | IL | Ogle | PJM | IPP Non-CHP | 1 |  | 2449.8 | 2300 | 2390.9 | Nuclear | NUC | ST | 1986 |  |  | (OP) Operating | [8 empty] | 42.0742 | -89.2819 | 0 | 0 | #DIV/0! | 0%
| RPCA Solar 3, LLC | 64471 | Byron Highway Solar | CA | Contra Costa | CISO | IPP Non-CHP | BYHWY |  | 5 | 5 | 5 | Solar Photovoltaic | SUN | PV | 2022 |  |  | (OP) Operating |  | 7 | [6 empty] | 37.8471 | -121.6173 | 0 | 0 | #DIV/0! | 0%
| SkyHigh 2 Solar | 64400 | BYU - Hawaii | HI | Honolulu | HECO | IPP Non-CHP | BYESS |  | 5 | 5 | 5 | Batteries | MWH | BA | 2021 |  |  | (OP) Operating | 1.9 | [7 empty] | 21.6408 | -157.9251 | 0 | 0 | #DIV/0! | 0%
| Brigham Young Univ Idaho | 59496 | BYUI Central Energy Facility | ID | Madison | PACE | Commercial CHP | ST601 |  | 5.6 | 4.6 | 5.3 | Natural Gas Fired Combustion Turbine | NG | GT | 2015 |  |  | (OP) Operating | [8 empty] | 43.8169 | -111.7858 | 0 | 0 | #DIV/0! | 0%
| Exxon Mobil Refining and Supply Co. | 10436 | ExxonMobil Baytown Refinery | TX | Harris | ERCO | Industrial CHP | GT38 |  | 209.3 | 141.5 | 173.5 | Natural Gas Fired Combustion Turbine | NG | GT | 1976.7143 |  |  | (OP) Operating | [8 empty] | 29.7535 | -94.9973 | 0 | 0 | #DIV/0! | 0%
| Exxon Mobil Refining and Supply Co. | 10692 | ExxonMobil Baytown Turbine | TX | Harris | ERCO | Industrial CHP | GEN1 |  | 381.8 | 305 | 374.1 | Natural Gas Fired Combustion Turbine | NG | GT | 1993.6 |  |  | (OP) Operating | [8 empty] | 29.7591 | -95.0096 | 0 | 0 | #DIV/0! | 0%
| Idaho Power Co | 812 | C J Strike | ID | Owyhee | IPCO | Electric Utility | 1 |  | 82.8 | 91.7 | 91.6 | Conventional Hydroelectric | WAT | HY | 1952 |  |  | (OP) Operating | [8 empty] | 42.9449 | -115.9779 | 0 | 0 | #DIV/0! | 0%
| Exxon Mobil Production Co | 50270 | ExxonMobil Santa Ynez Facility | CA | Santa Barbara | CISO | Industrial CHP | GTG1 | CC1 | 49.3 | 49.1 | 48 | Natural Gas Fired Combined Cycle | NG | CT | 1993 |  |  | (OS) Out of service and NOT expected to return to service in next calendar year | [8 empty] | 34.4648 | -120.0444 | 0 | 0 | #DIV/0! | 0%
| Upper Michigan Energy Resources Company | 61392 | F.D. Kuester Generating Station | MI | Marquette | MISO | Electric Utility | K1 |  | 131.6 | 131.6 | 131.6 | Natural Gas Internal Combustion Engine | NG | IC | 2019 |  |  | (OP) Operating | [8 empty] | 46.5127 | -87.5107 | 0 | 0 | #DIV/0! | 0%
| Consumers Energy Co - (MI) | 1698 | C W Tippy | MI | Manistee | MISO | Electric Utility | 1 |  | 20.1 | 6 | 6.6 | Conventional Hydroelectric | WAT | HY | 1918 |  |  | (OP) Operating | [8 empty] | 44.2591 | -85.9396 | 0 | 0 | #DIV/0! | 0%
| SolRiver Capital LLC | 67060 | C&B Graham Energy, LLC | IN | Hendricks | PJM | IPP Non-CHP | PV1 |  | 7 | 7 | 7 | Solar Photovoltaic | SUN | PV | 2023 |  |  | (OP) Operating |  | 10.2 | [6 empty] | 39.8197 | -86.4585 | 0 | 0 | #DIV/0! | 0%
| C&H Sugar Company Inc | 58251 | C&H Sugar Plant | CA | Contra Costa | CISO | Industrial CHP | TG3 |  | 8 | 10 | 10 | All Other | PUR | ST | 1957.5 |  |  | (OP) Operating | [8 empty] | 38.0572 | -122.2189 | 0 | 0 | #DIV/0! | 0%
| Today's Power, Inc. | 66590 | C&L | AR | Lincoln | MISO | Electric Utility | SOL |  | 1 | 1 | 1 | Solar Photovoltaic | SUN | PV | 2020 |  |  | (OP) Operating |  | 1.4 | [6 empty] | 34.0755 | -91.8283 | 0 | 0 | #DIV/0! | 0%
| Forefront Power, LLC | 65104 | CA - DGS RFP - RJ Donovan State Prison | CA | San Bernardino | CISO | IPP Non-CHP | 15111 |  | 2 | 2 | 2 | Solar Photovoltaic | SUN | PV | 2024 |  |  | (OP) Operating |  | 2.7 | [6 empty] | 35.582 | -116.924 | 0 | 0 | #DIV/0! | 0%
| Forefront Power, LLC | 65528 | CA - Fresno County - Juvenile Hall | CA | Fresno | CISO | IPP Non-CHP | 17031 |  | 2.8 | 2.8 | 2.8 | Solar Photovoltaic | SUN | PV | 2022 |  |  | (OP) Operating |  | 3.8 | [6 empty] | 36.6611 | -119.726 | 0 | 0 | #DIV/0! | 0%
| Forefront Power, LLC | 65615 | CA - Madera USD - Madera South HS | CA | Madera | CISO | IPP Non-CHP | 19009 |  | 1.2 | 1.2 | 1.2 | Solar Photovoltaic | SUN | PV | 2023 |  |  | (OP) Operating |  | 1.5 | [6 empty] | 36.95 | -120.05 | 0 | 0 | #DIV/0! | 0%
| Forefront Power, LLC | 65365 | CA - Ventura Co CCD - Moorpark College | CA | Ventura | CISO | IPP Non-CHP | 17024 |  | 2.6 | 2.6 | 2.6 | Solar Photovoltaic | SUN | PV | 2023 |  |  | (OP) Operating |  | 3.1 | [6 empty] | 34.2997 | -118.8335 | 0 | 0 | #DIV/0! | 0%
| California PV Energy LLC | 60428 | CA Dept of Public Health at Richmond | CA | Contra Costa | CISO | IPP Non-CHP | PV1 |  | 2.2 | 2.2 | 2.2 | Solar Photovoltaic | SUN | PV | 2017 |  |  | (OP) Operating |  | 2.7 | [6 empty] | 37.92 | -122.344 | 0 | 0 | #DIV/0! | 0%
| California Flats Solar 130, LLC | 60033 | CA Flats Solar 130, LLC | CA | San Luis Obispo | CISO | IPP Non-CHP | GEN01 |  | 130 | 130 | 130 | Solar Photovoltaic | SUN | PV | 2017 |  |  | (OP) Operating |  | 172.6 | [6 empty] | 35.6156 | -120.4044 | 0 | 0 | #DIV/0! | 0%
| Arevon Energy, Inc. | 60034 | CA Flats Solar 150, LLC | CA | San Luis Obispo | CISO | IPP Non-CHP | GEN01 |  | 150 | 150 | 150 | Solar Photovoltaic | SUN | PV | 2019 |  |  | (OP) Operating |  | 201 | [6 empty] | 35.6156 | -120.4044 | 0 | 0 | #DIV/0! | 0%
| Ecoplexus, Inc | 64518 | CA Institute for Women | CA | San Bernardino | CISO | IPP Non-CHP | CIW |  | 1 | 1 | 1 | Solar Photovoltaic | SUN | PV | 2020 |  |  | (OP) Operating |  | 1.3 | [6 empty] | 33.9497 | -117.6364 | 0 | 0 | #DIV/0! | 0%
| Catalyze Mira Loma 3251 De Forest Circle Microgrid LLC | 66476 | CA Jurupa Valley 3251 De Forest Circle | CA | Riverside | CISO | IPP Non-CHP | 18268 |  | 4.5 | 4.5 | 4.5 | Solar Photovoltaic | SUN | PV | 2024 |  |  | (OP) Operating |  | 5.6 | [6 empty] | 34.0267 | -117.5211 | 0 | 0 | #DIV/0! | 0%
| Catalyze Manteca 730 Spreckels Avenue Microgrid LLC | 66509 | CA Manteca 730 Spreckels Ave | CA | San Joaquin | CISO | IPP Non-CHP | 18259 |  | 3 | 3 | 3 | Solar Photovoltaic | SUN | PV | 2024 |  |  | (OP) Operating |  | 1.8 | [6 empty] | 37.7887 | -121.1945 | 0 | 0 | #DIV/0! | 0%
| EDPRNA DG CA Livermore LLC | 68064 | CA- US Foods- Livermore | CA | Alameda | CISO | IPP Non-CHP | LBA |  | 2.4 | 2.4 | 2.4 | Batteries | MWH | BA | 2024 |  |  | (OP) Operating | 2.1 | [7 empty] | 37.7116 | -121.7085 | 0 | 0 | #DIV/0! | 0%
| Caballero CA Storage LLC | 68012 | Caballero | CA | San Luis Obispo | CISO | IPP Non-CHP | CAB11 |  | 99.7 | 99.7 | 99.7 | Batteries | MWH | BA | 2025 |  |  | (OP) Operating | 398.8 | [7 empty] | 35.0064 | -120.4537 | 0 | 0 | #DIV/0! | 0%
| Shell Wind Energy Inc. | 56011 | Cabazon Wind Partners | CA | Riverside | CISO | IPP Non-CHP | V-47 |  | 41 | 41 | 41 | Onshore Wind Turbine | WND | WT | 2002 |  |  | (OP) Operating | [8 empty] | 33.9172 | -116.735 | 0 | 0 | #DIV/0! | 0%
| Public Service Co of Colorado | 467 | Cabin Creek | CO | Clear Creek | PSCO | Electric Utility | A |  | 300 | 340 | 340 | Hydroelectric Pumped Storage | WAT | PS | 1967 |  |  | (OP) Operating | [8 empty] | 39.6551 | -105.7088 | 0 | 0 | #DIV/0! | 0%
| Cabin Creek Solar, LLC | 65107 | Cabin Creek Solar, LLC | NC | Montgomery | CPLE | IPP Non-CHP | PGR34 |  | 70.2 | 70.2 | 70.2 | Solar Photovoltaic | SUN | PV | 2023 |  |  | (OP) Operating |  | 98.3 | [6 empty] | 35.336 | -79.7417 | 0 | 0 | #DIV/0! | 0%
| Avista Corp | 833 | Cabinet Gorge | ID | Bonner | AVA | Electric Utility | 1 |  | 265.2 | 254.6 | 294.8 | Conventional Hydroelectric | WAT | HY | 1952.5 |  |  | (OP) Operating | [8 empty] | 48.0844 | -116.0531 | 0 | 0 | #DIV/0! | 0%
| FirstLight Power Resources, Inc. - MA | 1629 | Cabot | MA | Franklin | ISNE | IPP Non-CHP | 1 |  | 61.8 | 61.8 | 61.8 | Conventional Hydroelectric | WAT | HY | 1916 |  |  | (OP) Operating | [8 empty] | 42.5875 | -72.5793 | 0 | 0 | #DIV/0! | 0%
| City of Holyoke Gas and Electric Dept. | 9864 | Cabot Holyoke | MA | Hampden | ISNE | Electric Utility | 1 |  | 2.6 | 2.1 | 2.1 | Conventional Hydroelectric | WAT | HY | 1919.25 |  |  | (OP) Operating | [8 empty] | 42.2 | -72.61 | 0 | 0 | #DIV/0! | 0%
| Forefront Power, LLC | 67179 | Cabrillo College | CA | Santa Cruz | CISO | IPP Non-CHP | 19038 |  | 2.4 | 2.4 | 2.4 | Solar Photovoltaic | SUN | PV | 2023 |  |  | (OP) Operating |  | 3 | [6 empty] | 36.9875 | -121.9224 | 0 | 0 | #DIV/0! | 0%
| Southern Power Co | 61001 | Cactus Flats Wind Energy Project | TX | Concho | ERCO | IPP Non-CHP | WT1 |  | 148.4 | 148.4 | 148.4 | Onshore Wind Turbine | WND | WT | 2018 |  |  | (OP) Operating | [8 empty] | 31.1125 | -100.0281 | 0 | 0 | #DIV/0! | 0%
| ALLETE Clean Energy | 64047 | Caddo Wind | OK | Caddo | SWPP | IPP Non-CHP | 46002 |  | 303.2 | 303.2 | 303.2 | Onshore Wind Turbine | WND | WT | 2022 |  |  | (OP) Operating | [8 empty] | 34.9851 | -98.3838 | 0 | 0 | #DIV/0! | 0%
| Caden Energix Axton LLC | 66635 | Caden Energix Axton LLC | VA | Henry | PJM | IPP Non-CHP | ENX20 |  | 66 | 66 | 66 | Solar Photovoltaic | SUN | PV | 2023 |  |  | (OP) Operating |  | 86.2 | [6 empty] | 36.6679 | -79.755 | 0 | 0 | #DIV/0! | 0%
| Caden Energix Endless Caverns, LLC | 65219 | Caden Energix Endless Caverns, LLC | VA | Rockingham | PJM | IPP Non-CHP | ENX16 |  | 31.4 | 31.4 | 31.4 | Solar Photovoltaic | SUN | PV | 2023 |  |  | (OP) Operating |  | 36.1 | [6 empty] | 38.6136 | -78.6771 | 0 | 0 | #DIV/0! | 0%
| Caden Energix Hickory LLC | 63084 | Caden Energix Hickory LLC | VA | Chesapeake City | PJM | IPP Non-CHP | ENX02 |  | 32 | 32 | 32 | Solar Photovoltaic | SUN | PV | 2020 |  |  | (OP) Operating |  | 24.8 | [6 empty] | 36.6241 | -76.1943 | 0 | 0 | #DIV/0! | 0%
| Caden Energix Pamplin LLC | 63083 | Caden Energix Pamplin LLC | VA | Appomattox | PJM | IPP Non-CHP | ENX04 |  | 15.7 | 15.7 | 15.7 | Solar Photovoltaic | SUN | PV | 2020 |  |  | (OP) Operating |  | 19.8 | [6 empty] | 37.3294 | -78.7659 | 0 | 0 | #DIV/0! | 0%
| Caden Energix Rives Road LLC | 63087 | Caden Energix Rives Road LLC | VA | Prince George | PJM | IPP Non-CHP | ENX01 |  | 19.7 | 19.7 | 19.7 | Solar Photovoltaic | SUN | PV | 2020 |  |  | (OP) Operating |  | 20.9 | [6 empty] | 37.1778 | -77.3376 | 0 | 0 | #DIV/0! | 0%
| Caden Energix Wytheville LLC | 65314 | Caden Energix Wytheville LLC | VA | Wythe | PJM | IPP Non-CHP | ENX19 |  | 20 | 20 | 20 | Solar Photovoltaic | SUN | PV | 2022 |  |  | (OP) Operating |  | 24.5 | [6 empty] | 36.9643 | -81.0499 | 0 | 0 | #DIV/0! | 0%
| Forefront Power, LLC | 65524 | CA-DGS- RFP-Correctional Training Fac | CA | Monterey | CISO | IPP Non-CHP | 14069 |  | 1.6 | 1.6 | 1.6 | Solar Photovoltaic | SUN | PV | 2024 |  |  | (OP) Operating |  | 2 | [6 empty] | 36.4677 | -121.3846 | 0 | 0 | #DIV/0! | 0%
| Forefront Power, LLC | 65526 | CA-DGS RFP-Pleasant Valley State Prison | CA | Fresno | CISO | IPP Non-CHP | 15112 |  | 2 | 2 | 2 | Solar Photovoltaic | SUN | PV | 2024 |  |  | (OP) Operating |  | 2.6 | [6 empty] | 36.1308 | -120.2529 | 0 | 0 | #DIV/0! | 0%
| Forefront Power, LLC | 65525 | CA-DGS RFP-Salinas Valley State Prison | CA | Monterey | CISO | IPP Non-CHP | 14068 |  | 3.3 | 3.3 | 3.3 | Solar Photovoltaic | SUN | PV | 2023 |  |  | (OP) Operating |  | 4 | [6 empty] | 36.4675 | -121.3845 | 0 | 0 | #DIV/0! | 0%
| Forefront Power, LLC | 65105 | CA-DGS-California Correctional Inst | CA | Kern | CISO | IPP Non-CHP | 15111 |  | 4 | 4 | 4 | Solar Photovoltaic | SUN | PV | 2024 |  |  | (OP) Operating |  | 5 | [6 empty] | 35.1135 | -118.569 | 0 | 0 | #DIV/0! | 0%
| Forefront Power, LLC | 65523 | CA-DGS-California Men's Colony | CA | San Luis Obispo | CISO | IPP Non-CHP | 14057 |  | 2.2 | 2.2 | 2.2 | Solar Photovoltaic | SUN | PV | 2023 |  |  | (OP) Operating |  | 2.7 | [6 empty] | 35.3255 | -120.6935 | 0 | 0 | #DIV/0! | 0%
| Southern California Edison Co | 63326 | Cadillac Battery Energy Storage Facility | CA | Los Angeles | CISO | Electric Utility | CAD1 |  | 3.5 | 3.5 | 3.5 | Batteries | MWH | BA | 2024 |  |  | (OP) Operating | 8.8 | [7 empty] | 34.0047 | -118.0684 | 0 | 0 | #DIV/0! | 0%
| Golden Valley Elec Assn Inc | 6286 | Fairbanks | AK | Fairbanks North Star | NA | Electric Utility | 5 |  | 42.2 | 36.1 | 41 | Petroleum Liquids | DFO | IC | 1970.75 |  |  | (SB) Standby/Backup: available for service but not normally used | [8 empty] | 64.8542 | -147.7194 | 0 | 0 | #DIV/0! | 0%
| Village of Morrisville - (VT) | 3765 | Cadys Falls | VT | Lamoille | ISNE | Electric Utility | 1 |  | 1.6 | 1.1 | 1.1 | Conventional Hydroelectric | WAT | HY | 1930.5 |  |  | (OP) Operating | [8 empty] | 44.5776 | -72.6119 | 0 | 0 | #DIV/0! | 0%
| New York State Elec & Gas Corp | 2522 | Cadyville | NY | Clinton | NYIS | Electric Utility | 1 |  | 5.5 | 5.5 | 5.5 | Conventional Hydroelectric | WAT | HY | 1942.6667 |  |  | (OA) Out of service but expected to return to service in next calendar year | [8 empty] | 44.695 | -73.6219 | 0 | 0 | #DIV/0! | 0%
| Caelum Community Solar | 61180 | Caelum Community Solar | MN | Benton | MISO | IPP Non-CHP | PCCS1 |  | 2 | 1.8 | 1.8 | Solar Photovoltaic | SUN | PV | 2017 |  |  | (OP) Operating |  | 1.3 | [6 empty] | 45.662 | -93.9368 | 0 | 0 | #DIV/0! | 0%
| Distributed Solar Development, LLC | 66813 | Caesar's Atlantic City - POI 1 (Colosseu | NJ | Atlantic | PJM | IPP Non-CHP | P5377 |  | 1.4 | 1.4 | 1.4 | Solar Photovoltaic | SUN | PV | 2025 |  |  | (OP) Operating | [8 empty] | 39.3557 | -74.4355 | 0 | 0 | #DIV/0! | 0%
| Generate Capital | 66215 | Cafferty Hill Solar | NY | Broome | NYIS | IPP Non-CHP | 10996 |  | 5 | 5 | 5 | Solar Photovoltaic | SUN | PV | 2022 |  |  | (OP) Operating |  | 6.9 | [6 empty] | 42.0818 | -76.1129 | 0 | 0 | #DIV/0! | 0%
| Southeastern Solar Farm Fund, LLC | 66199 | Cairo Solar Farm, LLC | GA | Grady | SOCO | IPP Non-CHP | CAIRO |  | 2 | 2 | 2 | Solar Photovoltaic | SUN | PV | 2017 |  |  | (OP) Operating |  | 2.6 | [6 empty] | 30.9113 | -84.2289 | 0 | 0 | #DIV/0! | 0%
| Los Angeles County Sanitation | 57163 | Calabasas Gas to Energy Facility | CA | Los Angeles | CISO | Commercial Non-CHP | GEN1 |  | 9.2 | 6.6 | 7.2 | Landfill Gas | LFG | GT | 2010 |  |  | (OP) Operating | [8 empty] | 34.1511 | -118.7236 | 0 | 0 | #DIV/0! | 0%
| Arevon Energy, Inc. | 63930 | Cal Flats BESS | CA | Monterey | CISO | IPP Non-CHP | CF60 |  | 60 | 60 | 60 | Batteries | MWH | BA | 2021 |  |  | (OP) Operating | 242 | [7 empty] | 35.8667 | -120.3294 | 0 | 0 | #DIV/0! | 0%
| Southern Minnesota Mun P Agny | 1973 | Fairmont (MN) | MN | Martin | MISO | Electric Utility | 10 |  | 39 | 38 | 38 | Natural Gas Internal Combustion Engine | NG | IC | 2001 |  |  | (OP) Operating | [8 empty] | 43.6579 | -94.4647 | 0 | 0 | #DIV/0! | 0%
| CVI Renewables Holdings, LLC. | 63497 | Calabro Airport North Solar Project | NY | Suffolk | NYIS | IPP Non-CHP | NORTH |  | 1.3 | 1.3 | 1.3 | Solar Photovoltaic | SUN | PV | 2019 |  |  | (OP) Operating |  | 1.8 | [6 empty] | 40.8224 | -72.875 | 0 | 0 | #DIV/0! | 0%
| CVI Renewables Holdings, LLC. | 63498 | Calabro Airport South Solar Project | NY | Suffolk | NYIS | IPP Non-CHP | SOUTH |  | 1.2 | 1.2 | 1.2 | Solar Photovoltaic | SUN | PV | 2019 |  |  | (OP) Operating |  | 1.7 | [6 empty] | 40.8115 | -72.8571 | 0 | 0 | #DIV/0! | 0%
| Constellation Power, Inc | 3162 | Falls | PA | Bucks | PJM | IPP Non-CHP | 1 |  | 63.6 | 51 | 62.1 | Petroleum Liquids | DFO | GT | 1970 |  |  | (OP) Operating | [8 empty] | 40.1765 | -74.79 | 0 | 0 | #DIV/0! | 0%
| CalCity Solar 1, LLC | 63054 | CalCity Solar 1 | CA | Kern | CISO | IPP Non-CHP | CALTR |  | 3 | 3 | 3 | Solar Photovoltaic | SUN | PV | 2019 |  |  | (OP) Operating |  | 3.8 | [6 empty] | 35.1414 | -117.9657 | 0 | 0 | #DIV/0! | 0%
| Cald BESS LLC | 66617 | Cald BESS | CA | Los Angeles | CISO | IPP Non-CHP | 1 |  | 100 | 100 | 100 | Batteries | MWH | BA | 2024 |  |  | (OP) Operating | 400 | [7 empty] | 33.9559 | -118.2321 | 0 | 0 | #DIV/0! | 0%
| Brookfield Smoky Mountain Hydropower LP | 54900 | Calderwood | TN | Blount | TVA | IPP Non-CHP | 1 |  | 156.6 | 156 | 156 | Conventional Hydroelectric | WAT | HY | 1932.6667 |  |  | (OP) Operating | [8 empty] | 35.4923 | -83.9806 | 0 | 0 | #DIV/0! | 0%
| Wisconsin Public Service Corp | 4061 | Caldron Falls | WI | Marinette | MISO | Electric Utility | 1 |  | 6.4 | 6.4 | 6.4 | Conventional Hydroelectric | WAT | HY | 1924 |  |  | (OP) Operating | [8 empty] | 45.3569 | -88.2306 | 0 | 0 | #DIV/0! | 0%
| Caldwell Wastewater Treatment Plant | 62027 | Caldwell Wastewater Treatment Plant Hybr | NJ | Essex | PJM | Electric Utility | BAT1 |  | 1.7 | 1.2 | 1.2 | Batteries | MWH | BA | 2016 |  |  | (OP) Operating | 2 | [7 empty] | 40.8386 | -74.3125 | 0 | 0 | #DIV/0! | 0%
| City of Falls City - (NE) | 2237 | Falls City | NE | Richardson | SWPP | Electric Utility | 1 |  | 31.3 | 29.2 | 29.2 | Petroleum Liquids | DFO | IC | 1962 |  |  | (OP) Operating | [8 empty] | 40.055 | -95.6083 | 0 | 0 | #DIV/0! | 0%
| Dimension Energy LLC | 68405 | Caledonia CSG LLC | NY | Livingston | NYIS | IPP Non-CHP | CALED |  | 5 | 5 | 5 | Solar Photovoltaic | SUN | PV | 2024 |  |  | (OP) Operating |  | 6 | [6 empty] | 42.9763 | -77.8724 | 0 | 0 | #DIV/0! | 0%
| Wisconsin Electric Power Co | 67727 | Caledonia Solar WI, LLC | WI | Racine | MISO | Electric Utility | 20241 |  | 6 | 6 | 6 | Solar Photovoltaic | SUN | PV | 2025 |  |  | (OP) Operating | [8 empty] | 42.7977 | -87.9651 | 0 | 0 | #DIV/0! | 0%
| AES Clean Energy | 64452 | Calhoun County Solar Project | MI | Calhoun | MISO | IPP Non-CHP | GEN1 |  | 125 | 125 | 125 | Solar Photovoltaic | SUN | PV | 2025 |  |  | (OP) Operating | [8 empty] | 42.254 | -84.813 | 0 | 0 | #DIV/0! | 0%
| California Institute-Technology | 10262 | California Institute of Technology | CA | Los Angeles | CISO | Commercial CHP | GEN6 | CC1 | 13 | 11.1 | 12 | Natural Gas Fired Combined Cycle | NG | CT | 2003 |  |  | (OA) Out of service but expected to return to service in next calendar year | [8 empty] | 34.1385 | -118.1256 | 0 | 0 | #DIV/0! | 0%
| Invenergy Services LLC | 64856 | Calhoun Solar | MI | Calhoun | MISO | IPP Non-CHP | 65009 |  | 200 | 200 | 200 | Solar Photovoltaic | SUN | PV | 2022 |  |  | (OP) Operating |  | 259 | [6 empty] | 42.3385 | -85.049 | 0 | 0 | #DIV/0! | 0%
| Bay4 Energy Services, LLC | 65564 | Calibrant Bakersfield LLC | CA | Kern | CISO | IPP Non-CHP | BAKER |  | 1.3 | 1.3 | 1.3 | Solar Photovoltaic | SUN | PV | 2022 |  |  | (OP) Operating |  | 1.7 | [6 empty] | 35.4421 | -119.0932 | 0 | 0 | #DIV/0! | 0%
| MN8 Energy LLC | 63516 | California City | CA | Kern | CISO | IPP Non-CHP | CACTY |  | 1.9 | 1.9 | 1.9 | Solar Photovoltaic | SUN | PV | 2018 |  |  | (OP) Operating |  | 2.5 | [6 empty] | 35.157 | -117.981 | 0 | 0 | #DIV/0! | 0%
| WestRock, Fernandina Beach | 10202 | Fernandina Beach Mill | FL | Nassau | JEA | Industrial CHP | GEN5 |  | 96.9 | 80 | 80 | Wood/Wood Waste Biomass | BLQ | ST | 1985 |  |  | (OP) Operating | [8 empty] | 30.6818 | -81.4554 | 0 | 0 | #DIV/0! | 0%
| California PV Energy LLC | 59283 | California PV Energy at ISD WWTP | CA | Contra Costa | CISO | IPP Non-CHP | W4236 |  | 1 | 1 | 1 | Solar Photovoltaic | SUN | PV | 2014 |  |  | (OP) Operating |  | 1.2 | [6 empty] | 38.0011 | -121.7039 | 0 | 0 | #DIV/0! | 0%
| SunEdison LLC | 58008 | California Ridge Wind Energy LLC | IL | Vermilion | MISO | IPP Non-CHP | CR |  | 217 | 200 | 200 | Onshore Wind Turbine | WND | WT | 2012 |  |  | (OP) Operating | [8 empty] | 40.2117 | -87.8783 | 0 | 0 | #DIV/0! | 0%
| SkyHigh 2 Solar | 64403 | California State Univ at Channel Islands | CA | Ventura | CISO | IPP Non-CHP | CSUCI |  | 3.7 | 3.7 | 3.7 | Solar Photovoltaic | SUN | PV | 2021 |  |  | (OP) Operating |  | 4.7 | [6 empty] | 34.1621 | -119.0434 | 0 | 0 | #DIV/0! | 0%
| Clearway Energy Operating LLC | 57439 | California Valley Solar Ranch | CA | San Luis Obispo | CISO | IPP Non-CHP | HPR2 |  | 249.8 | 249.8 | 249.8 | Solar Photovoltaic | SUN | PV | 2012.8 |  |  | (OP) Operating |  | 39 | [6 empty] | 35.3237 | -119.9166 | 0 | 0 | #DIV/0! | 0%
| Southern Power Co | 59088 | Calipatria Solar Farm | CA | Imperial | IID | IPP Non-CHP | GEN 1 |  | 20 | 20 | 20 | Solar Photovoltaic | SUN | PV | 2016 |  |  | (OP) Operating |  | 22 | [6 empty] | 33.1658 | -115.5322 | 0 | 0 | #DIV/0! | 0%
| Ecoplexus, Inc | 64521 | Calipatria State Prison | CA | Imperial | IID | IPP Non-CHP | CALSP |  | 6 | 6 | 6 | Solar Photovoltaic | SUN | PV | 2019 |  |  | (OP) Operating |  | 8.2 | [6 empty] | 33.1631 | -115.4848 | 0 | 0 | #DIV/0! | 0%
| Geysers Power Co LLC | 50066 | Calistoga Power Plant | CA | Lake | CISO | IPP Non-CHP | UNT1 |  | 176.4 | 100 | 110 | Geothermal | GEO | ST | 1984 |  |  | (OP) Operating | [8 empty] | 38.7879 | -122.7434 | 0 | 0 | #DIV/0! | 0%
| AES Distributed Energy | 61470 | Call Farms 1 | NY | Genesee | NYIS | IPP Non-CHP | CFM11 |  | 2 | 2 | 2 | Solar Photovoltaic | SUN | PV | 2018 |  |  | (OP) Operating |  | 2.9 | [6 empty] | 43.0378 | -78.1873 | 0 | 0 | #DIV/0! | 0%
| AES Distributed Energy | 61471 | Call Farms 3 | NY | Genesee | NYIS | IPP Non-CHP | CFM31 |  | 2 | 2 | 2 | Solar Photovoltaic | SUN | PV | 2018 |  |  | (OP) Operating |  | 2.8 | [6 empty] | 43.023 | -78.1786 | 0 | 0 | #DIV/0! | 0%
| FPL Energy Callahan Wind, LLC | 56270 | Callahan Divide Wind Energy Center | TX | Taylor | ERCO | IPP Non-CHP | 1 |  | 114 | 114 | 114 | Onshore Wind Turbine | WND | WT | 2005 |  |  | (OP) Operating | [8 empty] | 32.3039 | -100.0217 | 0 | 0 | #DIV/0! | 0%
| Union Electric Co - (MO) | 6153 | Callaway | MO | Callaway | MISO | Electric Utility | 1 |  | 1235.8 | 1190 | 1236 | Nuclear | NUC | ST | 1984 |  |  | (OP) Operating | [8 empty] | 38.7589 | -91.7788 | 0 | 0 | #DIV/0! | 0%
| PUD No 1 of Snohomish County | 60418 | Calligan Creek Hydroelectric Project | WA | King | PSEI | Electric Utility | CC6MW |  | 6 | 7 | 7 | Conventional Hydroelectric | WAT | HY | 2018 |  |  | (OP) Operating | [8 empty] | 47.6008 | -121.6886 | 0 | 0 | #DIV/0! | 0%
| Callisto I Energy Center | 66338 | Callisto I Energy Center | TX | Harris | ERCO | IPP Non-CHP | CALL1 |  | 223.4 | 200 | 200 | Batteries | MWH | BA | 2024 |  |  | (OP) Operating | 200 | [7 empty] | 29.6468 | -95.4505 | 0 | 0 | #DIV/0! | 0%
| Florida Power & Light Co | 65871 | Caloosahatchee | FL | Hendry | FPL | Electric Utility | 1 |  | 74.5 | 74.5 | 74.5 | Solar Photovoltaic | SUN | PV | 2024 |  |  | (OP) Operating |  | 99.82 | [6 empty] | 26.7541 | -81.1856 | 0 | 0 | #DIV/0! | 0%
| Rayonier Advanced Materials | 10562 | Fernandina Plant | FL | Nassau | JEA | Industrial CHP | GEN4 |  | 42 | 42 | 42 | Wood/Wood Waste Biomass | WDS | ST | 1981 |  |  | (OP) Operating | [8 empty] | 30.6612 | -81.473 | 0 | 0 | #DIV/0! | 0%
| New Smyrna Beach Utilities Commission | 7954 | Field Street | FL | Volusia | FPL | Electric Utility | 1 |  | 48 | 44 | 48 | Petroleum Liquids | DFO | GT | 2001 |  |  | (OS) Out of service and NOT expected to return to service in next calendar year | [8 empty] | 29.0213 | -80.9949 | 0 | 0 | #DIV/0! | 0%
| Finch Paper LLC | 10511 | Finch Paper | NY | Warren | NYIS | Industrial CHP | GEN6 |  | 29 | 23 | 27 | Wood/Wood Waste Biomass | WDL | ST | 1987 |  |  | (OP) Operating | [8 empty] | 43.3084 | -73.6376 | 0 | 0 | #DIV/0! | 0%
| Bloom Energy 2009 PPA | 65193 | CalTech - Pasadena (PPA) | CA | Los Angeles | CISO | IPP Non-CHP | CLT05 |  | 1 | 1 | 1 | Other Natural Gas | NG | FC | 2016 |  |  | (OP) Operating | [8 empty] | 34.1394 | -118.1215 | 0 | 0 | #DIV/0! | 0%
| Calpine Vineland Solar LLC | 57081 | Calpine Vineland Solar LLC | NJ | Cumberland | PJM | IPP Non-CHP | CVS1 |  | 4.1 | 4.1 | 4.1 | Solar Photovoltaic | SUN | PV | 2009 |  |  | (OP) Operating |  | 2.4 | [6 empty] | 39.4636 | -75.0667 | 0 | 0 | #DIV/0! | 0%
| CalPortland Company | 68844 | CalPorlland Company Mojave Wind | CA | Kern | CISO | Industrial Non-CHP | CPCC1 |  | 23.5 | 23.5 | 23.5 | Onshore Wind Turbine | WND | WT | 2024 |  |  | (OP) Operating | [8 empty] | 35.036 | -118.34 | 0 | 0 | #DIV/0! | 0%
| CalRenew-1 LLC | 56768 | CalRenew-1 | CA | Fresno | CISO | IPP Non-CHP | CR1 |  | 5 | 5 | 1.5 | Solar Photovoltaic | SUN | PV | 2010 |  |  | (OP) Operating |  | 6.3 | [6 empty] | 36.7575 | -120.3658 | 0 | 0 | #DIV/0! | 0%
| Bloom Energy | 65361 | CalTech - Pasadena Wilson Ave | CA | Los Angeles | CISO | IPP Non-CHP | CLT30 |  | 2.2 | 2.2 | 2.2 | Other Natural Gas | NG | FC | 2019 |  |  | (OP) Operating | [8 empty] | 34.1382 | -118.1284 | 0 | 0 | #DIV/0! | 0%
| Bloom Energy 2009 PPA | 57460 | Caltech Central | CA | Los Angeles | CISO | IPP Non-CHP | CL00 |  | 1.1 | 1.1 | 1.1 | Other Natural Gas | NG | FC | 2010 | 3 | 2031 | (OP) Operating | [8 empty] | 34.1358 | -118.1267 | 0 | 0 | #DIV/0! | 0%
| Walleye Power, LLC | 2878 | FirstEnergy Bay Shore | OH | Lucas | PJM | IPP CHP | 1 |  | 187 | 153.7 | 153.2 | Petroleum Coke | PC | ST | 1961 |  |  | (OP) Operating | [8 empty] | 41.6917 | -83.4378 | 0 | 13223282.706 | #DIV/0! | 0%
| Midwest Generations EME LLC | 886 | Fisk Street | IL | Cook | PJM | IPP Non-CHP | 311 |  | 260 | 197.2 | 263.7 | Petroleum Liquids | DFO | GT | 1968 |  |  | (OP) Operating | [8 empty] | 41.8508 | -87.6533 | 0 | 19622.7 | #DIV/0! | 0%
| City of Cambridge - (NE) | 2223 | Cambridge | NE | Furnas | SWPP | Electric Utility | CAT1 |  | 4 | 4 | 4 | Petroleum Liquids | DFO | IC | 2005 |  |  | (SB) Standby/Backup: available for service but not normally used | [8 empty] | 40.2862 | -100.1768 | 0 | 0 | #DIV/0! | 0%
| Constellation Nuclear | 6011 | Calvert Cliffs Nuclear Power Plant | MD | Calvert | PJM | IPP Non-CHP | 1 |  | 1850.4 | 1745.2 | 1810 | Nuclear | NUC | ST | 1976 |  |  | (OP) Operating | [8 empty] | 38.4344 | -76.4417 | 0 | 0 | #DIV/0! | 0%
| Terraform Arcadia | 60452 | Calverton | NY | Suffolk | NYIS | IPP Non-CHP | CALV |  | 3 | 3 | 3 | Solar Photovoltaic | SUN | PV | 2015 |  |  | (OP) Operating |  | 3.9 | [6 empty] | 40.9211 | -72.7437 | 0 | 0 | #DIV/0! | 0%
| LI Solar Generation, LLC | 65679 | Calverton Solar Energy Center | NY | Suffolk | NYIS | IPP Non-CHP | 11933 |  | 22.9 | 22.9 | 22.9 | Solar Photovoltaic | SUN | PV | 2022 |  |  | (OP) Operating |  | 32.7 | [6 empty] | 40.9137 | -72.7504 | 0 | 0 | #DIV/0! | 0%
| East Bay Municipal Util Dist | 537 | Camanche | CA | San Joaquin | CISO | Electric Utility | 1 |  | 10.8 | 10.5 | 10.5 | Conventional Hydroelectric | WAT | HY | 1983 |  |  | (OP) Operating | [8 empty] | 38.2268 | -121.0245 | 0 | 0 | #DIV/0! | 0%
| Greenbacker Renewable Energy Corporation | 62071 | Camas Solar Project | WA | Kittitas | PSEI | IPP Non-CHP | CAMAS |  | 5 | 5 | 5 | Solar Photovoltaic | SUN | PV | 2022 |  |  | (OP) Operating |  | 6.7 | [6 empty] | 46.9593 | -120.5091 | 0 | 0 | #DIV/0! | 0%
| Exus Pennsylvania Wind Holdings | 57139 | Cambria Wind LLC | PA | Cambria | PJM | IPP Non-CHP | 1 |  | 62.5 | 62.5 | 62.5 | Onshore Wind Turbine | WND | WT | 2009 |  |  | (OP) Operating | [8 empty] | 40.3042 | -78.6908 | 0 | 0 | #DIV/0! | 0%
| Flint Hills Resources Pine Bend, LLC | 65405 | Flint Hills Resources Pine Bend, LLC | MN | Dakota | MISO | Industrial CHP | CTG | CHP1 | 118.4 | 94.9 | 94.9 | Natural Gas Fired Combined Cycle | NG | CT | 2020.3333 |  |  | (OP) Operating | [8 empty] | 44.4548 | -93.0212 | 0 | 0 | #DIV/0! | 0%
| International Paper - Flint River Mill | 50465 | Flint River Operations | GA | Macon | SOCO | Industrial CHP | GEN1 |  | 77 | 77 | 77 | Wood/Wood Waste Biomass | BLQ | ST | 1997.5 |  |  | (OP) Operating | [8 empty] | 32.2544 | -84.0667 | 0 | 0 | #DIV/0! | 0%
| WestRock-Florence | 50806 | Florence Mill | SC | Florence | CPLE | Industrial CHP | GEN1 |  | 103.8 | 98.8 | 98.8 | Wood/Wood Waste Biomass | BLQ | ST | 1974.6667 |  |  | (OP) Operating | [8 empty] | 34.1497 | -79.5606 | 0 | 0 | #DIV/0! | 0%
| AEP Onsite Partners, LLC | 61604 | Camden CSD Solar Array | NY | Oneida | NYIS | IPP Non-CHP | 1 |  | 1.8 | 1.8 | 1.8 | Solar Photovoltaic | SUN | PV | 2017 |  |  | (OP) Operating |  | 2.4 | [6 empty] | 43.3123 | -75.6953 | 0 | 0 | #DIV/0! | 0%
| Greenbacker Renewable Energy Corporation | 62330 | Camden Dam Solar, LLC | NC | Camden | PJM | IPP Non-CHP | CMDND |  | 5 | 5 | 5 | Solar Photovoltaic | SUN | PV | 2019 |  |  | (OP) Operating |  | 7.2 | [6 empty] | 36.3118 | -76.1258 | 0 | 0 | #DIV/0! | 0%
| City of Forest City- (IA) | 1138 | Forest City Light Plant | IA | Winnebago | MISO | Electric Utility | 1 |  | 22 | 21.2 | 21.2 | Petroleum Liquids | DFO | IC | 1969.5 |  |  | (OP) Operating | [8 empty] | 43.2632 | -93.6354 | 0 | 0 | #DIV/0! | 0%
| Invista | 10795 | Camden South Carolina | SC | Kershaw | CPLE | Industrial CHP | GEN3 |  | 19 | 17.5 | 18 | Natural Gas Steam Turbine | NG | ST | 1993 |  |  | (OS) Out of service and NOT expected to return to service in next calendar year | [8 empty] | 34.2338 | -80.6558 | 0 | 0 | #DIV/0! | 0%
| Camden Solar LLC | 64535 | Camden Solar LLC | NC | Camden | PJM | IPP Non-CHP | KOV4A |  | 20 | 20 | 20 | Solar Photovoltaic | SUN | PV | 2021 | 11 | 2056 | (OP) Operating |  | 29.3 | [6 empty] | 36.3079 | -76.1445 | 0 | 0 | #DIV/0! | 0%
| Formosa Plastics Corp | 54518 | Formosa Plastics | LA | East Baton Rouge | MISO | Industrial CHP | GT2 |  | 100.8 | 82 | 90 | Natural Gas Fired Combustion Turbine | NG | GT | 1990.25 |  |  | (SB) Standby/Backup: available for service but not normally used | [8 empty] | 30.4992 | -91.1872 | 0 | 0 | #DIV/0! | 0%
| National Grid Renewables | 64001 | Camellia Solar, LLC | MN | Pope | MISO | IPP Non-CHP | CAMEL |  | 1 | 1 | 1 | Solar Photovoltaic | SUN | PV | 2020 |  |  | (OP) Operating |  | 1.5 | [6 empty] | 45.6427 | -95.3533 | 0 | 0 | #DIV/0! | 0%
| Camelot Wind LLC | 58958 | Camelot Wind LLC | MA | Plymouth | ISNE | IPP Non-CHP | CMLTW |  | 1.5 | 1.5 | 1.5 | Onshore Wind Turbine | WND | WT | 2012 |  |  | (OP) Operating | [8 empty] | 41.9253 | -70.64 | 0 | 0 | #DIV/0! | 0%
| Terra-Gen Operating Co-Wind | 10586 | Cameron Ridge LLC | CA | Kern | CISO | IPP Non-CHP | EXIS |  | 59.6 | 59.6 | 59.6 | Onshore Wind Turbine | WND | WT | 1984 |  |  | (OP) Operating | [8 empty] | 35.075 | -118.3158 | 0 | 0 | #DIV/0! | 0%
| Cameron Solar, LLC | 61489 | Cameron Solar | SC | Calhoun | SCEG | IPP Non-CHP | CAM |  | 20 | 20 | 20 | Solar Photovoltaic | SUN | PV | 2017 |  |  | (OP) Operating |  | 28 | [6 empty] | 33.574 | -80.707 | 0 | 0 | #DIV/0! | 0%
| Cameron Solar II, LLC | 61326 | Cameron Solar II | SC | Calhoun | SCEG | IPP Non-CHP | PGRB2 |  | 4.1 | 4.1 | 4.1 | Solar Photovoltaic | SUN | PV | 2017 |  |  | (OP) Operating |  | 5.7 | [6 empty] | 33.567 | -80.699 | 0 | 0 | #DIV/0! | 0%
| Cameron Wind 1 LLC | 59118 | Cameron Wind 1 LLC | TX | Cameron | ERCO | IPP Non-CHP | CAM1 |  | 181.4 | 181.4 | 181.4 | Onshore Wind Turbine | WND | WT | 2019.5 |  |  | (OP) Operating | [8 empty] | 26.1953 | -97.4661 | 0 | 0 | #DIV/0! | 0%
| Invenergy Services LLC | 61785 | Camilla Solar Energy Project | GA | Mitchell | SOCO | IPP Non-CHP | CAMSR |  | 171.4 | 171.4 | 171.4 | Solar Photovoltaic | SUN | PV | 2020 |  |  | (OP) Operating |  | 224 | [6 empty] | 31.2695 | -84.2287 | 0 | 0 | #DIV/0! | 0%
| Axium US Solar Holdings LLC | 58892 | Camilla Solar Plant | GA | Mitchell | SOCO | IPP Non-CHP | CMLA |  | 16 | 16 | 17.6 | Solar Photovoltaic | SUN | PV | 2013 |  |  | (OP) Operating |  | 20.3 | [6 empty] | 31.1839 | -84.1319 | 0 | 0 | #DIV/0! | 0%
| AETS OpCo Holdings LLC | 68207 | CAMILLUS A (CSG) | NY | Onondaga | NYIS | IPP Non-CHP | CAM A |  | 5 | 5 | 5 | Solar Photovoltaic | SUN | PV | 2024 |  |  | (OP) Operating |  | 6.6 | [6 empty] | 43.0735 | -76.3141 | 0 | 0 | #DIV/0! | 0%
| AETS OpCo Holdings LLC | 68206 | CAMILLUS B (CSG) | NY | Onondaga | NYIS | IPP Non-CHP | CAM B |  | 5 | 5 | 5 | Solar Photovoltaic | SUN | PV | 2024 |  |  | (OP) Operating |  | 6.6 | [6 empty] | 43.0749 | -76.3127 | 0 | 0 | #DIV/0! | 0%
| Sacramento Municipal Util Dist | 430 | Camino | CA | El Dorado | BANC | Electric Utility | H1 |  | 157.8 | 155.9 | 155.9 | Conventional Hydroelectric | WAT | HY | 1965.5 |  |  | (OP) Operating | [8 empty] | 38.8288 | -120.5371 | 0 | 0 | #DIV/0! | 0%
| Avangrid Power LLC | 63508 | Camino Solar Hybrid | CA | Kern | CISO | IPP Non-CHP | CSPV1 |  | 44 | 44 | 44 | Solar Photovoltaic | SUN | PV | 2025 |  |  | (OP) Operating | [8 empty] | 34.9303 | -118.4432 | 0 | 0 | #DIV/0! | 0%
| Duke Energy Indiana, LLC | 63324 | Camp Atterbury Microgrid Hybrid | IN | Johnson | MISO | Electric Utility | ES1 |  | 7 | 7 | 7 | Batteries | MWH | BA | 2019 |  |  | (OP) Operating | 5 | [7 empty] | 39.3617 | -86.025 | 0 | 0 | #DIV/0! | 0%
| Orion Energy Group LLC | 56640 | Camp Grove Wind Farm | IL | STARK | PJM | IPP Non-CHP | 1 |  | 150 | 150 | 150 | Onshore Wind Turbine | WND | WT | 2007 |  |  | (OP) Operating | [8 empty] | 41.0906 | -89.6398 | 0 | 0 | #DIV/0! | 0%
| Duke Energy Progress - (NC) | 59966 | Camp Lejeune Solar and Energy Storage | NC | Onslow | DUK | Electric Utility | PV1 |  | 12.8 | 12.8 | 12.8 | Solar Photovoltaic | SUN | PV | 2015 |  |  | (OP) Operating |  | 17.3 | [6 empty] | 34.7257 | -77.3503 | 0 | 0 | #DIV/0! | 0%
| Idaho Wind Partners 1 LLC | 57125 | Camp Reed | ID | Elmore | IPCO | IPP Non-CHP | CRWP |  | 22.5 | 22.5 | 22.5 | Onshore Wind Turbine | WND | WT | 2010 |  |  | (OP) Operating | [8 empty] | 42.8119 | -115.0489 | 0 | 0 | #DIV/0! | 0%
| Camp Riley Solar Facility | 64072 | Camp Ripley Solar | MN | Morrison | MISO | Electric Utility | CR1 |  | 10.9 | 10.8 | 10.8 | Solar Photovoltaic | SUN | PV | 2016 |  |  | (OP) Operating |  | 13.1 | [6 empty] | 46.091 | -94.34 | 0 | 0 | #DIV/0! | 0%
| Ecoplexus, Inc | 63870 | Camp San Luis Obispo | CA | San Luis Obispo | CISO | IPP Non-CHP | CPSLO |  | 1.2 | 1.2 | 1.2 | Solar Photovoltaic | SUN | PV | 2024 |  |  | (OP) Operating |  | 1.63 | [6 empty] | 35.322 | -120.7323 | 0 | 0 | #DIV/0! | 0%
| Axium US Solar Holdings LLC | 58893 | Camp Solar Plant | GA | Meriwether | SOCO | IPP Non-CHP | CAMP |  | 2.4 | 2.4 | 2.6 | Solar Photovoltaic | SUN | PV | 2013 |  |  | (OP) Operating |  | 3.2 | [6 empty] | 32.9647 | -84.5439 | 0 | 0 | #DIV/0! | 0%
| Consolidated Edison Development Inc. | 59655 | Campbell County Wind Farm | SD | Campbell | SWPP | IPP Non-CHP | CCWF1 |  | 94.3 | 94.3 | 94.3 | Onshore Wind Turbine | WND | WT | 2015 |  |  | (OP) Operating | [8 empty] | 45.7533 | -100.275 | 0 | 0 | #DIV/0! | 0%
| Duke Energy Renewables Services | 57090 | Campbell Hill Windpower | WY | Converse | PACE | IPP Non-CHP | CHWF |  | 99 | 99 | 99 | Onshore Wind Turbine | WND | WT | 2009 |  |  | (OP) Operating | [8 empty] | 43.0145 | -105.999 | 0 | 0 | #DIV/0! | 0%
| Village of Campbell - (NE) | 2225 | Campbell Village | NE | Franklin | SWPP | Electric Utility | IC4 |  | 1 | 1 | 1 | Petroleum Liquids | DFO | IC | 1983 |  |  | (SB) Standby/Backup: available for service but not normally used | [8 empty] | 40.2992 | -98.7331 | 0 | 0 | #DIV/0! | 0%
| EnLink Midstream Services, LLC | 57597 | Cana Gas Processing Plant | OK | Canadian | SPA | Industrial Non-CHP | 3005 |  | 7.5 | 7.5 | 7.5 | Petroleum Liquids | DFO | IC | 2010.6667 |  |  | (SB) Standby/Backup: available for service but not normally used | [8 empty] | 35.5331 | -98.1011 | 0 | 0 | #DIV/0! | 0%
| Southern Power Co | 58467 | Campo Verde Solar | CA | Imperial | CISO | IPP Non-CHP | CVS1 |  | 147.4 | 139 | 139 | Solar Photovoltaic | SUN | PV | 2013 |  |  | (OP) Operating |  | 201.9 | [6 empty] | 32.7533 | -115.7264 | 0 | 0 | #DIV/0! | 0%
| NJR Clean Energy Ventures Corporation | 63334 | Campus Drive Solar | NJ | Burlington | PJM | IPP Non-CHP | CAMPS |  | 3.7 | 3.7 | 3.7 | Solar Photovoltaic | SUN | PV | 2020 |  |  | (OP) Operating |  | 4.8 | [6 empty] | 40.0562 | -74.8809 | 0 | 0 | #DIV/0! | 0%
| Formosa Plastics Corp | 10554 | Formosa Utility Venture Ltd | TX | Calhoun | ERCO | Industrial CHP | 3ST1 | CHP2 | 933.4 | 829.8 | 954.2 | Natural Gas Fired Combined Cycle | NG | CA | 2001.2308 |  |  | (OP) Operating | [8 empty] | 28.6917 | -96.5417 | 0 | 0 | #DIV/0! | 0%
| Central Rivers Power NH, LLC | 3750 | Canaan | VT | Essex | ISNE | IPP Non-CHP | 1 |  | 1.1 | 1.1 | 1.1 | Conventional Hydroelectric | WAT | HY | 1927 |  |  | (OP) Operating | [8 empty] | 44.9993 | -71.5302 | 0 | 0 | #DIV/0! | 0%
| Public Service Co of Colorado | 8067 | Fort Lupton | CO | Weld | PSCO | Electric Utility | 1 |  | 100.8 | 88 | 100 | Natural Gas Fired Combustion Turbine | NG | GT | 1972 | 12 | 2026 | (OP) Operating | [8 empty] | 40.0922 | -104.796 | 0 | 0 | #DIV/0! | 0%
| Canadian Breaks LLC | 63030 | Canadian Breaks, LLC | TX | Deaf Smith | ERCO | IPP Non-CHP | CBRKS |  | 210.1 | 210.1 | 210.1 | Onshore Wind Turbine | WND | WT | 2019 |  |  | (OP) Operating | [8 empty] | 35.2002 | -102.3155 | 0 | 0 | #DIV/0! | 0%
| Canadian Hills Wind LLC | 57987 | Canadian Hills Wind | OK | Canadian | SWPP | IPP Non-CHP | 1 |  | 293.7 | 293.7 | 293.7 | Onshore Wind Turbine | WND | WT | 2012 |  |  | (OP) Operating | [8 empty] | 35.6297 | -98.0247 | 0 | 0 | #DIV/0! | 0%
| Mount Carmel Cogen Inc | 10343 | Foster Wheeler Mt Carmel Cogen | PA | Northumberland | PJM | IPP CHP | TG1 |  | 47.3 | 43 | 40 | Conventional Steam Coal | WC | ST | 1990 |  |  | (OP) Operating | [8 empty] | 40.8112 | -76.453 | 0 | 0 | #DIV/0! | 0%
| Canal Energy S23, LLC | 65740 | Canal Energy S23, LLC | CA | Kings | CISO | IPP Non-CHP | 21536 |  | 4.1 | 4.1 | 4.1 | Solar Photovoltaic | SUN | PV | 2021 |  |  | (OP) Operating |  | 5.6 | [6 empty] | 36.1761 | -119.5604 | 0 | 0 | #DIV/0! | 0%
| NJR Clean Energy Ventures Corporation | 66089 | Canal Road Solar | NJ | Somerset | PJM | IPP Non-CHP | CANAL |  | 4 | 4 | 4 | Solar Photovoltaic | SUN | PV | 2023 |  |  | (OP) Operating |  | 5 | [6 empty] | 40.535 | -74.563 | 0 | 0 | #DIV/0! | 0%
| AEP Onsite Partners, LLC | 61043 | Canandaigua Solar Array | NY | Ontario | NYIS | IPP Non-CHP | PV1 |  | 2 | 2 | 2 | Solar Photovoltaic | SUN | PV | 2016 |  |  | (OP) Operating |  | 2.5 | [6 empty] | 42.8689 | -77.2846 | 0 | 0 | #DIV/0! | 0%
| AEP Onsite Partners, LLC | 61042 | Canandaigua Westbrook Solar Array | NY | Ontario | NYIS | IPP Non-CHP | PV1 |  | 1.3 | 1.3 | 1.3 | Solar Photovoltaic | SUN | PV | 2017 |  |  | (OP) Operating |  | 1.6 | [6 empty] | 42.8691 | -77.2845 | 0 | 0 | #DIV/0! | 0%
| Cypress Creek Renewables | 59499 | Candace Solar | NC | Johnston | CPLE | IPP Non-CHP | PV1 |  | 5 | 5 | 5 | Solar Photovoltaic | SUN | PV | 2016 |  |  | (OP) Operating |  | 6.6 | [6 empty] | 35.487 | -78.1922 | 0 | 0 | #DIV/0! | 0%
| Cane Creek Solar, LLC | 66543 | Cane Creek | MS | Clarke | SOCO | IPP Non-CHP | PGRCC |  | 78.5 | 78.5 | 78.5 | Solar Photovoltaic | SUN | PV | 2024 |  |  | (OP) Operating |  | 110 | [6 empty] | 31.977 | -88.8876 | 0 | 0 | #DIV/0! | 0%
| Franklin Heating Station | 54224 | Franklin Heating Station | MN | Olmsted | MISO | Commercial CHP | DG10 |  | 34 | 29.1 | 29.1 | Petroleum Liquids | DFO | IC | 1994.6364 |  |  | (SB) Standby/Backup: available for service but not normally used | [8 empty] | 44.0206 | -92.4656 | 0 | 0 | #DIV/0! | 0%
| Puget Sound Energy Inc | 99 | Frederickson | WA | Pierce | PSEI | Electric Utility | 1 |  | 177.8 | 134 | 162.2 | Natural Gas Fired Combustion Turbine | NG | GT | 1981 |  |  | (OP) Operating | [8 empty] | 47.0797 | -122.365 | 0 | 0 | #DIV/0! | 0%
| Caney River Wind Project | 57858 | Caney River Wind Project | KS | Elk | SWPP | IPP Non-CHP | 1 |  | 200 | 200 | 200 | Onshore Wind Turbine | WND | WT | 2012 |  |  | (OP) Operating | [8 empty] | 37.46 | -96.42 | 0 | 0 | #DIV/0! | 0%
| Today's Power, Inc. | 68690 | Caney Valley | KS | Chautauqua | SWPP | Electric Utility | CNVY1 |  | 1 | 1 | 1 | Solar Photovoltaic | SUN | PV | 2023 |  |  | (OP) Operating |  | 1.4 | [6 empty] | 37.1201 | -96.2125 | 0 | 0 | #DIV/0! | 0%
| LSE Canis Major LLC | 61398 | Canis Major Solar Farm | CT | Hartford | ISNE | IPP Non-CHP | S1980 |  | 2 | 2 | 2 | Solar Photovoltaic | SUN | PV | 2016 |  |  | (OP) Operating |  | 2.9 | [6 empty] | 42.009 | -72.65 | 0 | 0 | #DIV/0! | 0%
| LSE Canis Minor LLC | 61408 | Canis Minor Solar Farm | CT | Litchfield | ISNE | IPP Non-CHP | B1000 |  | 1 | 1 | 1 | Solar Photovoltaic | SUN | PV | 2016 |  |  | (OP) Operating |  | 1.5 | [6 empty] | 41.893 | -72.986 | 0 | 0 | #DIV/0! | 0%
| American Mun Power-Ohio, Inc | 57399 | Cannelton Hydroelectric Plant | KY | Hancock | MISO | Electric Utility | CG1 |  | 87.9 | 87.9 | 87.9 | Conventional Hydroelectric | WAT | HY | 2016 |  |  | (OP) Operating | [8 empty] | 37.8997 | -86.7058 | 0 | 0 | #DIV/0! | 0%
| Missouri Jnt Muni.Pwr Elec. Ut. Comm. | 57946 | Fredericktown Energy Center | MO | Madison | SWPP | IPP Non-CHP | UNIT1 |  | 27.6 | 24 | 27.6 | Natural Gas Fired Combustion Turbine | NG | GT | 2015 |  |  | (OP) Operating | [8 empty] | 37.5717 | -90.3173 | 0 | 0 | #DIV/0! | 0%
| Cannon Garden LLC | 63252 | Cannon Garden Solar | MN | Rice | MISO | IPP Non-CHP | CGS |  | 1 | 1 | 1 | Solar Photovoltaic | SUN | PV | 2020 |  |  | (OP) Operating |  | 1.3 | [6 empty] | 44.2442 | -93.2692 | 0 | 0 | #DIV/0! | 0%
| AES Clean Energy | 66867 | Cannonball Solar (CSG) | MD | Frederick | PJM | IPP Non-CHP | CBALL |  | 2 | 2 | 2 | Solar Photovoltaic | SUN | PV | 2024 |  |  | (OP) Operating |  | 2.8 | [6 empty] | 39.5463 | -77.4164 | 0 | 0 | #DIV/0! | 0%
| Florida Power & Light Co | 65866 | Canoe | FL | Okaloosa | FPL | Electric Utility | 1 |  | 74.5 | 74.5 | 74.5 | Solar Photovoltaic | SUN | PV | 2024 |  |  | (OP) Operating |  | 101.32 | [6 empty] | 30.68 | -86.7805 | 0 | 0 | #DIV/0! | 0%
| NJR Clean Energy Ventures Corporation | 65705 | Canoe Brook Solar | NJ | Essex | PJM | IPP Non-CHP | CANOE |  | 6.3 | 6.3 | 6.3 | Solar Photovoltaic | SUN | PV | 2023 |  |  | (OP) Operating |  | 8.9 | [6 empty] | 40.7452 | -74.3438 | 0 | 0 | #DIV/0! | 0%
| Generate Capital | 66212 | Canoga Solar | NY | Seneca | NYIS | IPP Non-CHP | 10965 |  | 5 | 5 | 5 | Solar Photovoltaic | SUN | PV | 2021 |  |  | (OP) Operating |  | 7.1 | [6 empty] | 42.8521 | -76.8001 | 0 | 0 | #DIV/0! | 0%
| National Grid Renewables | 61707 | Canopus Community Solar | MN | Stearns | MISO | IPP Non-CHP | CANO |  | 1 | 1 | 1 | Solar Photovoltaic | SUN | PV | 2019 |  |  | (OP) Operating |  | 1.5 | [6 empty] | 45.4283 | -94.8233 | 0 | 0 | #DIV/0! | 0%
| Captona Canton LLC | 64107 | Canton | MA | Norfolk | ISNE | IPP Non-CHP | CPMA1 |  | 5 | 5 | 5 | Solar Photovoltaic | SUN | PV | 2012 |  |  | (OP) Operating |  | 5.8 | [6 empty] | 42.1451 | -71.1309 | 0 | 0 | #DIV/0! | 0%
| REA Investments, LLC | 67921 | Canton GLC Solar, LLC | ME | Oxford | ISNE | IPP Non-CHP | CANTN |  | 3 | 3 | 3 | Solar Photovoltaic | SUN | PV | 2024 |  |  | (OP) Operating | [8 empty] | 44.443 | -70.32 | 0 | 0 | #DIV/0! | 0%
| CPV Canton Mountain Wind LLC | 58620 | Canton Mountain Wind | ME | Oxford | ISNE | IPP Non-CHP | 1 |  | 22.8 | 22.8 | 22.8 | Onshore Wind Turbine | WND | WT | 2017 |  |  | (OP) Operating | [8 empty] | 44.5147 | -70.3031 | 0 | 0 | #DIV/0! | 0%
| Pacific Gas & Electric Co. | 57522 | Cantua Solar Station | CA | Fresno | CISO | Electric Utility | 1 |  | 20 | 20 | 20 | Solar Photovoltaic | SUN | PV | 2012 |  |  | (OP) Operating |  | 26.3 | [6 empty] | 36.4251 | -120.3435 | 0 | 0 | #DIV/0! | 0%
| Guadalupe Blanco River Authority | 791 | Canyon | TX | Comal | ERCO | Electric Utility | 1 |  | 6 | 6 | 6 | Conventional Hydroelectric | WAT | HY | 1989 |  |  | (OA) Out of service but expected to return to service in next calendar year | [8 empty] | 29.8706 | -98.1947 | 0 | 0 | #DIV/0! | 0%
| SDGE Batteries | 60568 | Canyon Crest Academy | CA | San Diego | CISO | Electric Utility | SES |  | 1 | 1 | 1 | Batteries | MWH | BA | 2014 |  |  | (OP) Operating | 3 | [7 empty] | 32.9591 | -117.1916 | 0 | 0 | #DIV/0! | 0%
| Luminace Solar Arizona 2, LLC | 60685 | Canyon Del Oro High School Solar | AZ | Pima | TEPC | IPP Non-CHP | CDO1 |  | 4.4 | 1.5 | 1.5 | Solar Photovoltaic | SUN | PV | 2016 |  |  | (OP) Operating |  | 1.4 | [6 empty] | 32.374 | -110.974 | 0 | 0 | #DIV/0! | 0%
| U S Bureau of Reclamation | 6400 | Canyon Ferry | MT | Lewis and Clark | WAUW | Electric Utility | 1 |  | 55 | 57.6 | 57.6 | Conventional Hydroelectric | WAT | HY | 1953.6667 |  |  | (OP) Operating | [8 empty] | 46.649 | -111.7279 | 0 | 0 | #DIV/0! | 0%
| Olin Blue Cube Operations | 52120 | Freeport Energy | TX | Brazoria | ERCO | Industrial CHP | G-61 | PLTB | 603.1 | 458 | 499.3 | Natural Gas Fired Combined Cycle | NG | CT | 1982.8333 |  |  | (OP) Operating | [8 empty] | 28.9913 | -95.4075 | 0 | 0 | #DIV/0! | 0%
| Canyon Wind Project, LLC | 60271 | Canyon Wind Project, LLC | TX | Scurry | ERCO | IPP Non-CHP | WT1 |  | 308.8 | 308.8 | 308.8 | Onshore Wind Turbine | WND | WT | 2024 |  |  | (OP) Operating | [8 empty] | 32.6311 | -101.0085 | 0 | 0 | #DIV/0! | 0%
| Dow Chemical Co | 56152 | Freeport Energy Center | TX | Brazoria | ERCO | Industrial CHP | CTG1 | PLTB | 260 | 219.4 | 258.7 | Natural Gas Fired Combined Cycle | NG | CT | 2007 |  |  | (OP) Operating | [8 empty] | 28.9888 | -95.3954 | 0 | 0 | #DIV/0! | 0%
| US Air Force | 58661 | Cape Cod Air Force Station - 6 SWS | MA | Barnstable | ISNE | Commercial Non-CHP | GE-3 |  | 3.4 | 3.4 | 3.4 | Onshore Wind Turbine | WND | WT | 2014 |  |  | (OP) Operating | [8 empty] | 41.7525 | -70.5389 | 0 | 0 | #DIV/0! | 0%
| State of Wisconsin | 54406 | Capitol Heat and Power | WI | Dane | MISO | Commercial Non-CHP | P31 |  | 2 | 2 | 2 | Petroleum Liquids | DFO | IC | 2011 |  |  | (SB) Standby/Backup: available for service but not normally used | [8 empty] | 43.0785 | -89.3773 | 0 | 0 | #DIV/0! | 0%
| Union Electric Co - (MO) | 66159 | Cape Girardeau Renewable Energy Center | MO | Cape Girardeau | MISO | Electric Utility | RECBJ |  | 1.2 | 1.2 | 1.2 | Solar Photovoltaic | SUN | PV | 2021 |  |  | (OP) Operating |  | 6.5 | [6 empty] | 37.3197 | -89.526 | 0 | 0 | #DIV/0! | 0%
| Duke Energy Florida, LLC | 63996 | Cape San Blas | FL | Gulf | FPC | Electric Utility | ES1 |  | 5.5 | 5.5 | 5.5 | Batteries | MWH | BA | 2022 |  |  | (OP) Operating | 14.3 | [7 empty] | 29.7321 | -85.3914 | 0 | 0 | #DIV/0! | 0%
| Capella Community Solar | 61178 | Capella Community Solar | MN | Pipestone | MISO | IPP Non-CHP | HCCS1 |  | 5 | 4.5 | 4.5 | Solar Photovoltaic | SUN | PV | 2017 |  |  | (OP) Operating |  | 1.3 | [6 empty] | 44.0901 | -96.1612 | 0 | 0 | #DIV/0! | 0%
| Greenbacker Renewable Energy Corporation | 64931 | Capital Hill Solar LLC | NY | Albany | NYIS | IPP Non-CHP | 531 |  | 1.5 | 1.5 | 1.5 | Solar Photovoltaic | SUN | PV | 2022 |  |  | (OP) Operating |  | 1.9 | [6 empty] | 42.6853 | -73.8249 | 0 | 0 | #DIV/0! | 0%
| Freeport LNG Development L.P | 59145 | Freeport LP Pretreatment Facility | TX | Brazoria | ERCO | Industrial CHP | 65GTG |  | 87 | 70 | 87 | Natural Gas Fired Combustion Turbine | NG | GT | 2019 |  |  | (OP) Operating | [8 empty] | 28.9792 | -95.3069 | 0 | 0 | #DIV/0! | 0%
| Capon Bridge Solar LLC | 67694 | Capon Bridge Solar LLC | WV | Hampshire | PJM | IPP Non-CHP | CPS01 |  | 20 | 20 | 20 | Solar Photovoltaic | SUN | PV | 2024 |  |  | (OP) Operating |  | 26.34 | [6 empty] | 39.2872 | -78.642 | 0 | 0 | #DIV/0! | 0%
| Capricorn Ridge Wind LLC | 56763 | Capricorn Ridge Wind LLC | TX | Sterling | ERCO | IPP Non-CHP | 1 |  | 662.5 | 662.5 | 662.5 | Onshore Wind Turbine | WND | WT | 2007.5 |  |  | (OP) Operating | [8 empty] | 31.952 | -101.0189 | 0 | 0 | #DIV/0! | 0%
| National Grid Renewables | 61651 | Capricornus Community Solar Garden | MN | Stearns | MISO | IPP Non-CHP | CAPR |  | 1 | 1 | 1 | Solar Photovoltaic | SUN | PV | 2019 |  |  | (OP) Operating |  | 1.5 | [6 empty] | 45.3987 | -94.7174 | 0 | 0 | #DIV/0! | 0%
| Duke Energy Renewables Services | 59251 | Caprock Solar 1 LLC | NM | Quay | SWPP | IPP Non-CHP | PV1 |  | 25 | 24.4 | 18.8 | Solar Photovoltaic | SUN | PV | 2016 |  |  | (OP) Operating |  | 32 | [6 empty] | 34.9828 | -103.3783 | 0 | 0 | #DIV/0! | 0%
| Leeward Asset Management, LLC | 56293 | Caprock Wind Farm | NM | Quay | SWPP | IPP Non-CHP | 1 |  | 100 | 100 | 100 | Onshore Wind Turbine | WND | WT | 2004.5 |  |  | (OP) Operating | [8 empty] | 34.9806 | -103.3539 | 0 | 0 | #DIV/0! | 0%
| Captain Solar, LLC | 64457 | Captain Solar, LLC | MI | Genesee | MISO | IPP Non-CHP | FACCA |  | 2 | 2 | 2 | Solar Photovoltaic | SUN | PV | 2020 |  |  | (OP) Operating |  | 2.8 | [6 empty] | 43.1005 | -83.7816 | 0 | 0 | #DIV/0! | 0%
| Pico Energy, LLC | 57343 | Cargill B6 Biofactory | ID | Gooding | IPCO | IPP CHP | 1 |  | 2.2 | 2.2 | 2.2 | Other Waste Biomass | OBG | IC | 2009 |  |  | (OP) Operating | [8 empty] | 42.7167 | -114.6167 | 0 | 0 | #DIV/0! | 0%
| Cardinal Point LLC | 59902 | Cardinal Point Wind | IL | McDonough | MISO | IPP Non-CHP | GEN |  | 150 | 150 | 150 | Onshore Wind Turbine | WND | WT | 2020 |  |  | (OP) Operating | [8 empty] | 40.5886 | -90.7518 | 0 | 0 | #DIV/0! | 0%
| Cardinal Solar LLC | 63973 | Cardinal Solar LLC | SC | Marion | CPLE | IPP Non-CHP | CARD |  | 7 | 7 | 7 | Solar Photovoltaic | SUN | PV | 2020 |  |  | (OP) Operating |  | 10.1 | [6 empty] | 34.1998 | -79.3859 | 0 | 0 | #DIV/0! | 0%
| Freeport McMoRan Inc | 54734 | Freeport McMoRan | NM | Grant | PNM | Industrial Non-CHP | 1 |  | 30.4 | 29 | 29 | Petroleum Liquids | DFO | IC | 1969.4 |  |  | (SB) Standby/Backup: available for service but not normally used | [8 empty] | 32.6618 | -108.3628 | 0 | 0 | #DIV/0! | 0%
| Cargill Inc | 54965 | Cargill Salt | MI | St Clair | MISO | Industrial CHP | ACTG |  | 4.2 | 4.2 | 4.2 | Natural Gas Steam Turbine | NG | ST | 1992.5 |  |  | (OA) Out of service but expected to return to service in next calendar year | [8 empty] | 42.8183 | -82.4856 | 0 | 0 | #DIV/0! | 0%
| Cargill Salt Hersey | 58196 | Cargill Salt Hersey | MI | Osceola | MISO | Industrial CHP | ST1 |  | 2.1 | 2.1 | 2.1 | Natural Gas Steam Turbine | NG | ST | 1998 | 8 | 2027 | (OS) Out of service and NOT expected to return to service in next calendar year | [8 empty] | 43.8342 | -85.3558 | 0 | 0 | #DIV/0! | 0%
| Carleton College | 57296 | Carleton College | MN | Rice | MISO | Commercial Non-CHP | GEN1 |  | 7.8 | 7.8 | 7.8 | Petroleum Liquids | DFO | IC | 2008.25 |  |  | (SB) Standby/Backup: available for service but not normally used | [8 empty] | 44.4619 | -93.1564 | 0 | 0 | #DIV/0! | 0%
| Altus Power America Management, LLC | 66402 | Caribou | ME | Aroostook | ISNE | IPP Non-CHP | CRBOU |  | 4.1 | 4.1 | 4.1 | Solar Photovoltaic | SUN | PV | 2023 |  |  | (OP) Operating |  | 5.8 | [6 empty] | 46.909 | -68.046 | 0 | 0 | #DIV/0! | 0%
| Pacific Gas & Electric Co. | 222 | Caribou 1 | CA | Plumas | CISO | Electric Utility | 1 |  | 73.8 | 75 | 75 | Conventional Hydroelectric | WAT | HY | 1922 |  |  | (OP) Operating | [8 empty] | 40.0855 | -121.1482 | 0 | 0 | #DIV/0! | 0%
| Pacific Gas & Electric Co. | 223 | Caribou 2 | CA | Plumas | CISO | Electric Utility | 4 |  | 117.9 | 120 | 120 | Conventional Hydroelectric | WAT | HY | 1958 |  |  | (OP) Operating | [8 empty] | 40.086 | -121.1494 | 0 | 0 | #DIV/0! | 0%
| SoCore Energy LLC | 67826 | Caribou Solar | ME | Aroostook | ISNE | IPP Non-CHP | PV1 |  | 5 | 5 | 5 | Solar Photovoltaic | SUN | PV | 2024 |  |  | (OP) Operating |  | 6.1 | [6 empty] | 46.8196 | -67.9921 | 0 | 0 | #DIV/0! | 0%
| Carina Community Solar | 61179 | Carina Community Solar | MN | Wabasha | MISO | IPP Non-CHP | JCCS1 |  | 4 | 3.6 | 3.6 | Solar Photovoltaic | SUN | PV | 2018 |  |  | (OP) Operating |  | 1.3 | [6 empty] | 44.1647 | -92.2412 | 0 | 0 | #DIV/0! | 0%
| Heelstone Energy Holdings, LLC | 60882 | Carl Friedrich Gauss Solar | NC | Halifax | PJM | IPP Non-CHP | GAUSS |  | 5 | 5 | 5 | Solar Photovoltaic | SUN | PV | 2018 |  |  | (OP) Operating |  | 7 | [6 empty] | 36.3458 | -77.6335 | 0 | 0 | #DIV/0! | 0%
| Public Service Co of Colorado | 471 | Fruita | CO | Mesa | PSCO | Electric Utility | 1 |  | 26.6 | 14 | 18 | Natural Gas Fired Combustion Turbine | NG | GT | 1973 | 12 | 2026 | (OP) Operating | [8 empty] | 39.1364 | -108.7347 | 0 | 0 | #DIV/0! | 0%
| City of Carlyle - (IL) | 936 | Carlyle | IL | Clinton | MISO | Electric Utility | 10 |  | 12.3 | 12.3 | 12.3 | Petroleum Liquids | DFO | IC | 1996.6 |  |  | (OP) Operating | [8 empty] | 38.6106 | -89.3583 | 0 | 0 | #DIV/0! | 0%
| Carlson Community Solar | 63683 | Carlson Community (CSG) | MN | Chisago | MISO | IPP Non-CHP | CRLSN |  | 1 | 1 | 1 | Solar Photovoltaic | SUN | PV | 2021 |  |  | (OP) Operating |  | 1.4 | [6 empty] | 45.4832 | -92.8152 | 0 | 0 | #DIV/0! | 0%
| City of Carmi - (IL) | 937 | Carmi | IL | White | MISO | Electric Utility | 10 |  | 13.4 | 13 | 13 | Petroleum Liquids | DFO | IC | 1966.8571 |  |  | (OP) Operating | [8 empty] | 38.0967 | -88.1631 | 0 | 0 | #DIV/0! | 0%
| Eugene Water & Electric Board | 3067 | Carmen Smith | OR | Linn | BPAT | Electric Utility | 1 |  | 114.3 | 103.8 | 106.5 | Conventional Hydroelectric | WAT | HY | 1963 |  |  | (OA) Out of service but expected to return to service in next calendar year | [8 empty] | 44.286 | -122.0414 | 0 | 0 | #DIV/0! | 0%
| Thumb Electric Coop of Mich | 1874 | Caro | MI | Tuscola | MISO | Electric Utility | 1 |  | 9.4 | 8.5 | 8.5 | Petroleum Liquids | DFO | IC | 1972.1667 |  |  | (OP) Operating | [8 empty] | 43.4659 | -83.3278 | 0 | 0 | #DIV/0! | 0%
| Carnes Creek Solar, LLC | 65745 | Carnes Creek Solar (CSG) | OR | Marion | PGE | IPP Non-CHP | CAC22 |  | 2.5 | 2.5 | 2.5 | Solar Photovoltaic | SUN | PV | 2022 |  |  | (OP) Operating |  | 3.2 | [6 empty] | 45.0752 | -122.9277 | 0 | 0 | #DIV/0! | 0%
| Carolina Poultry Power | 62873 | Carolina Poultry Power Farmville | NC | Pitt | SEPA | IPP CHP | 7474 |  | 1.7 | 1.7 | 1.7 | Other Waste Biomass | AB | ST | 2019 |  |  | (OP) Operating | [8 empty] | 35.5917 | -77.6145 | 0 | 0 | #DIV/0! | 0%
| Cypress Creek Renewables | 59017 | Carol Jean Solar | NC | Stokes | DUK | IPP Non-CHP | GEN 1 |  | 4 | 4 | 4 | Solar Photovoltaic | SUN | PV | 2016 |  |  | (OP) Operating |  | 5 | [6 empty] | 36.3161 | -80.1444 | 0 | 0 | #DIV/0! | 0%
| Carolina Lily Solar, LLC | 63016 | Carolina Lily Solar | NC | Davie | DUK | IPP Non-CHP | 1096 |  | 5 | 5 | 5 | Solar Photovoltaic | SUN | PV | 2021 |  |  | (OP) Operating |  | 6.6 | [6 empty] | 35.956 | -80.444 | 0 | 0 | #DIV/0! | 0%
| City of Fulton - (MO) | 2126 | Fulton (MO) | MO | Callaway | AECI | Electric Utility | GT4 |  | 33.2 | 25.3 | 30.9 | Natural Gas Fired Combustion Turbine | NG | GT | 1971 |  |  | (OP) Operating | [8 empty] | 38.8681 | -91.9478 | 0 | 0 | #DIV/0! | 0%
| Carousel Wind Farm, LLC | 59975 | Carousel Wind Farm LLC | CO | Kit Carson | PSCO | IPP Non-CHP | CW1 |  | 150 | 150 | 150 | Onshore Wind Turbine | WND | WT | 2015 |  |  | (OP) Operating | [8 empty] | 39.334 | -102.173 | 0 | 0 | #DIV/0! | 0%
| Entergy Arkansas LLC | 166 | Carpenter | AR | Garland | MISO | Electric Utility | 1 |  | 56 | 60.4 | 60.4 | Conventional Hydroelectric | WAT | HY | 1932 |  |  | (OP) Operating | [8 empty] | 34.4425 | -93.0262 | 0 | 0 | #DIV/0! | 0%
| City of Homestead - (FL) | 665 | G W Ivey | FL | Miami Dade | HST | Electric Utility | 13 |  | 35.7 | 32.7 | 32.7 | Natural Gas Internal Combustion Engine | NG | IC | 1977.2727 |  |  | (OP) Operating | [8 empty] | 25.4756 | -80.47 | 0 | 0 | #DIV/0! | 0%
| Sunlight General Solar Fund II, LLC | 59297 | Carrier Clinic | NJ | Somerset | PJM | IPP Non-CHP | CARRI |  | 1.5 | 1.5 | 1.5 | Solar Photovoltaic | SUN | PV | 2009 |  |  | (OP) Operating |  | 1.8 | [6 empty] | 40.47 | -74.685 | 0 | 0 | #DIV/0! | 0%
| SoCore Energy LLC | 61662 | Carrizozo Solar | NM | Lincoln | PNM | IPP Non-CHP | PV1 |  | 3 | 3 | 3 | Solar Photovoltaic | SUN | PV | 2018 |  |  | (OP) Operating |  | 3.6 | [6 empty] | 33.6103 | -105.7478 | 0 | 0 | #DIV/0! | 0%
| SRIV Partnership LLC | 59071 | Carroll Area Wind Farm | IA | Carroll | MISO | IPP Non-CHP | WT 1 |  | 20.7 | 20.7 | 20.7 | Onshore Wind Turbine | WND | WT | 2015 |  |  | (OP) Operating | [8 empty] | 41.9414 | -94.8861 | 0 | 0 | #DIV/0! | 0%
| City of Gardner - (KS) | 7281 | Gardner Energy Center | KS | Johnson | SWPP | Electric Utility | CT1 |  | 39.2 | 25 | 27 | Natural Gas Fired Combustion Turbine | NG | GT | 1990 |  |  | (OP) Operating | [8 empty] | 38.8308 | -94.8903 | 0 | 0 | #DIV/0! | 0%
| MidAmerican Energy Co | 56809 | Carroll Wind Farm | IA | Carroll | MISO | Electric Utility | CWF |  | 159.1 | 150 | 150 | Onshore Wind Turbine | WND | WT | 2008 |  |  | (OP) Operating | [8 empty] | 42.1622 | -94.93 | 0 | 0 | #DIV/0! | 0%
| United States Steel-Gary | 50733 | Gary Works | IN | Lake | MISO | Industrial CHP | STG1 |  | 161 | 161 | 150 | Natural Gas Steam Turbine | NG | ST | 1997 |  |  | (OP) Operating | [8 empty] | 41.6224 | -87.3289 | 0 | 10491804.514 | #DIV/0! | 0%
| Cedar Falls Utilities | 1130 | Gas Turbine (IA) | IA | Black Hawk | MISO | Electric Utility | 1 |  | 43.4 | 40.3 | 40.3 | Natural Gas Fired Combustion Turbine | NG | GT | 1984 |  |  | (OP) Operating | [8 empty] | 42.512 | -92.476 | 0 | 0 | #DIV/0! | 0%
| Wolverine Power Supply Coop | 7932 | Gaylord - Wolverine | MI | Otsego | MISO | Electric Utility | 1 |  | 70.2 | 60.6 | 81.3 | Natural Gas Fired Combustion Turbine | NG | GT | 2001 |  |  | (OP) Operating | [8 empty] | 45.0046 | -84.7218 | 0 | 0 | #DIV/0! | 0%
| Carson Solar 1 LLC | 57509 | Carson Solar I | CO | El Paso | WACM | IPP Non-CHP | 1 |  | 2 | 1.5 | 1.4 | Solar Photovoltaic | SUN | PV | 2007 |  |  | (OP) Operating |  | 2 | [6 empty] | 38.7228 | -104.7817 | 0 | 0 | #DIV/0! | 0%
| Carstensen Wind, LLC (Longroad) | 56410 | Carstensen Wind | MN | Pipestone | MISO | IPP Non-CHP | 1 |  | 1.7 | 1.7 | 1.7 | Onshore Wind Turbine | WND | WT | 2004 |  |  | (OP) Operating | [8 empty] | 44.0247 | -96.4369 | 0 | 0 | #DIV/0! | 0%
| Northern Colorado Water Conservancy District | 58622 | Carter Hydro | CO | Larimer | WACM | Commercial Non-CHP | 1 |  | 2.6 | 2.6 | 0.8 | Conventional Hydroelectric | WAT | HY | 2012 |  |  | (OP) Operating | [8 empty] | 40.3242 | -105.2089 | 0 | 0 | #DIV/0! | 0%
| Ecoplexus, Inc | 59156 | Carter PV1 | NC | Cumberland | CPLE | IPP Non-CHP | CTR1 |  | 5 | 5 | 5 | Solar Photovoltaic | SUN | PV | 2014 |  |  | (OP) Operating |  | 7 | [6 empty] | 35.0211 | -78.7875 | 0 | 0 | #DIV/0! | 0%
| USCE-Mobile District | 6130 | Carters | GA | Murray | SOCO | Electric Utility | 1 |  | 500 | 560 | 600 | Conventional Hydroelectric | WAT | HY | 1976 |  |  | (OP) Operating | [8 empty] | 34.6121 | -84.6733 | 0 | 0 | #DIV/0! | 0%
| Temple-Inland Corp | 54427 | Gaylord Container Bogalusa | LA | Washington | MISO | Industrial CHP | NO10 |  | 99.5 | 91.8 | 93.6 | Wood/Wood Waste Biomass | BLQ | ST | 1986.3333 |  |  | (OP) Operating | [8 empty] | 30.7811 | -89.8575 | 0 | 0 | #DIV/0! | 0%
| NY USLE Carthage SR26 A LLC | 66822 | Carthage A | NY | Jefferson | NYIS | IPP Non-CHP | NECA |  | 5 | 5 | 5 | Solar Photovoltaic | SUN | PV | 2022 |  |  | (OP) Operating |  | 7.5 | [6 empty] | 43.9975 | -75.6629 | 0 | 0 | #DIV/0! | 0%
| NY USLE Carthage SR26 B LLC | 66823 | Carthage B | NY | Jefferson | NYIS | IPP Non-CHP | NECB |  | 3.3 | 3.3 | 3.3 | Solar Photovoltaic | SUN | PV | 2022 |  |  | (OP) Operating |  | 5 | [6 empty] | 43.9903 | -75.6613 | 0 | 0 | #DIV/0! | 0%
| BASF Corporation | 10319 | Geismar | LA | Ascension | MISO | Industrial CHP | GEN1 |  | 84.1 | 80.1 | 88.1 | Natural Gas Fired Combustion Turbine | NG | GT | 1996 |  |  | (OP) Operating | [8 empty] | 30.2 | -91 | 0 | 0 | #DIV/0! | 0%
| Air Liquide Large Industries U S LP | 56787 | Geismar Cogen | LA | Ascension | MISO | Industrial CHP | GTG |  | 83.9 | 72.5 | 71.3 | Natural Gas Fired Combustion Turbine | NG | GT | 2000 | 6 | 2030 | (OP) Operating | [8 empty] | 30.209 | -90.9921 | 0 | 0 | #DIV/0! | 0%
| Captona Carver LLC | 64115 | Carver | MA | Plymouth | ISNE | IPP Non-CHP | CPMA4 |  | 1.5 | 1.5 | 1.5 | Solar Photovoltaic | SUN | PV | 2017 |  |  | (OP) Operating |  | 1.8 | [6 empty] | 41.9153 | -70.8016 | 0 | 0 | #DIV/0! | 0%
| Altus Power America Management, LLC | 62763 | Carver CSG | MA | Plymouth | ISNE | IPP Non-CHP | CR |  | 2 | 2 | 2 | Solar Photovoltaic | SUN | PV | 2019 |  |  | (OP) Operating |  | 2.7 | [6 empty] | 41.906 | -70.8105 | 0 | 0 | #DIV/0! | 0%
| Green Mountain Power Corp | 6456 | Carver Falls | NY | Washington | ISNE | Electric Utility | 1 |  | 1.9 | 1.9 | 1.9 | Conventional Hydroelectric | WAT | HY | 1922 |  |  | (OP) Operating | [8 empty] | 43.6262 | -73.3073 | 0 | 0 | #DIV/0! | 0%
| Minnesota Solar CSG 8, LLC | 61495 | Carver Gladden CSG | MN | Carver | MISO | IPP Non-CHP | 42254 |  | 3 | 3 | 3 | Solar Photovoltaic | SUN | PV | 2018 |  |  | (OP) Operating |  | 1.4 | [6 empty] | 44.8071 | -93.8717 | 0 | 0 | #DIV/0! | 0%
| Navisun LLC | 60442 | Carver MA 1 Community Solar | MA | Plymouth | ISNE | IPP Non-CHP | CMA1 |  | 2 | 2 | 2 | Solar Photovoltaic | SUN | PV | 2016 |  |  | (OP) Operating |  | 2.7 | [6 empty] | 41.9428 | -70.7611 | 0 | 0 | #DIV/0! | 0%
| Carvers Creek, LLC | 67342 | Carvers Creek Solar | VA | Gloucester | PJM | IPP Non-CHP | CARV |  | 54.9 | 54.9 | 54.9 | Solar Photovoltaic | SUN | PV | 2024 |  |  | (OP) Operating |  | 66.35 | [6 empty] | 37.5619 | -76.6054 | 0 | 0 | #DIV/0! | 0%
| Cascade Municipal Utilities | 1129 | Cascade | IA | Dubuque | MISO | Electric Utility | 1 |  | 7.2 | 6.8 | 6.9 | Petroleum Liquids | DFO | IC | 1979.4 |  |  | (SB) Standby/Backup: available for service but not normally used | [8 empty] | 42.2982 | -91.012 | 0 | 0 | #DIV/0! | 0%
| Casa Mesa Wind, LLC | 61925 | Casa Mesa Wind Energy Center Hybrid | NM | Quay | PNM | IPP Non-CHP | CMNM |  | 51.9 | 51.9 | 51.9 | Onshore Wind Turbine | WND | WT | 2018 |  |  | (OP) Operating | [8 empty] | 34.605 | -103.9661 | 0 | 0 | #DIV/0! | 0%
| GenConn Devon LLC | 57070 | GenConn Devon LLC | CT | New Haven | ISNE | IPP Non-CHP | 15 |  | 242 | 196 | 200 | Petroleum Liquids | KER | GT | 2010 |  |  | (OP) Operating | [8 empty] | 41.2108 | -73.1075 | 0 | 0 | #DIV/0! | 0%
| City of Casey - (IL) | 56053 | Casey City of | IL | Clark | MISO | Electric Utility | 1 |  | 5.4 | 5.4 | 5.4 | Petroleum Liquids | DFO | IC | 2002 |  |  | (SB) Standby/Backup: available for service but not normally used | [8 empty] | 39.3106 | -87.9926 | 0 | 0 | #DIV/0! | 0%
| Idaho Power Co | 813 | Cascade Dam | ID | Valley | IPCO | Electric Utility | 1 |  | 12.4 | 13.6 | 1.6 | Conventional Hydroelectric | WAT | HY | 1983.5 |  |  | (OP) Operating | [8 empty] | 44.5256 | -116.0483 | 0 | 0 | #DIV/0! | 0%
| Eagle Creek Renewable Energy, LLC | 50436 | Cascade Dam | MI | Kent | MISO | IPP Non-CHP | CAS1 |  | 1.6 | 1.6 | 1.6 | Conventional Hydroelectric | WAT | HY | 1986 |  |  | (OP) Operating | [8 empty] | 42.9094 | -85.4989 | 0 | 0 | #DIV/0! | 0%
| Engie North America | 61801 | Cascade Energy Storage, LLC | CA | San Joaquin | CISO | IPP Non-CHP | 10002 |  | 25 | 25 | 25 | Batteries | MWH | BA | 2024 |  |  | (OP) Operating | 100 | [7 empty] | 37.9201 | -121.2392 | 0 | 0 | #DIV/0! | 0%
| Cascade Solar LLC | 58590 | Cascade Solar | CA | San Bernardino | CISO | IPP Non-CHP | 1 |  | 18.5 | 18.5 | 18.5 | Solar Photovoltaic | SUN | PV | 2014 |  |  | (OP) Operating |  | 24 | [6 empty] | 34.1572 | -116.2344 | 0 | 0 | #DIV/0! | 0%
| Cypress Creek Renewables | 61875 | Cascade Solar (TX) | TX | Wharton | ERCO | IPP Non-CHP | GEN1 |  | 10 | 10 | 10 | Solar Photovoltaic | SUN | PV | 2019 |  |  | (OP) Operating |  | 14.2 | [6 empty] | 29.2054 | -96.0234 | 0 | 0 | #DIV/0! | 0%
| Greenbacker Renewable Energy Corporation | 64380 | Cascades | NJ | Middlesex | PJM | IPP Non-CHP | 464 |  | 2 | 2 | 2 | Solar Photovoltaic | SUN | PV | 2021 |  |  | (OP) Operating |  | 2.6 | [6 empty] | 40.5588 | -74.4565 | 0 | 0 | #DIV/0! | 0%
| Carlisle Area School District | 57668 | CASD Solar | PA | Cumberland | PJM | Commercial Non-CHP | CASDE |  | 1.3 | 1.3 | 1.3 | Solar Photovoltaic | SUN | PV | 2010 |  |  | (OP) Operating |  | 1 | [6 empty] | 40.2142 | -77.2061 | 0 | 0 | #DIV/0! | 0%
| Case Creek Solar LLC | 63207 | Case Creek Solar | OR | Marion | PGE | IPP Non-CHP | CCPV1 |  | 2.2 | 2.2 | 2.2 | Solar Photovoltaic | SUN | PV | 2019 |  |  | (OP) Operating |  | 3.2 | [6 empty] | 45.172 | -122.912 | 0 | 0 | #DIV/0! | 0%
| Bravo REC Management LLC | 67073 | Case Vander Eyk, Jr Dairy Solar | CA | Tulare | CISO | Industrial Non-CHP | CEYK |  | 1.2 | 1.1 | 0.7 | Solar Photovoltaic | SUN | PV | 2023 |  |  | (OP) Operating |  | 1.3 | [6 empty] | 35.9728 | -119.3943 | 0 | 0 | #DIV/0! | 0%
| Village of Cashton - (WI) | 4107 | Cashton | WI | Monroe | MISO | Electric Utility | 3 |  | 3.5 | 3.5 | 3.5 | Petroleum Liquids | DFO | IC | 1968 |  |  | (OP) Operating | [8 empty] | 43.7429 | -90.7803 | 0 | 0 | #DIV/0! | 0%
| Cash Solar, LLC | 60178 | Cash Solar | NC | Nash | DUK | IPP Non-CHP | PV1 |  | 5 | 5 | 5 | Solar Photovoltaic | SUN | PV | 2020 |  |  | (OP) Operating |  | 6.7 | [6 empty] | 36.0282 | -77.9233 | 0 | 0 | #DIV/0! | 0%
| GenConn Middletown LLC | 57068 | GenConn Middletown LLC | CT | Middlesex | ISNE | IPP Non-CHP | 12 |  | 242 | 187.6 | 196.8 | Petroleum Liquids | KER | GT | 2011 |  |  | (OP) Operating | [8 empty] | 41.5544 | -72.5767 | 0 | 0 | #DIV/0! | 0%
| Cashton Greens Wind Farm LLC | 57968 | Cashton Greens Wind Farm | WI | Monroe | MISO | IPP Non-CHP | CGWF |  | 5 | 4.8 | 4.8 | Onshore Wind Turbine | WND | WT | 2012 |  |  | (OP) Operating | [8 empty] | 43.7339 | -90.805 | 0 | 0 | #DIV/0! | 0%
| Butter Solar, LLC | 62858 | Cashton Solar | WI | Monroe | MISO | IPP Non-CHP | CAS3 |  | 2 | 2 | 2 | Solar Photovoltaic | SUN | PV | 2019 |  |  | (OP) Operating |  | 2.8 | [6 empty] | 43.737 | -90.805 | 0 | 0 | #DIV/0! | 0%
| Chevron USA | 57093 | Casper Wind Farm | WY | Natrona | PACE | IPP Non-CHP | CWGT |  | 17 | 17 | 17 | Onshore Wind Turbine | WND | WT | 2009 |  |  | (OP) Operating | [8 empty] | 42.8847 | -106.2214 | 0 | 0 | #DIV/0! | 0%
| Tata Chemicals Partners | 54318 | General Chemical | WY | Sweetwater | PACE | Industrial CHP | TG1 |  | 30 | 30 | 30 | Conventional Steam Coal | BIT | ST | 1972.5 |  |  | (OP) Operating | [8 empty] | 41.5933 | -109.7542 | 0 | 0 | #DIV/0! | 0%
| Union Electric Co - (MO) | 68771 | Cass County Renewable Energy Center | IL | Cass | MISO | Electric Utility | CCREC |  | 150 | 150 | 150 | Solar Photovoltaic | SUN | PV | 2024 |  |  | (OP) Operating |  | 195 | [6 empty] | 39.9778 | -90.4711 | 0 | 0 | #DIV/0! | 0%
| Big Sky Wind, LLC | 58777 | Cassadaga Wind Farm | NY | Chautauqua | NYIS | IPP Non-CHP | 1 |  | 124 | 124 | 124 | Onshore Wind Turbine | WND | WT | 2021 |  |  | (OP) Operating | [8 empty] | 42.3383 | -79.1956 | 0 | 0 | #DIV/0! | 0%
| Avangrid Power LLC | 56369 | Casselman Wind Power Project | PA | Somerset | PJM | IPP Non-CHP | 1 |  | 34.5 | 34.5 | 34.5 | Onshore Wind Turbine | WND | WT | 2007 |  |  | (OP) Operating | [8 empty] | 39.85 | -79.138 | 0 | 0 | #DIV/0! | 0%
| Cassia Gulch Wind Park, LLC | 56935 | Cassia Gulch | ID | Twin Falls | IPCO | IPP Non-CHP | 1 |  | 18.9 | 18.9 | 18.9 | Onshore Wind Turbine | WND | WT | 2009 |  |  | (OP) Operating | [8 empty] | 42.8744 | -115.0172 | 0 | 0 | #DIV/0! | 0%
| Cassia Wind Farm, LLC | 56934 | Cassia Wind | ID | Twin Falls | IPCO | IPP Non-CHP | 1 |  | 8.4 | 8.4 | 8.4 | Onshore Wind Turbine | WND | WT | 2009 |  |  | (OP) Operating | [8 empty] | 42.8444 | -115.0369 | 0 | 0 | #DIV/0! | 0%
| National Grid Renewables | 61711 | Cassiopeia Community Solar | MN | Pope | MISO | IPP Non-CHP | CASS |  | 1 | 1 | 1 | Solar Photovoltaic | SUN | PV | 2019 |  |  | (OP) Operating |  | 1.5 | [6 empty] | 45.6473 | -95.3287 | 0 | 0 | #DIV/0! | 0%
| Wisconsin Power & Light Co | 64995 | Cassville Solar | WI | Grant | MISO | Electric Utility | PV1 |  | 50 | 50 | 50 | Solar Photovoltaic | SUN | PV | 2023 |  |  | (OP) Operating |  | 64 | [6 empty] | 42.7538 | -90.9274 | 0 | 0 | #DIV/0! | 0%
| Los Angeles Department of Water & Power | 392 | Castaic | CA | Los Angeles | LDWP | Electric Utility | 1 |  | 1682 | 1674.5 | 1674.5 | Hydroelectric Pumped Storage | WAT | PS | 1975.2857 |  |  | (OP) Operating | [8 empty] | 34.5872 | -118.6566 | 0 | 0 | #DIV/0! | 0%
| Strata Manager, LLC | 58849 | Castalia Solar | NC | Nash | CPLE | IPP Non-CHP | 1 |  | 2 | 2 | 2 | Solar Photovoltaic | SUN | PV | 2014 |  |  | (OP) Operating |  | 2.7 | [6 empty] | 36.0939 | -77.7833 | 0 | 0 | #DIV/0! | 0%
| Upton County Solar 2 LLC | 60123 | Castle Gap Solar Hybrid | TX | Upton | ERCO | IPP Non-CHP | BAT1 |  | 189.9 | 189.9 | 189.9 | Batteries | MWH | BA | 2018.5 |  |  | (OP) Operating | 42 | [7 empty] | 31.255 | -102.272 | 0 | 0 | #DIV/0! | 0%
| Castle Gap Wind Power, LLC | 65790 | Castle Gap Wind | TX | Mills | ERCO | IPP Non-CHP | CGWIN |  | 196.8 | 196.8 | 196.8 | Onshore Wind Turbine | WND | WT | 2023 |  |  | (OP) Operating | [8 empty] | 31.3938 | -98.3594 | 0 | 0 | #DIV/0! | 0%
| Wisconsin River Power Company | 4079 | Castle Rock | WI | Adams | MISO | Electric Utility | 1 |  | 15 | 14 | 15 | Conventional Hydroelectric | WAT | HY | 1950.2 |  |  | (OP) Operating | [8 empty] | 43.8656 | -89.9514 | 0 | 0 | #DIV/0! | 0%
| Castle Rock Cooling | 57870 | Castle Rock Vineyards | CA | Tulare | CISO | Commercial Non-CHP | SOLAR |  | 1 | 1 | 1 | Solar Photovoltaic | SUN | PV | 2010 |  |  | (OP) Operating |  | 1.1 | [6 empty] | 35.8011 | -119.1106 | 0 | 0 | #DIV/0! | 0%
| Castle Solar, LLC | 64740 | Castle Solar, LLC | UT | Emery | PACE | IPP Non-CHP | CS |  | 40 | 40 | 40 | Solar Photovoltaic | SUN | PV | 2024 |  |  | (OP) Operating |  | 52 | [6 empty] | 39.3344 | -110.9907 | 0 | 0 | #DIV/0! | 0%
| Altus Power America Management, LLC | 65643 | Castleton | NY | Rensselaer | NYIS | IPP Non-CHP | CASTN |  | 5 | 5 | 5 | Solar Photovoltaic | SUN | PV | 2021 |  |  | (OP) Operating |  | 7.2 | [6 empty] | 42.523 | -73.703 | 0 | 0 | #DIV/0! | 0%
| City of Morganton - (NC) | 56553 | Catawba River Pollution Control | NC | Burke | DUK | Commercial Non-CHP | 1234 |  | 1.3 | 1.1 | 1 | Petroleum Liquids | DFO | IC | 2009 |  |  | (OP) Operating | [8 empty] | 35.7766 | -81.6643 | 0 | 0 | #DIV/0! | 0%
| ZGlobal Inc | 60277 | Castor Solar | CA | Kern | CISO | IPP Non-CHP | CASTR |  | 1.5 | 1.5 | 1.5 | Solar Photovoltaic | SUN | PV | 2016 |  |  | (OA) Out of service but expected to return to service in next calendar year |  | 1.9 | [6 empty] | 35.211 | -119.3873 | 0 | 0 | #DIV/0! | 0%
| Altus Power America Management, LLC | 64836 | Catalina Express | CA | Los Angeles | CISO | IPP Non-CHP | CATAL |  | 1 | 1 | 1 | Solar Photovoltaic | SUN | PV | 2020 |  |  | (OP) Operating |  | 1.3 | [6 empty] | 33.7499 | -118.2785 | 0 | 0 | #DIV/0! | 0%
| Onward Energy | 59334 | Catalina Solar 2, LLC | CA | Kern | CISO | IPP Non-CHP | INV-1 |  | 18 | 18 | 18 | Solar Photovoltaic | SUN | PV | 2015 |  |  | (OP) Operating |  | 24.3 | [6 empty] | 34.8122 | -118.3528 | 0 | 0 | #DIV/0! | 0%
| EDF Renewable Asset Holdings, Inc. | 57708 | Catalina Solar LLC | CA | Kern | CISO | IPP Non-CHP | INV |  | 110 | 110 | 110 | Solar Photovoltaic | SUN | PV | 2012 |  |  | (OP) Operating |  | 143 | [6 empty] | 34.9383 | -118.3345 | 0 | 0 | #DIV/0! | 0%
| Adapture Renewables, Inc. | 64079 | CatanSolar | TX | Karnes | ERCO | IPP Non-CHP | CS |  | 10 | 10 | 10 | Solar Photovoltaic | SUN | PV | 2020 |  |  | (OP) Operating |  | 13.5 | [6 empty] | 28.8716 | -97.6969 | 0 | 0 | #DIV/0! | 0%
| Cataract Hydro, LLC | 7118 | Cataract (MI) | MI | Marquette | MISO | IPP Non-CHP | 1 |  | 2 | 0.6 | 0.3 | Conventional Hydroelectric | WAT | HY | 1988 |  |  | (OP) Operating | [8 empty] | 46.3156 | -87.5128 | 0 | 0 | #DIV/0! | 0%
| Brookfield White Pine Hydro LLC | 1486 | Cataract Hydro | ME | York | ISNE | IPP Non-CHP | 1 |  | 6.6 | 8 | 8 | Conventional Hydroelectric | WAT | HY | 1937 |  |  | (OP) Operating | [8 empty] | 43.4956 | -70.4472 | 0 | 0 | #DIV/0! | 0%
| Duke Energy Carolinas, LLC | 6036 | Catawba | SC | York | DUK | Electric Utility | 1 |  | 2410.2 | 2310.1 | 2378.5 | Nuclear | NUC | ST | 1985.5 |  |  | (OP) Operating | [8 empty] | 35.0514 | -81.0694 | 0 | 0 | #DIV/0! | 0%
| Caterpillar Inc | 50935 | Caterpillar | IN | Tippecanoe | MISO | Industrial Non-CHP | 516A |  | 9.5 | 10.1 | 10.1 | Petroleum Liquids | DFO | IC | 2011.2 |  |  | (OP) Operating | [8 empty] | 40.4175 | -86.8447 | 0 | 0 | #DIV/0! | 0%
| Catawba Solar LLC | 60800 | Catawba Solar LLC | NC | Rowan | DUK | IPP Non-CHP | PV1 |  | 2 | 2 | 2 | Solar Photovoltaic | SUN | PV | 2016 |  |  | (OP) Operating |  | 2.4 | [6 empty] | 35.61 | -80.53 | 0 | 0 | #DIV/0! | 0%
| HEN Infrastructure, L.L.C. | 65809 | Caterina | TX | Dimmit | ERCO | IPP Non-CHP | CATER |  | 9.9 | 9.9 | 9.9 | Batteries | MWH | BA | 2022 |  |  | (OP) Operating | 9.9 | [7 empty] | 28.347 | -99.6737 | 0 | 0 | #DIV/0! | 0%
| City of Geneseo - (IL) | 944 | Geneseo | IL | Henry | MISO | Electric Utility | 1 |  | 33.6 | 27.2 | 27.2 | Natural Gas Internal Combustion Engine | NG | IC | 1986.2727 |  |  | (OP) Operating | [8 empty] | 41.4515 | -90.1486 | 0 | 0 | #DIV/0! | 0%
| AES Clean Energy | 67366 | Caterpillar Hill | ME | Hancock | ISNE | IPP Non-CHP | CATER |  | 4.9 | 4.9 | 4.9 | Solar Photovoltaic | SUN | PV | 2023 |  |  | (OP) Operating |  | 7.3 | [6 empty] | 44.3123 | -68.6586 | 0 | 0 | #DIV/0! | 0%
| Cathcart Solar, LLC | 66055 | Cathcart Solar, LLC | NC | Columbus | DUK | IPP Non-CHP | CATHC |  | 5 | 5 | 5 | Solar Photovoltaic | SUN | PV | 2023 |  |  | (OP) Operating |  | 7.3 | [6 empty] | 34.3339 | -78.7528 | 0 | 0 | #DIV/0! | 0%
| Southern California Edison Co | 65457 | Cathode (Hinson) BESS | CA | Los Angeles | CISO | Electric Utility | CATH1 |  | 200 | 200 | 200 | Batteries | MWH | BA | 2024 |  |  | (OP) Operating | 400 | [7 empty] | 33.7763 | -118.2003 | 0 | 0 | #DIV/0! | 0%
| Green Street Power Partners | 63372 | Catlin Solar 1 LLC | NY | Schuyler | NYIS | IPP Non-CHP | CATLI |  | 4 | 4 | 4 | Solar Photovoltaic | SUN | PV | 2019 |  |  | (OP) Operating |  | 6.1 | [6 empty] | 42.2859 | -76.954 | 0 | 0 | #DIV/0! | 0%
| Generate Capital | 68807 | Catskill | NY | Broome | NYIS | IPP Non-CHP | 11021 |  | 3.8 | 3.8 | 3.8 | Solar Photovoltaic | SUN | PV | 2023 |  |  | (OP) Operating | [8 empty] | 42.3378 | -75.9035 | 0 | 0 | #DIV/0! | 0%
| Catskill View Solar, LLC | 67911 | Catskill Solar | NY | Columbia | NYIS | IPP Non-CHP | CATSK |  | 5 | 5 | 5 | Solar Photovoltaic | SUN | PV | 2023 |  |  | (OP) Operating |  | 7.46 | [6 empty] | 42.27 | -73.748 | 0 | 0 | #DIV/0! | 0%
| Cattail Solar, LLC | 65671 | Cattail (CSG) | IL | Whiteside | MISO | IPP Non-CHP | CATTL |  | 2 | 2 | 2 | Solar Photovoltaic | SUN | PV | 2022 |  |  | (OP) Operating |  | 2.4 | [6 empty] | 41.8226 | -90.1312 | 0 | 0 | #DIV/0! | 0%
| Florida Power & Light Co | 62632 | Cattle Ranch | FL | DeSoto | FPL | Electric Utility | 1 |  | 74.5 | 74.5 | 74.5 | Solar Photovoltaic | SUN | PV | 2020 |  |  | (OP) Operating |  | 94.3 | [6 empty] | 27.3219 | -81.8091 | 0 | 0 | #DIV/0! | 0%
| Weber Basin Water Conserv Dist | 7548 | Causey | UT | Weber | PACE | Electric Utility | 1 |  | 2.2 | 2.2 | 2.2 | Conventional Hydroelectric | WAT | HY | 2005.6667 |  |  | (OP) Operating | [8 empty] | 41.2972 | -111.5888 | 0 | 0 | #DIV/0! | 0%
| AES Clean Energy | 67420 | Cavalier Solar | VA | Isle of Wight | PJM | IPP Non-CHP | CAVPV |  | 155.6 | 155.6 | 155.6 | Solar Photovoltaic | SUN | PV | 2024 |  |  | (OP) Operating |  | 197.87 | [6 empty] | 37.018 | -76.7358 | 0 | 0 | #DIV/0! | 0%
| AES Clean Energy | 67421 | Cavalier Solar A2 | VA | Isle of Wight | PJM | IPP Non-CHP | CAVA2 |  | 84.4 | 84.4 | 84.4 | Solar Photovoltaic | SUN | PV | 2024 |  |  | (OP) Operating |  | 101.69 | [6 empty] | 37.018 | -76.7358 | 0 | 0 | #DIV/0! | 0%
| Cavalry Energy Center LLC | 67489 | Cavalry Solar Hybrid | IN | White | MISO | Electric Utility | CAVBS |  | 245 | 245 | 245 | Batteries | MWH | BA | 2024 |  |  | (OP) Operating | 180 | [7 empty] | 40.8953 | -86.8102 | 0 | 0 | #DIV/0! | 0%
| Green Mountain Power Corp | 3710 | Cavendish | VT | Windsor | ISNE | Electric Utility | 1 |  | 1.7 | 1.1 | 1.4 | Conventional Hydroelectric | WAT | HY | 1907 |  |  | (OP) Operating | [8 empty] | 43.3812 | -72.5982 | 0 | 0 | #DIV/0! | 0%
| Forefront Power, LLC | 65447 | CA-Ventura Co CCD-Oxnard College Canopy | CA | Ventura | CISO | IPP Non-CHP | 19032 |  | 1.5 | 1.5 | 1.5 | Solar Photovoltaic | SUN | PV | 2022 |  |  | (OP) Operating |  | 1.8 | [6 empty] | 34.1659 | -119.1568 | 0 | 0 | #DIV/0! | 0%
| Scooby Solar, LLC | 67000 | Cawelo Water District Solar | CA | Kern | CISO | Commercial Non-CHP | 15612 |  | 2.5 | 2.5 | 1.8 | Solar Photovoltaic | SUN | PV | 2023 |  |  | (OP) Operating |  | 3.5 | [6 empty] | 35.049 | -119.1812 | 0 | 0 | #DIV/0! | 0%
| Citizens Thermal Energy | 992 | CC Perry K | IN | Marion | MISO | IPP Non-CHP | 6 |  | 5 | 3 | 5 | Natural Gas Steam Turbine | NG | ST | 1938 |  |  | (OP) Operating | [8 empty] | 39.7631 | -86.1667 | 0 | 2634158.664 | #DIV/0! | 0%
| Cypress Creek Renewables | 60402 | CB Bladen Solar, LLC | NC | Bladen | DUK | IPP Non-CHP | CBPV |  | 5.2 | 5.2 | 5.2 | Solar Photovoltaic | SUN | PV | 2016 |  |  | (OP) Operating |  | 7 | [6 empty] | 34.8229 | -78.6243 | 0 | 0 | #DIV/0! | 0%
| CBC Alternative Energy, LLC | 59451 | CBC Solar Energy Gen Fac Phase 2 | NC | Wake | CPLE | IPP Non-CHP | PV2 |  | 2.5 | 2.5 | 2.5 | Solar Photovoltaic | SUN | PV | 2013 |  |  | (OP) Operating |  | 3.1 | [6 empty] | 35.6744 | -78.5261 | 0 | 0 | #DIV/0! | 0%
| Green Street Power Partners | 67465 | CBEP Solar 1, LLC | CO | Logan | PSCO | IPP Non-CHP | CBEP1 |  | 5 | 5 | 5 | Solar Photovoltaic | SUN | PV | 2023 |  |  | (OP) Operating |  | 6.3 | [6 empty] | 40.6658 | -103.2035 | 0 | 0 | #DIV/0! | 0%
| Green Street Power Partners | 67466 | CBEP Solar 4, LLC | CO | Weld | PSCO | IPP Non-CHP | CBEP4 |  | 4 | 4 | 4 | Solar Photovoltaic | SUN | PV | 2023 |  |  | (OP) Operating |  | 5.2 | [6 empty] | 40.3192 | -104.8362 | 0 | 0 | #DIV/0! | 0%
| Green Street Power Partners | 67467 | CBEP Solar 5, LLC | CO | Weld | PSCO | IPP Non-CHP | CBEP5 |  | 5 | 5 | 5 | Solar Photovoltaic | SUN | PV | 2023 |  |  | (OP) Operating |  | 6.5 | [6 empty] | 40.3405 | -104.8817 | 0 | 0 | #DIV/0! | 0%
| Green Street Power Partners | 68639 | CBEP Solar 7 | CO | Weld | PSCO | IPP Non-CHP | CBEP7 |  | 5 | 5 | 5 | Solar Photovoltaic | SUN | PV | 2024 |  |  | (OP) Operating |  | 6.4 | [6 empty] | 40.3404 | -104.8789 | 0 | 0 | #DIV/0! | 0%
| EnterSolar | 62613 | CBP Solar | NY | Westchester | NYIS | IPP Non-CHP | CBPB1 |  | 1.8 | 1.8 | 1.8 | Solar Photovoltaic | SUN | PV | 2018 |  |  | (OP) Operating |  | 2.4 | [6 empty] | 41.2662 | -73.9469 | 0 | 0 | #DIV/0! | 0%
| Televison City Studios, LLC. | 58253 | CBS Television City | CA | Los Angeles | LDWP | Commercial Non-CHP | GEN1 |  | 1.6 | 1.6 | 1.6 | Solar Photovoltaic | SUN | PV | 2013 |  |  | (OP) Operating |  | 1.8 | [6 empty] | 34.075 | -118.36 | 0 | 0 | #DIV/0! | 0%
| Central Contra Costa Sanitary District | 57573 | CCCSD Wastewater Treatment Plnt | CA | Contra Costa | CISO | Commercial CHP | S188 |  | 3.5 | 3 | 3.5 | Natural Gas Fired Combustion Turbine | NG | GT | 1995 |  |  | (OP) Operating | [8 empty] | 37.9978 | -122.0697 | 0 | 0 | #DIV/0! | 0%
| Luminace Solar Holding, LLC | 60036 | CCBC-Catonsville | MD | Howard | PJM | IPP Non-CHP | PV1 |  | 1.6 | 1.6 | 1.6 | Solar Photovoltaic | SUN | PV | 2015 |  |  | (OP) Operating |  | 2.3 | [6 empty] | 39.2525 | -76.735 | 0 | 0 | #DIV/0! | 0%
| CCC Hastings Renewable Energy, LLC | 60931 | CCC Hastings Wind Turbine | NE | Adams | SWPP | IPP Non-CHP | WT1 |  | 1.7 | 1.7 | 1.7 | Onshore Wind Turbine | WND | WT | 2016 |  |  | (OP) Operating | [8 empty] | 40.57 | -98.334 | 0 | 0 | #DIV/0! | 0%
| Central Connecticut State University | 58224 | CCSU Co-Gen-STBY Gen | CT | Hartford | ISNE | Commercial CHP | EC#1 |  | 3.6 | 3.6 | 3.6 | Natural Gas Internal Combustion Engine | NG | IC | 2003.25 |  |  | (SB) Standby/Backup: available for service but not normally used | [8 empty] | 41.6914 | -72.7686 | 0 | 0 | #DIV/0! | 0%
| EnterSolar | 62616 | CCG Marketing | NJ | Essex | PJM | IPP Non-CHP | CCGWC |  | 1.5 | 1.5 | 1.5 | Solar Photovoltaic | SUN | PV | 2018 |  |  | (OP) Operating |  | 2 | [6 empty] | 40.8593 | -74.303 | 0 | 0 | #DIV/0! | 0%
| Camden Solar Center, LLC | 59248 | CCMUA | NJ | Camden | PJM | IPP Non-CHP | CCMUA |  | 1.5 | 1.5 | 1.5 | Solar Photovoltaic | SUN | PV | 2012 |  |  | (OP) Operating |  | 1.8 | [6 empty] | 39.9231 | -75.1275 | 0 | 0 | #DIV/0! | 0%
| New Britain Renewable Energy, LLC | 58237 | CCSU Fuel Cell Project | CT | Hartford | ISNE | Commercial CHP | CCSU |  | 1.4 | 1.4 | 1.4 | Other Natural Gas | NG | FC | 2012 |  |  | (OP) Operating | [8 empty] | 41.6919 | -72.7611 | 0 | 0 | #DIV/0! | 0%
| Genesis Alkali, LLC | 57915 | Genesis Alkali | WY | Sweetwater | PACE | Industrial CHP | 1 |  | 41 | 41 | 41 | Conventional Steam Coal | SUB | ST | 1965.3333 |  |  | (OP) Operating | [8 empty] | 41.6217 | -109.8119 | 0 | 0 | #DIV/0! | 0%
| CCUA Solar, LLC | 63971 | CCUA Solar | NJ | Cumberland | PJM | IPP Non-CHP | CCUA |  | 1.5 | 1.5 | 1.5 | Solar Photovoltaic | SUN | PV | 2021 |  |  | (OP) Operating |  | 1.9 | [6 empty] | 39.4153 | -75.2357 | 0 | 0 | #DIV/0! | 0%
| CD4 | 63490 | CD4 | CA | Mono | CISO | IPP Non-CHP | OEC1 |  | 44.4 | 29.6 | 44.4 | Geothermal | GEO | BT | 2022 |  |  | (OP) Operating | [8 empty] | 37.6461 | -118.9158 | 0 | 0 | #DIV/0! | 0%
| SunE Corcoran SP Owner, LLC | 61620 | CDCR (CA) - Corcoran State Prison | CA | Kings | CISO | IPP Non-CHP | CORSP |  | 5 | 5 | 5 | Solar Photovoltaic | SUN | PV | 2013 |  |  | (OP) Operating |  | 5.9 | [6 empty] | 36.065 | -119.5576 | 0 | 0 | #DIV/0! | 0%
| Team-Solar, Inc. | 59748 | CDCR (CA) - Pleasant Valley State Prison | CA | Fresno | CISO | IPP Non-CHP | 1 |  | 1.2 | 1.2 | 1.2 | Solar Photovoltaic | SUN | PV | 2014 |  |  | (OP) Operating |  | 1.6 | [6 empty] | 36.1372 | -120.2244 | 0 | 0 | #DIV/0! | 0%
| SunE Solano SP Owner, LLC | 61619 | CDCR (CA) - Solano State Prison | CA | Solano | CISO | IPP Non-CHP | SOLSP |  | 1.1 | 1.1 | 1.1 | Solar Photovoltaic | SUN | PV | 2013 |  |  | (OP) Operating |  | 1.4 | [6 empty] | 38.3227 | -121.9706 | 0 | 0 | #DIV/0! | 0%
| SunE Wasco SP Owner, LLC | 61621 | CDCR (CA) - Wasco State Prison | CA | Kern | CISO | IPP Non-CHP | WASCO |  | 1.5 | 1.5 | 1.5 | Solar Photovoltaic | SUN | PV | 2013 |  |  | (OP) Operating |  | 1.9 | [6 empty] | 35.6005 | -119.4037 | 0 | 0 | #DIV/0! | 0%
| C-Drop | 58470 | C-Drop Hydro | OR | Klamath | PACW | IPP Non-CHP | GEN1 |  | 1.1 | 1.1 | 0 | Conventional Hydroelectric | WAT | HY | 2012 |  |  | (OP) Operating | [8 empty] | 42.1658 | -121.685 | 0 | 0 | #DIV/0! | 0%
| CalEnergy Operating Corporation | 10631 | CE Leathers | CA | Imperial | IID | IPP Non-CHP | GEN1 |  | 45.5 | 42 | 42 | Geothermal | GEO | ST | 1989 |  |  | (OP) Operating | [8 empty] | 33.1779 | -115.565 | 0 | 0 | #DIV/0! | 0%
| CalEnergy Operating Corporation | 55984 | CE Turbo LLC | CA | Imperial | IID | IPP Non-CHP | TG21 |  | 11.5 | 10 | 10 | Geothermal | GEO | ST | 2000 |  |  | (OP) Operating | [8 empty] | 33.1669 | -115.5114 | 0 | 0 | #DIV/0! | 0%
| Clean Focus Renewables, Inc. | 60801 | CEC Solar #1117, LLC | CO | Pueblo | PSCO | IPP Non-CHP | PUEB2 |  | 1.5 | 1.5 | 1.5 | Solar Photovoltaic | SUN | PV | 2018 |  |  | (OP) Operating |  | 1.9 | [6 empty] | 38.2844 | -104.524 | 0 | 0 | #DIV/0! | 0%
| EnterSolar | 65597 | CEC, LLC Westtown B | NY | Orange | NYIS | IPP Non-CHP | CLWB |  | 2 | 2 | 2 | Solar Photovoltaic | SUN | PV | 2018 |  |  | (OP) Operating |  | 2.8 | [6 empty] | 41.3453 | -74.5613 | 0 | 0 | #DIV/0! | 0%
| SunE DB42, LLC | 60353 | Cecil County CCVT HS | MD | Cecil | PJM | IPP Non-CHP | CCVT |  | 2 | 2 | 2 | Solar Photovoltaic | SUN | PV | 2015 |  |  | (OP) Operating |  | 2.6 | [6 empty] | 39.651 | -75.8083 | 0 | 0 | #DIV/0! | 0%
| Consolidated Edison Development Inc. | 60077 | CED Avenal | CA | Kings | CISO | IPP Non-CHP | AVCA |  | 15.8 | 15.8 | 15.8 | Solar Photovoltaic | SUN | PV | 2017 |  |  | (OP) Operating |  | 21.4 | [6 empty] | 35.9963 | -120.1515 | 0 | 0 | #DIV/0! | 0%
| Bay4 Energy Services, LLC | 63823 | CED Beecher Sun Solar | IL | Will | PJM | IPP Non-CHP | BS1 |  | 2 | 2 | 2 | Solar Photovoltaic | SUN | PV | 2021 |  |  | (OP) Operating |  | 2.8 | [6 empty] | 41.3271 | -87.6105 | 0 | 0 | #DIV/0! | 0%
| Consolidated Edison Development Inc. | 64178 | CED Centerville Wind | IA | Appanoose | MISO | IPP Non-CHP | CENTW |  | 7.9 | 7.9 | 7.9 | Onshore Wind Turbine | WND | WT | 2021 |  |  | (OP) Operating | [8 empty] | 40.7099 | -92.8483 | 0 | 0 | #DIV/0! | 0%
| Consolidated Edison Development Inc. | 62681 | CED Champaign Solar LLC | IL | Champaign | MISO | IPP Non-CHP | CSIL |  | 1.6 | 1.6 | 1.6 | Solar Photovoltaic | SUN | PV | 2020 |  |  | (OP) Operating |  | 2.1 | [6 empty] | 40.1383 | -88.2913 | 0 | 0 | #DIV/0! | 0%
| Consolidated Edison Development Inc. | 61602 | CED Chicopee Solar | MA | Hampden | ISNE | IPP Non-CHP | CSMA |  | 3 | 3 | 3 | Solar Photovoltaic | SUN | PV | 2017 |  |  | (OP) Operating |  | 4.1 | [6 empty] | 42.2039 | -72.551 | 0 | 0 | #DIV/0! | 0%
| Consolidated Edison Development Inc. | 60078 | CED Ducor 1 | CA | Tulare | CISO | IPP Non-CHP | DU1CA |  | 20 | 20 | 20 | Solar Photovoltaic | SUN | PV | 2016 |  |  | (OP) Operating |  | 26 | [6 empty] | 35.8563 | -119.0684 | 0 | 0 | #DIV/0! | 0%
| Consolidated Edison Development Inc. | 60079 | CED Ducor 2 | CA | Tulare | CISO | IPP Non-CHP | DU2CA |  | 20 | 20 | 20 | Solar Photovoltaic | SUN | PV | 2016 |  |  | (OP) Operating |  | 26 | [6 empty] | 35.8442 | -119.0681 | 0 | 0 | #DIV/0! | 0%
| Consolidated Edison Development Inc. | 60080 | CED Ducor 3 | CA | Tulare | CISO | IPP Non-CHP | DU3CA |  | 15 | 15 | 15 | Solar Photovoltaic | SUN | PV | 2016 |  |  | (OP) Operating |  | 20 | [6 empty] | 35.8454 | -119.057 | 0 | 0 | #DIV/0! | 0%
| Consolidated Edison Development Inc. | 60081 | CED Ducor 4 | CA | Tulare | CISO | IPP Non-CHP | DU4CA |  | 20 | 20 | 20 | Solar Photovoltaic | SUN | PV | 2016 |  |  | (OP) Operating |  | 26 | [6 empty] | 35.8504 | -119.027 | 0 | 0 | #DIV/0! | 0%
| Consolidated Edison Development Inc. | 61499 | CED Foster | RI | Providence | ISNE | IPP Non-CHP | FORI |  | 2 | 2 | 2 | Solar Photovoltaic | SUN | PV | 2017 |  |  | (OP) Operating |  | 2.6 | [6 empty] | 41.795 | -71.787 | 0 | 0 | #DIV/0! | 0%
| Bay4 Energy Services, LLC | 63824 | CED Hilltop Solar | IL | Winnebago | PJM | IPP Non-CHP | HS1 |  | 2 | 2 | 2 | Solar Photovoltaic | SUN | PV | 2021 |  |  | (OP) Operating |  | 2.9 | [6 empty] | 42.3391 | -89.198 | 0 | 0 | #DIV/0! | 0%
| Consolidated Edison Development Inc. | 64177 | CED Manchester Wind | IA | Delaware | MISO | IPP Non-CHP | MANW |  | 7.9 | 7.9 | 7.9 | Onshore Wind Turbine | WND | WT | 2022 |  |  | (OP) Operating | [8 empty] | 42.4693 | -91.4739 | 0 | 0 | #DIV/0! | 0%
| Consolidated Edison Development Inc. | 63521 | CED Mason City Wind | IA | Cerro Gordo | MISO | IPP Non-CHP | MCW1 |  | 7.5 | 7.9 | 7.9 | Onshore Wind Turbine | WND | WT | 2020 |  |  | (OP) Operating | [8 empty] | 43.1407 | -93.0985 | 0 | 0 | #DIV/0! | 0%
| Consolidated Edison Development Inc. | 62695 | CED Northampton Solar LLC Hybrid | MA | Hampshire | ISNE | IPP Non-CHP | NSES |  | 6.6 | 6.6 | 6.6 | Batteries | MWH | BA | 2019.5 |  |  | (OP) Operating | 4.9 | [7 empty] | 42.3057 | -72.7106 | 0 | 0 | #DIV/0! | 0%
| Bay4 Energy Services, LLC | 63656 | CED Peoria Solar | IL | Peoria | MISO | IPP Non-CHP | PS1 |  | 2 | 2 | 2 | Solar Photovoltaic | SUN | PV | 2021 |  |  | (OP) Operating |  | 2.9 | [6 empty] | 40.5763 | -89.7036 | 0 | 0 | #DIV/0! | 0%
| Bay4 Energy Services, LLC | 63948 | CED Spring Creek Solar | IL | Kankakee | PJM | IPP Non-CHP | CS1 |  | 2 | 2 | 2 | Solar Photovoltaic | SUN | PV | 2021 |  |  | (OP) Operating |  | 2.9 | [6 empty] | 41.1082 | -87.7261 | 0 | 0 | #DIV/0! | 0%
| Consolidated Edison Development Inc. | 65980 | CED West Side Canal Battery Storage | CA | Imperial | CISO | IPP Non-CHP | WCBS |  | 131 | 131 | 131 | Batteries | MWH | BA | 2023 |  |  | (OP) Operating | 524 | [7 empty] | 32.7294 | -115.7186 | 0 | 0 | #DIV/0! | 0%
| Consolidated Edison Development Inc. | 60274 | CED Westfield Solar, LLC | MA | Hampden | ISNE | IPP Non-CHP | WFMA |  | 2 | 2 | 2 | Solar Photovoltaic | SUN | PV | 2016 |  |  | (OP) Operating |  | 2.6 | [6 empty] | 42.1756 | -72.7552 | 0 | 0 | #DIV/0! | 0%
| City of Geneva- (IL) | 56462 | Geneva Generation Facility | IL | Kane | PJM | Electric Utility | GEN 1 |  | 29.5 | 27 | 29 | Natural Gas Internal Combustion Engine | NG | IC | 2005 |  |  | (OP) Operating | [8 empty] | 41.8911 | -88.2711 | 0 | 0 | #DIV/0! | 0%
| Bio Energy Washington, LLC | 57298 | Cedar Hills | WA | King | PSEI | IPP Non-CHP | 1 |  | 5.4 | 5.4 | 5.4 | Landfill Gas | LFG | IC | 2009 |  |  | (OP) Operating | [8 empty] | 47.4558 | -122.0428 | 0 | 0 | #DIV/0! | 0%
| Cedar Bluff Wind, LLC | 60069 | Cedar Bluff Wind, LLC | KS | Ness | SWPP | IPP Non-CHP | CBLF1 |  | 198.6 | 198.6 | 198.6 | Onshore Wind Turbine | WND | WT | 2015 |  |  | (OP) Operating | [8 empty] | 38.6976 | -99.7293 | 0 | 0 | #DIV/0! | 0%
| NJR Clean Energy Ventures Corporation | 60266 | Cedar Branch | NJ | Atlantic | PJM | IPP Non-CHP | CEDAR |  | 6.1 | 6.1 | 6.1 | Solar Photovoltaic | SUN | PV | 2016 |  |  | (OP) Operating |  | 7.1 | [6 empty] | 39.5033 | -74.9645 | 0 | 0 | #DIV/0! | 0%
| Duke Energy Carolinas, LLC | 2743 | Cedar Cliff | NC | Jackson | DUK | Electric Utility | 1 |  | 6.4 | 6.4 | 6.4 | Conventional Hydroelectric | WAT | HY | 1952 |  |  | (OP) Operating | [8 empty] | 35.2531 | -83.0983 | 0 | 0 | #DIV/0! | 0%
| Duke Energy Carolinas, LLC | 3255 | Cedar Creek | SC | Lancaster | DUK | Electric Utility | 1 |  | 45 | 45 | 45 | Conventional Hydroelectric | WAT | HY | 1926 |  |  | (OP) Operating | [8 empty] | 34.5414 | -80.8756 | 0 | 0 | #DIV/0! | 0%
| Altus Power America Management, LLC | 65623 | Cedar Creek | NJ | Atlantic | PJM | IPP Non-CHP | CDRCK |  | 1.6 | 1.6 | 1.6 | Solar Photovoltaic | SUN | PV | 2021 |  |  | (OP) Operating |  | 2 | [6 empty] | 39.551 | -74.627 | 0 | 0 | #DIV/0! | 0%
| AE Power Services LLC | 57210 | Cedar Creek II | CO | Weld | PSCO | IPP Non-CHP | 1 |  | 248.3 | 248.3 | 248.3 | Onshore Wind Turbine | WND | WT | 2011 |  |  | (OP) Operating | [8 empty] | 40.9475 | -103.7839 | 0 | 0 | #DIV/0! | 0%
| AES Distributed Energy | 61376 | Cedar Creek PV | NY | Nassau | NYIS | IPP Non-CHP | CEDR1 |  | 1.8 | 1.8 | 1.8 | Solar Photovoltaic | SUN | PV | 2017 |  |  | (OP) Operating |  | 2.7 | [6 empty] | 40.6489 | -73.5067 | 0 | 0 | #DIV/0! | 0%
| Southeastern Solar Farm Fund, LLC | 66200 | Cedar Creek Solar, LLC | GA | Barrow | SOCO | IPP Non-CHP | CEDAR |  | 2 | 2 | 2 | Solar Photovoltaic | SUN | PV | 2017 |  |  | (OP) Operating |  | 2.6 | [6 empty] | 34.0278 | -83.7575 | 0 | 0 | #DIV/0! | 0%
| Leeward Asset Management, LLC | 56371 | Cedar Creek Wind | CO | Weld | PSCO | IPP Non-CHP | 1 |  | 300.5 | 300.5 | 300.5 | Onshore Wind Turbine | WND | WT | 2007 |  |  | (OP) Operating | [8 empty] | 40.8944 | -104.0206 | 0 | 0 | #DIV/0! | 0%
| Cedar Creek Wind, LLC | 65311 | Cedar Creek Wind, LLC | ID | Bingham | PACE | IPP Non-CHP | CDCRK |  | 160 | 160 | 160 | Onshore Wind Turbine | WND | WT | 2024 |  |  | (OP) Operating | [8 empty] | 43.3276 | -112.0577 | 0 | 0 | #DIV/0! | 0%
| City of Seattle - (WA) | 6430 | Cedar Falls (WA) | WA | King | SCL | Electric Utility | 5 |  | 30 | 30 | 30 | Conventional Hydroelectric | WAT | HY | 1925 |  |  | (OP) Operating | [8 empty] | 47.4193 | -121.7819 | 0 | 0 | #DIV/0! | 0%
| Northern States Power Co - Minnesota | 3998 | Cedar Falls (WI) | WI | Dunn | MISO | Electric Utility | 1 |  | 6 | 3.6 | 3.4 | Conventional Hydroelectric | WAT | HY | 1912 |  |  | (OP) Operating | [8 empty] | 44.9367 | -91.8883 | 0 | 0 | #DIV/0! | 0%
| Altus Power America Management, LLC | 62321 | Cedar Falls Solar Farm | IA | Black Hawk | MISO | IPP Non-CHP | 1 |  | 1.5 | 1.5 | 1.5 | Solar Photovoltaic | SUN | PV | 2016 |  |  | (OP) Operating |  | 2 | [6 empty] | 42.4814 | -92.4582 | 0 | 0 | #DIV/0! | 0%
| City of Colorado Springs - (CO) | 493 | George Birdsall | CO | El Paso | WACM | Electric Utility | 1 |  | 61.1 | 54 | 54 | Natural Gas Steam Turbine | NG | ST | 1954.6667 |  |  | (OP) Operating | [8 empty] | 38.8814 | -104.8169 | 0 | 0 | #DIV/0! | 0%
| Montana-Dakota Utilities Co | 57171 | Cedar Hills Wind Farm | ND | Bowman | MISO | Electric Utility | 1 |  | 19.5 | 19.5 | 19.5 | Onshore Wind Turbine | WND | WT | 2010 |  |  | (OP) Operating | [8 empty] | 46.2456 | -103.7672 | 0 | 0 | #DIV/0! | 0%
| Cedar Point LLC | 57315 | Cedar Point Wind | CO | Lincoln | PSCO | IPP Non-CHP | 1-139 |  | 252 | 252 | 252 | Onshore Wind Turbine | WND | WT | 2011 |  |  | (OP) Operating | [8 empty] | 39.4218 | -103.6781 | 0 | 0 | #DIV/0! | 0%
| Interstate Power and Light Co | 67089 | Cedar Rapids Community Solar | IA | Linn | MISO | Electric Utility | PV1 |  | 4.5 | 4.5 | 4.5 | Solar Photovoltaic | SUN | PV | 2024 |  |  | (OP) Operating | [8 empty] | 41.9562 | -91.6936 | 0 | 0 | #DIV/0! | 0%
| Wisconsin Power & Light Co | 56347 | Cedar Ridge | WI | Fond Du Lac | MISO | Electric Utility | 1 |  | 67.7 | 67.7 | 67.7 | Onshore Wind Turbine | WND | WT | 2008 |  |  | (OP) Operating | [8 empty] | 43.6926 | -88.3297 | 0 | 0 | #DIV/0! | 0%
| SRE Utility Solar 1, LLC | 60135 | Cedar Solar, LLC | NC | Duplin | DUK | IPP Non-CHP | CED |  | 5 | 4.9 | 4.9 | Solar Photovoltaic | SUN | PV | 2015 |  |  | (OP) Operating |  | 6.7 | [6 empty] | 34.9158 | -77.7757 | 0 | 0 | #DIV/0! | 0%
| Cedar Springs Wind, LLC | 63914 | Cedar Springs I | WY | Converse | PACE | IPP Non-CHP | 82633 |  | 200 | 200 | 200 | Onshore Wind Turbine | WND | WT | 2020 |  |  | (OP) Operating | [8 empty] | 43.0197 | -105.4721 | 0 | 0 | #DIV/0! | 0%
| PacifiCorp | 63915 | Cedar Springs II | WY | Converse | PACE | Electric Utility | 82634 |  | 200 | 198.8 | 198.8 | Onshore Wind Turbine | WND | WT | 2020 |  |  | (OP) Operating | [8 empty] | 42.969 | -105.3656 | 0 | 0 | #DIV/0! | 0%
| Cedar Springs Wind III, LLC | 63916 | Cedar Springs III | WY | Converse | PACE | IPP Non-CHP | 82635 |  | 133 | 133 | 133 | Onshore Wind Turbine | WND | WT | 2020 |  |  | (OP) Operating | [8 empty] | 43.0767 | -105.5844 | 0 | 0 | #DIV/0! | 0%
| Cedar Springs Wind IV, LLC | 67289 | Cedar Springs Wind IV | WY | Converse | WACM | IPP Non-CHP | CS4 |  | 390.4 | 390.4 | 390.4 | Onshore Wind Turbine | WND | WT | 2025 |  |  | (OP) Operating | [8 empty] | 43.1008 | -105.7115 | 0 | 0 | #DIV/0! | 0%
| Florida Power & Light Co | 67672 | Cedar Trail | FL | Baker | FPL | Electric Utility | 1 |  | 74.5 | 74.5 | 74.5 | Solar Photovoltaic | SUN | PV | 2024 |  |  | (OP) Operating |  | 104.58 | [6 empty] | 30.3391 | -82.1929 | 0 | 0 | #DIV/0! | 0%
| Evergreen Wind, LLC | 58599 | Cedar Valley Solar Plant | UT | Iron | PACE | IPP Non-CHP | CVSP1 |  | 3 | 3 | 3 | Solar Photovoltaic | SUN | PV | 2015 |  |  | (OP) Operating |  | 3.4 | [6 empty] | 37.8078 | -113.09 | 0 | 0 | #DIV/0! | 0%
| Generate Capital | 67554 | Cedarville (IL) | IL | Stephenson | MISO | IPP Non-CHP | 11069 |  | 2 | 2 | 2 | Solar Photovoltaic | SUN | PV | 2024 |  |  | (OP) Operating | [8 empty] | 42.3676 | -89.6329 | 0 | 0 | #DIV/0! | 0%
| HEN Infrastructure, L.L.C. | 65810 | Cedarville (TX) | TX | Reeves | ERCO | IPP Non-CHP | CDRVL |  | 9.9 | 9.9 | 9.9 | Batteries | MWH | BA | 2022 |  |  | (OP) Operating | 9.9 | [7 empty] | 31.5141 | -103.4524 | 0 | 0 | #DIV/0! | 0%
| Altus Power America Management, LLC | 60757 | Cedarville CSG | MA | Plymouth | ISNE | IPP Non-CHP | PV1 |  | 2.5 | 2.5 | 2.5 | Solar Photovoltaic | SUN | PV | 2017 |  |  | (OP) Operating |  | 0.7 | [6 empty] | 41.8027 | -70.5498 | 0 | 0 | #DIV/0! | 0%
| SRC P9 - Lena Solar, LLC | 64331 | Cedarville Road | IL | Stephenson | PJM | IPP Non-CHP | LENA |  | 2 | 2 | 2 | Solar Photovoltaic | SUN | PV | 2020 |  |  | (OP) Operating |  | 2.6 | [6 empty] | 42.3719 | -89.808 | 0 | 0 | #DIV/0! | 0%
| Cedro Hill Wind, LLC | 57260 | Cedro Hill Wind LLC | TX | Webb | ERCO | IPP Non-CHP | 1 |  | 300 | 300 | 300 | Onshore Wind Turbine | WND | WT | 2010 |  |  | (OP) Operating | [8 empty] | 27.5761 | -98.9053 | 0 | 0 | #DIV/0! | 0%
| Dunn Paper East Hartford, LLC | 58116 | Cellu Tissue | CT | Hartford | ISNE | Industrial Non-CHP | GEN1 |  | 3 | 2.5 | 2.5 | Natural Gas Internal Combustion Engine | NG | IC | 2009 |  |  | (OP) Operating | [8 empty] | 41.7761 | -72.6067 | 0 | 0 | #DIV/0! | 0%
| Celina Solar Project #1, LLC | 58665 | Celina Solar Project #1, LLC | OH | Mercer | PJM | IPP Non-CHP | CSP1 |  | 4 | 4 | 4 | Solar Photovoltaic | SUN | PV | 2012 |  |  | (OP) Operating |  | 5 | [6 empty] | 40.5406 | -84.5906 | 0 | 0 | #DIV/0! | 0%
| Town of Shrewsbury - (MA) | 65768 | Centech Gas Generator | MA | Worcester | ISNE | Electric Utility | G1 |  | 2.5 | 2.5 | 2.5 | Natural Gas Internal Combustion Engine | NG | IC | 2019 |  |  | (OP) Operating | [8 empty] | 42.2554 | -71.6905 | 0 | 0 | #DIV/0! | 0%
| AES Distributed Energy | 64567 | Cement City Solar, LLC | MI | Lenawee | MISO | IPP Non-CHP | CMCTY |  | 20 | 20 | 20 | Solar Photovoltaic | SUN | PV | 2023 |  |  | (OP) Operating |  | 26 | [6 empty] | 42.0845 | -84.1353 | 0 | 0 | #DIV/0! | 0%
| Luminace Sunbeam Development Holdings, LLC | 66877 | Cenergy - Kiger | ME | Somerset | ISNE | IPP Non-CHP | KIG |  | 1 | 1 | 1 | Solar Photovoltaic | SUN | PV | 2023 |  |  | (OP) Operating |  | 1.4 | [6 empty] | 44.9634 | -69.8918 | 0 | 0 | #DIV/0! | 0%
| Luminace Sunbeam Development Holdings, LLC | 66875 | Cenergy - Richards (CSG) | ME | Somerset | ISNE | IPP Non-CHP | RIC |  | 1 | 1 | 1 | Solar Photovoltaic | SUN | PV | 2023 |  |  | (OP) Operating |  | 1.4 | [6 empty] | 44.6433 | -69.6076 | 0 | 0 | #DIV/0! | 0%
| Luminace Sunbeam Development Holdings, LLC | 66876 | Cenergy - Waterville (CSG) | ME | Kennebec | ISNE | IPP Non-CHP | WAT |  | 5 | 5 | 5 | Solar Photovoltaic | SUN | PV | 2023 |  |  | (OP) Operating |  | 7.3 | [6 empty] | 44.5387 | -69.6689 | 0 | 0 | #DIV/0! | 0%
| Luminace Sunbeam Development Holdings, LLC | 66878 | Cenergy - Wiscasset (CSG) | ME | Lincoln | ISNE | IPP Non-CHP | WIS |  | 5 | 5 | 5 | Solar Photovoltaic | SUN | PV | 2023 |  |  | (OP) Operating |  | 7.3 | [6 empty] | 43.9645 | -69.7048 | 0 | 0 | #DIV/0! | 0%
| Centaurus Community Solar | 60939 | Centaurus Community Solar | MN | Chippewa | MISO | IPP Non-CHP | KCCS1 |  | 2 | 1.8 | 1.8 | Solar Photovoltaic | SUN | PV | 2017 |  |  | (OP) Operating |  | 1.3 | [6 empty] | 44.9491 | -95.5113 | 0 | 0 | #DIV/0! | 0%
| LSE Centaurus LLC | 61371 | Centaurus Solar - MA | MA | Middlesex | ISNE | IPP Non-CHP | ASH24 |  | 2.4 | 2.4 | 2.4 | Solar Photovoltaic | SUN | PV | 2016 |  |  | (OP) Operating |  | 2.8 | [6 empty] | 42.253 | -71.426 | 0 | 0 | #DIV/0! | 0%
| Metlakatla Power & Light | 7112 | Centennial | AK | Prince of Wales Ketchikan |  | Electric Utility | IC7 |  | 1.8 | 1.8 | 1.8 | Petroleum Liquids | DFO | IC | 2017 |  |  | (OP) Operating | [8 empty] | 55.1214 | -131.5603 | 0 | 0 | #DIV/0! | 0%
| City of Moorhead - (MN) | 57910 | Centennial Generating Station | MN | Clay | SWPP | Electric Utility | 1 |  | 11.5 | 10 | 10 | Petroleum Liquids | DFO | IC | 2011 |  |  | (OP) Operating | [8 empty] | 46.8661 | -96.7464 | 0 | 0 | #DIV/0! | 0%
| Wolverine Power Supply Coop | 1877 | George Johnson | MI | Osceola | MISO | Electric Utility | 10 |  | 51 | 49.7 | 61.1 | Natural Gas Fired Combustion Turbine | NG | GT | 1997.6667 |  |  | (OP) Operating | [8 empty] | 43.8393 | -85.426 | 0 | 0 | #DIV/0! | 0%
| Oklahoma Gas & Electric Co | 56380 | Centennial Wind Farm | OK | Harper | SWPP | Electric Utility | WT1 |  | 120 | 120 | 120 | Onshore Wind Turbine | WND | WT | 2006 |  |  | (OP) Operating | [8 empty] | 36.6377 | -99.6019 | 0 | 0 | #DIV/0! | 0%
| Hollingworth & Vose Co Center Falls | 10853 | Center Falls | NY | Washington | NYIS | Industrial Non-CHP | 1 |  | 1.1 | 0.8 | 1.1 | Conventional Hydroelectric | WAT | HY | 1984 |  |  | (OP) Operating | [8 empty] | 43.0967 | -73.4602 | 0 | 0 | #DIV/0! | 0%
| USCE-Nashville District | 6417 | Center Hill | TN | DeKalb | TVA | Electric Utility | 1 |  | 140 | 154 | 154 | Conventional Hydroelectric | WAT | HY | 1950.6667 |  |  | (OP) Operating | [8 empty] | 36.0972 | -85.8274 | 0 | 0 | #DIV/0! | 0%
| Chugach Electric Assn Inc | 6559 | George M Sullivan Generation Plant 2 | AK | Anchorage |  | Electric Utility | 10 | CC2 | 346.9 | 309.3 | 297.3 | Natural Gas Fired Combined Cycle | NG | CT | 2002.8 |  |  | (OP) Operating | [8 empty] | 61.2297 | -149.7167 | 0 | 0 | #DIV/0! | 0%
| Centerfield Cooper Solar, LLC | 63810 | Centerfield Cooper Solar, LLC | SC | Chesterfield | SC | IPP Non-CHP | PGR24 |  | 75 | 75 | 75 | Solar Photovoltaic | SUN | PV | 2020 |  |  | (OP) Operating |  | 97.6 | [6 empty] | 34.7088 | -80.1188 | 0 | 0 | #DIV/0! | 0%
| Today's Power, Inc. | 68691 | Centerville (NE) | NE | Lancaster | SWPP | Electric Utility | CNTRV |  | 1 | 1 | 1 | Solar Photovoltaic | SUN | PV | 2023 |  |  | (OP) Operating |  | 1.4 | [6 empty] | 40.6564 | -96.7432 | 0 | 0 | #DIV/0! | 0%
| Pacific Gas & Electric Co. | 224 | Centerville PH | CA | Butte | CISO | Electric Utility | 1 |  | 6.4 | 6.4 | 6.4 | Conventional Hydroelectric | WAT | HY | 1900 |  |  | (OS) Out of service and NOT expected to return to service in next calendar year | [8 empty] | 39.7889 | -121.6574 | 0 | 0 | #DIV/0! | 0%
| Indiana Municipal Power Agency | 62794 | Centerville Solar Park | IN | Wayne | PJM | Electric Utility | SCENT |  | 1.1 | 1.1 | 0.8 | Solar Photovoltaic | SUN | PV | 2020 |  |  | (OP) Operating |  | 1.4 | [6 empty] | 39.8285 | -85.0038 | 0 | 0 | #DIV/0! | 0%
| Arevon Energy, Inc. | 58430 | Centinela Solar Energy | CA | Imperial | CISO | IPP Non-CHP | CSE1 |  | 174.8 | 170 | 170 | Solar Photovoltaic | SUN | PV | 2013.3333 |  |  | (OP) Operating |  | 48.9 | [6 empty] | 32.6869 | -115.6478 | 0 | 0 | #DIV/0! | 0%
| Ecoplexus, Inc | 64519 | Centinela State Prison | CA | Imperial | IID | IPP Non-CHP | CENSP |  | 6 | 6 | 6 | Solar Photovoltaic | SUN | PV | 2019 |  |  | (OP) Operating |  | 8.2 | [6 empty] | 32.8258 | -115.7829 | 0 | 0 | #DIV/0! | 0%
| Georgia-Pacific Brewton LLC | 54789 | Georgia-Pacific Brewton Mill | AL | Escambia | SOCO | Industrial CHP | 2TG |  | 103.4 | 69.1 | 75.1 | Natural Gas Steam Turbine | NG | ST | 1987.6667 |  |  | (OP) Operating | [8 empty] | 31.077 | -87.1116 | 0 | 0 | #DIV/0! | 0%
| Georgia-Pacific Cedar Springs LLC | 54101 | Georgia-Pacific Cedar Springs | GA | Early | SOCO | Industrial CHP | GEN1 |  | 101.2 | 90 | 100 | Wood/Wood Waste Biomass | BLQ | ST | 1964 |  |  | (OP) Operating | [8 empty] | 31.166 | -85.0951 | 0 | 0 | #DIV/0! | 0%
| Central 40, LLC | 63940 | Central 40 | CA | Stanislaus | CISO | IPP Non-CHP | CEN40 |  | 40 | 40 | 40 | Solar Photovoltaic | SUN | PV | 2021 |  |  | (OP) Operating |  | 50.3 | [6 empty] | 37.246 | -121.104 | 0 | 0 | #DIV/0! | 0%
| Central CA Fuel Cell 1 | 63439 | Central CA Fuel Cell 1 | CA | Tulare | CISO | IPP CHP | CCFC1 |  | 2.8 | 2.8 | 2.8 | Other Natural Gas | NG | FC | 2018 |  |  | (OP) Operating | [8 empty] | 36.1835 | -119.3743 | 0 | 0 | #DIV/0! | 0%
| Central Antelope Dry Ranch B, LLC | 60281 | Central Antelope Dry Ranch B LLC | CA | Los Angeles | CISO | IPP Non-CHP | CADRB |  | 3 | 3 | 3 | Solar Photovoltaic | SUN | PV | 2017 |  |  | (OP) Operating |  | 3.8 | [6 empty] | 34.7055 | -118.3014 | 0 | 0 | #DIV/0! | 0%
| AES Distributed Energy | 59963 | Central Antelope Dry Ranch C | CA | Los Angeles | CISO | IPP Non-CHP | CADRC |  | 20 | 17 | 16 | Solar Photovoltaic | SUN | PV | 2016 |  |  | (OP) Operating |  | 22.5 | [6 empty] | 34.7205 | -118.3005 | 0 | 0 | #DIV/0! | 0%
| Miami Dade Water & Sewer Dept | 54623 | Central District Wastewater Treat Plant | FL | Miami Dade | FPL | Commercial CHP | 3A |  | 4.8 | 4.8 | 4.8 | Other Waste Biomass | OBG | IC | 2014 |  |  | (OP) Operating | [8 empty] | 25.7486 | -80.1528 | 0 | 0 | #DIV/0! | 0%
| Clemson University - Main Campus | 58400 | Central Energy Facility | SC | Pickens | DUK | Commercial Non-CHP | GT01 |  | 5.5 | 4.7 | 5.2 | Natural Gas Fired Combustion Turbine | NG | GT | 2000 |  |  | (OP) Operating | [8 empty] | 34.6794 | -82.8403 | 0 | 0 | #DIV/0! | 0%
| Utah State University | 58139 | Central Energy Plant USU | UT | Cache | PACE | Commercial Non-CHP | TURBI |  | 5 | 4.4 | 4.6 | Natural Gas Fired Combustion Turbine | NG | GT | 2004 |  |  | (OP) Operating | [8 empty] | 41.7486 | -111.8117 | 0 | 0 | #DIV/0! | 0%
| North American Central - LLC | 63977 | Central Generating | MI | Montcalm | MISO | IPP Non-CHP | 1 |  | 4 | 4 | 4 | Landfill Gas | LFG | IC | 2018.6667 |  |  | (OP) Operating | [8 empty] | 43.3335 | -85.506 | 0 | 0 | #DIV/0! | 0%
| Central Michigan University | 56190 | Central Michigan University | MI | Isabella | MISO | Commercial CHP | GT1 |  | 4.8 | 4.2 | 4.9 | Natural Gas Fired Combustion Turbine | NG | GT | 1988.5 |  |  | (OP) Operating | [8 empty] | 43.5905 | -84.779 | 0 | 0 | #DIV/0! | 0%
| University of Massachusetts Amherst | 68493 | Central Heating Plant | MA | Hampshire | ISNE | Commercial CHP | BAT1 |  | 20.4 | 19.4 | 20.9 | Batteries | MWH | BA | 2013 |  |  | (OP) Operating | 1.3 | [7 empty] | 42.3901 | -72.5371 | 0 | 0 | #DIV/0! | 0%
| AES Distributed Energy | 64566 | Central Line Solar, LLC | AZ | Pinal | SRP | IPP Non-CHP | CNTRL |  | 100 | 100 | 100 | Solar Photovoltaic | SUN | PV | 2022 |  |  | (OP) Operating |  | 125 | [6 empty] | 32.8343 | -111.568 | 0 | 0 | #DIV/0! | 0%
| Bob Jones University | 10280 | Central Plant | SC | GREENVILLE | DUK | Commercial Non-CHP | ENG1 |  | 4.1 | 4.1 | 4.1 | Petroleum Liquids | DFO | IC | 2000.5 |  |  | (SB) Standby/Backup: available for service but not normally used | [8 empty] | 34.8718 | -82.366 | 0 | 0 | #DIV/0! | 0%
| Evergy Kansas Central, Inc | 56818 | Central Plains Wind Farm | KS | Wichita | SWPP | Electric Utility | 1 |  | 99 | 99 | 99 | Onshore Wind Turbine | WND | WT | 2009 |  |  | (OP) Operating | [8 empty] | 38.5032 | -101.1615 | 0 | 0 | #DIV/0! | 0%
| State of Rhode Island | 50621 | Central Power Plant | RI | Providence | ISNE | Commercial CHP | GEN4 |  | 11 | 8.1 | 11.6 | Natural Gas Steam Turbine | NG | ST | 1995.25 |  |  | (SB) Standby/Backup: available for service but not normally used | [8 empty] | 41.745 | -71.4584 | 0 | 0 | #DIV/0! | 0%
| LAX Airport | 58258 | Central Utilities Plant LAX 2 | CA | Los Angeles | LDWP | Commercial CHP | GEN1 |  | 9.2 | 8.4 | 8.4 | Natural Gas Fired Combustion Turbine | NG | GT | 2015 |  |  | (OP) Operating | [8 empty] | 33.9439 | -118.4042 | 0 | 0 | #DIV/0! | 0%
| REC CSD, LLC | 68612 | Central San | CA | Contra Costa | CISO | IPP Non-CHP | CESAN |  | 1.8 | 1.8 | 1.8 | Solar Photovoltaic | SUN | PV | 2025 |  |  | (OP) Operating |  | 2.2 | [6 empty] | 38.0057 | -122.0749 | 0 | 0 | #DIV/0! | 0%
| Silicon Hills Campus, LLC | 10184 | Central Utility Plant | TX | Travis | ERCO | Commercial CHP | EG1 | 1 | 14.3 | 8.3 | 8.8 | Natural Gas Internal Combustion Engine | NG | IC | 1988 |  |  | (SB) Standby/Backup: available for service but not normally used | [8 empty] | 30.3974 | -97.8426 | 0 | 0 | #DIV/0! | 0%
| Georgia-Pacific Consr Prods LP-Naheola | 10699 | Georgia-Pacific Consr Prods LP-Naheola | AL | Choctaw | SOCO | Industrial CHP | GT3 |  | 87.5 | 66.8 | 67.4 | Wood/Wood Waste Biomass | BLQ | ST | 2006 |  |  | (OP) Operating | [8 empty] | 32.2268 | -88.0252 | 0 | 0 | #DIV/0! | 0%
| Georgia-Pacific Crossett LLC | 10606 | Georgia-Pacific Crossett LLC | AR | Ashley | MISO | Industrial CHP | GEN4 |  | 25 | 28 | 28 | Natural Gas Steam Turbine | NG | ST | 1962 |  |  | (OP) Operating | [8 empty] | 33.1421 | -91.975 | 0 | 0 | #DIV/0! | 0%
| Georgia-Pacific Monticello LLC | 10610 | Georgia-Pacific Monticello Paper | MS | Lawrence | MISO | Industrial CHP | GEN1 |  | 81.5 | 81.5 | 81.5 | Wood/Wood Waste Biomass | BLQ | ST | 1968 |  |  | (OP) Operating | [8 empty] | 31.6285 | -90.0809 | 0 | 0 | #DIV/0! | 0%
| Central Valley Ag Power LLC | 58978 | Central Valley Ag Power | CA | Stanislaus | CISO | IPP Non-CHP | CVAP |  | 1.5 | 1.5 | 1.5 | Other Waste Biomass | OBG | IC | 2014 |  |  | (OS) Out of service and NOT expected to return to service in next calendar year | [8 empty] | 37.7197 | -120.8986 | 0 | 0 | #DIV/0! | 0%
| Georgia-Pacific Muskogee LLC | 10362 | Georgia-Pacific Muskogee | OK | Muskogee | SWPP | Industrial CHP | GEN1 |  | 114 | 67.5 | 71.4 | Natural Gas Steam Turbine | NG | ST | 1980.3333 |  |  | (OP) Operating | [8 empty] | 35.7322 | -95.2939 | 0 | 0 | #DIV/0! | 0%
| CVI CleanCapital Solar 1 LLC | 59630 | CentraState Medical Center PV Facility | NJ | Monmouth | PJM | Commercial Non-CHP | CS |  | 5.2 | 5.2 | 5.2 | Solar Photovoltaic | SUN | PV | 2014 |  |  | (OP) Operating |  | 6.3 | [6 empty] | 40.2361 | -74.3214 | 0 | 0 | #DIV/0! | 0%
| MidAmerican Energy Co | 56252 | Century | IA | Hamilton | MISO | Electric Utility | CWF |  | 201.2 | 201.2 | 201.2 | Onshore Wind Turbine | WND | WT | 2006.3333 |  |  | (OP) Operating | [8 empty] | 42.5644 | -93.6369 | 0 | 0 | #DIV/0! | 0%
| Prologis Logistics Services Incorporated BESS | 68684 | Century BESS | TX | Tarrant | ERCO | IPP Non-CHP | DL805 |  | 10 | 9.5 | 9.5 | Batteries | MWH | BA | 2024 |  |  | (OP) Operating | 24.8 | [7 empty] | 32.6866 | -97.0833 | 0 | 0 | #DIV/0! | 0%
| J.T. Hobby and Son, Inc. | 61187 | Century Drive Solar Farm | NC | Wake | CPLE | IPP Non-CHP | CENT1 |  | 1 | 1 | 1 | Solar Photovoltaic | SUN | PV | 2014 |  |  | (OP) Operating |  | 1.3 | [6 empty] | 35.8378 | -78.6689 | 0 | 0 | #DIV/0! | 0%
| Georgia-Pacific Consr Ops LLC-Palatka | 10611 | Georgia-Pacific Palatka Operations | FL | Putnam | FPL | Industrial CHP | GEN4 |  | 79.8 | 69.7 | 70.5 | Wood/Wood Waste Biomass | BLQ | ST | 1979 |  |  | (OP) Operating | [8 empty] | 29.6807 | -81.6809 | 0 | 0 | #DIV/0! | 0%
| Century Oak Wind Project, LLC | 67425 | Century Oak Wind Project, LLC | TX | Eastland | ERCO | IPP Non-CHP | COAKW |  | 151.5 | 151.5 | 151.5 | Onshore Wind Turbine | WND | WT | 2024 |  |  | (OP) Operating | [8 empty] | 32.4287 | -99.1591 | 0 | 0 | #DIV/0! | 0%
| Cereal City Solar, LLC | 66389 | Cereal City Solar, LLC | MI | Calhoun | MISO | IPP Non-CHP | CCSPV |  | 100 | 100 | 100 | Solar Photovoltaic | SUN | PV | 2023 |  |  | (OP) Operating |  | 150 | [6 empty] | 42.3058 | -85.0323 | 0 | 0 | #DIV/0! | 0%
| Bloom Energy | 65201 | Certain Solar - Staten Island | NY | Richmond | NYIS | IPP Non-CHP | CTS0A |  | 7.5 | 7.5 | 7.5 | Other Natural Gas | NG | FC | 2020 |  |  | (OP) Operating | [8 empty] | 40.5404 | -74.1769 | 0 | 0 | #DIV/0! | 0%
| Cerro Gordo Wind Farm | 63287 | Cerro Gordo Wind Farm | IA | Cerro Gordo | MISO | IPP Non-CHP | CGWF |  | 42 | 42 | 42 | Onshore Wind Turbine | WND | WT | 2020 |  |  | (OP) Operating | [8 empty] | 43.0612 | -93.4536 | 0 | 0 | #DIV/0! | 0%
| Georgia-Pacific Wauna LLC | 56192 | Georgia-Pacific Wauna Mill | OR | Clatsop | BPAT | Industrial CHP | 1 |  | 30 | 24 | 26 | Wood/Wood Waste Biomass | BLQ | ST | 1996 |  |  | (OP) Operating | [8 empty] | 46.154 | -123.4066 | 0 | 0 | #DIV/0! | 0%
| CES Agawam Tuckahoe Solar LLC | 63763 | CES Agawam Tuckahoe Solar Hybrid | MA | Hampden | ISNE | IPP Non-CHP | ATES |  | 6.2 | 6.2 | 6.2 | Batteries | MWH | BA | 2021 |  |  | (OP) Operating | 5.2 | [7 empty] | 42.059 | -72.691 | 0 | 0 | #DIV/0! | 0%
| Consolidated Edison Solutions Inc. | 60201 | CES Cherry Hill Solar | NJ | Camden | PJM | IPP Non-CHP | CHNJ |  | 1.2 | 1.2 | 1.2 | Solar Photovoltaic | SUN | PV | 2016 |  |  | (OP) Operating |  | 1.6 | [6 empty] | 39.9419 | -75.0262 | 0 | 0 | #DIV/0! | 0%
| Heuvelton Solar, LLC | 68631 | CES Heuvelton | NY | St Lawrence | NYIS | IPP Non-CHP | HEUVE |  | 5 | 5 | 5 | Solar Photovoltaic | SUN | PV | 2024 |  |  | (OP) Operating |  | 6.5 | [6 empty] | 44.6206 | -75.4449 | 0 | 0 | #DIV/0! | 0%
| Consolidated Edison Solutions Inc. | 63729 | CES Marbletown Solar | NY | Ulster | NYIS | IPP Non-CHP | MT1 |  | 3 | 3 | 3 | Solar Photovoltaic | SUN | PV | 2021 |  |  | (OP) Operating |  | 4.4 | [6 empty] | 41.8857 | -74.1027 | 0 | 0 | #DIV/0! | 0%
| City of Santa Clara - (CA) | 7231 | Gianera | CA | Santa Clara | CISO | Electric Utility | 1 |  | 64.6 | 49.6 | 49.6 | Natural Gas Fired Combustion Turbine | NG | GT | 1986.5 |  |  | (OP) Operating | [8 empty] | 37.401 | -121.9687 | 0 | 0 | #DIV/0! | 0%
| SunEdison LLC | 58387 | CES Sterling LLC | MA | Worcester | ISNE | IPP Non-CHP | 1 |  | 2 | 2 | 2 | Solar Photovoltaic | SUN | PV | 2013 |  |  | (OP) Operating |  | 2.4 | [6 empty] | 42.4419 | -71.7222 | 0 | 0 | #DIV/0! | 0%
| Consolidated Edison Solutions Inc. | 60029 | CES VMT Solar | MD | Washington | PJM | IPP Non-CHP | VMMD |  | 1.1 | 1.1 | 1.1 | Solar Photovoltaic | SUN | PV | 2015 |  |  | (OP) Operating |  | 1.3 | [6 empty] | 39.6809 | -77.7271 | 0 | 0 | #DIV/0! | 0%
| Salt River Project | 59338 | Gila River Power Block 1 | AZ | Maricopa | SRP | Electric Utility | CTG1 | PB1 | 619 | 570 | 617 | Natural Gas Fired Combined Cycle | NG | CT | 2003 |  |  | (OP) Operating | [8 empty] | 32.975 | -112.6944 | 0 | 0 | #DIV/0! | 0%
| Cypress Creek Renewables | 61141 | CF Novel Solar CSG Gardens Eleven, LLC | MN | Blue Earth | MISO | IPP Non-CHP | 0000F |  | 3 | 3 | 3 | Solar Photovoltaic | SUN | PV | 2017 |  |  | (OP) Operating |  | 3.6 | [6 empty] | 44.24 | -93.96 | 0 | 0 | #DIV/0! | 0%
| Cypress Creek Renewables | 61543 | CF Novel Solar CSG Gardens Five, LLC | MN | Steele | MISO | IPP Non-CHP | GEN1 |  | 3.4 | 3.4 | 3.4 | Solar Photovoltaic | SUN | PV | 2017 |  |  | (OP) Operating |  | 5 | [6 empty] | 44.0938 | -93.4017 | 0 | 0 | #DIV/0! | 0%
| Cypress Creek Renewables | 61548 | CF Novel Solar CSG Gardens Seven, LLC | MN | Sherburne | MISO | IPP Non-CHP | GEN1 |  | 3.3 | 3.3 | 3.3 | Solar Photovoltaic | SUN | PV | 2017 |  |  | (OP) Operating |  | 4.5 | [6 empty] | 45.4308 | -94.0219 | 0 | 0 | #DIV/0! | 0%
| Cypress Creek Renewables | 61140 | CF Novel Solar CSG Gardens Two, LLC | MN | Faribault | MISO | IPP Non-CHP | 0000D |  | 1.8 | 1.8 | 1.8 | Solar Photovoltaic | SUN | PV | 2017 |  |  | (OP) Operating |  | 2.2 | [6 empty] | 43.8459 | -93.8367 | 0 | 0 | #DIV/0! | 0%
| ClearGen LLC | 66991 | CG PS Portfolio 1, LLC | GA | Houston | SOCO | IPP CHP | HOUST |  | 1.8 | 1.8 | 1.8 | Landfill Gas | LFG | IC | 2009 |  |  | (OP) Operating | [8 empty] | 32.4015 | -83.5612 | 0 | 0 | #DIV/0! | 0%
| Valta Energy | 62378 | CFW Solar X LLC - Vaughn | CA | Los Angeles | LDWP | IPP Non-CHP | VSCFW |  | 1.6 | 1.6 | 1.6 | Solar Photovoltaic | SUN | PV | 2018 |  |  | (OP) Operating |  | 2.2 | [6 empty] | 34.2774 | -118.4298 | 0 | 0 | #DIV/0! | 0%
| ClearGen LLC | 66992 | CG PS Victoria WWTP, LLC | TX | Victoria | ERCO | IPP CHP | VWWTP |  | 1.3 | 1.3 | 1.3 | Petroleum Liquids | DFO | IC | 2020 |  |  | (OP) Operating | [8 empty] | 28.7935 | -97.0122 | 0 | 0 | #DIV/0! | 0%
| Salt River Project | 60768 | Gila River Power Block 2 | AZ | Maricopa | SRP | Electric Utility | CTG3 | PB2 | 619 | 570 | 617 | Natural Gas Fired Combined Cycle | NG | CT | 2003 |  |  | (OP) Operating | [8 empty] | 32.975 | -112.6944 | 0 | 0 | #DIV/0! | 0%
| CG Windfarm LLC | 56200 | CG Windfarm LLC | MN | Pipestone | MISO | IPP Non-CHP | I |  | 2 | 2 | 2 | Onshore Wind Turbine | WND | WT | 2003 |  |  | (OP) Operating | [8 empty] | 43.9931 | -96.2186 | 0 | 0 | #DIV/0! | 0%
| Cypress Creek Renewables | 61545 | CGSun, LLC Community Solar | MN | Washington | MISO | IPP Non-CHP | GEN1 |  | 4 | 4 | 4 | Solar Photovoltaic | SUN | PV | 2017 |  |  | (OP) Operating |  | 5 | [6 empty] | 44.8479 | -92.875 | 0 | 0 | #DIV/0! | 0%
| Salt River Project | 59784 | Gila River Power Block 3 | AZ | Maricopa | TEPC | Electric Utility | CTG5 | BL03 | 619 | 570 | 617 | Natural Gas Fired Combined Cycle | NG | CT | 2003 |  |  | (OP) Operating | [8 empty] | 32.975 | -112.6944 | 0 | 0 | #DIV/0! | 0%
| WM Renewable Energy LLC | 56526 | Chaffee Gas Recovery | NY | Erie | NYIS | IPP Non-CHP | GEN1 |  | 6.4 | 6.4 | 6.4 | Landfill Gas | LFG | IC | 2007.5 |  |  | (OP) Operating | [8 empty] | 42.5831 | -78.4864 | 0 | 0 | #DIV/0! | 0%
| City of Burlington Electric - (VT) | 54355 | Chace Mill Winooski One | VT | Chittenden | ISNE | Electric Utility | GEN1 |  | 7.5 | 7.5 | 7.5 | Conventional Hydroelectric | WAT | HY | 1993 |  |  | (OP) Operating | [8 empty] | 44.49 | -73.1875 | 0 | 0 | #DIV/0! | 0%
| Strata Manager, LLC | 58311 | Chadbourn Farm | NC | Columbus | CPLE | IPP Non-CHP | 1 |  | 5 | 5 | 5 | Solar Photovoltaic | SUN | PV | 2012 |  |  | (OP) Operating |  | 7 | [6 empty] | 34.3247 | -78.7649 | 0 | 0 | #DIV/0! | 0%
| Upper Peninsula Power Company | 7119 | Gladstone | MI | Delta | MISO | Electric Utility | 1 |  | 22.6 | 17 | 22.2 | Petroleum Liquids | DFO | GT | 1975 |  |  | (OP) Operating | [8 empty] | 45.8475 | -87.0036 | 0 | 0 | #DIV/0! | 0%
| Chaffey Community College District | 62150 | Chaffey College Rancho Cucamonga Campus | CA | San Bernardino | CISO | Commercial Non-CHP | SOLAR |  | 4 | 4 | 4 | Solar Photovoltaic | SUN | PV | 2017 |  |  | (OP) Operating |  | 4.4 | [6 empty] | 34.1481 | -117.5704 | 0 | 0 | #DIV/0! | 0%
| Glencoe Light & Power Comm | 1975 | Glencoe | MN | McLeod | MISO | Electric Utility | 10 |  | 39.5 | 35.7 | 35.7 | Petroleum Liquids | DFO | IC | 1981.5 |  |  | (OP) Operating | [8 empty] | 44.7709 | -94.1582 | 0 | 0 | #DIV/0! | 0%
| Wisconsin Electric Power Co | 1776 | Chalk Hill | MI | Menominee | MISO | Electric Utility | 1 |  | 7.8 | 7.8 | 7.8 | Conventional Hydroelectric | WAT | HY | 1927 |  |  | (OP) Operating | [8 empty] | 45.5136 | -87.8011 | 0 | 0 | #DIV/0! | 0%
| Midwest Energy Inc - (KS) | 56497 | Goodman Energy Center | KS | Ellis | SWPP | Electric Utility | 1 |  | 103.5 | 101.4 | 101.4 | Natural Gas Internal Combustion Engine | NG | IC | 2010 |  |  | (OP) Operating | [8 empty] | 38.9303 | -99.3617 | 0 | 0 | #DIV/0! | 0%
| Chalmette Refining LLC | 50626 | Chalmette Refining LLC | LA | St Bernard | MISO | Industrial Non-CHP | GEN1 |  | 5.7 | 1.7 | 1.4 | All Other | OTH | OT | 1990 |  |  | (OP) Operating | [8 empty] | 29.9383 | -89.97 | 0 | 0 | #DIV/0! | 0%
| MN8 Energy LLC | 65233 | Chambers 3 - Erie County Alden | NY | Erie | NYIS | IPP Non-CHP | GEN1 |  | 2 | 2 | 2 | Solar Photovoltaic | SUN | PV | 2018 |  |  | (OP) Operating |  | 2.5 | [6 empty] | 42.9328 | -78.5572 | 0 | 0 | #DIV/0! | 0%
| MN8 Energy LLC | 65232 | Chambers 3 - Lewis County | NY | Lewis | NYIS | IPP Non-CHP | GEN1 |  | 2 | 2 | 2 | Solar Photovoltaic | SUN | PV | 2018 |  |  | (OP) Operating |  | 2.5 | [6 empty] | 43.7801 | -75.4999 | 0 | 0 | #DIV/0! | 0%
| MN8 Energy LLC | 65255 | Chambers 4 - Eastvale DCA2 | CA | Riverside | CISO | IPP Non-CHP | GEN1 |  | 1.5 | 1.5 | 1.5 | Solar Photovoltaic | SUN | PV | 2018 |  |  | (OP) Operating |  | 2.2 | [6 empty] | 33.9935 | -117.5539 | 0 | 0 | #DIV/0! | 0%
| MN8 Energy LLC | 65238 | Chambers 4 - Eastvale LGB3 | CA | Riverside | CISO | IPP Non-CHP | GEN1 |  | 2.4 | 2.4 | 2.4 | Solar Photovoltaic | SUN | PV | 2019 |  |  | (OP) Operating |  | 3.5 | [6 empty] | 33.9985 | -117.5529 | 0 | 0 | #DIV/0! | 0%
| MN8 Energy LLC | 65251 | Chambers 4 - Redland LGB4 | CA | San Bernardino | CISO | IPP Non-CHP | GEN1 |  | 1.9 | 1.9 | 1.9 | Solar Photovoltaic | SUN | PV | 2019 |  |  | (OP) Operating |  | 2.8 | [6 empty] | 34.0804 | -117.2014 | 0 | 0 | #DIV/0! | 0%
| MN8 Energy LLC | 65253 | Chambers 4 - Rialto LGB8 | CA | San Bernardino | CISO | IPP Non-CHP | GEN1 |  | 2.2 | 2.2 | 2.2 | Solar Photovoltaic | SUN | PV | 2018 |  |  | (OP) Operating |  | 3.2 | [6 empty] | 34.1294 | -117.4055 | 0 | 0 | #DIV/0! | 0%
| MN8 Energy LLC | 65252 | Chambers 4 - Riverside LGB6 | CA | Riverside | CISO | IPP Non-CHP | GEN1 |  | 2.4 | 2.4 | 2.4 | Solar Photovoltaic | SUN | PV | 2018 |  |  | (OP) Operating |  | 3.1 | [6 empty] | 33.881 | -117.3004 | 0 | 0 | #DIV/0! | 0%
| MN8 Energy LLC | 65254 | Chambers 4 - Sacramento SMF1 | CA | Sacramento | BANC | IPP Non-CHP | GEN1 |  | 2.7 | 2.7 | 2.7 | Solar Photovoltaic | SUN | PV | 2018 |  |  | (OP) Operating |  | 3.5 | [6 empty] | 38.6825 | -121.5743 | 0 | 0 | #DIV/0! | 0%
| MN8 Energy LLC | 65256 | Chambers 4 - San Bernardino SNA7 | CA | San Bernardino | CISO | IPP Non-CHP | GEN1 |  | 2 | 2 | 2 | Solar Photovoltaic | SUN | PV | 2018 |  |  | (OP) Operating |  | 2.9 | [6 empty] | 34.0775 | -117.2726 | 0 | 0 | #DIV/0! | 0%
| Altus Power America Management, LLC | 62860 | Chambers Road Solar | NY | Chemung | NYIS | IPP Non-CHP | 263 |  | 4 | 4 | 4 | Solar Photovoltaic | SUN | PV | 2020 |  |  | (OP) Operating |  | 5.5 | [6 empty] | 42.1874 | -76.8944 | 0 | 0 | #DIV/0! | 0%
| Goodyear Tire & Rubber Co | 54321 | Goodyear Beaumont Chemical Plant | TX | Jefferson | MISO | Industrial CHP | 2N80 |  | 34.8 | 32 | 33.7 | Natural Gas Fired Combustion Turbine | NG | GT | 1996.6 |  |  | (OP) Operating | [8 empty] | 29.9728 | -94.2142 | 0 | 0 | #DIV/0! | 0%
| American Bituminous Power LP | 10151 | Grant Town Power Plant | WV | Marion | PJM | IPP Non-CHP | GEN1 |  | 95.7 | 80 | 80 | Conventional Steam Coal | WC | ST | 1992 |  |  | (OP) Operating | [8 empty] | 39.5618 | -80.1631 | 0 | 7945492.008 | #DIV/0! | 0%
| Champion Solar, LLC | 61522 | Champion Solar | SC | Lexington | SCEG | IPP Non-CHP | PGRD3 |  | 10.8 | 10.8 | 10.8 | Solar Photovoltaic | SUN | PV | 2017 |  |  | (OP) Operating |  | 15.2 | [6 empty] | 33.7947 | -81.2624 | 0 | 0 | #DIV/0! | 0%
| Big Sky Wind, LLC | 56592 | Champion Wind Farm LLC | TX | Nolan | ERCO | IPP Non-CHP | CH1 |  | 126.5 | 126.5 | 126.5 | Onshore Wind Turbine | WND | WT | 2008 |  |  | (OP) Operating | [8 empty] | 32.3983 | -100.6481 | 0 | 0 | #DIV/0! | 0%
| U S Bureau of Reclamation | 6406 | Chandler | WA | Benton | BPAT | Electric Utility | 1 |  | 12 | 12 | 12 | Conventional Hydroelectric | WAT | HY | 1956 |  |  | (OP) Operating | [8 empty] | 46.2668 | -119.5898 | 0 | 0 | #DIV/0! | 0%
| EnterSolar | 63355 | Chanel Piscataway Rooftop | NJ | Middlesex | PJM | IPP Non-CHP | CPR |  | 1.4 | 1.4 | 1.4 | Solar Photovoltaic | SUN | PV | 2018 |  |  | (OP) Operating |  | 1.8 | [6 empty] | 40.5503 | -74.483 | 0 | 0 | #DIV/0! | 0%
| Strata Manager, LLC | 62601 | Changeup | NC | Randolph | CPLE | IPP Non-CHP | CHANG |  | 2 | 2 | 2 | Solar Photovoltaic | SUN | PV | 2019 |  |  | (OP) Operating |  | 2.7 | [6 empty] | 35.749 | -79.7855 | 0 | 0 | #DIV/0! | 0%
| Graphic Packaging International - Augusta | 54358 | Graphic Packaging International Augusta | GA | Richmond | SOCO | Industrial CHP | 1 |  | 84.7 | 79.3 | 79.7 | Wood/Wood Waste Biomass | WDS | ST | 1963.3333 |  |  | (OP) Operating | [8 empty] | 33.3283 | -81.9531 | 0 | 0 | #DIV/0! | 0%
| NorthStar Clean Energy | 10822 | Grayling Generating Station | MI | Crawford | MISO | IPP Non-CHP | GEN1 |  | 38.6 | 38.6 | 38.6 | Wood/Wood Waste Biomass | WDS | ST | 1992 |  |  | (OP) Operating | [8 empty] | 44.6049 | -84.6906 | 0 | 2785303.708 | #DIV/0! | 0%
| GRP Franklin Renewable Energy Facility, LLC | 60550 | GRP Franklin Renewable Energy Facility | GA | Franklin | SOCO | IPP Non-CHP | GEN |  | 58 | 58 | 58 | Wood/Wood Waste Biomass | WDS | ST | 2019 |  |  | (OP) Operating | [8 empty] | 34.3761 | -83.3306 | 0 | 0 | #DIV/0! | 0%
| City of Chappell - (NE) | 2230 | Chappell | NE | Deuel | SWPP | Electric Utility | 5 |  | 1.1 | 1 | 1 | Petroleum Liquids | DFO | IC | 1982 |  |  | (OP) Operating | [8 empty] | 41.0926 | -102.4715 | 0 | 0 | #DIV/0! | 0%
| Leeward Asset Management, LLC | 64864 | Chaparral Springs | CA | Kern | CISO | IPP Non-CHP | CHAPB |  | 262 | 262 | 262 | Batteries | MWH | BA | 2025 |  |  | (OP) Operating | 208 | [7 empty] | 34.8708 | -118.3195 | 0 | 0 | #DIV/0! | 0%
| Chapman Ranch Wind LLC | 59193 | Chapman Ranch Wind I | TX | Nueces | ERCO | IPP Non-CHP | CHA1 |  | 236 | 249 | 249 | Onshore Wind Turbine | WND | WT | 2017 |  |  | (OP) Operating | [8 empty] | 27.5925 | -97.5008 | 0 | 0 | #DIV/0! | 0%
| Industrial Power Generating Company LLC | 56683 | Charles City | VA | Charles City | PJM | IPP Non-CHP | 1 |  | 14.4 | 14.4 | 14.4 | Landfill Gas | LFG | IC | 2003 |  |  | (OP) Operating | [8 empty] | 37.4389 | -77.1286 | 0 | 0 | #DIV/0! | 0%
| Charlemont MA, LLC | 65242 | Charlemont A | MA | Franklin | ISNE | IPP Non-CHP | CMS |  | 5 | 5 | 5 | Solar Photovoltaic | SUN | PV | 2021 |  |  | (OP) Operating |  | 3.4 | [6 empty] | 42.642 | -72.896 | 0 | 0 | #DIV/0! | 0%
| GRP Madison Renewable Energy Facility, LLC | 61213 | GRP Madison Renewable Energy Facility | GA | Madison | SOCO | IPP Non-CHP | GEN |  | 58 | 58 | 58 | Wood/Wood Waste Biomass | WDS | ST | 2019 |  |  | (OP) Operating | [8 empty] | 34.0406 | -83.1929 | 0 | 0 | #DIV/0! | 0%
| MidAmerican Energy Co | 56677 | Charles City Wind Farm | IA | Floyd | MISO | Electric Utility | CCWF |  | 80 | 75 | 75 | Onshore Wind Turbine | WND | WT | 2008 |  |  | (OP) Operating | [8 empty] | 43.0003 | -92.62 | 0 | 0 | #DIV/0! | 0%
| Gas Recovery Systems Inc | 55596 | GRS Arbor Hills | MI | Washtenaw | MISO | IPP Non-CHP | 0001 | CC1 | 30.3 | 23.8 | 26.3 | Landfill Gas | LFG | CT | 1997.8 |  |  | (OP) Operating | [8 empty] | 42.3953 | -83.558 | 0 | 0 | #DIV/0! | 0%
| Brookfield White Pine Hydro LLC | 805 | Charles E Monty | ME | Androscoggin | ISNE | IPP Non-CHP | M-1 |  | 28.4 | 28 | 28 | Conventional Hydroelectric | WAT | HY | 1990 |  |  | (OP) Operating | [8 empty] | 44.0995 | -70.2208 | 0 | 0 | #DIV/0! | 0%
| Wells Manufacturing Co | 54540 | Charter Dura-Bar | IL | McHenry | PJM | Industrial Non-CHP | 1A |  | 6 | 5.4 | 6 | Natural Gas Internal Combustion Engine | NG | IC | 1992 |  |  | (OP) Operating | [8 empty] | 42.2891 | -88.413 | 0 | 0 | #DIV/0! | 0%
| MWRA Charlestown | 58065 | Charlestown Wind Turbine | MA | Suffolk | ISNE | IPP Non-CHP | CWT1 |  | 1.5 | 1.5 | 1.5 | Onshore Wind Turbine | WND | WT | 2011 |  |  | (OP) Operating | [8 empty] | 42.3914 | -71.0708 | 0 | 0 | #DIV/0! | 0%
| Cypress Creek Renewables | 64176 | Charlie | NC | Guilford | DUK | IPP Non-CHP | 1304 |  | 4 | 4 | 4 | Solar Photovoltaic | SUN | PV | 2014 |  |  | (OP) Operating |  | 5.7 | [6 empty] | 35.9749 | -79.6095 | 0 | 0 | #DIV/0! | 0%
| Duke Energy Florida, LLC | 63982 | Charlie Creek Solar Power Plant | FL | Hardee | FPC | Electric Utility | PV1 |  | 74.9 | 74.9 | 74.9 | Solar Photovoltaic | SUN | PV | 2022 |  |  | (OP) Operating |  | 99.7 | [6 empty] | 27.6398 | -81.6544 | 0 | 0 | #DIV/0! | 0%
| Cypress Creek Renewables | 58722 | Charlotte Solar | NC | Rutherford | DUK | IPP Non-CHP | PV1 |  | 5 | 5 | 5 | Solar Photovoltaic | SUN | PV | 2015 |  |  | (OP) Operating |  | 6.6 | [6 empty] | 35.2619 | -81.8217 | 0 | 0 | #DIV/0! | 0%
| Altus Power America Management, LLC | 59719 | Charlotte Solar LLC VT | VT | Chittenden | ISNE | IPP Non-CHP | CS001 |  | 2 | 2 | 2 | Solar Photovoltaic | SUN | PV | 2014 |  |  | (OP) Operating |  | 2.5 | [6 empty] | 44.322 | -73.1976 | 0 | 0 | #DIV/0! | 0%
| Charlton Solar I, LLC | 59636 | Charlton Solar I CSG | MA | Worcester | ISNE | IPP Non-CHP | 37021 |  | 4 | 3.9 | 2.3 | Solar Photovoltaic | SUN | PV | 2014 |  |  | (OP) Operating |  | 4.4 | [6 empty] | 42.1275 | -71.9964 | 0 | 0 | #DIV/0! | 0%
| City of Lowell - (MI) | 58254 | Chatham | MI | Kent | MISO | Electric Utility | CT02R |  | 7.3 | 6.6 | 7.3 | Natural Gas Fired Combustion Turbine | NG | GT | 2014.5 |  |  | (OP) Operating | [8 empty] | 42.9344 | -85.3475 | 0 | 0 | #DIV/0! | 0%
| Luminace Solar Illinois 2, LLC | 63967 | Charter Durabar at Woodstock | IL | McHenry | PJM | IPP Non-CHP | CDB1 |  | 2 | 2 | 2 | Solar Photovoltaic | SUN | PV | 2021 |  |  | (OP) Operating |  | 1.4 | [6 empty] | 42.2899 | -88.4071 | 0 | 0 | #DIV/0! | 0%
| Erie Boulevard Hydropower LP | 2550 | Chasm | NY | Franklin | NYIS | IPP Non-CHP | 1 |  | 3 | 1.6 | 1.9 | Conventional Hydroelectric | WAT | HY | 1917.3333 |  |  | (OP) Operating | [8 empty] | 44.7533 | -74.2169 | 0 | 0 | #DIV/0! | 0%
| Ampersand Chasm Hydro LLC | 50315 | Chasm Hydro Partnership | NY | Franklin | NYIS | IPP Non-CHP | 1100 |  | 1.6 | 1 | 1.4 | Conventional Hydroelectric | WAT | HY | 1983 |  |  | (OP) Operating | [8 empty] | 44.9318 | -74.1125 | 0 | 0 | #DIV/0! | 0%
| Valcour Operating Services, LLC | 56904 | Chateaugay | NY | Franklin | NYIS | IPP Non-CHP | 1 |  | 106.5 | 106.5 | 106.5 | Onshore Wind Turbine | WND | WT | 2009 |  |  | (OP) Operating | [8 empty] | 44.8917 | -74.0299 | 0 | 0 | #DIV/0! | 0%
| Hydroland Omega LLC | 50093 | Chateaugay High Falls Hydro | NY | Franklin | NYIS | IPP Non-CHP | WT |  | 1.7 | 1.6 | 1.6 | Conventional Hydroelectric | WAT | HY | 1988 |  |  | (OP) Operating | [8 empty] | 44.9099 | -74.0858 | 0 | 0 | #DIV/0! | 0%
| Covanta Honolulu Resource Recovery | 10334 | H Power | HI | Honolulu |  | Commercial Non-CHP | GEN1 |  | 100.2 | 88.7 | 88.5 | Municipal Solid Waste | MSW | ST | 2007.3333 |  |  | (OP) Operating | [8 empty] | 21.3 | -158.0986 | 0 | 0 | #DIV/0! | 0%
| Clean Focus Yield, LLC | 59077 | Chatham Landfill | MA | Barnstable | ISNE | IPP Non-CHP | CHA |  | 1.5 | 1.5 | 1.5 | Solar Photovoltaic | SUN | PV | 2014 |  |  | (OP) Operating |  | 1.8 | [6 empty] | 41.6861 | -70.0061 | 0 | 0 | #DIV/0! | 0%
| Chautauqua Green Energy, LLC | 57186 | Chautauqua LFGTE Facility | NY | Chautauqua | NYIS | IPP Non-CHP | GEN1 |  | 9.6 | 9.6 | 9.6 | Landfill Gas | LFG | IC | 2010.3333 |  |  | (OP) Operating | [8 empty] | 42.1989 | -79.3186 | 0 | 0 | #DIV/0! | 0%
| Chattanooga Metropolitan Airport | 58515 | Chattanooga Metropolitan Airport Solar | TN | Hamilton | TVA | Commercial Non-CHP | GEN1 |  | 2.5 | 1.9 | 0.8 | Solar Photovoltaic | SUN | PV | 2014.3333 |  |  | (OP) Operating |  | 1 | [6 empty] | 35.0246 | -85.2086 | 0 | 0 | #DIV/0! | 0%
| Westbound Solar 3, LLC | 68627 | Chattooga Gore | GA | Chattooga | SOCO | IPP Non-CHP | CGORE |  | 2.4 | 2.4 | 2.4 | Solar Photovoltaic | SUN | PV | 2023 |  |  | (OP) Operating |  | 3.5 | [6 empty] | 34.4978 | -85.4504 | 0 | 0 | #DIV/0! | 0%
| Tennessee Valley Authority | 2778 | Chatuge | NC | Clay | TVA | Electric Utility | 1 |  | 13.2 | 13.9 | 13.1 | Conventional Hydroelectric | WAT | HY | 1954 |  |  | (OP) Operating | [8 empty] | 35.0191 | -83.7914 | 0 | 0 | #DIV/0! | 0%
| Strata Manager, LLC | 59100 | Chauncey Farm LLC | NC | Columbus | CPLE | IPP Non-CHP | 1 |  | 4.9 | 4.9 | 4.9 | Solar Photovoltaic | SUN | PV | 2014 |  |  | (OP) Operating |  | 6.4 | [6 empty] | 34.3375 | -78.5219 | 0 | 0 | #DIV/0! | 0%
| Kentucky Utilities Co | 1358 | Haefling | KY | Fayette | LGEE | Electric Utility | 1 |  | 41.4 | 24 | 28 | Natural Gas Fired Combustion Turbine | NG | GT | 1970 |  |  | (OP) Operating | [8 empty] | 38.0794 | -84.5194 | 0 | 0 | #DIV/0! | 0%
| Florida Power & Light Co | 65421 | Chautauqua Solar Energy Center | FL | Walton | FPL | Electric Utility | 1 |  | 74.5 | 74.5 | 74.5 | Solar Photovoltaic | SUN | PV | 2023 |  |  | (OP) Operating |  | 104.3 | [6 empty] | 30.8758 | -86.2081 | 0 | 0 | #DIV/0! | 0%
| Chaves County Solar II, LLC | 66405 | Chaves County Solar II | NM | Chaves | SWPP | IPP Non-CHP | CCS2 |  | 30 | 30 | 30 | Solar Photovoltaic | SUN | PV | 2023 |  |  | (OP) Operating |  | 43.3 | [6 empty] | 33.4343 | -104.4476 | 0 | 0 | #DIV/0! | 0%
| Chaves Solar LLC | 60405 | Chaves Solar, LLC | NM | Chaves | SWPP | IPP Non-CHP | CSPV |  | 70 | 70 | 70 | Solar Photovoltaic | SUN | PV | 2016 |  |  | (OP) Operating |  | 95.9 | [6 empty] | 33.45 | -104.456 | 0 | 0 | #DIV/0! | 0%
| USCE-Nashville District | 6418 | Cheatham | TN | Dickson | TVA | Electric Utility | 1 |  | 36 | 41.4 | 41.4 | Conventional Hydroelectric | WAT | HY | 1958 |  |  | (OP) Operating | [8 empty] | 36.3208 | -87.2219 | 0 | 0 | #DIV/0! | 0%
| Great Lakes Tissue Co | 50461 | Cheboygan | MI | Cheboygan | MISO | Industrial Non-CHP | GEN1 |  | 1.5 | 0.7 | 1.1 | Conventional Hydroelectric | WAT | HY | 1984 |  |  | (OP) Operating | [8 empty] | 45.6375 | -84.4814 | 0 | 0 | #DIV/0! | 0%
| University of Texas at Austin | 50118 | Hal C Weaver Power Plant | TX | Travis | ERCO | Commercial CHP | GEN10 | HCWP | 152.5 | 146.8 | 144.8 | Natural Gas Fired Combined Cycle | NG | CT | 1981.6667 |  |  | (OP) Operating | [8 empty] | 30.2867 | -97.7356 | 0 | 0 | #DIV/0! | 0%
| Cypress Creek Renewables | 59508 | Chei Solar | NC | Nash | CPLE | IPP Non-CHP | PV1 |  | 5 | 5 | 5 | Solar Photovoltaic | SUN | PV | 2016 |  |  | (OP) Operating |  | 6.7 | [6 empty] | 35.8918 | -78.1823 | 0 | 0 | #DIV/0! | 0%
| PUD No 1 of Chelan County | 6424 | Chelan | WA | Chelan | CHPD | Electric Utility | A-1 |  | 59.2 | 62.1 | 62.1 | Conventional Hydroelectric | WAT | HY | 1927.5 |  |  | (OP) Operating | [8 empty] | 47.8347 | -120.0133 | 0 | 0 | #DIV/0! | 0%
| City of Holyoke Gas and Electric Dept. | 1604 | Chemical | MA | Hampden | ISNE | Electric Utility | 1 |  | 1.6 | 1.6 | 1.6 | Conventional Hydroelectric | WAT | HY | 1935 |  |  | (OP) Operating | [8 empty] | 42.1919 | -72.6097 | 0 | 0 | #DIV/0! | 0%
| South Boston Energy LLC | 58560 | Halifax County Biomass | VA | Halifax | PJM | IPP Non-CHP | STG1 |  | 49.9 | 45.4 | 45.4 | Wood/Wood Waste Biomass | WDS | ST | 2013 |  |  | (OP) Operating | [8 empty] | 36.7014 | -78.8733 | 0 | 0 | #DIV/0! | 0%
| Citizens Enterprises Corporation | 63450 | Chenango Solar | NY | Broome | NYIS | IPP Non-CHP | PV1 |  | 4.9 | 4.9 | 4.9 | Solar Photovoltaic | SUN | PV | 2019 |  |  | (OP) Operating |  | 6.1 | [6 empty] | 42.1982 | -75.9273 | 0 | 0 | #DIV/0! | 0%
| Today's Power, Inc. | 66591 | Cheney Solar | KS | Sedgwick | SWPP | Electric Utility | SOL |  | 1 | 1 | 1 | Solar Photovoltaic | SUN | PV | 2021 |  |  | (OP) Operating |  | 1.4 | [6 empty] | 37.6236 | -97.7167 | 0 | 0 | #DIV/0! | 0%
| Brookfield Smoky Mountain Hydropower LP | 54899 | Cheoah | NC | Graham | TVA | IPP Non-CHP | 1A |  | 140 | 143 | 143 | Conventional Hydroelectric | WAT | HY | 1999.6 |  |  | (OP) Operating | [8 empty] | 35.4478 | -83.9383 | 0 | 0 | #DIV/0! | 0%
| Hamakua Energy, LLC | 55369 | Hamakua Energy Plant | HI | Hawaii |  | IPP Non-CHP | CT1 | CC1 | 66 | 60.8 | 60.8 | Petroleum Liquids | WO | CT | 2000 |  |  | (OP) Operating | [8 empty] | 20.0939 | -155.4711 | 0 | 0 | #DIV/0! | 0%
| Town of Hudson - (MA) | 9038 | Cherry Street | MA | Middlesex | ISNE | Electric Utility | 10 |  | 17.3 | 14.6 | 14.6 | Natural Gas Internal Combustion Engine | NG | IC | 1960.6 | 5 | 2030 | (OP) Operating | [8 empty] | 42.3886 | -71.56 | 0 | 0 | #DIV/0! | 0%
| Tennessee Valley Authority | 3397 | Cherokee Dam | TN | Jefferson | TVA | Electric Utility | 1 |  | 135 | 141.6 | 135.6 | Conventional Hydroelectric | WAT | HY | 1947.5 |  |  | (OP) Operating | [8 empty] | 36.1682 | -83.4977 | 0 | 0 | #DIV/0! | 0%
| Hydroland Omega LLC | 10173 | Cherokee Falls | SC | Cherokee | DUK | IPP Non-CHP | T-1 |  | 4.3 | 1 | 2 | Conventional Hydroelectric | WAT | HY | 1985 |  |  | (OP) Operating | [8 empty] | 35.0642 | -81.5458 | 0 | 0 | #DIV/0! | 0%
| CBH Lessor LLC | 63505 | Cherry Blossom Solar LLC | SC | Williamsburg | CPLE | IPP Non-CHP | CB |  | 10 | 10 | 10 | Solar Photovoltaic | SUN | PV | 2019 |  |  | (OP) Operating |  | 14.4 | [6 empty] | 33.7622 | -79.458 | 0 | 0 | #DIV/0! | 0%
| NFI Solar LLC | 57734 | Cherry Hill | NJ | Camden | PJM | IPP Non-CHP | CH |  | 1.1 | 1.1 | 1.1 | Solar Photovoltaic | SUN | PV | 2010 |  |  | (OP) Operating |  | 1.3 | [6 empty] | 39.8761 | -75.0086 | 0 | 0 | #DIV/0! | 0%
| North Carolina Mun Power Agny #1 | 56340 | Cherryville City Hall | NC | Gaston | DUK | Electric Utility | 1 |  | 1.8 | 1.8 | 1.8 | Petroleum Liquids | DFO | IC | 2006 |  |  | (OP) Operating | [8 empty] | 35.3778 | -81.38 | 0 | 0 | #DIV/0! | 0%
| 38 Degrees North, LLC | 63561 | Cherry Valley Solar, LLC CSG | MA | Worcester | ISNE | IPP Non-CHP | CHERV |  | 1 | 1 | 1 | Solar Photovoltaic | SUN | PV | 2017 |  |  | (OP) Operating |  | 1.4 | [6 empty] | 42.23 | -71.8915 | 0 | 0 | #DIV/0! | 0%
| Chugach Electric Assn Inc | 75 | Hank Nikkels Plant 1 | AK | Anchorage |  | Electric Utility | 3R |  | 77.9 | 62.4 | 68.1 | Natural Gas Fired Combustion Turbine | NG | GT | 1997 |  |  | (OP) Operating | [8 empty] | 61.2221 | -149.8661 | 0 | 0 | #DIV/0! | 0%
| Harbor Cogeneration Co. | 50541 | Harbor Cogen | CA | Los Angeles | CISO | IPP Non-CHP | GEN1 | HCCC | 107.4 | 101.7 | 105.9 | Natural Gas Fired Combined Cycle | NG | CT | 1996.6667 |  |  | (OP) Operating | [8 empty] | 33.7771 | -118.2303 | 0 | 0 | #DIV/0! | 0%
| Tesla Inc. | 60465 | Chesapeake College | MD | Queen Annes | PJM | IPP Non-CHP | PV1 |  | 1.5 | 1.5 | 1.5 | Solar Photovoltaic | SUN | PV | 2016 |  |  | (OP) Operating |  | 2.1 | [6 empty] | 38.9534 | -76.0832 | 0 | 0 | #DIV/0! | 0%
| Chesapeake Solar Project, LLC | 66541 | Chesapeake Solar Project | VA | Chesapeake City | PJM | IPP Non-CHP | CHSP |  | 132 | 118 | 118 | Solar Photovoltaic | SUN | PV | 2023 |  |  | (OP) Operating |  | 153.6 | [6 empty] | 36.6851 | -76.2966 | 0 | 0 | #DIV/0! | 0%
| Altus Power America Management, LLC | 62761 | Chester CSG | NY | Orange | NYIS | IPP Non-CHP | CH |  | 2 | 2 | 2 | Solar Photovoltaic | SUN | PV | 2019 |  |  | (OP) Operating |  | 2.7 | [6 empty] | 41.339 | -74.288 | 0 | 0 | #DIV/0! | 0%
| Fall River Rural Elec Coop Inc | 56893 | Chester Diversion Hydroelectric Project | ID | Fremont | BPAT | Electric Utility | 1 |  | 3.6 | 3.6 | 3.6 | Conventional Hydroelectric | WAT | HY | 2014 |  |  | (OP) Operating | [8 empty] | 44.0183 | -111.5836 | 0 | 0 | #DIV/0! | 0%
| Harrisburg Authority | 10118 | Harrisburg Facility | PA | Dauphin | PJM | IPP CHP | GEN3 |  | 24.1 | 16.7 | 16.7 | Municipal Solid Waste | MSW | ST | 2006 |  |  | (OP) Operating | [8 empty] | 40.2442 | -76.8539 | 0 | 0 | #DIV/0! | 0%
| Metlakatla Power & Light | 7168 | Chester Lake | AK | Prince of Wales Ketchikan |  | Electric Utility | 1 |  | 1.3 | 1.2 | 1.2 | Conventional Hydroelectric | WAT | HY | 1988 |  |  | (OP) Operating | [8 empty] | 55.1169 | -131.5459 | 0 | 0 | #DIV/0! | 0%
| Oglethorpe Power Corporation | 54538 | Hartwell Energy Facility | GA | Hart | SOCO | Electric Utility | MAG1 |  | 360 | 297.5 | 353 | Natural Gas Fired Combustion Turbine | NG | GT | 1994 |  |  | (OP) Operating | [8 empty] | 34.3396 | -82.8199 | 0 | 0 | #DIV/0! | 0%
| Altus Power America Management, LLC | 59755 | Chester Power Partners | VT | Windsor | ISNE | IPP Non-CHP | PVS1 |  | 2.2 | 2.2 | 2.2 | Solar Photovoltaic | SUN | PV | 2014 |  |  | (OP) Operating |  | 2.3 | [6 empty] | 43.2809 | -72.5976 | 0 | 0 | #DIV/0! | 0%
| Kearsarge Solar LLC | 59767 | Chester Solar Farm | MA | Hampden | ISNE | IPP Non-CHP | CHSTR |  | 4.8 | 4.8 | 4.8 | Solar Photovoltaic | SUN | PV | 2014 |  |  | (OP) Operating |  | 6 | [6 empty] | 42.312 | -72.949 | 0 | 0 | #DIV/0! | 0%
| Chester Woods Point Solar, LLC | 62720 | Chester Woods Point Solar, LLC CSG | MD | Queen Annes | PJM | IPP Non-CHP | 5540 |  | 2 | 2 | 1.6 | Solar Photovoltaic | SUN | PV | 2019 |  |  | (OP) Operating |  | 2.6 | [6 empty] | 38.9484 | -76.3004 | 0 | 0 | #DIV/0! | 0%
| Industrial Power Generating Company LLC | 56684 | Chesterfield Landfill Gas | VA | Chesterfield | PJM | IPP Non-CHP | 1 |  | 14.4 | 14.4 | 14.4 | Petroleum Liquids | DFO | IC | 2004 |  |  | (OP) Operating | [8 empty] | 37.3517 | -77.4969 | 0 | 0 | #DIV/0! | 0%
| WM Renewable Energy LLC | 50570 | Chestnut Ridge Gas Recovery | TN | Anderson | TVA | IPP Non-CHP | GEN1 |  | 4.8 | 4.8 | 4.8 | Landfill Gas | LFG | IC | 1995.8 |  |  | (OP) Operating | [8 empty] | 36.1172 | -84.0317 | 0 | 0 | #DIV/0! | 0%
| Castanea Project LLC | 63849 | Chestnut | CA | Kings | CISO | IPP Non-CHP | BESS1 |  | 285.6 | 285.6 | 285.6 | Batteries | MWH | BA | 2023 |  |  | (OP) Operating | 540 | [7 empty] | 36.1602 | -119.9049 | 0 | 0 | #DIV/0! | 0%
| EDF Renewable Asset Holdings, Inc. | 57268 | Chestnut Flats Wind Farm | PA | Blair | PJM | IPP Non-CHP | 1 |  | 38 | 38 | 38 | Onshore Wind Turbine | WND | WT | 2011 |  |  | (OP) Operating | [8 empty] | 40.5228 | -78.4769 | 0 | 0 | #DIV/0! | 0%
| Alaska Village Elec Coop, Inc | 6311 | Chevak | AK | Bethel |  | Electric Utility | 1A |  | 1.8 | 1.8 | 1.8 | Petroleum Liquids | DFO | IC | 2009 |  |  | (OP) Operating | [8 empty] | 61.5253 | -165.5902 | 0 | 0 | #DIV/0! | 0%
| Dominion Renewable Energy | 61011 | Chestnut Solar | NC | Halifax | PJM | Electric Utility | PV1 |  | 74.9 | 74.9 | 74.9 | Solar Photovoltaic | SUN | PV | 2020 |  |  | (OP) Operating |  | 100 | [6 empty] | 36.18 | -77.712 | 0 | 0 | #DIV/0! | 0%
| Basin Electric Power Coop | 8026 | Hartzog | WY | Campbell | WACM | Electric Utility | 1 |  | 22.5 | 15 | 18 | Natural Gas Fired Combustion Turbine | NG | GT | 2002 |  |  | (OP) Operating | [8 empty] | 43.8294 | -105.5322 | 0 | 0 | #DIV/0! | 0%
| AES Clean Energy | 67176 | Chevelon Butte Phase 2 | AZ | Coconino | AZPS | IPP Non-CHP | CHVB2 |  | 216 | 216 | 216 | Onshore Wind Turbine | WND | WT | 2024 |  |  | (OP) Operating | [8 empty] | 34.6821 | -110.803 | 0 | 0 | #DIV/0! | 0%
| AES Clean Energy | 66001 | Chevelon Butte Wind Farm | AZ | Coconino | AZPS | IPP Non-CHP | CHVB |  | 238.2 | 238.2 | 238.2 | Onshore Wind Turbine | WND | WT | 2023 |  |  | (OP) Operating | [8 empty] | 34.6815 | -110.8017 | 0 | 0 | #DIV/0! | 0%
| MN8 Energy LLC | 63545 | Chevron - Lost Hills Hybrid | CA | Kern | CISO | IPP Non-CHP | GEN1 |  | 30 | 30 | 30 | Solar Photovoltaic | SUN | PV | 2020 |  |  | (OP) Operating |  | 34 | [6 empty] | 35.62 | -119.69 | 0 | 0 | #DIV/0! | 0%
| SunCoke Energy, Inc. | 56848 | Haverhill North Cogeneration Facility | OH | Scioto | PJM | IPP CHP | SCKG1 |  | 67 | 34 | 34 | Other Gases | OG | ST | 2008 |  |  | (OP) Operating | [8 empty] | 38.5967 | -82.8286 | 0 | 0 | #DIV/0! | 0%
| Energy Systems Group LLC | 59794 | Chicago West Side Energy Center | IL | Cook | PJM | IPP CHP | GEN1 |  | 3.5 | 3.5 | 3.5 | Natural Gas Fired Combustion Turbine | NG | GT | 2003 |  |  | (OP) Operating | [8 empty] | 41.8708 | -87.6784 | 0 | 0 | #DIV/0! | 0%
| Public Service Co of Colorado | 62952 | Cheyenne Ridge Wind Farm | CO | Cheyenne | PSCO | Electric Utility | CRW01 |  | 498.4 | 477.1 | 477.1 | Onshore Wind Turbine | WND | WT | 2020 |  |  | (OP) Operating | [8 empty] | 39.0169 | -102.2113 | 0 | 0 | #DIV/0! | 0%
| Nevada Irrigation District | 412 | Chicago Park | CA | Nevada | CISO | IPP Non-CHP | 2P |  | 44 | 44 | 44 | Conventional Hydroelectric | WAT | HY | 1965 |  |  | (OP) Operating | [8 empty] | 39.1779 | -120.8909 | 0 | 0 | #DIV/0! | 0%
| DTE San Diego COGEN Inc. | 10175 | Childrens Hospital | CA | San Diego | CISO | Commercial CHP | 0799 |  | 11.3 | 11.3 | 11.3 | Petroleum Liquids | DFO | IC | 2006.8 | 1 | 2027 | (SB) Standby/Backup: available for service but not normally used | [8 empty] | 32.7992 | -117.1517 | 0 | 0 | #DIV/0! | 0%
| Tennessee Valley Authority | 3398 | Chickamauga | TN | Hamilton | TVA | Electric Utility | 1 |  | 159.6 | 141.6 | 119.2 | Conventional Hydroelectric | WAT | HY | 1943 |  |  | (OP) Operating | [8 empty] | 35.1018 | -85.2295 | 0 | 0 | #DIV/0! | 0%
| Oklahoma Gas & Electric Co | 63500 | Chickasaw Nation Solar Farm | OK | Murray | SWPP | Electric Utility | CVS1 |  | 5 | 5 | 5 | Solar Photovoltaic | SUN | PV | 2020 |  |  | (OP) Operating |  | 6.1 | [6 empty] | 34.4774 | -97.1052 | 0 | 0 | #DIV/0! | 0%
| MidAmerican Energy Co | 66668 | Chickasaw Wind Farm | IA | Chickasaw | MISO | Electric Utility | CKWF |  | 202.4 | 200 | 200 | Onshore Wind Turbine | WND | WT | 2023 |  |  | (OP) Operating | [8 empty] | 43.1401 | -92.3244 | 0 | 0 | #DIV/0! | 0%
| Captona Chicopee LLC | 64120 | Chicopee | MA | Hampden | ISNE | IPP Non-CHP | CPMA5 |  | 2 | 2 | 2 | Solar Photovoltaic | SUN | PV | 2017 |  |  | (OP) Operating |  | 2.5 | [6 empty] | 42.1811 | -72.5107 | 0 | 0 | #DIV/0! | 0%
| Citizens Enterprises Corporation | 59626 | Chicopee Granby Road Solar | MA | Hampden | ISNE | IPP Non-CHP | PV1 |  | 1.6 | 1.6 | 1.6 | Solar Photovoltaic | SUN | PV | 2015 |  |  | (OP) Operating |  | 2.1 | [6 empty] | 42.1581 | -72.5958 | 0 | 0 | #DIV/0! | 0%
| City of Chicopee - (MA) | 50832 | Chicopee Hydroelectric Station | MA | Hampden | ISNE | Electric Utility | 1 |  | 2.4 | 2.4 | 2.4 | Conventional Hydroelectric | WAT | HY | 1985 |  |  | (OS) Out of service and NOT expected to return to service in next calendar year | [8 empty] | 42.1596 | -72.5828 | 0 | 0 | #DIV/0! | 0%
| Citizens Enterprises Corporation | 59625 | Chicopee River Solar | MA | Hampden | ISNE | IPP Non-CHP | PV1 |  | 2 | 2 | 2 | Solar Photovoltaic | SUN | PV | 2015 |  |  | (OP) Operating |  | 2.6 | [6 empty] | 42.1503 | -72.5522 | 0 | 0 | #DIV/0! | 0%
| Citizens Enterprises Corporation | 59030 | Chicopee Solar | MA | Hampden | ISNE | IPP Non-CHP | 0036 |  | 3 | 3 | 3 | Solar Photovoltaic | SUN | PV | 2013 |  |  | (OP) Operating |  | 3.9 | [6 empty] | 42.1856 | -72.5825 | 0 | 0 | #DIV/0! | 0%
| Chicot Solar, LLC | 63295 | Chicot Solar | AR | Chicot | MISO | IPP Non-CHP | CHICO |  | 100 | 100 | 100 | Solar Photovoltaic | SUN | PV | 2020 |  |  | (OP) Operating |  | 140 | [6 empty] | 33.479 | -91.349 | 0 | 0 | #DIV/0! | 0%
| USACE Northwestern Division | 3921 | Chief Joseph | WA | Douglas | BPAT | Electric Utility | 1 |  | 2456.2 | 2456.2 | 2456.2 | Conventional Hydroelectric | WAT | HY | 1965.3333 |  |  | (OP) Operating | [8 empty] | 47.9951 | -119.6404 | 0 | 0 | #DIV/0! | 0%
| HF Sinclair Corporation | 54268 | HF Sinclair Puget Sound Refining | WA | Skagit | PSEI | Industrial CHP | GTG1 | CC1 | 139.8 | 120 | 138 | Natural Gas Fired Combustion Turbine | NG | GT | 1991.6667 |  |  | (OP) Operating | [8 empty] | 48.4708 | -122.56 | 0 | 0 | #DIV/0! | 0%
| Brookfield Smoky Mountain Hydropower LP | 54901 | Chilhowee | TN | Blount | TVA | IPP Non-CHP | 1 |  | 49.8 | 51 | 51 | Conventional Hydroelectric | WAT | HY | 1957 |  |  | (OP) Operating | [8 empty] | 35.5453 | -84.0503 | 0 | 0 | #DIV/0! | 0%
| Sacramento Municipal Util Dist | 225 | Chili Bar | CA | El Dorado | CISO | Electric Utility | 1 |  | 8.3 | 7 | 7 | Conventional Hydroelectric | WAT | HY | 1965 |  |  | (OP) Operating | [8 empty] | 38.7718 | -120.8132 | 0 | 0 | #DIV/0! | 0%
| Hibbing Public Utilities Comm | 1979 | Hibbing | MN | St Louis | MISO | Electric Utility | 3 |  | 35.9 | 32.1 | 37.6 | Natural Gas Steam Turbine | NG | ST | 1982 |  |  | (OP) Operating | [8 empty] | 47.4294 | -92.935 | 0 | 0 | #DIV/0! | 0%
| Missouri Jnt Muni.Pwr Elec. Ut. Comm. | 61223 | Chillicothe Solar Farm | MO | Livingston | SWPP | IPP Non-CHP | CHSF1 |  | 2.5 | 2.5 | 2.5 | Solar Photovoltaic | SUN | PV | 2017 |  |  | (OP) Operating |  | 3.3 | [6 empty] | 39.7888 | -93.5368 | 0 | 0 | #DIV/0! | 0%
| Heelstone Energy Holdings, LLC | 61631 | Chiloquin Solar, LLC | OR | Klamath | PACW | IPP Non-CHP | CHILO |  | 9.9 | 9.9 | 9.9 | Solar Photovoltaic | SUN | PV | 2018 |  |  | (OP) Operating |  | 14 | [6 empty] | 42.6107 | -121.8612 | 0 | 0 | #DIV/0! | 0%
| SunE SEM 1, LLC | 59743 | Chimes West Friendship (Nixon Farms) | MD | Howard | PJM | IPP Non-CHP | 1 |  | 1.2 | 1.2 | 0.7 | Solar Photovoltaic | SUN | PV | 2014 |  |  | (OP) Operating |  | 1.5 | [6 empty] | 39.2967 | -76.9574 | 0 | 0 | #DIV/0! | 0%
| New Hampshire Hydro Associates | 50103 | China Mill Hydro | NH | Merrimack | ISNE | IPP Non-CHP | GEN 1 |  | 1.7 | 1 | 1 | Conventional Hydroelectric | WAT | HY | 1981 |  |  | (OP) Operating | [8 empty] | 43.1287 | -71.4599 | 0 | 0 | #DIV/0! | 0%
| Calpine Corp - Hidalgo | 55545 | Hidalgo Energy Center | TX | Hidalgo | ERCO | IPP Non-CHP | CTG1 | CC1 | 551.3 | 495 | 543 | Natural Gas Fired Combined Cycle | NG | CT | 2000 |  |  | (OP) Operating | [8 empty] | 26.3417 | -98.1758 | 0 | 0 | #DIV/0! | 0%
| Arizona Public Service Co | 57560 | Chino Valley Solar | AZ | Yavapai | AZPS | Electric Utility | CV19M |  | 38 | 38 | 38 | Batteries | MWH | BA | 2018 |  |  | (OP) Operating | [8 empty] | 34.7184 | -112.429 | 0 | 0 | #DIV/0! | 0%
| Northern States Power Co - Minnesota | 4000 | Chippewa Falls | WI | Chippewa | MISO | Electric Utility | 1 |  | 21.6 | 12.1 | 12.1 | Conventional Hydroelectric | WAT | HY | 1928 |  |  | (OP) Operating | [8 empty] | 44.9308 | -91.3889 | 0 | 0 | #DIV/0! | 0%
| Chisago Community Solar | 60711 | Chisago Community Solar | MN | Chisago | MISO | IPP Non-CHP | CCS1 |  | 4 | 3.6 | 3.6 | Solar Photovoltaic | SUN | PV | 2016 |  |  | (OP) Operating |  | 1.3 | [6 empty] | 45.4134 | -92.683 | 0 | 0 | #DIV/0! | 0%
| Chisago Holdco LLC | 61968 | Chisago Holdco LLC, CSG | MN | Chisago | MISO | IPP Non-CHP | CHIS |  | 3 | 3 | 3 | Solar Photovoltaic | SUN | PV | 2019 |  |  | (OP) Operating |  | 3.9 | [6 empty] | 45.3868 | -92.8012 | 0 | 0 | #DIV/0! | 0%
| Enel Green Power NA, Inc. | 60522 | Chisago Solar | MN | Chisago | MISO | IPP Non-CHP | PV1 |  | 6.5 | 6.5 | 6.5 | Solar Photovoltaic | SUN | PV | 2016 |  |  | (OP) Operating |  | 9.6 | [6 empty] | 45.4525 | -92.9019 | 0 | 0 | #DIV/0! | 0%
| Chisholm Grid, LLC | 63737 | Chisholm Grid Energy Storage System | TX | Tarrant | ERCO | IPP Non-CHP | CHS01 |  | 100 | 100 | 100 | Batteries | MWH | BA | 2021 |  |  | (OP) Operating | 125 | [7 empty] | 32.9044 | -97.3861 | 0 | 0 | #DIV/0! | 0%
| Chisholm View Wind Project | 58041 | Chisholm View Wind Project | OK | Garfield | SWPP | IPP Non-CHP | 1 |  | 300 | 300 | 300 | Onshore Wind Turbine | WND | WT | 2014 |  |  | (OP) Operating | [8 empty] | 36.5747 | -97.6736 | 0 | 0 | #DIV/0! | 0%
| Cypress Creek Renewables | 61810 | Chisum | TX | Lamar | ERCO | IPP Non-CHP | GEN1 |  | 10 | 10 | 10 | Solar Photovoltaic | SUN | PV | 2018 |  |  | (OP) Operating |  | 14.2 | [6 empty] | 33.6329 | -95.3907 | 0 | 0 | #DIV/0! | 0%
| Chittenden County Solar Partners LLC | 57481 | Chittenden County Solar Partners | VT | Chittenden | ISNE | IPP Non-CHP | 01 |  | 2.2 | 2.1 | 2.1 | Solar Photovoltaic | SUN | PV | 2011 |  |  | (OP) Operating |  | 2.2 | [6 empty] | 44.4361 | -73.1453 | 0 | 0 | #DIV/0! | 0%
| Sterling Municipal Light Department | 60959 | Chocksett Rd Energy Storage Project | MA | Worcester | ISNE | Electric Utility | BA1 |  | 2 | 2 | 2 | Batteries | MWH | BA | 2017 |  |  | (OA) Out of service but expected to return to service in next calendar year | 3.9 | [7 empty] | 42.4518 | -71.7378 | 0 | 0 | #DIV/0! | 0%
| Choco Solar LLC | 59899 | Choco Solar, LLC | NC | Beaufort | CPLE | IPP Non-CHP | CHOCO |  | 5 | 5 | 5 | Solar Photovoltaic | SUN | PV | 2014 | 12 | 2026 | (OP) Operating |  | 7 | [6 empty] | 35.482 | -77.1131 | 0 | 0 | #DIV/0! | 0%
| Oppidum Renewables USA, LLC | 58675 | Chocowinity Solar LLC | NC | Beaufort | DUK | IPP Non-CHP | CHOCO |  | 5 | 5 | 5 | Solar Photovoltaic | SUN | PV | 2014 |  |  | (OP) Operating |  | 6.5 | [6 empty] | 35.515 | -77.09 | 0 | 0 | #DIV/0! | 0%
| WCAC Operating Company | 50495 | High Sierra Limited | CA | Kern | CISO | IPP CHP | HS1 |  | 49.8 | 46 | 48 | Natural Gas Fired Combustion Turbine | NG | GT | 1989 |  |  | (OP) Operating | [8 empty] | 35.509 | -119.0305 | 0 | 0 | #DIV/0! | 0%
| Oklahoma Gas & Electric Co | 63499 | Choctaw Nation Solar Farm | OK | Bryan | SWPP | Electric Utility | CVS1 |  | 5 | 5 | 5 | Solar Photovoltaic | SUN | PV | 2020 |  |  | (OP) Operating |  | 6.1 | [6 empty] | 33.9689 | -96.4346 | 0 | 0 | #DIV/0! | 0%
| Chopin Wind, LLC | 59076 | Chopin Wind LLC | OR | Umatilla | PACW | IPP Non-CHP | WT1 |  | 10 | 10 | 10 | Onshore Wind Turbine | WND | WT | 2016 |  |  | (OP) Operating | [8 empty] | 45.88 | -118.4633 | 0 | 0 | #DIV/0! | 0%
| Hillsborough County | 50858 | Hillsborough County Resource Recovery | FL | Hillsborough | TEC | Commercial Non-CHP | GEN1 |  | 47 | 42 | 42 | Municipal Solid Waste | MSW | ST | 1998 |  |  | (OP) Operating | [8 empty] | 27.9549 | -82.3405 | 0 | 0 | #DIV/0! | 0%
| Chowan Jehu Road Solar, LLC | 62693 | Chowan Jehu Solar | NC | Chowan | PJM | IPP Non-CHP | PGR03 |  | 5 | 5 | 5 | Solar Photovoltaic | SUN | PV | 2018 |  |  | (OP) Operating |  | 6.6 | [6 empty] | 36.2838 | -76.6023 | 0 | 0 | #DIV/0! | 0%
| HL Power Company | 10777 | HL Power | CA | Lassen | CISO | IPP Non-CHP | GEN1 |  | 36.2 | 30 | 30 | Wood/Wood Waste Biomass | WDS | ST | 1989 |  |  | (OP) Operating | [8 empty] | 40.3683 | -120.2648 | 0 | 0 | #DIV/0! | 0%
| City of Holton - (KS) | 1287 | Holton | KS | Jackson | SWPP | Electric Utility | 10 |  | 21.5 | 19.4 | 20.9 | Petroleum Liquids | DFO | IC | 1978.25 |  |  | (OP) Operating | [8 empty] | 39.4735 | -95.7315 | 0 | 0 | #DIV/0! | 0%
| Prologis Logistics Services Incorporated | 58094 | Christmas Tree Shops DC Burlington NJ | NJ | Burlington | PJM | IPP Non-CHP | FINJ |  | 2.1 | 2.1 | 2.1 | Solar Photovoltaic | SUN | PV | 2011 |  |  | (OP) Operating |  | 2.5 | [6 empty] | 40.1042 | -74.8128 | 0 | 0 | #DIV/0! | 0%
| Chub Garden LLC | 63430 | Chub Garden Solar | MN | Dakota | MISO | IPP Non-CHP | CGS |  | 1 | 1 | 1 | Solar Photovoltaic | SUN | PV | 2020 |  |  | (OP) Operating |  | 1.3 | [6 empty] | 44.486 | -93.2128 | 0 | 0 | #DIV/0! | 0%
| RockTenn-Hopewell | 50813 | Hopewell Mill | VA | Hopewell City | PJM | Industrial CHP | GEN1 |  | 47.6 | 40.7 | 40.7 | Wood/Wood Waste Biomass | BLQ | ST | 1980 |  |  | (OP) Operating | [8 empty] | 37.2914 | -77.2816 | 0 | 0 | #DIV/0! | 0%
| Altus Power America Management, LLC | 58506 | Chuckawalla Solar | CA | Riverside | CISO | IPP Non-CHP | 0937 |  | 4 | 4 | 4 | Solar Photovoltaic | SUN | PV | 2012 |  |  | (OP) Operating |  | 4.4 | [6 empty] | 33.5683 | -114.9181 | 0 | 0 | #DIV/0! | 0%
| SunE CPA CDC1 LLC | 57011 | Chuckawalla Valley State Prison | CA | Riverside | CISO | IPP Non-CHP | 1 |  | 1 | 0.9 | 0.9 | Solar Photovoltaic | SUN | PV | 2006 |  |  | (OP) Operating |  | 1.2 | [6 empty] | 33.5653 | -114.9036 | 0 | 0 | #DIV/0! | 0%
| Nevada Power Co | 65472 | Chukar Battery Energy Storage System | NV | Storey | NEVP | Electric Utility | CHUK1 |  | 10 | 10 | 10 | Batteries | MWH | BA | 2021 |  |  | (OP) Operating | 40 | [7 empty] | 39.5564 | -119.4367 | 0 | 0 | #DIV/0! | 0%
| City of Manassas - (VA) | 7438 | Church Street Plant | VA | Prince William | PJM | Electric Utility | C3A |  | 4.3 | 4 | 4 | Petroleum Liquids | DFO | IC | 1990 |  |  | (OP) Operating | [8 empty] | 38.7523 | -77.4629 | 0 | 0 | #DIV/0! | 0%
| MN8 Energy LLC | 60737 | Church Hill | MD | Queen Annes | PJM | IPP Non-CHP | PV1 |  | 6 | 6 | 6 | Solar Photovoltaic | SUN | PV | 2016 |  |  | (OP) Operating |  | 7.3 | [6 empty] | 39.1009 | -75.9597 | 0 | 0 | #DIV/0! | 0%
| REA Investments, LLC | 67922 | Church Hill Road Augusta Solar, LLC | ME | Kennebec | ISNE | IPP Non-CHP | CHURC |  | 3.8 | 3.8 | 3.8 | Solar Photovoltaic | SUN | PV | 2022 |  |  | (OP) Operating | [8 empty] | 44.3707 | -69.7039 | 0 | 0 | #DIV/0! | 0%
| MN8 Energy LLC | 62168 | Church Road Solar LLC | NC | Harnett | CPLE | IPP Non-CHP | CHU01 |  | 5 | 5 | 5 | Solar Photovoltaic | SUN | PV | 2018 |  |  | (OP) Operating |  | 5.2 | [6 empty] | 35.5237 | -78.6253 | 0 | 0 | #DIV/0! | 0%
| WM Illinois Renewable Energy LLC | 50573 | CID Gas Recovery | IL | Cook | PJM | IPP Non-CHP | GEN2 |  | 3 | 2.9 | 3.3 | Landfill Gas | LFG | GT | 1989 |  |  | (OP) Operating | [8 empty] | 41.6588 | -87.5777 | 0 | 0 | #DIV/0! | 0%
| PNM Resources | 59619 | Cibola | NM | Cibola | PNM | Electric Utility | CBLA |  | 7.6 | 7.6 | 7.6 | Solar Photovoltaic | SUN | PV | 2015 |  |  | (OP) Operating |  | 9.4 | [6 empty] | 35.2011 | -107.2452 | 0 | 0 | #DIV/0! | 0%
| Convergent Energy and Power LP | 66501 | Cicero Energy Storage 1 LLC | NY | Onondaga | NYIS | IPP Non-CHP | CCBA1 |  | 10 | 10 | 10 | Batteries | MWH | BA | 2022 |  |  | (OP) Operating | 20 | [7 empty] | 43.1474 | -76.0868 | 0 | 0 | #DIV/0! | 0%
| Convergent Energy and Power LP | 66503 | Cicero Energy Storage 2 LLC | NY | Onondaga | NYIS | IPP Non-CHP | CCBA2 |  | 10 | 10 | 10 | Batteries | MWH | BA | 2022 |  |  | (OP) Operating | 20 | [7 empty] | 43.1513 | -76.0888 | 0 | 0 | #DIV/0! | 0%
| Frontier Operation Services | 59650 | CII Methane Management III LFG Plant | GA | Clarke | SOCO | IPP Non-CHP | GEN1 |  | 1.6 | 1.6 | 1.6 | Landfill Gas | LFG | IC | 2014 |  |  | (OP) Operating | [8 empty] | 33.9256 | -83.2639 | 0 | 0 | #DIV/0! | 0%
| DG California Solar LLC | 63204 | CID Solar (CA) | CA | Kings | CISO | IPP Non-CHP | HLS |  | 2 | 2 | 2 | Solar Photovoltaic | SUN | PV | 2019 |  |  | (OP) Operating |  | 2.3 | [6 empty] | 36.1408 | -119.5669 | 0 | 0 | #DIV/0! | 0%
| Onward Energy | 59183 | CID Solar, LLC | CA | Kings | CISO | IPP Non-CHP | PV1 |  | 20 | 20 | 20 | Solar Photovoltaic | SUN | PV | 2014 |  |  | (OP) Operating |  | 27.2 | [6 empty] | 36.1381 | -119.5647 | 0 | 0 | #DIV/0! | 0%
| CII Carbon LLC | 54677 | CII Carbon LLC | LA | St Bernard | MISO | Industrial CHP | TG-2 |  | 46 | 46 | 46 | All Other | WH | ST | 1951 |  |  | (OS) Out of service and NOT expected to return to service in next calendar year | [8 empty] | 29.9327 | -89.9782 | 0 | 0 | #DIV/0! | 0%
| Frontier Operation Services | 59711 | CII Methane Management IV, LLC | NC | Johnston | CPLE | IPP Non-CHP | GEN1 |  | 1.6 | 1.5 | 1.5 | Landfill Gas | LFG | IC | 2014 |  |  | (OP) Operating | [8 empty] | 35.5119 | -78.4338 | 0 | 0 | #DIV/0! | 0%
| Virginia Electric & Power Co | 10771 | Hopewell Power Station | VA | Hopewell City | PJM | Electric Utility | 1 |  | 71.1 | 51 | 53.7 | Wood/Wood Waste Biomass | WDS | ST | 1992 |  |  | (OP) Operating | [8 empty] | 37.2978 | -77.283 | 0 | 4932674.087 | #DIV/0! | 0%
| Enel Kansas, LLC | 64074 | Cimarron Bend III | KS | Clark | SWPP | IPP Non-CHP | 3 |  | 198.8 | 198.8 | 198.8 | Onshore Wind Turbine | WND | WT | 2020 |  |  | (OP) Operating | [8 empty] | 37.371 | -99.994 | 0 | 0 | #DIV/0! | 0%
| Cimarron Bend Wind Project I, LLC | 60687 | Cimarron Bend Wind Project I, LLC | KS | Clark | SWPP | IPP Non-CHP | 1 |  | 200 | 200 | 200 | Onshore Wind Turbine | WND | WT | 2016 |  |  | (OP) Operating | [8 empty] | 37.355 | -99.991 | 0 | 0 | #DIV/0! | 0%
| Cimarron Bend Wind Project II, LLC | 60688 | Cimarron Bend Wind Project II, LLC | KS | Clark | SWPP | IPP Non-CHP | 1 |  | 200 | 200 | 200 | Onshore Wind Turbine | WND | WT | 2017 |  |  | (OP) Operating | [8 empty] | 37.355 | -99.991 | 0 | 0 | #DIV/0! | 0%
| Cinnamon Bay LLC | 58208 | Cinnamon Bay Edgeboro Landfill | NJ | Middlesex | PJM | IPP Non-CHP | 1 |  | 9.6 | 6 | 6 | Landfill Gas | LFG | IC | 2011 |  |  | (OP) Operating | [8 empty] | 40.4653 | -74.3939 | 0 | 0 | #DIV/0! | 0%
| Southern Power Co | 57243 | Cimarron Solar Facility | NM | Colfax | WACM | IPP Non-CHP | CIM1 |  | 30.6 | 30.6 | 30.6 | Solar Photovoltaic | SUN | PV | 2010 |  |  | (OP) Operating |  | 37.4 | [6 empty] | 36.4681 | -104.6357 | 0 | 0 | #DIV/0! | 0%
| Cimarron Wind Energy LLC | 57762 | Cimarron Wind Energy LLC | KS | Gray | SWPP | IPP Non-CHP | CPV1 |  | 165.6 | 165.6 | 165.6 | Onshore Wind Turbine | WND | WT | 2012 |  |  | (OP) Operating | [8 empty] | 37.8739 | -100.2803 | 0 | 0 | #DIV/0! | 0%
| Duke Energy Renewables Services | 57663 | Cimarron Windpower II | KS | Gray | SWPP | IPP Non-CHP | 1 |  | 131 | 131 | 131 | Onshore Wind Turbine | WND | WT | 2012 |  |  | (OP) Operating | [8 empty] | 37.9013 | -100.372 | 0 | 0 | #DIV/0! | 0%
| Public Service Elec & Gas Co | 65465 | Cinnaminson Landfill Solar | NJ | Burlington | PJM | Electric Utility | CINN |  | 10 | 10 | 10 | Solar Photovoltaic | SUN | PV | 2019 |  |  | (OP) Operating |  | 13 | [6 empty] | 40.0158 | -74.9835 | 0 | 0 | #DIV/0! | 0%
| COE Bridgewater LLC c/o Thor Equities, LLC | 10122 | CIP II/AR Bridgewater Holdings - NJCOE | NJ | Somerset | PJM | Commercial CHP | 02 |  | 5 | 4.1 | 4.2 | Natural Gas Fired Combustion Turbine | NG | GT | 2002 |  |  | (OP) Operating | [8 empty] | 40.624 | -74.634 | 0 | 0 | #DIV/0! | 0%
| Terrebonne Parish Consol Gov't | 1439 | Houma | LA | Terrebonne | MISO | Electric Utility | 14 |  | 78.9 | 67.5 | 67.5 | Natural Gas Steam Turbine | NG | ST | 1972 |  |  | (OS) Out of service and NOT expected to return to service in next calendar year | [8 empty] | 29.5806 | -90.7225 | 0 | 0 | #DIV/0! | 0%
| Oppidum Renewables USA, LLC | 58674 | Cirrus Solar LLC | NC | Franklin | DUK | IPP Non-CHP | CIRRU |  | 5 | 5 | 5 | Solar Photovoltaic | SUN | PV | 2014 |  |  | (OP) Operating |  | 6.5 | [6 empty] | 35.9694 | -78.265 | 0 | 0 | #DIV/0! | 0%
| Cirrus Wind 1 LLC | 58162 | Cirrus Wind 1 LLC | TX | Lynn | SWPP | IPP Non-CHP | CW |  | 61.2 | 61.2 | 61.2 | Onshore Wind Turbine | WND | WT | 2012 |  |  | (OP) Operating | [8 empty] | 33.0331 | -101.6875 | 0 | 0 | #DIV/0! | 0%
| ALLETE Clean Energy | 63431 | Cisco | MN | Jackson | MISO | IPP Non-CHP | 32001 |  | 8.4 | 8.4 | 8.4 | Onshore Wind Turbine | WND | WT | 2008 |  |  | (OP) Operating | [8 empty] | 43.6256 | -95.3725 | 0 | 0 | #DIV/0! | 0%
| HEN Infrastructure, L.L.C. | 66795 | CISCO BESS | TX | Eastland | ERCO | IPP Non-CHP | CISCO |  | 9.9 | 9.9 | 9.9 | Batteries | MWH | BA | 2024 |  |  | (OP) Operating | 9.9 | [7 empty] | 32.3915 | -98.9782 | 0 | 0 | #DIV/0! | 0%
| Citadel BESS LLC | 67738 | Citadel Battery Storage Plant | TX | Harris | ERCO | IPP Non-CHP | CITDL |  | 204 | 204 | 204 | Batteries | MWH | BA | 2024 |  |  | (OP) Operating | 298 | [7 empty] | 29.874 | -95.0182 | 0 | 0 | #DIV/0! | 0%
| Power Depot Group A, LLC | 65536 | Citrus City | TX | Hidalgo | ERCO | IPP Non-CHP | CC1 |  | 9 | 7.5 | 9 | Petroleum Liquids | DFO | IC | 2013 |  |  | (OP) Operating | [8 empty] | 26.321 | -98.3517 | 0 | 0 | #DIV/0! | 0%
| AES Distributed Energy | 59738 | Citizen B | CA | Fresno | CISO | IPP Non-CHP | CSB |  | 5 | 5 | 5 | Solar Photovoltaic | SUN | PV | 2015 |  |  | (OP) Operating |  | 7.1 | [6 empty] | 36.7238 | -120.4321 | 0 | 0 | #DIV/0! | 0%
| Citizens Enterprises Corporation | 61596 | Citizens Agawam Landfill Solar | MA | Hampden | ISNE | IPP Non-CHP | PV1 |  | 1.8 | 1.8 | 1.8 | Solar Photovoltaic | SUN | PV | 2017 |  |  | (OP) Operating |  | 2.6 | [6 empty] | 42.093 | -72.5972 | 0 | 0 | #DIV/0! | 0%
| Citizens Enterprises Corporation | 62052 | Citizens Imperial Solar | CA | Imperial | IID | IPP Non-CHP | CIS1 |  | 30 | 30 | 30 | Solar Photovoltaic | SUN | PV | 2019 |  |  | (OP) Operating |  | 39 | [6 empty] | 33.1917 | -115.4338 | 0 | 0 | #DIV/0! | 0%
| City of Blue Hill - (NE) | 7481 | City Light & Water | NE | Webster | SWPP | Electric Utility | 1 |  | 1.3 | 1.3 | 1.3 | Petroleum Liquids | DFO | IC | 1987 |  |  | (OP) Operating | [8 empty] | 40.328 | -98.4502 | 0 | 0 | #DIV/0! | 0%
| FL Solar 5, LLC | 61988 | Citrus Ridge Solar | FL | Orange | FPC | IPP Non-CHP | FL501 |  | 52 | 52 | 52 | Solar Photovoltaic | SUN | PV | 2018 |  |  | (OP) Operating |  | 62.8 | [6 empty] | 28.4008 | -81.6163 | 0 | 0 | #DIV/0! | 0%
| Florida Power & Light Co | 60061 | Citrus Solar Energy Center Hybrid | FL | DeSoto | FPL | Electric Utility | 1 |  | 78.5 | 78.5 | 78.5 | Solar Photovoltaic | SUN | PV | 2017 |  |  | (OP) Operating |  | 114.7 | [6 empty] | 27.3209 | -81.8069 | 0 | 0 | #DIV/0! | 0%
| Denver Airport Solar, LLC | 57645 | City & County of Denver at Denver Int'l | CO | Denver | PSCO | IPP Non-CHP | PV1 |  | 3.4 | 3.4 | 3.4 | Solar Photovoltaic | SUN | PV | 2011 |  |  | (OP) Operating |  | 4.5 | [6 empty] | 39.9041 | -104.6542 | 0 | 0 | #DIV/0! | 0%
| City of Peru - (IL) | 955 | City of Peru Plank Road Generating Station | IL | LaSalle | MISO | Electric Utility | 11 |  | 13.5 | 13.5 | 13.5 | Petroleum Liquids | DFO | IC | 2011 |  |  | (OP) Operating | [8 empty] | 41.3533 | -89.1391 | 0 | 0 | #DIV/0! | 0%
| SoCore Energy LLC | 67794 | City of Atwater NEM | CA | Merced | CISO | IPP Non-CHP | PV1 |  | 1.5 | 1.5 | 1.5 | Solar Photovoltaic | SUN | PV | 2024 |  |  | (OP) Operating |  | 1.8 | [6 empty] | 37.274 | -120.629 | 0 | 0 | #DIV/0! | 0%
| SunE NLB-2, LLC | 57681 | City of Boulder WWTP | CO | Boulder | PSCO | IPP Non-CHP | 1 |  | 1 | 0.9 | 0.9 | Solar Photovoltaic | SUN | PV | 2010 |  |  | (OP) Operating |  | 1 | [6 empty] | 40.048 | -105.1803 | 0 | 0 | #DIV/0! | 0%
| Tesla Inc. | 65130 | City of Bowie | MD | Prince Georges | PJM | IPP Non-CHP | PV1 |  | 2 | 2 | 2 | Solar Photovoltaic | SUN | PV | 2021 |  |  | (OP) Operating |  | 2.5 | [6 empty] | 38.9046 | -76.6888 | 0 | 0 | #DIV/0! | 0%
| Standard Solar | 62406 | City of Gallup Solar | NM | McKinley | PNM | IPP Non-CHP | X0022 |  | 8 | 8 | 8 | Solar Photovoltaic | SUN | PV | 2018 |  |  | (OP) Operating |  | 9.8 | [6 empty] | 35.5224 | -108.7788 | 0 | 0 | #DIV/0! | 0%
| Entegrity Solar Green Forest, LLC | 67514 | City of Green Forest (Carroll) | AR | Carroll | SWPP | IPP Non-CHP | 56757 |  | 1.2 | 1.2 | 1 | Solar Photovoltaic | SUN | PV | 2022 |  |  | (OP) Operating |  | 1.3 | [6 empty] | 36.3674 | -93.5429 | 0 | 0 | #DIV/0! | 0%
| Luminace Solar MC, LLC | 60668 | City of Havre De Grace C | MD | Harford | PJM | IPP Non-CHP | PV1 |  | 2 | 2 | 2 | Solar Photovoltaic | SUN | PV | 2015 |  |  | (OP) Operating |  | 2.7 | [6 empty] | 39.436 | -76.22 | 0 | 0 | #DIV/0! | 0%
| City of Hayward | 58525 | City of Hayward WWTP | CA | Alameda | CISO | IPP CHP | 1 |  | 2.7 | 2.7 | 2.7 | Solar Photovoltaic | SUN | PV | 2012 |  |  | (OP) Operating |  | 1.9 | [6 empty] | 37.6335 | -122.1397 | 0 | 0 | #DIV/0! | 0%
| Madison Energy Holdings LLC | 61467 | City of Lexington | NE | Dawson | SWPP | IPP Non-CHP | LXNE1 |  | 3.5 | 3.6 | 1.6 | Solar Photovoltaic | SUN | PV | 2017 |  |  | (OP) Operating |  | 3.9 | [6 empty] | 40.757 | -99.734 | 0 | 0 | #DIV/0! | 0%
| Solar DG CA Long Beach, LLC | 67994 | City of Long Beach Airport Lot A & B | CA | Los Angeles | LDWP | IPP Non-CHP | COLBA |  | 1.8 | 1.2 | 0.9 | Solar Photovoltaic | SUN | PV | 2024 |  |  | (OP) Operating |  | 2 | [6 empty] | 33.8152 | -118.1412 | 0 | 0 | #DIV/0! | 0%
| SunE GIL1, LLC | 57682 | City of Madera WWTP | CA | Madera | CISO | IPP Non-CHP | 1 |  | 1 | 1 | 1 | Solar Photovoltaic | SUN | PV | 2009 |  |  | (OP) Operating |  | 1.2 | [6 empty] | 36.9408 | -120.1572 | 0 | 0 | #DIV/0! | 0%
| Wisconsin Electric Power Co | 67383 | City of Milwaukee Landfill | WI | Milwaukee | MISO | Electric Utility | 1 |  | 2.3 | 2.3 | 2.3 | Solar Photovoltaic | SUN | PV | 2021 |  |  | (OP) Operating |  | 2.9 | [6 empty] | 42.934 | -87.8886 | 0 | 0 | #DIV/0! | 0%
| Today's Power, Inc. | 64444 | City of Paris Solar | AR | Logan | SWPP | Electric Utility | PARIS |  | 1.5 | 1.5 | 1.5 | Solar Photovoltaic | SUN | PV | 2020 |  |  | (OP) Operating |  | 1.8 | [6 empty] | 35.301 | -93.734 | 0 | 0 | #DIV/0! | 0%
| City of Peru - (IL) | 68750 | City of Peru Hydro-Electric Generating S | IL | Lasalle | MISO | Electric Utility | HC1 |  | 7.6 | 6.8 | 6.8 | Conventional Hydroelectric | WAT | HY | 1996 |  |  | (OP) Operating | [8 empty] | 41.3219 | -88.9812 | 0 | 0 | #DIV/0! | 0%
| City of Peru - (IL) | 68751 | City of Peru Rail Generating Station | IL | Lasalle | MISO | Electric Utility | 16 |  | 5.4 | 5.4 | 5.4 | Petroleum Liquids | DFO | IC | 2011 |  |  | (OP) Operating | [8 empty] | 41.3717 | -89.1283 | 0 | 0 | #DIV/0! | 0%
| City of Peru - (IL) | 68752 | City of Peru Water Street Generating Sta | IL | Lasalle | MISO | Electric Utility | 6 |  | 16.3 | 14.1 | 14.6 | Petroleum Liquids | DFO | IC | 1970 |  |  | (OP) Operating | [8 empty] | 41.3243 | -89.1241 | 0 | 0 | #DIV/0! | 0%
| City of Tulare Water Pollution Control | 59395 | City of Tulare Water Facility | CA | Tulare | CISO | Commercial Non-CHP | MM26 |  | 9.2 | 8.8 | 8.1 | Other Natural Gas | NG | FC | 2017 |  |  | (OP) Operating | [8 empty] | 36.185 | -119.375 | 0 | 0 | #DIV/0! | 0%
| Kenyon Energy KS Solar 1 LLC | 62931 | City of Pratt Solar | KS | Pratt | SWPP | IPP Non-CHP | PRATT |  | 6 | 6 | 6 | Solar Photovoltaic | SUN | PV | 2019 |  |  | (OP) Operating |  | 7.7 | [6 empty] | 37.7106 | -98.7209 | 0 | 0 | #DIV/0! | 0%
| Exus New Mexico | 63391 | City of Rio Rancho WWTP | NM | Sandoval | PNM | IPP Non-CHP | CORR |  | 1.2 | 1.2 | 0.8 | Solar Photovoltaic | SUN | PV | 2019 |  |  | (OP) Operating |  | 1.3 | [6 empty] | 35.1799 | -106.8066 | 0 | 0 | #DIV/0! | 0%
| AES Distributed Energy | 61804 | City of Rochester Solar | NY | Monroe | NYIS | IPP Non-CHP | ROC01 |  | 1.8 | 1.8 | 1.8 | Solar Photovoltaic | SUN | PV | 2017 |  |  | (OP) Operating |  | 2.6 | [6 empty] | 43.1769 | -77.6785 | 0 | 0 | #DIV/0! | 0%
| Standard Solar | 66667 | City of Rosamond (CA) | CA | Kern | CISO | IPP Non-CHP | ROSA |  | 1 | 1 | 1 | Solar Photovoltaic | SUN | PV | 2023 |  |  | (OP) Operating |  | 1.2 | [6 empty] | 34.8357 | -118.1468 | 0 | 0 | #DIV/0! | 0%
| Wisconsin Power & Light Co | 65680 | City of Sheboygan Solar | WI | Sheboygan | MISO | Electric Utility | PV1 |  | 0.9 | 1 | 0.8 | Solar Photovoltaic | SUN | PV | 2022 |  |  | (OP) Operating |  | 1.4 | [6 empty] | 43.7091 | -87.7554 | 0 | 0 | #DIV/0! | 0%
| Foundation HA Energy Generation, LLC | 59329 | City of Soledad Water Reclamation | CA | Monterey | CISO | IPP Non-CHP | SOL1 |  | 1 | 1 | 1 | Onshore Wind Turbine | WND | WT | 2014 |  |  | (OP) Operating | [8 empty] | 36.4211 | -121.3403 | 0 | 0 | #DIV/0! | 0%
| MN8 Energy LLC | 59653 | City of Truth or Consequences PV | NM | Sierra | PNM | IPP Non-CHP | COTC |  | 1.9 | 1.9 | 1.9 | Solar Photovoltaic | SUN | PV | 2015 |  |  | (OP) Operating |  | 2 | [6 empty] | 33.1211 | -107.2878 | 0 | 0 | #DIV/0! | 0%
| Oxy Vinyls LP | 50043 | Houston Chemical Complex Battleground | TX | Harris | ERCO | Industrial CHP | GT1 | CC1 | 380.7 | 263 | 300 | Natural Gas Fired Combined Cycle | NG | CT | 1987.75 |  |  | (OP) Operating | [8 empty] | 29.7314 | -95.0839 | 0 | 0 | #DIV/0! | 0%
| Lockhart Power Co | 57886 | City West Diesel Plant | SC | Union | DUK | Electric Utility | DI1 |  | 7.2 | 7.2 | 7.2 | Petroleum Liquids | DFO | IC | 2011 |  |  | (OP) Operating | [8 empty] | 34.7225 | -81.6469 | 0 | 0 | #DIV/0! | 0%
| City of Idaho Falls - (ID) | 841 | City Power Plant | ID | Bonneville | PACE | Electric Utility | 3 |  | 8 | 8 | 8 | Conventional Hydroelectric | WAT | HY | 1982 |  |  | (OP) Operating | [8 empty] | 43.4914 | -112.0454 | 0 | 0 | #DIV/0! | 0%
| CityCenter Land LLC | 57348 | CityCenter Central Plant Cogen Units | NV | Clark | NEVP | Commercial CHP | UNITA |  | 8.6 | 8 | 8 | Natural Gas Fired Combustion Turbine | NG | GT | 2009 |  |  | (OP) Operating | [8 empty] | 36.1039 | -115.1794 | 0 | 0 | #DIV/0! | 0%
| Pacific Gas & Electric Co. | 246 | Humboldt Bay | CA | Humboldt | CISO | Electric Utility | IC1 |  | 167 | 163.4 | 163.4 | Natural Gas Internal Combustion Engine | NG | IC | 2010.1 |  |  | (OP) Operating | [8 empty] | 40.7415 | -124.2103 | 0 | 0 | #DIV/0! | 0%
| SoCore Energy LLC | 68270 | Civic Center East | CA | Tulare | CISO | IPP Non-CHP | PV1 |  | 1.5 | 1.5 | 1.5 | Solar Photovoltaic | SUN | PV | 2020 |  |  | (OP) Operating |  | 1.9 | [6 empty] | 36.33 | -119.317 | 0 | 0 | #DIV/0! | 0%
| Lisbon West | 61719 | CJ Solar I, LLC | NY | St Lawrence | NYIS | IPP Non-CHP | LWCJ1 |  | 2 | 2 | 2 | Solar Photovoltaic | SUN | PV | 2018 |  |  | (OP) Operating |  | 2.8 | [6 empty] | 44.7 | -75.3 | 0 | 0 | #DIV/0! | 0%
| Claire Solar Partners LLC | 59477 | Claire Solar Farm | VT | Chittenden | ISNE | IPP Non-CHP | CSF1 |  | 2.2 | 2.1 | 1.3 | Solar Photovoltaic | SUN | PV | 2014 |  |  | (OP) Operating |  | 2.2 | [6 empty] | 44.4261 | -73.1564 | 0 | 0 | #DIV/0! | 0%
| San Diego Gas & Electric Co | 66266 | Clairemont Energy Storage | CA | San Diego | CISO | Electric Utility | 1 |  | 10 | 10 | 10 | Batteries | MWH | BA | 2024 |  |  | (OP) Operating | 10 | [7 empty] | 32.8256 | -117.1832 | 0 | 0 | #DIV/0! | 0%
| Power Depot Group A, LLC | 65537 | Clara | TX | Harris | ERCO | IPP Non-CHP | CLA1 |  | 9 | 7.5 | 9 | Petroleum Liquids | DFO | IC | 2013 |  |  | (OP) Operating | [8 empty] | 29.8453 | -95.554 | 0 | 0 | #DIV/0! | 0%
| Renewable World Energies LLC | 4018 | Clam River Dam | WI | Burnett | MISO | IPP Non-CHP | 1 |  | 1.2 | 1.2 | 1.2 | Conventional Hydroelectric | WAT | HY | 1950.3333 |  |  | (OP) Operating | [8 empty] | 45.9467 | -92.5383 | 0 | 0 | #DIV/0! | 0%
| Mendocino Forest Products | 50049 | Humboldt Sawmill Company | CA | Humboldt | CISO | Industrial CHP | GEN1 |  | 32.5 | 33.5 | 33.5 | Wood/Wood Waste Biomass | WDS | ST | 1971.3333 |  |  | (OP) Operating | [8 empty] | 40.4728 | -124.1014 | 0 | 0 | #DIV/0! | 0%
| Clara City Solar LLC | 63403 | Clara City Solar | MN | Chippewa | MISO | IPP Non-CHP | CCS |  | 1 | 1 | 1 | Solar Photovoltaic | SUN | PV | 2019 |  |  | (OP) Operating |  | 1.4 | [6 empty] | 44.9466 | -95.3502 | 0 | 0 | #DIV/0! | 0%
| USCE-St Louis District | 6140 | Clarence Cannon | MO | Ralls | AECI | Electric Utility | 1 |  | 58 | 58 | 58 | Conventional Hydroelectric | WAT | HY | 1984 |  |  | (OP) Operating | [8 empty] | 39.5248 | -91.644 | 0 | 0 | #DIV/0! | 0%
| Clarendon Solar Farm, LLC | 59476 | Clarendon Solar Farm | VT | Rutland | ISNE | IPP Non-CHP | VT001 |  | 2 | 2 | 2 | Solar Photovoltaic | SUN | PV | 2014 |  |  | (OP) Operating |  | 2.4 | [6 empty] | 43.5397 | -72.9558 | 0 | 0 | #DIV/0! | 0%
| NorthWestern Energy - (SD) | 3341 | Clark (SD) | SD | Clark | SWPP | Electric Utility | 1 |  | 2.7 | 2.6 | 2.7 | Petroleum Liquids | DFO | IC | 1970 |  |  | (SB) Standby/Backup: available for service but not normally used | [8 empty] | 44.8765 | -97.7321 | 0 | 0 | #DIV/0! | 0%
| Clark University | 10408 | Clark University | MA | Worcester | ISNE | Commercial CHP | GEN2 |  | 2 | 2 | 2 | Natural Gas Internal Combustion Engine | NG | IC | 2013 |  |  | (OP) Operating | [8 empty] | 42.2508 | -71.8226 | 0 | 0 | #DIV/0! | 0%
| Green Mountain Power Corp | 3711 | Clark Falls | VT | Chittenden | ISNE | Electric Utility | 1 |  | 3 | 3 | 3 | Conventional Hydroelectric | WAT | HY | 1937 |  |  | (OP) Operating | [8 empty] | 44.6356 | -73.12 | 0 | 0 | #DIV/0! | 0%
| Clark Road Solar 1, LLC | 64664 | Clark Road Solar 1, LLC | MA | Worcester | ISNE | IPP Non-CHP | 10604 |  | 8.3 | 8.3 | 7.1 | Solar Photovoltaic | SUN | PV | 2020.5 |  |  | (OP) Operating |  | 7.1 | [6 empty] | 42.5961 | -72.0202 | 0 | 0 | #DIV/0! | 0%
| Hunterstown Power, LLC | 3110 | Hunterstown | PA | Adams | PJM | IPP Non-CHP | 1 |  | 60 | 64 | 60 | Natural Gas Fired Combustion Turbine | NG | GT | 1971 |  |  | (OP) Operating | [8 empty] | 39.8662 | -77.1648 | 0 | 0 | #DIV/0! | 0%
| AES Distributed Energy | 59623 | Clarkson Solar | NY | St Lawrence | NYIS | IPP Non-CHP | CSPV |  | 2 | 2 | 2 | Solar Photovoltaic | SUN | PV | 2014 |  |  | (OP) Operating |  | 2.3 | [6 empty] | 44.6719 | -74.9494 | 0 | 0 | #DIV/0! | 0%
| Clarkstown Solar LLC | 60004 | Clarkstown Landfill Solar Facility | NY | Rockland | NYIS | IPP Non-CHP | INV#1 |  | 2 | 2 | 2 | Solar Photovoltaic | SUN | PV | 2014 |  |  | (OP) Operating |  | 1.1 | [6 empty] | 41.1004 | -73.9516 | 0 | 0 | #DIV/0! | 0%
| Huntington Resource Recovery | 50656 | Huntington Resource Recovery Facility | NY | Suffolk | NYIS | Commercial Non-CHP | GEN1 |  | 28 | 24.5 | 24.5 | Municipal Solid Waste | MSW | ST | 1991 |  |  | (OP) Operating | [8 empty] | 40.8814 | -73.2906 | 0 | 0 | #DIV/0! | 0%
| Claverack Creek Solar, LLC | 67912 | Claverack Creek Solar | NY | Columbia | NYIS | IPP Non-CHP | CLAVE |  | 5 | 5 | 5 | Solar Photovoltaic | SUN | PV | 2024 |  |  | (OP) Operating |  | 7.46 | [6 empty] | 42.271 | -73.75 | 0 | 0 | #DIV/0! | 0%
| Hutchinson Utilities Comm | 1980 | Hutchinson Plant #1 | MN | McLeod | MISO | Electric Utility | 10 |  | 28.4 | 28.9 | 28.9 | Natural Gas Internal Combustion Engine | NG | IC | 2017 |  |  | (OP) Operating | [8 empty] | 44.8957 | -94.3684 | 0 | 0 | #DIV/0! | 0%
| Constellation New Energy Inc. | 60960 | Hyperion Treatment Plant CHP Plant | CA | Los Angeles | LDWP | IPP Non-CHP | CTG1 |  | 33 | 22 | 22 | Other Waste Biomass | OBG | GT | 2017 |  |  | (OP) Operating | [8 empty] | 33.9254 | -118.4298 | 0 | 0 | #DIV/0! | 0%
| Today's Power, Inc. | 66607 | Clay County Electrical Cooperative | AR | Clay | MISO | Electric Utility | SOL |  | 1 | 1 | 1 | Solar Photovoltaic | SUN | PV | 2020 |  |  | (OP) Operating |  | 1.4 | [6 empty] | 36.4193 | -90.6425 | 0 | 0 | #DIV/0! | 0%
| Clay FC, LLC | 66032 | Clay FC | IL | Clay | MISO | IPP Non-CHP | 14052 |  | 2 | 2 | 1.8 | Solar Photovoltaic | SUN | PV | 2021 |  |  | (OP) Operating |  | 2.7 | [6 empty] | 38.7507 | -88.5068 | 0 | 0 | #DIV/0! | 0%
| DG New York CS, LLC | 64373 | Clay Solar CSG | NY | Onondaga | NYIS | IPP Non-CHP | CLAY1 |  | 5 | 5 | 5 | Solar Photovoltaic | SUN | PV | 2021 |  |  | (OP) Operating |  | 7.5 | [6 empty] | 43.1945 | -76.212 | 0 | 0 | #DIV/0! | 0%
| Appalachian Power Co | 3774 | Claytor | VA | Pulaski | PJM | Electric Utility | 1 |  | 74.8 | 58.8 | 112.8 | Conventional Hydroelectric | WAT | HY | 1939 |  |  | (OP) Operating | [8 empty] | 37.075 | -80.5847 | 0 | 0 | #DIV/0! | 0%
| Stored Solar J&WE | 10765 | Indeck Jonesboro Energy Center | ME | Washington | ISNE | IPP Non-CHP | GEN1 |  | 27.5 | 20.2 | 20.2 | Wood/Wood Waste Biomass | WDS | ST | 1987 |  |  | (SB) Standby/Backup: available for service but not normally used | [8 empty] | 44.6781 | -67.5477 | 0 | 0 | #DIV/0! | 0%
| Stored Solar J&WE | 10766 | Indeck West Enfield Energy Center | ME | Penobscot | ISNE | IPP Non-CHP | GEN1 |  | 27.5 | 20.4 | 21.4 | Wood/Wood Waste Biomass | WDS | ST | 1987 |  |  | (OP) Operating | [8 empty] | 45.2537 | -68.6279 | 0 | 0 | #DIV/0! | 0%
| Clear Creek Wind, LLC | 63025 | Clear Creek Wind | MO | Nodaway | AECI | IPP Non-CHP | V110 |  | 242 | 242 | 242 | Onshore Wind Turbine | WND | WT | 2020 |  |  | (OP) Operating | [8 empty] | 40.3698 | -94.892 | 0 | 0 | #DIV/0! | 0%
| Clear Garden LLC | 63481 | Clear Garden CSG | MN | Waseca | MISO | IPP Non-CHP | RPCG |  | 1 | 1 | 1 | Solar Photovoltaic | SUN | PV | 2019 |  |  | (OP) Operating |  | 1.3 | [6 empty] | 44.0354 | -93.4949 | 0 | 0 | #DIV/0! | 0%
| Idaho Power Co | 814 | Clear Lake | ID | Gooding | IPCO | Electric Utility | 1 |  | 2.5 | 2.3 | 2.3 | Conventional Hydroelectric | WAT | HY | 1937 |  |  | (OP) Operating | [8 empty] | 42.667 | -114.7801 | 0 | 0 | #DIV/0! | 0%
| Yolo County Flood Control WCD | 50128 | Clear Lake Hydro Project | CA | Lake | CISO | IPP Non-CHP | 3381 |  | 2.5 | 2.4 | 2.3 | Conventional Hydroelectric | WAT | HY | 1985 |  |  | (OS) Out of service and NOT expected to return to service in next calendar year | [8 empty] | 38.9236 | -122.5667 | 0 | 0 | #DIV/0! | 0%
| Clear Solar I, LLC | 65817 | Clear Solar I, LLC | NC | Rutherford | DUK | IPP Non-CHP | CLEA1 |  | 3.6 | 3.6 | 3.6 | Solar Photovoltaic | SUN | PV | 2020 |  |  | (OP) Operating |  | 4.7 | [6 empty] | 35.3083 | -81.8418 | 0 | 0 | #DIV/0! | 0%
| DG Colorado Solar, LLC | 60511 | Clear Spring Ranch PV Project | CO | El Paso | WACM | IPP Non-CHP | PV1 |  | 10 | 10 | 10 | Solar Photovoltaic | SUN | PV | 2016 |  |  | (OP) Operating |  | 13.9 | [6 empty] | 38.6021 | -104.6947 | 0 | 0 | #DIV/0! | 0%
| Clearview Solar I, LLC | 67935 | Clearview Solar 1 | OH | Champaign | PJM | IPP Non-CHP | CLV1 |  | 144 | 144 | 144 | Solar Photovoltaic | SUN | PV | 2024 |  |  | (OP) Operating |  | 195.74 | [6 empty] | 40.2692 | -83.9841 | 0 | 0 | #DIV/0! | 0%
| PacifiCorp | 3020 | Clearwater 1 | OR | Douglas | PACW | Electric Utility | 1 |  | 15 | 17.9 | 17.9 | Conventional Hydroelectric | WAT | HY | 1953 |  |  | (OP) Operating | [8 empty] | 43.2512 | -122.3379 | 0 | 0 | #DIV/0! | 0%
| PacifiCorp | 3021 | Clearwater 2 | OR | Douglas | PACW | Electric Utility | 1 |  | 26 | 31 | 31 | Conventional Hydroelectric | WAT | HY | 1953 |  |  | (OP) Operating | [8 empty] | 43.2669 | -122.4098 | 0 | 0 | #DIV/0! | 0%
| Orlando Utilities Comm | 55318 | Indian River | FL | Brevard | FMPP | Electric Utility | 1 |  | 609 | 576.4 | 585 | Natural Gas Steam Turbine | NG | ST | 1966 |  |  | (OS) Out of service and NOT expected to return to service in next calendar year | [8 empty] | 28.4932 | -80.7802 | 0 | 0 | #DIV/0! | 0%
| Northlake Energy | 54995 | Indiana Harbor E 5 AC Station | IN | Lake | MISO | Industrial CHP | 17TG |  | 90 | 90 | 90 | Other Gases | BFG | ST | 1996 |  |  | (OP) Operating | [8 empty] | 41.6844 | -87.4214 | 0 | 0 | #DIV/0! | 0%
| Cleveland Cliffs | 10397 | Indiana Harbor West | IN | Lake | MISO | Industrial CHP | GEN7 |  | 127 | 68 | 74 | Natural Gas Steam Turbine | NG | ST | 1974 |  |  | (OS) Out of service and NOT expected to return to service in next calendar year | [8 empty] | 41.6638 | -87.4523 | 0 | 0 | #DIV/0! | 0%
| Clearwater Wind East, LLC | 66183 | Clearwater Wind East | MT | Custer | NWMT | Electric Utility | CWE |  | 207.9 | 207.9 | 207.9 | Onshore Wind Turbine | WND | WT | 2024 |  |  | (OP) Operating | [8 empty] | 46.7896 | -106.0021 | 0 | 0 | #DIV/0! | 0%
| Clearwater Energy Resources LLC | 65577 | Clearwater Wind I | MT | Rosebud | PSEI | IPP Non-CHP | CW1 |  | 365.5 | 365.5 | 365.5 | Onshore Wind Turbine | WND | WT | 2022 |  |  | (OP) Operating | [8 empty] | 46.8177 | -106.3789 | 0 | 0 | #DIV/0! | 0%
| Clearwater Wind II, LLC | 66184 | Clearwater Wind II | MT | Rosebud | NWMT | IPP Non-CHP | CW2 |  | 102.8 | 102.8 | 102.8 | Onshore Wind Turbine | WND | WT | 2023 |  |  | (OP) Operating | [8 empty] | 46.8188 | -106.1946 | 0 | 0 | #DIV/0! | 0%
| Clearwater Wind III, LLC | 66811 | Clearwater Wind III | MT | Rosebud | AVA | IPP Non-CHP | CW3 |  | 100 | 100 | 100 | Onshore Wind Turbine | WND | WT | 2024 |  |  | (OP) Operating | [8 empty] | 46.8188 | -106.1946 | 0 | 0 | #DIV/0! | 0%
| Indiana University of Penn | 10129 | Indiana University of Pennsylvania | PA | Indiana | PJM | Commercial CHP | GEN1 |  | 24.4 | 24 | 24 | Natural Gas Internal Combustion Engine | NG | IC | 1988 |  |  | (OP) Operating | [8 empty] | 40.6144 | -79.1594 | 0 | 0 | #DIV/0! | 0%
| Eagle Creek Renewable Energy, LLC | 10276 | Clement Dam Hydro LLC | NH | Belknap | ISNE | IPP Non-CHP | 0049 |  | 2.4 | 2.3 | 2.3 | Conventional Hydroelectric | WAT | HY | 1984 |  |  | (OP) Operating | [8 empty] | 43.4405 | -71.596 | 0 | 0 | #DIV/0! | 0%
| RPNY Solar 4, LLC | 67407 | Clemons Road Solar | NY | Onondaga | ISNE | IPP Non-CHP | CLEM |  | 2.8 | 2.8 | 2.8 | Solar Photovoltaic | SUN | PV | 2024 |  |  | (OP) Operating |  | 3.46 | [6 empty] | 43.063 | -76.011 | 0 | 0 | #DIV/0! | 0%
| Clendenin A Community Solar, LLC | 64464 | Clendenin A Community Solar, LLC CSG | IL | Williamson | MISO | IPP Non-CHP | CLEN |  | 2 | 2 | 2 | Solar Photovoltaic | SUN | PV | 2021 |  |  | (OP) Operating |  | 2.9 | [6 empty] | 37.8292 | -89.0115 | 0 | 0 | #DIV/0! | 0%
| American Mun Power-Ohio, Inc | 7774 | Cleveland Peaking | OH | Cuyahoga | PJM | Electric Utility | 1 |  | 10.8 | 10.8 | 10.8 | Petroleum Liquids | DFO | IC | 2000 |  |  | (OP) Operating | [8 empty] | 41.5567 | -81.5882 | 0 | 0 | #DIV/0! | 0%
| Corix Cleveland Thermal Generating LP | 61838 | Cleveland Thermal | OH | Cuyahoga | PJM | Commercial CHP | ST1 |  | 1 | 1 | 1 | Natural Gas Steam Turbine | NG | ST | 2017 |  |  | (OP) Operating | [8 empty] | 41.5094 | -81.6823 | 0 | 0 | #DIV/0! | 0%
| Indianola Municipal Utilities | 1150 | Indianola | IA | Warren | MISO | Electric Utility | 7 |  | 40.9 | 42.2 | 47 | Petroleum Liquids | DFO | GT | 1988.5 |  |  | (OP) Operating | [8 empty] | 41.3595 | -93.5633 | 0 | 0 | #DIV/0! | 0%
| Clevelandcliffs Warren | 54207 | Clevelandcliffs Warren | OH | Trumbull | PJM | Industrial CHP | GEN1 |  | 13 | 12.1 | 12.2 | Other Gases | OG | ST | 1957.5 |  |  | (OS) Out of service and NOT expected to return to service in next calendar year | [8 empty] | 41.2119 | -80.8176 | 0 | 0 | #DIV/0! | 0%
| Alaska Electric Light & Power Co. | 59793 | Industrial Plant | AK | Juneau |  | Electric Utility | 15 |  | 41.7 | 23.5 | 23.5 | Petroleum Liquids | DFO | GT | 2016 |  |  | (OP) Operating | [8 empty] | 58.3676 | -134.608 | 0 | 0 | #DIV/0! | 0%
| Ingleside Cogeneration LP | 55313 | Ingleside Cogeneration | TX | San Patricio | ERCO | Industrial CHP | CTG1 | CC1 | 517 | 460 | 508 | Natural Gas Fired Combined Cycle | NG | CT | 1999 |  |  | (OP) Operating | [8 empty] | 27.8828 | -97.2428 | 0 | 0 | #DIV/0! | 0%
| Clif Bar Bakery of Twin Falls, LLC | 62151 | Clif Bar Bakery of Twin Falls | ID | Twin Falls | IPCO | Industrial Non-CHP | PV1 |  | 2 | 2 | 2 | Solar Photovoltaic | SUN | PV | 2019 |  |  | (OP) Operating |  | 2 | [6 empty] | 42.541 | -114.4125 | 0 | 0 | #DIV/0! | 0%
| Ingredion Inc - Illinois | 54556 | Ingredion Incorporated | IL | Cook | PJM | Industrial CHP | TG03 |  | 54.6 | 51 | 52 | Natural Gas Fired Combustion Turbine | NG | GT | 1993.5 |  |  | (SB) Standby/Backup: available for service but not normally used | [8 empty] | 41.7775 | -87.8233 | 0 | 8986492.95 | #DIV/0! | 0%
| Converse Energy Inc | 52049 | Clifton Dam 3 Power Station | SC | Spartanburg | DUK | IPP Non-CHP | 1H |  | 1.2 | 1.2 | 1.2 | Conventional Hydroelectric | WAT | HY | 1986 |  |  | (OP) Operating | [8 empty] | 34.9953 | -81.8344 | 0 | 0 | #DIV/0! | 0%
| Nautilus Solar Solutions | 64680 | Clifton Park Solar 1, LLC | NY | Saratoga | NYIS | IPP Non-CHP | CP1 |  | 5 | 5 | 5 | Solar Photovoltaic | SUN | PV | 2020 |  |  | (OP) Operating |  | 7.5 | [6 empty] | 42.839 | -73.8347 | 0 | 0 | #DIV/0! | 0%
| Nautilus Solar Solutions | 64681 | Clifton Park Solar 2, LLC | NY | Saratoga | NYIS | IPP Non-CHP | CP2 |  | 2 | 2 | 2 | Solar Photovoltaic | SUN | PV | 2020 |  |  | (OP) Operating |  | 2.9 | [6 empty] | 42.8404 | -73.8355 | 0 | 0 | #DIV/0! | 0%
| Inland Paperboard - Rome Mill | 10426 | Inland Paperboard Packaging Rome | GA | Floyd | SOCO | Industrial CHP | GEN2 |  | 70.4 | 61 | 60 | Wood/Wood Waste Biomass | BLQ | ST | 1964.5 |  |  | (OS) Out of service and NOT expected to return to service in next calendar year | [8 empty] | 34.2528 | -85.3275 | 0 | 0 | #DIV/0! | 0%
| Wabash Valley Power Assn, Inc | 59635 | Clinton LFGTE | IL | Dewitt | MISO | Electric Utility | 1 |  | 3.2 | 3.2 | 3.2 | Landfill Gas | LFG | IC | 2006 |  |  | (OP) Operating | [8 empty] | 40.1208 | -88.9611 | 0 | 0 | #DIV/0! | 0%
| Cline Solar, LLC | 59929 | Cline Solar Farm, LLC | NC | Burke | DUK | IPP Non-CHP | NB007 |  | 5 | 4.9 | 4.9 | Solar Photovoltaic | SUN | PV | 2017 |  |  | (OP) Operating |  | 6.9 | [6 empty] | 35.72 | -81.417 | 0 | 0 | #DIV/0! | 0%
| Pattern Operators LP | 64054 | Clines Corners Wind Farm LLC | NM | Torrance | PNM | IPP Non-CHP | 1 |  | 325 | 325 | 325 | Onshore Wind Turbine | WND | WT | 2021 |  |  | (OP) Operating | [8 empty] | 34.3565 | -105.4368 | 0 | 0 | #DIV/0! | 0%
| Valcour Operating Services, LLC | 56618 | Clinton | NY | Clinton | NYIS | IPP Non-CHP | 1 |  | 100.5 | 100.5 | 100.5 | Onshore Wind Turbine | WND | WT | 2008 |  |  | (OP) Operating | [8 empty] | 44.8914 | -74.0061 | 0 | 0 | #DIV/0! | 0%
| Clinton Battery Utility, LLC | 60297 | Clinton Battery | OH | Clinton | PJM | IPP Non-CHP | 1 |  | 10 | 5 | 5 | Batteries | MWH | BA | 2016 | 10 | 2026 | (OP) Operating | 4.1 | [7 empty] | 39.2959 | -83.9608 | 0 | 0 | #DIV/0! | 0%
| Gibson County Generation LLC | 56986 | Clinton LFGTE Facility | NY | Clinton | NYIS | IPP Non-CHP | GEN1 |  | 6.4 | 6.4 | 6.4 | Landfill Gas | LFG | IC | 2008.25 |  |  | (OP) Operating | [8 empty] | 44.6917 | -73.5944 | 0 | 0 | #DIV/0! | 0%
| International Paper Co. - New Bern Mill | 50188 | International Paper Co. - New Bern Mill | NC | Craven | CPLE | Industrial CHP | TG2 |  | 38.1 | 29 | 33 | Wood/Wood Waste Biomass | BLQ | ST | 2014 |  |  | (OP) Operating | [8 empty] | 35.212 | -77.1144 | 0 | 0 | #DIV/0! | 0%
| Constellation Nuclear | 204 | Clinton Power Station | IL | DeWitt | MISO | IPP Non-CHP | 1 |  | 1138.3 | 1078.9 | 1107.1 | Nuclear | NUC | ST | 1987 |  |  | (OP) Operating | [8 empty] | 40.1719 | -88.8339 | 0 | 0 | #DIV/0! | 0%
| Ecos Energy LLC | 65152 | Clinton Solar | CT | New London | ISNE | IPP Non-CHP | CLINT |  | 1 | 1 | 1 | Solar Photovoltaic | SUN | PV | 2021 |  |  | (OP) Operating |  | 1.2 | [6 empty] | 41.5825 | -71.9018 | 0 | 0 | #DIV/0! | 0%
| Clinton Solar 4 LLC | 63945 | Clinton Solar 4 LLC CSG | IL | Clinton | MISO | IPP Non-CHP | CLIN |  | 2 | 2 | 2 | Solar Photovoltaic | SUN | PV | 2020 |  |  | (OP) Operating |  | 2.9 | [6 empty] | 38.5959 | -89.2751 | 0 | 0 | #DIV/0! | 0%
| Dominion Renewable Energy | 59213 | Clipperton Holdings LLC | NC | Sampson | CPLE | IPP Non-CHP | PV1 |  | 5 | 5 | 5 | Solar Photovoltaic | SUN | PV | 2017 |  |  | (OP) Operating |  | 6.5 | [6 empty] | 34.9669 | -78.3544 | 0 | 0 | #DIV/0! | 0%
| Cloud County Windfarm, LLC | 56784 | Cloud County Wind Farm | KS | Cloud | SWPP | IPP Non-CHP | 1 |  | 201 | 201 | 201 | Onshore Wind Turbine | WND | WT | 2008 |  |  | (OP) Operating | [8 empty] | 39.4375 | -97.6644 | 0 | 0 | #DIV/0! | 0%
| Clovelly Solar, LLC | 66711 | Clovelly Solar | NC | Harnett | CPLE | IPP Non-CHP | CLOVY |  | 5 | 5 | 5 | Solar Photovoltaic | SUN | PV | 2021 |  |  | (OP) Operating |  | 6.9 | [6 empty] | 35.4169 | -78.7733 | 0 | 0 | #DIV/0! | 0%
| AEP Onsite Partners, LLC | 64157 | Clyde Peaking Engine | OH | Sandusky | PJM | IPP Non-CHP | CPG |  | 10 | 10 | 10 | Natural Gas Internal Combustion Engine | NG | IC | 2020 |  |  | (OP) Operating | [8 empty] | 41.2933 | -82.9653 | 0 | 0 | #DIV/0! | 0%
| AES Distributed Energy | 63061 | Clover Creek Solar Community Solar | UT | Juab | PACE | IPP Non-CHP | CLVR |  | 80 | 80 | 80 | Solar Photovoltaic | SUN | PV | 2021 |  |  | (OP) Operating |  | 107.3 | [6 empty] | 39.8407 | -111.8877 | 0 | 0 | #DIV/0! | 0%
| Adapture Renewables, Inc. | 60813 | Cloverdale Solar Center | CA | Sonoma | CISO | IPP Non-CHP | ECA02 |  | 1 | 1 | 1 | Solar Photovoltaic | SUN | PV | 2019 |  |  | (OP) Operating |  | 1.3 | [6 empty] | 38.7696 | -123.0207 | 0 | 0 | #DIV/0! | 0%
| Altus Power America Management, LLC | 58949 | Cloverdale Solar I | CA | Sonoma | CISO | IPP Non-CHP | TBD |  | 1.5 | 1.5 | 1.5 | Solar Photovoltaic | SUN | PV | 2014 |  |  | (OP) Operating |  | 1.7 | [6 empty] | 38.7731 | -123.0178 | 0 | 0 | #DIV/0! | 0%
| Tesla Inc. | 66469 | Clovis East High School | CA | Fresno | CISO | IPP Non-CHP | PV1 |  | 1 | 1 | 1 | Solar Photovoltaic | SUN | PV | 2018 |  |  | (OP) Operating |  | 1.1 | [6 empty] | 36.7997 | -119.6406 | 0 | 0 | #DIV/0! | 0%
| Tesla Inc. | 66468 | Clovis High School | CA | Fresno | CISO | IPP Non-CHP | PV1 |  | 1 | 1 | 1 | Solar Photovoltaic | SUN | PV | 2018 |  |  | (OP) Operating |  | 1.1 | [6 empty] | 36.8171 | -119.6819 | 0 | 0 | #DIV/0! | 0%
| Tesla Inc. | 66470 | Clovis North High School | CA | Fresno | CISO | IPP Non-CHP | PV1 |  | 1 | 1 | 1 | Solar Photovoltaic | SUN | PV | 2017 |  |  | (OP) Operating |  | 1.1 | [6 empty] | 36.8901 | -119.7367 | 0 | 0 | #DIV/0! | 0%
| BCD Project Holdings 1, LLC | 64709 | CL-Viaduct LLC | PA | Clearfield | PJM | IPP Non-CHP | GSF01 |  | 20 | 20 | 20 | Solar Photovoltaic | SUN | PV | 2023 |  |  | (OP) Operating |  | 24.6 | [6 empty] | 41.0502 | -78.6519 | 0 | 0 | #DIV/0! | 0%
| International Paper | 52152 | International Paper Franklin Mill | VA | Isle of Wight | PJM | Industrial CHP | GE10 |  | 82.5 | 74.1 | 95.6 | Natural Gas Fired Combustion Turbine | NG | GT | 1987 |  |  | (OP) Operating | [8 empty] | 36.6803 | -76.9128 | 0 | 0 | #DIV/0! | 0%
| AEP Onsite Partners, LLC | 60923 | Clyde Solar Array | OH | Sandusky | PJM | IPP Non-CHP | PV1 |  | 2.8 | 2.8 | 0.7 | Solar Photovoltaic | SUN | PV | 2016 |  |  | (OP) Operating |  | 3.7 | [6 empty] | 41.3194 | -82.9843 | 0 | 0 | #DIV/0! | 0%
| Consolidated Edison Development Inc. | 56944 | CM10 | NV | Clark | CISO | IPP Non-CHP | PV01 |  | 10 | 10 | 10 | Solar Photovoltaic | SUN | PV | 2008 |  |  | (OP) Operating |  | 12.4 | [6 empty] | 35.7881 | -114.9933 | 0 | 0 | #DIV/0! | 0%
| Consolidated Edison Development Inc. | 57205 | CM48 | NV | Clark | CISO | IPP Non-CHP | PV02 |  | 48 | 48 | 48 | Solar Photovoltaic | SUN | PV | 2010 |  |  | (OP) Operating |  | 10.1 | [6 empty] | 35.7814 | -114.9933 | 0 | 0 | #DIV/0! | 0%
| Tesla Inc. | 60225 | CMEEC - Bozrah | CT | New London | ISNE | IPP Non-CHP | PV1 |  | 2.5 | 2.5 | 2.5 | Solar Photovoltaic | SUN | PV | 2016 |  |  | (OP) Operating |  | 3.2 | [6 empty] | 41.5706 | -72.1586 | 0 | 0 | #DIV/0! | 0%
| Tesla Inc. | 60608 | CMEEC - Navy NE Trident | CT | New London | ISNE | IPP Non-CHP | PV1 |  | 1 | 1 | 1 | Solar Photovoltaic | SUN | PV | 2017 |  |  | (OP) Operating |  | 1.4 | [6 empty] | 41.3955 | -72.0792 | 0 | 0 | #DIV/0! | 0%
| Tesla Inc. | 60609 | CMEEC - Norwich Stott St Solar Hybrid | CT | New London | ISNE | IPP Non-CHP | BA1 |  | 4.3 | 4.3 | 4.3 | Batteries | MWH | BA | 2016 |  |  | (OP) Operating | 3 | [7 empty] | 41.5769 | -72.1046 | 0 | 0 | #DIV/0! | 0%
| Tesla Inc. | 60607 | CMEEC - Polaris Park Solar Hybrid | CT | New London | ISNE | IPP Non-CHP | BA1 |  | 4.3 | 4.3 | 4.3 | Batteries | MWH | BA | 2017 |  |  | (OP) Operating | 3.3 | [7 empty] | 41.3813 | -72.0769 | 0 | 0 | #DIV/0! | 0%
| Tesla Inc. | 60605 | CMEEC - Rogers Rd Solar | CT | New London | ISNE | IPP Non-CHP | PV1 |  | 1.3 | 1.3 | 1.3 | Solar Photovoltaic | SUN | PV | 2017 |  |  | (OP) Operating |  | 1.5 | [6 empty] | 41.5383 | -72.1225 | 0 | 0 | #DIV/0! | 0%
| RREF IV-P CP III Marietta Street LLC | 54323 | CNN Center | GA | Fulton | SOCO | Commercial Non-CHP | D4_1 |  | 13 | 12.8 | 13 | Petroleum Liquids | DFO | IC | 1999.7143 |  |  | (SB) Standby/Backup: available for service but not normally used | [8 empty] | 33.7592 | -84.395 | 0 | 0 | #DIV/0! | 0%
| CMR Solar, LLC | 62486 | CMR Solar LLC | NY | Orange | NYIS | IPP Non-CHP | CMRSL |  | 2 | 2 | 2 | Solar Photovoltaic | SUN | PV | 2019 |  |  | (OP) Operating |  | 2.8 | [6 empty] | 41.5618 | -74.3459 | 0 | 0 | #DIV/0! | 0%
| Today's Power, Inc. | 68692 | CMS-Coldwater | KS | Comanche | SWPP | Electric Utility | CMSCW |  | 2 | 2 | 2 | Solar Photovoltaic | SUN | PV | 2022 |  |  | (OP) Operating |  | 2.8 | [6 empty] | 37.2814 | -99.3644 | 0 | 0 | #DIV/0! | 0%
| Luminace Solar Maryland II, LLC | 59842 | CNE at Cambridge MD | MD | Dorchester | PJM | IPP Non-CHP | PV1 |  | 3.2 | 3.2 | 3.2 | Solar Photovoltaic | SUN | PV | 2015 |  |  | (OP) Operating |  | 4.3 | [6 empty] | 38.5158 | -76.0192 | 0 | 0 | #DIV/0! | 0%
| Exus New Mexico | 62191 | CNMEC Solar Energy Center | NM | Torrance | PNM | IPP Non-CHP | CNMEC |  | 2 | 2 | 2 | Solar Photovoltaic | SUN | PV | 2018 |  |  | (OP) Operating |  | 2.6 | [6 empty] | 34.7832 | -106.0511 | 0 | 0 | #DIV/0! | 0%
| International Paper Co-GT Mill | 54087 | International Paper Georgetown Mill | SC | Georgetown | SC | Industrial CHP | GEN1 |  | 95.6 | 90.4 | 91.4 | Wood/Wood Waste Biomass | BLQ | ST | 1978 |  |  | (OP) Operating | [8 empty] | 33.3602 | -79.3026 | 0 | 0 | #DIV/0! | 0%
| Standard Solar | 63278 | CO LI CSG 1 - Kamerra | CO | Adams | PSCO | IPP Non-CHP | X0056 |  | 1.5 | 1.5 | 1.5 | Solar Photovoltaic | SUN | PV | 2019 |  |  | (OP) Operating |  | 2 | [6 empty] | 39.7849 | -104.5834 | 0 | 0 | #DIV/0! | 0%
| International Paper Co-Pensacola | 50250 | International Paper Pensacola | FL | Escambia | SOCO | Industrial CHP | GEN1 |  | 82.8 | 76 | 76 | Wood/Wood Waste Biomass | BLQ | ST | 1981 |  |  | (OP) Operating | [8 empty] | 30.5966 | -87.3264 | 0 | 0 | #DIV/0! | 0%
| Terra-Gen Operating Co-Wind | 64323 | Coachella Hills Wind | CA | Riverside | CISO | IPP Non-CHP | CHW |  | 61.2 | 61.2 | 61.2 | Onshore Wind Turbine | WND | WT | 2021 |  |  | (OP) Operating | [8 empty] | 33.9077 | -116.5797 | 0 | 0 | #DIV/0! | 0%
| Chevron USA Inc | 52086 | Coalinga 25D Cogen | CA | Fresno | CISO | Industrial CHP | TG1 |  | 13.6 | 10.8 | 11.6 | Natural Gas Fired Combustion Turbine | NG | GT | 1986.5 |  |  | (OP) Operating | [8 empty] | 36.1556 | -120.3972 | 0 | 0 | #DIV/0! | 0%
| Chevron USA Inc | 52083 | Coalinga 6C Cogen | CA | Fresno | CISO | Industrial CHP | TG1 |  | 6.8 | 5.4 | 5.8 | Natural Gas Fired Combustion Turbine | NG | GT | 1989 |  |  | (OS) Out of service and NOT expected to return to service in next calendar year | [8 empty] | 36.2097 | -120.3828 | 0 | 0 | #DIV/0! | 0%
| International Paper Co. | 54752 | International Paper Pine Hill Mill | AL | Wilcox | SOCO | Industrial CHP | NO1 |  | 77.4 | 74.8 | 75.1 | Wood/Wood Waste Biomass | WDS | ST | 1975 |  |  | (OP) Operating | [8 empty] | 31.9698 | -87.4806 | 0 | 0 | #DIV/0! | 0%
| Aera Energy LLC-Coalinga | 50750 | Coalinga Cogeneration Facility | CA | Fresno | CISO | Industrial CHP | GEN1 |  | 6.8 | 6.4 | 6.6 | Natural Gas Fired Combustion Turbine | NG | GT | 1988 |  |  | (OP) Operating | [8 empty] | 36.1703 | -120.3641 | 0 | 0 | #DIV/0! | 0%
| Petra Engineering | 59439 | COC Surry LFG, LLC | NC | Surry | DUK | IPP Non-CHP | UNIT1 |  | 1.6 | 1.5 | 1.5 | Landfill Gas | LFG | IC | 2013 |  |  | (OP) Operating | [8 empty] | 36.4386 | -80.5683 | 0 | 0 | #DIV/0! | 0%
| Coastal Community Action Program | 57756 | Coastal Energy Project | WA | Grays Harbor | BPAT | IPP Non-CHP | 1 |  | 6 | 6 | 6 | Onshore Wind Turbine | WND | WT | 2010 |  |  | (OP) Operating | [8 empty] | 46.7936 | -124.0654 | 0 | 0 | #DIV/0! | 0%
| Virginia Electric & Power Co | 59693 | Coastal Virginia Offshore Wind (CVOW) Pi | VA | Virginia Beach | PJM | Electric Utility | OSW1 |  | 12 | 12 | 12 | Offshore Wind Turbine | WND | WS | 2021 |  |  | (OP) Operating | [8 empty] | 36.8916 | -75.4916 | 0 | 0 | #DIV/0! | 0%
| Cypress Creek Renewables | 59937 | Coats Solar Farm, LLC | NC | Harnett | DUK | IPP Non-CHP | NB006 |  | 5 | 4.9 | 4.9 | Solar Photovoltaic | SUN | PV | 2016 |  |  | (OP) Operating |  | 7 | [6 empty] | 35.4145 | -78.6906 | 0 | 0 | #DIV/0! | 0%
| City of Holyoke Gas and Electric Dept. | 1630 | Cobble Mountain | MA | Hampden | ISNE | Electric Utility | 1 |  | 33 | 32.6 | 32.9 | Conventional Hydroelectric | WAT | HY | 1930 |  |  | (OP) Operating | [8 empty] | 42.1171 | -72.8647 | 0 | 0 | #DIV/0! | 0%
| International Paper Co | 52140 | International Paper Prattville Mill | AL | Autauga | SOCO | Industrial CHP | GEN1 |  | 89.8 | 85 | 86 | Wood/Wood Waste Biomass | BLQ | ST | 1973.5 |  |  | (OP) Operating | [8 empty] | 32.4187 | -86.4718 | 0 | 0 | #DIV/0! | 0%
| NorthWestern Energy (MT Hydro) | 2182 | Cochrane | MT | Cascade | NWMT | Electric Utility | COC1 |  | 60.4 | 63 | 63 | Conventional Hydroelectric | WAT | HY | 1958 |  |  | (OP) Operating | [8 empty] | 47.5375 | -111.195 | 0 | 0 | #DIV/0! | 0%
| Portland General Electric Co | 67698 | Coffee Creek BESS | OR | Washington | PGE | Electric Utility | CCRK1 |  | 17 | 17 | 17 | Batteries | MWH | BA | 2024 |  |  | (OP) Operating | 34 | [7 empty] | 45.3417 | -122.7815 | 0 | 0 | #DIV/0! | 0%
| Vistra Corp | 68147 | Coffeen Solar BESS | IL | Montgomery | MISO | IPP Non-CHP | 1 |  | 46.2 | 46.2 | 46.2 | Solar Photovoltaic | SUN | PV | 2024 |  |  | (OP) Operating |  | 61 | [6 empty] | 39.069 | -89.3934 | 0 | 0 | #DIV/0! | 0%
| Pacific Northwest Generating Coop | 7725 | Coffin Butte | OR | Benton | BPAT | Electric Utility | 1 |  | 5.6 | 5.6 | 5.6 | Landfill Gas | LFG | IC | 1999.8 |  |  | (OP) Operating | [8 empty] | 44.6969 | -123.2234 | 0 | 0 | #DIV/0! | 0%
| Co-Gen II | 50993 | Co-Gen II LLC | OR | Douglas | PACW | IPP CHP | GEN1 |  | 7.5 | 7.8 | 7.3 | Wood/Wood Waste Biomass | WDS | ST | 1987 |  |  | (SB) Standby/Backup: available for service but not normally used | [8 empty] | 42.9611 | -123.3591 | 0 | 0 | #DIV/0! | 0%
| Co-Generation Co | 50921 | Co-Gen LLC | OR | Grant | BPAT | IPP CHP | GEN1 |  | 7.5 | 7.5 | 7.5 | Wood/Wood Waste Biomass | WDS | ST | 1986 |  |  | (SB) Standby/Backup: available for service but not normally used | [8 empty] | 44.4587 | -118.7206 | 0 | 0 | #DIV/0! | 0%
| University of Arizona | 56229 | Cogeneration 1 | AZ | Pima | TEPC | Commercial CHP | CT1 |  | 9 | 8.3 | 6.6 | Natural Gas Fired Combined Cycle | NG | CS | 2002 |  |  | (OP) Operating | [8 empty] | 32.2299 | -110.9528 | 0 | 0 | #DIV/0! | 0%
| University of Arizona | 59233 | Cogeneration 2 | AZ | Pima | TEPC | Commercial CHP | CT2 |  | 5.5 | 5 | 5 | Natural Gas Fired Combined Cycle | NG | CS | 2002 |  |  | (OP) Operating | [8 empty] | 32.2408 | -110.9483 | 0 | 0 | #DIV/0! | 0%
| Coggon Municipal Light Plant | 1132 | Coggon | IA | Linn | MISO | Electric Utility | IC5 |  | 2 | 1.8 | 1.8 | Petroleum Liquids | DFO | IC | 2003 |  |  | (OP) Operating | [8 empty] | 42.2808 | -91.5327 | 0 | 0 | #DIV/0! | 0%
| Terraform Arcadia | 58832 | Cogenra - TEP | AZ | Pima | TEPC | IPP Non-CHP | CTEP |  | 1 | 1 | 1 | Solar Photovoltaic | SUN | PV | 2014 |  |  | (OP) Operating |  | 1 | [6 empty] | 32.1019 | -110.8133 | 0 | 0 | #DIV/0! | 0%
| Red River Mill Intl Paper Company | 58108 | International Paper Red River Mill | LA | Natchitoches | MISO | Industrial CHP | 3 T-G |  | 78.8 | 55 | 62 | Wood/Wood Waste Biomass | BLQ | ST | 2008 |  |  | (OP) Operating | [8 empty] | 31.9058 | -93.1725 | 0 | 0 | #DIV/0! | 0%
| CD US Solar MT1 LLC | 58790 | Cohalan | NY | Suffolk | NYIS | IPP Non-CHP | CLN1 |  | 4 | 4 | 4 | Solar Photovoltaic | SUN | PV | 2012 |  |  | (OP) Operating |  | 2.8 | [6 empty] | 40.7625 | -73.1944 | 0 | 0 | #DIV/0! | 0%
| 38 Degrees North, LLC | 63573 | Cohasse Solar, LLC CSG | MA | Worcester | ISNE | IPP Non-CHP | COHAS |  | 1 | 1 | 1 | Solar Photovoltaic | SUN | PV | 2017 |  |  | (OP) Operating |  | 1.2 | [6 empty] | 42.056 | -72.045 | 0 | 0 | #DIV/0! | 0%
| Cypress Creek Renewables | 60146 | Cohen Farm Solar, LLC | NC | Lee | DUK | IPP Non-CHP | FLS1 |  | 4.9 | 6.5 | 6.5 | Solar Photovoltaic | SUN | PV | 2016 |  |  | (OP) Operating |  | 7 | [6 empty] | 35.5572 | -79.1958 | 0 | 0 | #DIV/0! | 0%
| Evergreen Wind, LLC | 56634 | Cohocton Wind Project | NY | Steuben | NYIS | IPP Non-CHP | 1 |  | 87.5 | 87.5 | 87.5 | Onshore Wind Turbine | WND | WT | 2009 |  |  | (OP) Operating | [8 empty] | 42.45 | -77.52 | 0 | 0 | #DIV/0! | 0%
| International Paper Co-Riegelwood | 54656 | International Paper Riegelwood Mill | NC | Columbus | CPLE | Industrial CHP | NO3 |  | 84 | 84.5 | 80.7 | Wood/Wood Waste Biomass | BLQ | ST | 2000 |  |  | (OP) Operating | [8 empty] | 34.3533 | -78.2137 | 0 | 0 | #DIV/0! | 0%
| Cokato Holdco LLC | 64506 | Cokato CSG | MN | Wright | MISO | IPP Non-CHP | COK |  | 4 | 4 | 4 | Solar Photovoltaic | SUN | PV | 2021 |  |  | (OP) Operating |  | 5 | [6 empty] | 45.0872 | -94.2156 | 0 | 0 | #DIV/0! | 0%
| Big Sky Wind, LLC | 59068 | Colbeck's Corner, LLC | TX | Carson | ERCO | IPP Non-CHP | GVII |  | 200 | 200 | 200 | Onshore Wind Turbine | WND | WT | 2016 |  |  | (OP) Operating | [8 empty] | 35.2542 | -101.1866 | 0 | 0 | #DIV/0! | 0%
| Midwest Energy Inc - (KS) | 1225 | Colby | KS | Thomas | SWPP | Electric Utility | GT1 |  | 16 | 13 | 13 | Natural Gas Fired Combustion Turbine | NG | GT | 1970 |  |  | (OP) Operating | [8 empty] | 39.403 | -101.0382 | 0 | 0 | #DIV/0! | 0%
| International Paper Co-Riverdl | 54096 | International Paper Riverdale Mill | AL | Dallas | SOCO | Industrial CHP | GEN1 |  | 104.2 | 104.2 | 104.2 | Natural Gas Steam Turbine | NG | ST | 1985 |  |  | (OP) Operating | [8 empty] | 32.426 | -86.8709 | 0 | 0 | #DIV/0! | 0%
| Green Mountain Power Corp | 3735 | Colchester 16 | VT | Chittenden | ISNE | Electric Utility | GT1 |  | 18 | 8.7 | 13.9 | Petroleum Liquids | DFO | GT | 1965 |  |  | (OP) Operating | [8 empty] | 44.4906 | -73.1703 | 0 | 0 | #DIV/0! | 0%
| Toro Energy of California SLO | 58379 | Cold Canyon 1 | CA | San Luis Obispo | CISO | IPP Non-CHP | W3998 |  | 1.5 | 1.5 | 1.5 | Landfill Gas | LFG | IC | 2013 |  |  | (OP) Operating | [8 empty] | 35.1867 | -120.5994 | 0 | 0 | #DIV/0! | 0%
| Coldwater Board of Public Util | 59467 | Coldwater Peaking Plant | MI | Branch | MISO | Electric Utility | GEN1 |  | 12.9 | 12.9 | 12.9 | Natural Gas Internal Combustion Engine | NG | IC | 2015 |  |  | (OP) Operating | [8 empty] | 41.9194 | -85.0242 | 0 | 0 | #DIV/0! | 0%
| AEP Onsite Partners, LLC | 60912 | Cold River Road Solar | VT | Rutland | ISNE | IPP Non-CHP | PV1 |  | 2.3 | 2.3 | 2.3 | Solar Photovoltaic | SUN | PV | 2016 |  |  | (OP) Operating |  | 3.2 | [6 empty] | 43.5857 | -72.952 | 0 | 0 | #DIV/0! | 0%
| Mountain Air Projects, LLC | 57431 | Cold Springs Windfarm | ID | Elmore | IPCO | IPP Non-CHP | 1 |  | 23 | 23 | 23 | Onshore Wind Turbine | WND | WT | 2012 |  |  | (OP) Operating | [8 empty] | 43.0281 | -115.4005 | 0 | 0 | #DIV/0! | 0%
| International Paper Co | 50398 | International Paper Savanna Mill | GA | Chatham | SOCO | Industrial CHP | GE10 |  | 154 | 153.9 | 154 | Wood/Wood Waste Biomass | BLQ | ST | 1989.5 |  |  | (OP) Operating | [8 empty] | 32.1004 | -81.1243 | 0 | 0 | #DIV/0! | 0%
| Coldwater Solar, LLC | 64458 | Coldwater Solar, LLC | MI | Genesee | MISO | IPP Non-CHP | FAACW |  | 2 | 2 | 2 | Solar Photovoltaic | SUN | PV | 2020 |  |  | (OP) Operating |  | 2.7 | [6 empty] | 43.0933 | -83.7771 | 0 | 0 | #DIV/0! | 0%
| Holcomb Rock Company | 56313 | Coleman Falls | VA | Bedford | PJM | Industrial Non-CHP | CGH2 |  | 1.5 | 1.5 | 1.5 | Conventional Hydroelectric | WAT | HY | 1983 |  |  | (OS) Out of service and NOT expected to return to service in next calendar year | [8 empty] | 37.5035 | -79.3006 | 0 | 0 | #DIV/0! | 0%
| Pacific Gas & Electric Co. | 227 | Coleman PH | CA | Shasta | CISO | Electric Utility | 1 |  | 12.1 | 13 | 13 | Conventional Hydroelectric | WAT | HY | 1979 |  |  | (OP) Operating | [8 empty] | 40.4046 | -122.1219 | 0 | 0 | #DIV/0! | 0%
| DTE Electric Company | 1725 | Colfax | MI | Livingston | MISO | Electric Utility | 1 |  | 13.5 | 14 | 14 | Petroleum Liquids | DFO | IC | 1969 |  |  | (OP) Operating | [8 empty] | 42.6587 | -84.0952 | 0 | 0 | #DIV/0! | 0%
| The College of New Jersey | 58165 | College of New Jersey | NJ | Mercer | PJM | Commercial CHP | COGEN |  | 6.2 | 4.2 | 5.2 | Natural Gas Internal Combustion Engine | NG | IC | 1996 |  |  | (OP) Operating | [8 empty] | 40.2694 | -74.7733 | 0 | 0 | #DIV/0! | 0%
| Yuba County Water Agency | 454 | Colgate | CA | Yuba | CISO | Electric Utility | 1 |  | 315 | 352.4 | 352.4 | Conventional Hydroelectric | WAT | HY | 1969 |  |  | (OP) Operating | [8 empty] | 39.3308 | -121.1917 | 0 | 0 | #DIV/0! | 0%
| Sunpin Holdings, LLC | 60825 | Colgreen North Shore Solar Farm | CA | Riverside | IID | IPP Non-CHP | CNS1 |  | 74.8 | 74.8 | 74.8 | Solar Photovoltaic | SUN | PV | 2018 |  |  | (OP) Operating |  | 96.8 | [6 empty] | 33.5401 | -115.9748 | 0 | 0 | #DIV/0! | 0%
| Colice Hall Solar LLC | 67172 | Colice Hall Solar | NC | Hertford | PJM | IPP Non-CHP | COLIC |  | 17 | 17 | 17 | Solar Photovoltaic | SUN | PV | 2023 |  |  | (OP) Operating |  | 26 | [6 empty] | 36.3233 | -77.0101 | 0 | 0 | #DIV/0! | 0%
| Collins Pine Co | 10661 | Collins Pine Project | CA | Plumas | CISO | Industrial CHP | GEN5 |  | 5 | 5 | 5 | Wood/Wood Waste Biomass | WDS | ST | 2021 |  |  | (OP) Operating | [8 empty] | 40.3034 | -121.2444 | 0 | 0 | #DIV/0! | 0%
| TIG Sun Energy I LLC | 58700 | Colleton Solar Farm | SC | Colleton | SC | IPP Non-CHP | CS300 |  | 2.5 | 2.5 | 2 | Solar Photovoltaic | SUN | PV | 2013 |  |  | (OP) Operating |  | 3 | [6 empty] | 32.9133 | -80.6925 | 0 | 0 | #DIV/0! | 0%
| North Carolina El Member Corp | 65248 | Collier BESS | NC | Cumberland | CPLE | Electric Utility | BAT1 |  | 2.5 | 2.5 | 2.5 | Batteries | MWH | BA | 2024 |  |  | (OP) Operating | 5 | [7 empty] | 35.2049 | -78.8903 | 0 | 0 | #DIV/0! | 0%
| Northern California Power Agny | 54555 | Collierville Powerhouse | CA | Calaveras | CISO | Electric Utility | GEN1 |  | 253 | 253 | 253 | Conventional Hydroelectric | WAT | HY | 1989 |  |  | (OP) Operating | [8 empty] | 38.1446 | -120.3805 | 0 | 0 | #DIV/0! | 0%
| Azimuth 180 Solar Electric, LLC | 67582 | Collins (NY) (CSG) | NY | Oneida | NYIS | IPP Non-CHP | COLLI |  | 5 | 5 | 5 | Solar Photovoltaic | SUN | PV | 2024 |  |  | (OP) Operating |  | 6.6 | [6 empty] | 43.27 | -75.19 | 0 | 0 | #DIV/0! | 0%
| Relevate Power Management LLC | 52166 | Collins Facility | MA | Hampden | ISNE | IPP Non-CHP | 1 |  | 1.2 | 1.6 | 1.6 | Conventional Hydroelectric | WAT | HY | 1985 |  |  | (OP) Operating | [8 empty] | 42.1569 | -72.4227 | 0 | 0 | #DIV/0! | 0%
| City of Cleveland - (OH) | 2906 | Collinwood | OH | Cuyahoga | PJM | Electric Utility | 3 |  | 16 | 16 | 18 | Petroleum Liquids | DFO | GT | 1971 |  |  | (OS) Out of service and NOT expected to return to service in next calendar year | [8 empty] | 41.5569 | -81.588 | 0 | 0 | #DIV/0! | 0%
| Collinwood BioEnergy | 58439 | Collinwood BioEnergy Facility | OH | Cuyahoga | PJM | Industrial Non-CHP | CBE01 |  | 1 | 1 | 1 | Other Waste Biomass | OBG | IC | 2011 |  |  | (OP) Operating | [8 empty] | 41.5556 | -81.5892 | 0 | 0 | #DIV/0! | 0%
| Innovative Energy Systems Inc | 56324 | Colonie LFGTE Facility | NY | Albany | NYIS | IPP Non-CHP | GEN1 |  | 6.4 | 6.4 | 6.4 | Landfill Gas | LFG | IC | 2008.5 |  |  | (OP) Operating | [8 empty] | 42.8033 | -73.7267 | 0 | 0 | #DIV/0! | 0%
| Los Angeles Department of Water & Power | 59798 | Colon PV | CA | Los Angeles | LDWP | IPP Non-CHP | W4172 |  | 1.3 | 0.9 | 1.4 | Solar Photovoltaic | SUN | PV | 2015 |  |  | (OP) Operating |  | 1.5 | [6 empty] | 33.7927 | -118.2524 | 0 | 0 | #DIV/0! | 0%
| EnterSolar | 63356 | Colonial Pipeline Allentown Chesterfield | NJ | Burlington | PJM | IPP Non-CHP | CPAC |  | 1.9 | 1.9 | 1.9 | Solar Photovoltaic | SUN | PV | 2018 |  |  | (OP) Operating |  | 2.5 | [6 empty] | 40.1523 | -74.6577 | 0 | 0 | #DIV/0! | 0%
| EnterSolar | 63357 | Colonial Pipeline Woodbury West Deptford | NJ | Gloucester | PJM | IPP Non-CHP | CPWWD |  | 3.7 | 3.7 | 3.7 | Solar Photovoltaic | SUN | PV | 2018 |  |  | (OP) Operating |  | 4.9 | [6 empty] | 39.8173 | -75.1969 | 0 | 0 | #DIV/0! | 0%
| Dominion Energy Inc. | 61985 | Colonial Trail West | VA | Surry | PJM | Electric Utility | CTWS |  | 142.4 | 142.4 | 142.4 | Solar Photovoltaic | SUN | PV | 2019 |  |  | (OP) Operating |  | 210.9 | [6 empty] | 37.1389 | -76.9022 | 0 | 0 | #DIV/0! | 0%
| Graphic Packaging International - Texarkana | 54097 | International Paper Texarkana Mill | TX | Cass | SWPP | Industrial CHP | GEN1 |  | 65 | 65 | 65 | Wood/Wood Waste Biomass | BLQ | ST | 1974.5 |  |  | (OP) Operating | [8 empty] | 33.2553 | -94.0696 | 0 | 0 | #DIV/0! | 0%
| International Paper - Valliant | 50192 | International Paper Valliant OK | OK | McCurtain | SWPP | Industrial CHP | TG1 |  | 68 | 57.8 | 57.8 | Wood/Wood Waste Biomass | BLQ | ST | 1971 |  |  | (OP) Operating | [8 empty] | 33.9961 | -95.1114 | 0 | 0 | #DIV/0! | 0%
| International Paper Co-Vicksbg | 54100 | International Paper Vicksburg Mill | MS | Warren | MISO | Industrial CHP | GEN1 |  | 50.5 | 38.5 | 38.5 | Wood/Wood Waste Biomass | BLQ | ST | 1967 |  |  | (OP) Operating | [8 empty] | 32.5292 | -90.7742 | 0 | 0 | #DIV/0! | 0%
| City of Iola - (KS) | 1291 | Iola | KS | Allen | SWPP | Electric Utility | 1 |  | 29.3 | 30.3 | 30.3 | Natural Gas Internal Combustion Engine | NG | IC | 1993.3 |  |  | (OP) Operating | [8 empty] | 37.9231 | -95.4256 | 0 | 0 | #DIV/0! | 0%
| Avangrid Power LLC | 56173 | Colorado Green Holdings LLC | CO | Prowers | PSCO | IPP Non-CHP | CG |  | 162 | 162 | 162 | Onshore Wind Turbine | WND | WT | 2003 |  |  | (OP) Operating | [8 empty] | 37.7033 | -102.6231 | 0 | 0 | #DIV/0! | 0%
| Colorado Highlands Wind LLC | 57174 | Colorado Highlands Wind | CO | Logan | WACM | IPP Non-CHP | CHW1 |  | 96.1 | 96.1 | 96.1 | Onshore Wind Turbine | WND | WT | 2012.5 |  |  | (OP) Operating | [8 empty] | 40.7569 | -102.7431 | 0 | 0 | #DIV/0! | 0%
| Iowa State University | 54201 | Iowa State University | IA | Story | MISO | Commercial CHP | GEN3 |  | 39.8 | 39.9 | 39.9 | Natural Gas Steam Turbine | NG | ST | 1984.3333 |  |  | (OP) Operating | [8 empty] | 42.0275 | -93.6394 | 0 | 0 | #DIV/0! | 0%
| International Paper Corporation - Springfield | 50191 | IP Springfield Oregon | OR | Lane | BPAT | Industrial CHP | TG1 |  | 65 | 58 | 58 | Wood/Wood Waste Biomass | BLQ | ST | 1956.75 |  |  | (OS) Out of service and NOT expected to return to service in next calendar year | [8 empty] | 44.0569 | -122.9555 | 0 | 0 | #DIV/0! | 0%
| Erie Boulevard Hydropower LP | 2551 | Colton | NY | St Lawrence | NYIS | IPP Non-CHP | 1 |  | 30 | 29.7 | 30.7 | Conventional Hydroelectric | WAT | HY | 1921.3333 |  |  | (OP) Operating | [8 empty] | 44.5839 | -74.9583 | 0 | 0 | #DIV/0! | 0%
| SP Solar 6, LLC | 61831 | Colton Solar | OR | Clackamas | PGE | IPP Non-CHP | PGRC2 |  | 2.2 | 2.2 | 2.2 | Solar Photovoltaic | SUN | PV | 2017 |  |  | (OP) Operating |  | 3.1 | [6 empty] | 45.17 | -122.473 | 0 | 0 | #DIV/0! | 0%
| Colton Solar One, LLC | 59597 | Colton Solar One, LLC | CA | San Bernardino | CISO | IPP Non-CHP | CS001 |  | 2.5 | 2.5 | 2.5 | Solar Photovoltaic | SUN | PV | 2015 |  |  | (OP) Operating |  | 3.2 | [6 empty] | 34.0933 | -117.3194 | 0 | 0 | #DIV/0! | 0%
| Colton Solar Two, LLC | 59598 | Colton Solar Two, LLC | CA | San Bernardino | CISO | IPP Non-CHP | CS002 |  | 1 | 1 | 1 | Solar Photovoltaic | SUN | PV | 2015 |  |  | (OP) Operating |  | 1.2 | [6 empty] | 34.0422 | -117.3617 | 0 | 0 | #DIV/0! | 0%
| Southwestern Electric Power Co | 56565 | J Lamar Stall Unit | LA | Caddo | SWPP | Electric Utility | 6A | CC1 | 624 | 511 | 534 | Natural Gas Fired Combined Cycle | NG | CT | 2010 |  |  | (OP) Operating | [8 empty] | 32.5195 | -93.7601 | 0 | 0 | #DIV/0! | 0%
| City of Jackson - (MO) | 2137 | Jackson (MO) | MO | Cape Girardeau | MISO | Electric Utility | 10 |  | 26.3 | 25.3 | 26.2 | Petroleum Liquids | DFO | IC | 1975.5 |  |  | (OP) Operating | [8 empty] | 37.3847 | -89.6606 | 0 | 0 | #DIV/0! | 0%
| Westbound Solar LLC | 62879 | Columbia Bryson | GA | Columbia | SOCO | IPP Non-CHP | COBRY |  | 1.4 | 1.4 | 1.4 | Solar Photovoltaic | SUN | PV | 2018 |  |  | (OP) Operating |  | 1.8 | [6 empty] | 33.4299 | -82.196 | 0 | 0 | #DIV/0! | 0%
| City of Columbia SC | 3283 | Columbia Canal Hydro | SC | Richland | SCEG | Electric Utility | 1 |  | 10.6 | 9.9 | 9.9 | Conventional Hydroelectric | WAT | HY | 1935.4286 |  |  | (OS) Out of service and NOT expected to return to service in next calendar year | [8 empty] | 33.9972 | -81.0494 | 0 | 0 | #DIV/0! | 0%
| Indiana Municipal Power Agency | 62769 | Columbia City Solar Park | IN | Whitley | MISO | Electric Utility | SCOLU |  | 4.3 | 4.3 | 3.5 | Solar Photovoltaic | SUN | PV | 2021 |  |  | (OP) Operating |  | 5.8 | [6 empty] | 41.1755 | -85.5053 | 0 | 0 | #DIV/0! | 0%
| FRP Columbia County Solar, LLC | 67206 | Columbia County Solar | FL | Columbia | FPC | IPP Non-CHP | COLS |  | 74.5 | 74.5 | 74.5 | Solar Photovoltaic | SUN | PV | 2024 |  |  | (OP) Operating |  | 108.14 | [6 empty] | 29.8824 | -82.7343 | 0 | 0 | #DIV/0! | 0%
| City of Independence - (MO) | 2134 | Jackson Square | MO | Jackson | SWPP | Electric Utility | 1 |  | 36 | 30 | 30 | Petroleum Liquids | DFO | GT | 1969 |  |  | (OP) Operating | [8 empty] | 39.0946 | -94.4115 | 0 | 0 | #DIV/0! | 0%
| Jamaica Bay Peaking Facility, LLC | 56141 | Jamaica Bay Peaking | NY | Queens | NYIS | IPP Non-CHP | 2 |  | 60.5 | 55.8 | 60 | Natural Gas Fired Combustion Turbine | NG | GT | 2003 |  |  | (OP) Operating | [8 empty] | 40.6097 | -73.7622 | 0 | 0 | #DIV/0! | 0%
| Energy Northwest | 371 | Columbia Generating Station | WA | Benton | BPAT | Electric Utility | 2 |  | 1200 | 1151 | 1172 | Nuclear | NUC | ST | 1984 |  |  | (OP) Operating | [8 empty] | 46.4711 | -119.3339 | 0 | 0 | #DIV/0! | 0%
| Columbia Solar Energy LLC | 59979 | Columbia Solar Energy, LLC | CA | Contra Costa | CISO | IPP Non-CHP | GEN1 |  | 19.2 | 19.2 | 19.2 | Solar Photovoltaic | SUN | PV | 2015 |  |  | (OP) Operating |  | 25.4 | [6 empty] | 38.0197 | -121.8651 | 0 | 0 | #DIV/0! | 0%
| Duke Energy Florida, LLC | 61982 | Columbia Solar Power Plant | FL | Columbia | FPC | Electric Utility | PV1 |  | 74.9 | 74.9 | 74.9 | Solar Photovoltaic | SUN | PV | 2020 |  |  | (OP) Operating |  | 105.6 | [6 empty] | 29.8826 | -82.6962 | 0 | 0 | #DIV/0! | 0%
| Westbound Solar LLC | 64570 | Columbia Substation | GA | Columbia | SOCO | IPP Non-CHP | GPCOL |  | 2 | 2 | 2 | Solar Photovoltaic | SUN | PV | 2020 |  |  | (OP) Operating |  | 2.6 | [6 empty] | 33.5677 | -82.2991 | 0 | 0 | #DIV/0! | 0%
| AES Distributed Energy | 61576 | Columbia University - Johnson Farms | NY | Orange | NYIS | IPP Non-CHP | JF01 |  | 2 | 2 | 2 | Solar Photovoltaic | SUN | PV | 2018 |  |  | (OP) Operating |  | 2.9 | [6 empty] | 41.3791 | -74.2638 | 0 | 0 | #DIV/0! | 0%
| AES Distributed Energy | 61578 | Columbia University - Minisink | NY | Orange | NYIS | IPP Non-CHP | MIN01 |  | 2 | 2 | 2 | Solar Photovoltaic | SUN | PV | 2018 |  |  | (OP) Operating |  | 2.9 | [6 empty] | 41.2937 | -74.5545 | 0 | 0 | #DIV/0! | 0%
| Loup River Public Power Dist | 2260 | Columbus | NE | Platte | SWPP | Electric Utility | 1 |  | 45.6 | 45 | 45 | Conventional Hydroelectric | WAT | HY | 1936 |  |  | (OP) Operating | [8 empty] | 41.4639 | -97.3283 | 0 | 0 | #DIV/0! | 0%
| Kansas Municipal Energy Agency | 59045 | Jameson Energy Center | KS | Finney | SWPP | Electric Utility | JEC1 |  | 27.6 | 27 | 32.1 | Natural Gas Internal Combustion Engine | NG | IC | 2014 |  |  | (OP) Operating | [8 empty] | 37.9547 | -100.8306 | 0 | 0 | #DIV/0! | 0%
| Exus New Mexico | 61165 | Columbus Solar Project | NM | Luna | PNM | IPP Non-CHP | 88029 |  | 1.9 | 1.9 | 1.9 | Solar Photovoltaic | SUN | PV | 2017 |  |  | (OP) Operating |  | 2.3 | [6 empty] | 31.8667 | -107.5875 | 0 | 0 | #DIV/0! | 0%
| Otter Tail Power Co | 2801 | Jamestown | ND | Stutsman | MISO | Electric Utility | 1 |  | 48.2 | 40.6 | 53.6 | Petroleum Liquids | DFO | GT | 1977 |  |  | (SB) Standby/Backup: available for service but not normally used | [8 empty] | 46.9057 | -98.6622 | 0 | 0 | #DIV/0! | 0%
| City & Borough of Sitka - (AK) | 6801 | Jarvis Street | AK | Sitka |  | Electric Utility | 1 |  | 25.6 | 25.1 | 25.1 | Petroleum Liquids | DFO | IC | 1990.6 |  |  | (OP) Operating | [8 empty] | 57.0497 | -135.3128 | 0 | 0 | #DIV/0! | 0%
| FPC Services Inc. | 58887 | Com Adam 1WF-1 | IL | Lee | PJM | IPP Non-CHP | ADAM |  | 5 | 5 | 5 | Onshore Wind Turbine | WND | WT | 2007 |  |  | (OS) Out of service and NOT expected to return to service in next calendar year | [8 empty] | 41.6603 | -89.2497 | 0 | 0 | #DIV/0! | 0%
| Indorama Ventures | 54637 | JCO Oxides Olefins Plant | TX | Jefferson | MISO | Industrial CHP | GCG1 |  | 73.8 | 61 | 71 | Natural Gas Fired Combustion Turbine | NG | GT | 1992 |  |  | (OP) Operating | [8 empty] | 29.9635 | -93.9297 | 0 | 0 | #DIV/0! | 0%
| Rayonier Advanced Materials | 10560 | Jesup Plant | GA | Wayne | SOCO | Industrial CHP | GEN2 |  | 69.5 | 64.7 | 65.4 | Wood/Wood Waste Biomass | BLQ | ST | 1966 |  |  | (OP) Operating | [8 empty] | 31.6593 | -81.8439 | 0 | 0 | #DIV/0! | 0%
| Luminant Generation Company LLC | 6145 | Comanche Peak | TX | Somervell | ERCO | IPP Non-CHP | 1 |  | 2430 | 2400 | 2460 | Nuclear | NUC | ST | 1991.5 |  |  | (OP) Operating | [8 empty] | 32.2984 | -97.7855 | 0 | 0 | #DIV/0! | 0%
| Onward Energy | 59656 | Comanche Solar | CO | Pueblo | PSCO | IPP Non-CHP | COMCH |  | 120 | 120 | 120 | Solar Photovoltaic | SUN | PV | 2016 |  |  | (OP) Operating |  | 150 | [6 empty] | 38.2053 | -104.5667 | 0 | 0 | #DIV/0! | 0%
| Nevada Irrigation District | 846 | Combie South | CA | Nevada | CISO | IPP Non-CHP | 1 |  | 1.5 | 1.5 | 1.5 | Conventional Hydroelectric | WAT | HY | 1984 |  |  | (OP) Operating | [8 empty] | 39.0096 | -121.0591 | 0 | 0 | #DIV/0! | 0%
| Eurus Combine Hills I LLC | 56195 | Combine Hills I | OR | Umatilla | PACW | IPP Non-CHP | 001 |  | 43 | 41 | 41 | Onshore Wind Turbine | WND | WT | 2003 |  |  | (OP) Operating | [8 empty] | 45.943 | -118.591 | 0 | 0 | #DIV/0! | 0%
| City of Kaukauna | 4201 | Combined Locks | WI | Outagamie | MISO | Electric Utility | HC1 |  | 6.2 | 6.2 | 6.2 | Conventional Hydroelectric | WAT | HY | 1988 |  |  | (OP) Operating | [8 empty] | 44.2735 | -88.3006 | 0 | 0 | #DIV/0! | 0%
| Gilberton Power Co | 10113 | John B Rich Memorial Power Station | PA | Schuylkill | PJM | IPP CHP | GEN1 |  | 88.4 | 80 | 80 | Conventional Steam Coal | WC | ST | 1988 |  |  | (OP) Operating | [8 empty] | 40.7903 | -76.1983 | 0 | 7974955.758 | #DIV/0! | 0%
| Bloom Energy | 65211 | Comcast - Universal City | CA | Los Angeles | CISO | IPP Non-CHP | CMC04 |  | 1 | 1 | 1 | Other Natural Gas | NG | FC | 2021 |  |  | (OP) Operating | [8 empty] | 34.1377 | -118.3608 | 0 | 0 | #DIV/0! | 0%
| L'Anse Warden Electric Company LLC | 1772 | John H Warden | MI | Baraga | MISO | IPP Non-CHP | 1 |  | 22 | 17.7 | 17.7 | Wood/Wood Waste Biomass | WDS | ST | 1959 |  |  | (OP) Operating | [8 empty] | 46.7553 | -88.4558 | 0 | 0 | #DIV/0! | 0%
| Georgia Power Co | 61554 | Comer Solar | GA | Madison | SOCO | Electric Utility | 1 |  | 2 | 2.2 | 2.2 | Solar Photovoltaic | SUN | PV | 2018 |  |  | (OP) Operating |  | 2.8 | [6 empty] | 34.0942 | -83.1439 | 0 | 0 | #DIV/0! | 0%
| Great River Hydro, LLC | 2349 | Comerford | NH | Grafton | ISNE | IPP Non-CHP | GEN1 |  | 167.8 | 165.9 | 168 | Conventional Hydroelectric | WAT | HY | 1930 |  |  | (OP) Operating | [8 empty] | 44.3251 | -72.001 | 0 | 0 | #DIV/0! | 0%
| Nautilus Solar Solutions | 67406 | Comfort CSG | NY | Erie | NYIS | IPP Non-CHP | SC |  | 4 | 4 | 4 | Solar Photovoltaic | SUN | PV | 2024 |  |  | (OP) Operating |  | 5.5 | [6 empty] | 43.0169 | -78.9779 | 0 | 0 | #DIV/0! | 0%
| City of San Antonio - (TX) | 62609 | Commerce ESS | TX | Bexar | ERCO | Electric Utility | BA1 |  | 10 | 10 | 10 | Batteries | MWH | BA | 2019 |  |  | (OP) Operating | 10 | [7 empty] | 29.4344 | -98.6176 | 0 | 0 | #DIV/0! | 0%
| City of San Antonio - (TX) | 62610 | Commerce Solar | TX | Bexar | ERCO | Electric Utility | PV1 |  | 5 | 5 | 5 | Solar Photovoltaic | SUN | PV | 2019 |  |  | (OP) Operating |  | 5.9 | [6 empty] | 29.4344 | -98.6176 | 0 | 0 | #DIV/0! | 0%
| Domtar LLC | 54638 | Johnsonburg Mill | PA | Elk | PJM | Industrial CHP | PT1 |  | 54 | 49 | 49 | Wood/Wood Waste Biomass | BLQ | ST | 1993 |  |  | (OP) Operating | [8 empty] | 41.4915 | -78.6758 | 0 | 972198.507 | #DIV/0! | 0%
| Community Foodbank of NJ | 60776 | Community Foodbank of NJ | NJ | Union | PJM | Electric Utility | FDBNK |  | 1 | 1 | 1 | Solar Photovoltaic | SUN | PV | 2012 |  |  | (OP) Operating |  | 1.1 | [6 empty] | 40.6973 | -74.2122 | 0 | 0 | #DIV/0! | 0%
| Solar Community I LLC | 58545 | Community Solar 1 | CA | Imperial | IID | IPP Non-CHP | 1 |  | 5.7 | 5.7 | 5.7 | Solar Photovoltaic | SUN | PV | 2014 |  |  | (OP) Operating |  | 7.5 | [6 empty] | 32.9828 | -115.4819 | 0 | 0 | #DIV/0! | 0%
| AETS OpCo Holdings LLC | 68589 | Community Solar Utica 1, LLC | CA | Kings | CISO | IPP Non-CHP | UTICA |  | 3 | 3 | 3 | Solar Photovoltaic | SUN | PV | 2025 |  |  | (OP) Operating | [8 empty] | 35.9342 | -119.8619 | 0 | 0 | #DIV/0! | 0%
| Northern States Power Co - Minnesota | 57385 | Community Wind North LLC | MN | Lincoln | MISO | Electric Utility | 34505 |  | 30 | 30 | 30 | Onshore Wind Turbine | WND | WT | 2011 |  |  | (OP) Operating | [8 empty] | 44.2456 | -96.4064 | 0 | 0 | #DIV/0! | 0%
| Greenbacker Renewable Energy Corporation | 58045 | Community Wind South | MN | Nobles | MISO | IPP Non-CHP | GEN1 |  | 30 | 30 | 30 | Onshore Wind Turbine | WND | WT | 2012 |  |  | (OP) Operating | [8 empty] | 43.7136 | -95.8028 | 0 | 0 | #DIV/0! | 0%
| Luminace Solar Illinois 2, LLC | 63830 | Conagra Foods at St. Elmo | IL | Fayette | MISO | IPP Non-CHP | CFS |  | 1.8 | 1.8 | 1.8 | Solar Photovoltaic | SUN | PV | 2021 |  |  | (OP) Operating |  | 2.2 | [6 empty] | 39.0106 | -88.8443 | 0 | 0 | #DIV/0! | 0%
| CR Clearing, LLC | 56537 | Conception | MO | Nodaway | AECI | IPP Non-CHP | 1 |  | 50.4 | 50.4 | 50.4 | Onshore Wind Turbine | WND | WT | 2008 |  |  | (OP) Operating | [8 empty] | 40.2572 | -94.6722 | 0 | 0 | #DIV/0! | 0%
| Concho Valley Solar, LLC | 65793 | Concho Valley Solar, LLC | TX | Tom Green | ERCO | IPP Non-CHP | CVS |  | 172.8 | 159.8 | 159.8 | Solar Photovoltaic | SUN | PV | 2023 |  |  | (OP) Operating |  | 214.6 | [6 empty] | 31.214 | -100.255 | 0 | 0 | #DIV/0! | 0%
| Concord Energy LLC | 57896 | Concord Energy | NC | Cabarrus | DUK | IPP Non-CHP | UNT1 |  | 9.6 | 7.8 | 7.8 | Landfill Gas | LFG | GT | 2012 |  |  | (OP) Operating | [8 empty] | 35.346 | -80.6704 | 0 | 0 | #DIV/0! | 0%
| Rhode Island LFG Genco | 59254 | Johnston LFG Turbine Plant | RI | Providence | ISNE | IPP Non-CHP | GENS1 | CC1 | 35.7 | 30.9 | 35.1 | Landfill Gas | LFG | CA | 2013 |  |  | (OP) Operating | [8 empty] | 41.8033 | -71.5233 | 0 | 0 | #DIV/0! | 0%
| Shoe Show, Inc. | 59818 | Concord Farm | NC | Cabarrus | DUK | IPP Non-CHP | 1 |  | 4.5 | 4.9 | 4.9 | Solar Photovoltaic | SUN | PV | 2011 |  |  | (OP) Operating |  | 5 | [6 empty] | 35.4442 | -80.6636 | 0 | 0 | #DIV/0! | 0%
| Kearsarge Solar LLC | 59768 | Concord Solar Farm | MA | Middlesex | ISNE | IPP Non-CHP | CMLP |  | 1.5 | 1.5 | 1.5 | Solar Photovoltaic | SUN | PV | 2014 |  |  | (OP) Operating |  | 1.7 | [6 empty] | 42.444 | -71.335 | 0 | 0 | #DIV/0! | 0%
| ALLETE Clean Energy | 55739 | Condon Windpower LLC | OR | Gilliam | BPAT | IPP Non-CHP | GEN1 |  | 49.8 | 49.8 | 49.8 | Onshore Wind Turbine | WND | WT | 2001.5 |  |  | (OP) Operating | [8 empty] | 45.2766 | -120.2794 | 0 | 0 | #DIV/0! | 0%
| Condor Energy Storage LLC | 66285 | Condor Energy Storage LLC | CA | San Bernardino | CISO | IPP Non-CHP | COND1 |  | 200 | 200 | 200 | Batteries | MWH | BA | 2024 |  |  | (OP) Operating | 800 | [7 empty] | 34.0205 | -117.3324 | 0 | 0 | #DIV/0! | 0%
| MN8 Energy LLC | 60723 | Conejos 1 Community Solar Array | CO | Conejos | PSCO | IPP Non-CHP | CONEJ |  | 1.5 | 1.5 | 1.5 | Solar Photovoltaic | SUN | PV | 2017 |  |  | (OP) Operating |  | 2 | [6 empty] | 37.1959 | -105.9824 | 0 | 0 | #DIV/0! | 0%
| Bloom Energy | 66152 | Connecticut College | CT | New London | ISNE | IPP Non-CHP | CNC00 |  | 1.2 | 1.2 | 1.2 | Other Natural Gas | NG | FC | 2019 |  |  | (OP) Operating | [8 empty] | 41.3815 | -72.1032 | 0 | 0 | #DIV/0! | 0%
| Pennsylvania Renewable Resources | 52173 | Conemaugh Hydro Plant | PA | Westmoreland | PJM | IPP Non-CHP | GEN1 |  | 15 | 4 | 8 | Conventional Hydroelectric | WAT | HY | 1989 |  |  | (OP) Operating | [8 empty] | 40.4644 | -79.3657 | 0 | 0 | #DIV/0! | 0%
| Duke Energy Renewables Services | 59944 | Conetoe II Solar, LLC | NC | Edgecombe | PJM | IPP Non-CHP | CONE1 |  | 80 | 80 | 80 | Solar Photovoltaic | SUN | PV | 2015 |  |  | (OP) Operating |  | 112 | [6 empty] | 35.822 | -77.481 | 0 | 0 | #DIV/0! | 0%
| Conetoe Solar, LLC | 60188 | Conetoe Solar | NC | Edgecombe | PJM | IPP Non-CHP | CON15 |  | 5 | 5 | 5 | Solar Photovoltaic | SUN | PV | 2015 |  |  | (OP) Operating |  | 7 | [6 empty] | 35.8252 | -77.4578 | 0 | 0 | #DIV/0! | 0%
| BT Coniglio Solar LLC | 62772 | Coniglio Solar | TX | Fannin | ERCO | IPP Non-CHP | BTCON |  | 123.6 | 123.6 | 123.6 | Solar Photovoltaic | SUN | PV | 2021 |  |  | (OP) Operating |  | 168 | [6 empty] | 33.4045 | -96.0825 | 0 | 0 | #DIV/0! | 0%
| Tesla Inc. | 60228 | Conn Mun Electric Energy Coop | CT | New London | ISNE | IPP Non-CHP | PV1 |  | 1 | 1 | 1 | Solar Photovoltaic | SUN | PV | 2016 |  |  | (OP) Operating |  | 1.2 | [6 empty] | 41.5383 | -72.1225 | 0 | 0 | #DIV/0! | 0%
| Hawaiian Electric Co Inc | 765 | Kahe | HI | Honolulu |  | Electric Utility | K1 |  | 609.7 | 582.1 | 582.1 | Petroleum Liquids | RFO | ST | 1970.6667 |  |  | (OP) Operating | [8 empty] | 21.3564 | -158.1289 | 0 | 0 | #DIV/0! | 0%
| Connell East LLC. | 62598 | Connell East LLC | NJ | Union | PJM | Commercial Non-CHP | LOREA |  | 1.4 | 1.4 | 1.4 | Solar Photovoltaic | SUN | PV | 2013 |  |  | (OP) Operating |  | 1.5 | [6 empty] | 40.667 | -74.4078 | 0 | 0 | #DIV/0! | 0%
| REA Investments, LLC | 64818 | Connexus Solar Stanford 1STF | MN | Anoka | MISO | IPP Non-CHP | C1STF |  | 7.3 | 7.3 | 7.3 | Solar Photovoltaic | SUN | PV | 2021 |  |  | (OP) Operating |  | 9.4 | [6 empty] | 45.4171 | -93.3885 | 0 | 0 | #DIV/0! | 0%
| BT Connolly Storage, LLC | 67861 | Connolly BESS | TX | Wise | ERCO | IPP Non-CHP | CNLY |  | 125 | 125 | 125 | Batteries | MWH | BA | 2024 |  |  | (OP) Operating | 250 | [7 empty] | 33.2107 | -97.419 | 0 | 0 | #DIV/0! | 0%
| Constellation Power, Inc | 1574 | Conowingo | MD | Harford | PJM | IPP Non-CHP | 1 |  | 530.8 | 496.9 | 572 | Conventional Hydroelectric | WAT | HY | 1941.0909 |  |  | (OP) Operating | [8 empty] | 39.6572 | -76.1752 | 0 | 0 | #DIV/0! | 0%
| SoCore Energy LLC | 60889 | Conrath DPC Solar | WI | Rusk | MISO | IPP Non-CHP | PV1 |  | 1 | 1 | 1 | Solar Photovoltaic | SUN | PV | 2017 |  |  | (OP) Operating |  | 1.2 | [6 empty] | 45.3661 | -91.0482 | 0 | 0 | #DIV/0! | 0%
| Portland General Electric Co | 67712 | Constable BESS | OR | Washington | PGE | Electric Utility | CSTB1 |  | 75 | 75 | 75 | Batteries | MWH | BA | 2024 |  |  | (OP) Operating | 300 | [7 empty] | 45.559 | -122.9437 | 0 | 0 | #DIV/0! | 0%
| Indiana Michigan Power Co | 1760 | Constantine | MI | St Joseph | PJM | Electric Utility | 1 |  | 1.2 | 0.4 | 0.8 | Conventional Hydroelectric | WAT | HY | 1924.5 |  |  | (OP) Operating | [8 empty] | 41.8436 | -85.6694 | 0 | 0 | #DIV/0! | 0%
| Luminace Solar Federal, LLC | 58029 | Constellation New Energy Inc | NJ | Burlington | PJM | IPP Non-CHP | PV1 |  | 3.9 | 3.9 | 3.9 | Solar Photovoltaic | SUN | PV | 2011 |  |  | (OP) Operating |  | 5 | [6 empty] | 39.9289 | -74.8181 | 0 | 0 | #DIV/0! | 0%
| Maui Electric Co Ltd | 6056 | Kahului | HI | Maui |  | Electric Utility | 1 |  | 34 | 32.4 | 32.4 | Petroleum Liquids | RFO | ST | 1954.25 | 12 | 2028 | (OP) Operating | [8 empty] | 20.8969 | -156.4627 | 0 | 0 | #DIV/0! | 0%
| MidAmerican Energy Co | 63639 | Contrail Wind Farm | IA | Taylor | MISO | Electric Utility | COWF |  | 112.4 | 110 | 110 | Onshore Wind Turbine | WND | WT | 2020 |  |  | (OP) Operating | [8 empty] | 40.6674 | -94.8316 | 0 | 0 | #DIV/0! | 0%
| Los Angeles Department of Water & Power | 393 | Control Gorge | CA | Inyo | LDWP | Electric Utility | 1 |  | 37.5 | 37.5 | 37.5 | Conventional Hydroelectric | WAT | HY | 1952 |  |  | (OP) Operating | [8 empty] | 37.4379 | -118.557 | 0 | 0 | #DIV/0! | 0%
| Westbound Solar LLC | 64571 | Coody Cochran | GA | Bleckley | SOCO | IPP Non-CHP | GPCOD |  | 2.6 | 2.6 | 2.6 | Solar Photovoltaic | SUN | PV | 2019 |  |  | (OP) Operating |  | 3.5 | [6 empty] | 32.367 | -83.3743 | 0 | 0 | #DIV/0! | 0%
| Coogee Solar, LLC | 66712 | Coogee Solar | NC | Pamlico | CPLE | IPP Non-CHP | COOGE |  | 5 | 5 | 5 | Solar Photovoltaic | SUN | PV | 2021 |  |  | (OP) Operating |  | 7.1 | [6 empty] | 35.1508 | -76.8236 | 0 | 0 | #DIV/0! | 0%
| Consumers Energy Co - (MI) | 1700 | Cooke | MI | Iosco | MISO | Electric Utility | 1 |  | 9 | 7.1 | 7.3 | Conventional Hydroelectric | WAT | HY | 1911 |  |  | (OP) Operating | [8 empty] | 44.4726 | -83.572 | 0 | 0 | #DIV/0! | 0%
| Strata Manager, LLC | 62600 | Cookstown | NC | Wayne | CPLW | IPP Non-CHP | COOKS |  | 5 | 5 | 5 | Solar Photovoltaic | SUN | PV | 2019 |  |  | (OP) Operating |  | 6.8 | [6 empty] | 35.4368 | -77.9737 | 0 | 0 | #DIV/0! | 0%
| Cool Springs Solar, LLC | 63721 | Cool Springs Solar (Hybrid) | GA | Decatur | SOCO | IPP Non-CHP | COOLS |  | 253 | 253 | 253 | Solar Photovoltaic | SUN | PV | 2021 |  |  | (OP) Operating |  | 298 | [6 empty] | 30.7479 | -84.6805 | 0 | 0 | #DIV/0! | 0%
| City of Coon Rapids | 7847 | Coon Rapids II | IA | Carroll | SWPP | Electric Utility | 1 |  | 5.4 | 5.1 | 5.4 | Petroleum Liquids | DFO | IC | 2001 |  |  | (SB) Standby/Backup: available for service but not normally used | [8 empty] | 41.871 | -94.6808 | 0 | 0 | #DIV/0! | 0%
| Coolidge Solar I, LLC | 61959 | Coolidge Solar 1, LLC | VT | Windsor | ISNE | IPP Non-CHP | COLS |  | 19.6 | 19.6 | 19.6 | Solar Photovoltaic | SUN | PV | 2018 |  |  | (OP) Operating |  | 27 | [6 empty] | 43.4248 | -72.6653 | 0 | 0 | #DIV/0! | 0%
| Kalaeloa Partners LP | 54646 | Kalaeloa Cogen Plant | HI | Honolulu |  | IPP CHP | CT1 | CC1 | 299.4 | 220 | 220 | Petroleum Liquids | RFO | CT | 1990.3333 |  |  | (OP) Operating | [8 empty] | 21.3021 | -158.0963 | 0 | 0 | #DIV/0! | 0%
| Energy Developments, Inc d/b/a EDL | 54756 | Coopersville | MI | Ottawa | MISO | IPP Non-CHP | 3-1 |  | 6.4 | 6.4 | 6.4 | Landfill Gas | LFG | IC | 1995.7143 |  |  | (OP) Operating | [8 empty] | 43.0473 | -85.9562 | 0 | 0 | #DIV/0! | 0%
| Cooper Hatchery Inc. | 57570 | Cooper Farms VW Project | OH | Van Wert | PJM | Industrial Non-CHP | WTG |  | 4.5 | 4.5 | 4.5 | Onshore Wind Turbine | WND | WT | 2012 |  |  | (OP) Operating | [8 empty] | 40.9058 | -84.5703 | 0 | 0 | #DIV/0! | 0%
| Chugach Electric Assn Inc | 6291 | Cooper Lake | AK | Kenai Peninsula |  | Electric Utility | 1 |  | 19.4 | 19.4 | 19.4 | Conventional Hydroelectric | WAT | HY | 1961 |  |  | (OP) Operating | [8 empty] | 60.3923 | -149.6656 | 0 | 0 | #DIV/0! | 0%
| Nebraska Public Power District | 8036 | Cooper Nuclear Station | NE | Nemaha | SWPP | Electric Utility | 1 |  | 801 | 768.5 | 768.5 | Nuclear | NUC | ST | 1974 |  |  | (OP) Operating | [8 empty] | 40.3628 | -95.6408 | 0 | 0 | #DIV/0! | 0%
| East Kentucky Power Coop, Inc | 60863 | Cooperative Solar One | KY | Clark | PJM | Electric Utility | PV1 |  | 8.5 | 8.5 | 8.5 | Solar Photovoltaic | SUN | PV | 2017 |  |  | (OP) Operating |  | 10.7 | [6 empty] | 38.0272 | -84.2547 | 0 | 0 | #DIV/0! | 0%
| Hawaii Electric Light Co Inc | 769 | Kanoelehua | HI | Hawaii |  | Electric Utility | 11 |  | 21 | 20 | 20 | Petroleum Liquids | DFO | IC | 1968.2 |  |  | (OP) Operating | [8 empty] | 19.7052 | -155.0625 | 0 | 0 | #DIV/0! | 0%
| Kauai Island Utility Cooperative | 56258 | Kapaia Power Station | HI | Kauai |  | Electric Utility | CT1 |  | 39.1 | 27.5 | 27.5 | Petroleum Liquids | DFO | GT | 2002 |  |  | (OP) Operating | [8 empty] | 21.9965 | -159.3758 | 0 | 0 | #DIV/0! | 0%
| Central Rivers Power US, LLC | 10545 | Copenhagen Plant | NY | Lewis | NYIS | IPP Non-CHP | GEN1 |  | 3.3 | 3.1 | 3.1 | Conventional Hydroelectric | WAT | HY | 1984 |  |  | (OP) Operating | [8 empty] | 43.8997 | -75.6603 | 0 | 0 | #DIV/0! | 0%
| NY USLE Copenhagen CR194 LLC | 66817 | Copenhagen Solar | NY | Lewis | NYIS | IPP Non-CHP | COPE |  | 4.3 | 4.3 | 4.3 | Solar Photovoltaic | SUN | PV | 2024 |  |  | (OP) Operating | [8 empty] | 43.8631 | -75.7193 | 0 | 0 | #DIV/0! | 0%
| EDF Renewable Asset Holdings, Inc. | 58979 | Copenhagen Wind Farm | NY | Lewis | NYIS | IPP Non-CHP | CPHGN |  | 79.9 | 79.9 | 79.9 | Onshore Wind Turbine | WND | WT | 2018 | 12 | 2043 | (OP) Operating | [8 empty] | 43.9131 | -75.6986 | 0 | 0 | #DIV/0! | 0%
| Westrock Kraft Paper, LLC | 50254 | KapStone Kraft Paper Corp | NC | Halifax | PJM | Industrial CHP | GEN1 |  | 28.3 | 30 | 30 | Wood/Wood Waste Biomass | BLQ | ST | 1966 |  |  | (OP) Operating | [8 empty] | 36.4769 | -77.6414 | 0 | 0 | #DIV/0! | 0%
| Thilmany LLC | 54098 | Kaukauna Paper Mill | WI | Outagamie | MISO | Industrial CHP | GEN1 |  | 44.6 | 44.6 | 44.6 | Wood/Wood Waste Biomass | BLQ | ST | 1964.25 |  |  | (OP) Operating | [8 empty] | 44.2826 | -88.2534 | 0 | 0 | #DIV/0! | 0%
| Farmer's Irrigation District | 10323 | Copper Dam Plant | OR | Hood River | PACW | IPP Non-CHP | TURGO |  | 2.6 | 1 | 2.6 | Conventional Hydroelectric | WAT | HY | 2015 |  |  | (OP) Operating | [8 empty] | 45.6652 | -121.5238 | 0 | 0 | #DIV/0! | 0%
| Consolidated Edison Development Inc. | 58017 | Copper Mountain Solar 2 | NV | Clark | CISO | IPP Non-CHP | PV01 |  | 154 | 154 | 154 | Solar Photovoltaic | SUN | PV | 2013.2 |  |  | (OP) Operating |  | 36.6 | [6 empty] | 35.7864 | -114.9628 | 0 | 0 | #DIV/0! | 0%
| Consolidated Edison Development Inc. | 58915 | Copper Mountain Solar 3 | NV | Clark | LDWP | IPP Non-CHP | 1 |  | 255 | 255 | 255 | Solar Photovoltaic | SUN | PV | 2014.2 |  |  | (OP) Operating |  | 31.3 | [6 empty] | 35.8894 | -114.9579 | 0 | 0 | #DIV/0! | 0%
| Consolidated Edison Development Inc. | 59814 | Copper Mountain Solar 4, LLC | NV | Clark | CISO | IPP Non-CHP | PV01 |  | 93.6 | 93.6 | 93.6 | Solar Photovoltaic | SUN | PV | 2016 |  |  | (OP) Operating |  | 69.2 | [6 empty] | 35.7822 | -114.9754 | 0 | 0 | #DIV/0! | 0%
| Consolidated Edison Development Inc. | 63504 | Copper Mountain Solar 5, LLC | NV | Clark | NEVP | IPP Non-CHP | CM5-1 |  | 252 | 250 | 250 | Solar Photovoltaic | SUN | PV | 2021 |  |  | (OP) Operating |  | 332.3 | [6 empty] | 35.7763 | -114.9737 | 0 | 0 | #DIV/0! | 0%
| Cypress Creek Renewables | 61882 | Copperfield | NC | Montgomery | CPLE | IPP Non-CHP | GEN1 |  | 2 | 2 | 2 | Solar Photovoltaic | SUN | PV | 2018 |  |  | (OP) Operating |  | 2.8 | [6 empty] | 35.3401 | -79.9912 | 0 | 0 | #DIV/0! | 0%
| National Grid Renewables | 67019 | Copperhead Solar, LLC | TX | McLennan | ERCO | IPP Non-CHP | CHSLR |  | 250 | 250 | 250 | Solar Photovoltaic | SUN | PV | 2024 |  |  | (OP) Operating |  | 198.98 | [6 empty] | 31.45 | -96.86 | 0 | 0 | #DIV/0! | 0%
| Kennecott Utah Copper | 64427 | Copperton Solar Plant No. 1 | UT | Salt Lake | PACE | Industrial Non-CHP | CSP1 |  | 5 | 2.3 | 0.9 | Solar Photovoltaic | SUN | PV | 2024 |  |  | (OP) Operating |  | 5.7 | [6 empty] | 40.5766 | -112.0846 | 0 | 0 | #DIV/0! | 0%
| National Grid Renewables | 63313 | Coral Bells Solar, LLC | MN | Chisago | MISO | IPP Non-CHP | CORAL |  | 1 | 1 | 1 | Solar Photovoltaic | SUN | PV | 2020 |  |  | (OP) Operating |  | 1.5 | [6 empty] | 45.471 | -92.891 | 0 | 0 | #DIV/0! | 0%
| Florida Power & Light Co | 61022 | Coral Farms Solar Energy Center | FL | Putnam | FPL | Electric Utility | 1 |  | 74.5 | 74.5 | 74.5 | Solar Photovoltaic | SUN | PV | 2018 |  |  | (OP) Operating |  | 103.2 | [6 empty] | 29.7569 | -81.8972 | 0 | 0 | #DIV/0! | 0%
| City of Kansas City - (KS) | 1294 | Kaw | KS | Wyandotte | SWPP | Electric Utility | 1 |  | 165.7 | 140.3 | 140.3 | Natural Gas Steam Turbine | NG | ST | 1958 |  |  | (OS) Out of service and NOT expected to return to service in next calendar year | [8 empty] | 39.0867 | -94.6514 | 0 | 0 | #DIV/0! | 0%
| Nextera Energy Resources | 54299 | Coram Energy LLC | CA | Kern | CISO | IPP Non-CHP | GEWE |  | 3 | 3 | 3 | Onshore Wind Turbine | WND | WT | 2005 |  |  | (OP) Operating | [8 empty] | 35.075 | -118.3417 | 0 | 0 | #DIV/0! | 0%
| Nextera Energy Resources | 54300 | Coram Energy LLC (4.5MW) | CA | Kern | CISO | IPP Non-CHP | GEWE |  | 4.6 | 4.6 | 4.6 | Onshore Wind Turbine | WND | WT | 1994.5 |  |  | (OP) Operating | [8 empty] | 35.0583 | -118.3083 | 0 | 0 | #DIV/0! | 0%
| Nextera Energy Resources | 54298 | Coram Energy LLC (ECT) | CA | Kern | CISO | IPP Non-CHP | GEWE |  | 7.5 | 7.5 | 7.5 | Onshore Wind Turbine | WND | WT | 2005 |  |  | (OP) Operating | [8 empty] | 35.0583 | -118.3417 | 0 | 0 | #DIV/0! | 0%
| Nextera Energy Resources | 54750 | Coram Tehachapi | CA | Kern | CISO | IPP Non-CHP | VW1 |  | 6.5 | 6.5 | 6.5 | Onshore Wind Turbine | WND | WT | 1992 |  |  | (OP) Operating | [8 empty] | 35.0663 | -118.3394 | 0 | 0 | #DIV/0! | 0%
| Corazon Energy LLC | 64538 | Corazon Energy LLC | TX | Webb | ERCO | IPP Non-CHP | KOV4A |  | 200 | 200 | 200 | Solar Photovoltaic | SUN | PV | 2021 |  |  | (OP) Operating |  | 265 | [6 empty] | 27.6347 | -99.2583 | 0 | 0 | #DIV/0! | 0%
| EnterSolar | 63358 | Corbin Russwin Phase 3 Berlin | CT | Hartford | ISNE | IPP Non-CHP | CRP3B |  | 1 | 1 | 1 | Solar Photovoltaic | SUN | PV | 2018 |  |  | (OP) Operating |  | 1.4 | [6 empty] | 41.6423 | -72.7409 | 0 | 0 | #DIV/0! | 0%
| Terraform Arcadia | 60450 | Corcoran | CA | Kings | CISO | IPP Non-CHP | PVCR |  | 1.1 | 1.1 | 1.1 | Solar Photovoltaic | SUN | PV | 2014 |  |  | (OP) Operating |  | 1.3 | [6 empty] | 36.1023 | -119.5665 | 0 | 0 | #DIV/0! | 0%
| Altus Power America Management, LLC | 61971 | Corcoran CSG | MN | Hennepin | MISO | IPP Non-CHP | 201 |  | 5 | 5 | 5 | Solar Photovoltaic | SUN | PV | 2019 |  |  | (OP) Operating |  | 1.4 | [6 empty] | 45.0958 | -93.645 | 0 | 0 | #DIV/0! | 0%
| Consolidated Edison Development Inc. | 58374 | Corcoran Solar | CA | Kings | CISO | IPP Non-CHP | CSCA |  | 20 | 20 | 20 | Solar Photovoltaic | SUN | PV | 2013 |  |  | (OP) Operating |  | 26 | [6 empty] | 36.1383 | -119.5733 | 0 | 0 | #DIV/0! | 0%
| Consolidated Edison Development Inc. | 59413 | Corcoran Solar 2 | CA | Kings | CISO | IPP Non-CHP | C2CA |  | 19.8 | 19.8 | 19.8 | Solar Photovoltaic | SUN | PV | 2015 |  |  | (OP) Operating |  | 28 | [6 empty] | 36.1419 | -119.5817 | 0 | 0 | #DIV/0! | 0%
| Consolidated Edison Development Inc. | 59900 | Corcoran Solar 3 | CA | Kings | CISO | IPP Non-CHP | C3CA |  | 20 | 20 | 20 | Solar Photovoltaic | SUN | PV | 2016 |  |  | (OP) Operating |  | 28.3 | [6 empty] | 36.1504 | -119.5854 | 0 | 0 | #DIV/0! | 0%
| USCE-Nashville District | 3423 | Cordell Hull | TN | Smith | TVA | Electric Utility | 1 |  | 99.9 | 106 | 106 | Conventional Hydroelectric | WAT | HY | 1973.3333 |  |  | (OP) Operating | [8 empty] | 36.2895 | -85.9442 | 0 | 0 | #DIV/0! | 0%
| Bloom Energy | 66151 | CoreSite - Somerville | MA | Middlesex | ISNE | IPP Non-CHP | CST00 |  | 3.6 | 3.6 | 3.6 | Other Natural Gas | NG | FC | 2020 |  |  | (OP) Operating | [8 empty] | 42.3766 | -71.0805 | 0 | 0 | #DIV/0! | 0%
| CoreSite Real Estate 1656 McCarthy, L.P. | 61475 | CoreSite Real Estate 1656 McCarthy, L.P. | CA | Santa Clara | CISO | Commercial Non-CHP | G-1 |  | 5 | 5 | 5 | Petroleum Liquids | DFO | IC | 2000 |  |  | (SB) Standby/Backup: available for service but not normally used | [8 empty] | 37.4057 | -121.9162 | 0 | 0 | #DIV/0! | 0%
| CoreSite Real Estate 2901 Coronado, L.P. | 61476 | CoreSite Real Estate 2901 Coronado, L.P. | CA | Santa Clara | CISO | Commercial Non-CHP | G-1 |  | 10 | 10 | 10 | Petroleum Liquids | DFO | IC | 2010 |  |  | (SB) Standby/Backup: available for service but not normally used | [8 empty] | 37.3751 | -121.9717 | 0 | 0 | #DIV/0! | 0%
| CoreSite Real Estate 2972 Stender, L.P. | 61464 | CoreSite Real Estate 2972 Stender, L.P. | CA | Santa Clara | CISO | Commercial Non-CHP | G-1 |  | 12 | 12 | 12 | Petroleum Liquids | DFO | IC | 2011 |  |  | (SB) Standby/Backup: available for service but not normally used | [8 empty] | 37.3762 | -121.9707 | 0 | 0 | #DIV/0! | 0%
| Hawaii Electric Light Co Inc | 8083 | Keahole | HI | Hawaii |  | Electric Utility | 2 |  | 89.1 | 79 | 82.6 | Petroleum Liquids | DFO | GT | 1994.5714 |  |  | (OP) Operating | [8 empty] | 19.7317 | -156.0283 | 0 | 0 | #DIV/0! | 0%
| Kennecott Utah Copper | 56163 | Kennecott Power Plant | UT | Salt Lake | PACE | Industrial CHP | RCHP |  | 38.2 | 37.7 | 38.2 | Natural Gas Fired Combustion Turbine | NG | GT | 2002.5 |  |  | (OP) Operating | [8 empty] | 40.7119 | -112.1225 | 0 | 0 | #DIV/0! | 0%
| CoreSite Real Estate 55 S. Market Street, LLC | 61474 | CoreSite Real Estate 55 S. Market Street | CA | Santa Clara | CISO | Commercial Non-CHP | G-1 |  | 8 | 8 | 8 | Petroleum Liquids | DFO | IC | 2007 |  |  | (SB) Standby/Backup: available for service but not normally used | [8 empty] | 37.3342 | -121.8916 | 0 | 0 | #DIV/0! | 0%
| Corewell Health Dearborn Campus | 50260 | Corewell Health Dearborn Campus | MI | Wayne | MISO | Commercial Non-CHP | 1 2M |  | 4.5 | 4.5 | 4.5 | Petroleum Liquids | DFO | IC | 2006 |  |  | (SB) Standby/Backup: available for service but not normally used | [8 empty] | 42.2917 | -83.2119 | 0 | 0 | #DIV/0! | 0%
| North Carolina Mun Power Agny #1 | 56546 | Cornelius Delivery No 1 | NC | Mecklenburg | DUK | Electric Utility | 1 |  | 2.2 | 2 | 2 | Petroleum Liquids | DFO | IC | 2007 |  |  | (OP) Operating | [8 empty] | 35.4833 | -80.8569 | 0 | 0 | #DIV/0! | 0%
| Cork Oak Solar, LLC | 60637 | Cork Oak Solar | NC | Halifax | PJM | IPP Non-CHP | NC160 |  | 20 | 20 | 20 | Solar Photovoltaic | SUN | PV | 2017 |  |  | (OP) Operating |  | 26.2 | [6 empty] | 36.371 | -77.571 | 0 | 0 | #DIV/0! | 0%
| NextGrid Corkwood, LLC | 67111 | Corkwood Solar (CSG) | ME | Penobscot | ISNE | IPP Non-CHP | CORK |  | 4.6 | 4.6 | 4.6 | Solar Photovoltaic | SUN | PV | 2023 |  |  | (OP) Operating |  | 5.3 | [6 empty] | 45.2581 | -68.6665 | 0 | 0 | #DIV/0! | 0%
| City of Kennett - (MO) | 2139 | Kennett | MO | Dunklin | SWPP | Electric Utility | 10 |  | 31.4 | 28.2 | 28.2 | Natural Gas Internal Combustion Engine | NG | IC | 1982.6 |  |  | (OP) Operating | [8 empty] | 36.2338 | -90.0521 | 0 | 0 | #DIV/0! | 0%
| Northern States Power Co - Minnesota | 6086 | Cornell | WI | Chippewa | MISO | Electric Utility | 1 |  | 35.3 | 19.9 | 19.9 | Conventional Hydroelectric | WAT | HY | 1976.25 |  |  | (OP) Operating | [8 empty] | 45.164 | -91.1574 | 0 | 0 | #DIV/0! | 0%
| Argos Solar LLC | 60150 | Cornell Geneva Solar Farm | NY | Ontario | NYIS | IPP Non-CHP | ARGOS |  | 2 | 2 | 2 | Solar Photovoltaic | SUN | PV | 2015 |  |  | (OP) Operating |  | 2.8 | [6 empty] | 42.866 | -77.031 | 0 | 0 | #DIV/0! | 0%
| Cornell Hydro | 10286 | Cornell Hydro | NY | Tompkins | NYIS | Commercial Non-CHP | 1 |  | 1.9 | 1.6 | 1.8 | Conventional Hydroelectric | WAT | HY | 1981 |  |  | (OP) Operating | [8 empty] | 42.4519 | -76.4851 | 0 | 0 | #DIV/0! | 0%
| Ulysses Solar, LLC | 59470 | Cornell Snyder Road Solar Array | NY | Tompkins | NYIS | IPP Non-CHP | CSR1 |  | 1.8 | 1.8 | 1.4 | Solar Photovoltaic | SUN | PV | 2014 |  |  | (OP) Operating |  | 2 | [6 empty] | 42.4975 | -76.46 | 0 | 0 | #DIV/0! | 0%
| City of Corning - (IA) | 1134 | Corning | IA | Adams | MISO | Electric Utility | 5 |  | 6.8 | 6.8 | 6.8 | Petroleum Liquids | DFO | IC | 1995.6667 |  |  | (SB) Standby/Backup: available for service but not normally used | [8 empty] | 40.9871 | -94.7352 | 0 | 0 | #DIV/0! | 0%
| OCI Energy LLC | 58536 | Cornerstone Power Holmdel LLC | NJ | Monmouth | PJM | IPP Non-CHP | 1 |  | 3 | 3 | 3 | Solar Photovoltaic | SUN | PV | 2013 |  |  | (OP) Operating |  | 3.7 | [6 empty] | 40.3522 | -74.1878 | 0 | 0 | #DIV/0! | 0%
| Altus Power America Management, LLC | 58512 | Cornerstone Power Vineland I LLC | NJ | Cumberland | PJM | IPP Non-CHP | PV1 |  | 3.1 | 3.1 | 3.1 | Solar Photovoltaic | SUN | PV | 2012 |  |  | (OP) Operating |  | 3.7 | [6 empty] | 39.4397 | -75.0439 | 0 | 0 | #DIV/0! | 0%
| Terraform Arcadia | 61977 | Cornillie | MN | Chisago | MISO | IPP Non-CHP | SO334 |  | 1 | 1 | 1 | Solar Photovoltaic | SUN | PV | 2018 |  |  | (OP) Operating |  | 1.4 | [6 empty] | 45.4601 | -92.8961 | 0 | 0 | #DIV/0! | 0%
| Cornillie 2 Community Solar LLC | 63899 | Cornillie 2 Community (CSG) | MN | Chisago | MISO | IPP Non-CHP | CORN |  | 1.4 | 1.4 | 1.4 | Solar Photovoltaic | SUN | PV | 2021 |  |  | (OP) Operating |  | 1.5 | [6 empty] | 45.4594 | -92.8948 | 0 | 0 | #DIV/0! | 0%
| Madison Energy Holdings LLC | 64992 | Cornillie Solar CSG | MN | Chisago | MISO | IPP Non-CHP | CORN1 |  | 1 | 1 | 1 | Solar Photovoltaic | SUN | PV | 2021 |  |  | (OP) Operating |  | 1.2 | [6 empty] | 45.4593 | -92.8978 | 0 | 0 | #DIV/0! | 0%
| Domtar Paper Company LLC | 55429 | Kentucky Mills | KY | Hancock | MISO | Industrial CHP | 01 |  | 88 | 49 | 60 | Wood/Wood Waste Biomass | BLQ | ST | 2001 |  |  | (OP) Operating | [8 empty] | 37.8948 | -86.6854 | 0 | 0 | #DIV/0! | 0%
| CVI CleanCapital Solar 4 LLC | 58359 | Corning Pharmaceutical Glass | NJ | Cumberland | PJM | Commercial Non-CHP | GG |  | 2.3 | 2.3 | 2.3 | Solar Photovoltaic | SUN | PV | 2012 |  |  | (OP) Operating |  | 2.8 | [6 empty] | 39.4967 | -75.0186 | 0 | 0 | #DIV/0! | 0%
| Corning Riverview Project | 64310 | Corning Riverview (CSG) | NY | Erie | NYIS | IPP Non-CHP | CORN |  | 5 | 5 | 5 | Solar Photovoltaic | SUN | PV | 2020 |  |  | (OP) Operating |  | 6 | [6 empty] | 43.0011 | -78.9141 | 0 | 0 | #DIV/0! | 0%
| SRE Utility Solar 1, LLC | 59663 | Cornwall Solar Center, LLC | NC | Granville | CPLE | IPP Non-CHP | CSC1 |  | 5 | 5 | 5 | Solar Photovoltaic | SUN | PV | 2016 |  |  | (OP) Operating |  | 6.4 | [6 empty] | 36.3669 | -78.6261 | 0 | 0 | #DIV/0! | 0%
| Metropolitan Water District of S CA | 480 | Corona | CA | Riverside | CISO | Electric Utility | 1 |  | 2.9 | 2.8 | 2.8 | Conventional Hydroelectric | WAT | HY | 1983 |  |  | (OP) Operating | [8 empty] | 33.859 | -117.6106 | 0 | 0 | #DIV/0! | 0%
| WCAC Operating Company | 50494 | Kern Front Limited | CA | Kern | CISO | IPP Non-CHP | KF1 |  | 49.8 | 46 | 48 | Natural Gas Fired Combustion Turbine | NG | GT | 1989 |  |  | (OP) Operating | [8 empty] | 35.5165 | -119.0401 | 0 | 0 | #DIV/0! | 0%
| Arevon Energy, Inc. | 59638 | Coronal Lost Hills | CA | Kern | CISO | IPP Non-CHP | CLH |  | 20 | 20 | 20 | Solar Photovoltaic | SUN | PV | 2015 |  |  | (OP) Operating |  | 25.9 | [6 empty] | 35.7267 | -119.9058 | 0 | 0 | #DIV/0! | 0%
| Clean Focus Yield, LLC | 59536 | Coronus Adelanto West 1 | CA | San Bernardino | CISO | IPP Non-CHP | AWI |  | 1.5 | 1.5 | 1.5 | Solar Photovoltaic | SUN | PV | 2015 |  |  | (OP) Operating |  | 1.8 | [6 empty] | 34.5481 | -117.4644 | 0 | 0 | #DIV/0! | 0%
| Clean Focus Yield, LLC | 59537 | Coronus Adelanto West 2 | CA | San Bernardino | CISO | IPP Non-CHP | AW2 |  | 1.5 | 1.5 | 1.5 | Solar Photovoltaic | SUN | PV | 2015 |  |  | (OP) Operating |  | 1.8 | [6 empty] | 34.5481 | -117.4644 | 0 | 0 | #DIV/0! | 0%
| Kern River Cogeneration Co | 10496 | Kern River Cogeneration | CA | Kern | CISO | IPP CHP | GTAG |  | 300 | 288 | 308 | Natural Gas Fired Combustion Turbine | NG | GT | 1985 |  |  | (OP) Operating | [8 empty] | 35.4515 | -118.9849 | 0 | 0 | #DIV/0! | 0%
| Chevron USA Inc | 52107 | Kern River Eastridge Cogen | CA | Kern | CISO | Industrial CHP | 101A |  | 48.8 | 41.6 | 43.4 | Natural Gas Fired Combustion Turbine | NG | GT | 1988 |  |  | (OP) Operating | [8 empty] | 35.4406 | -118.9617 | 0 | 0 | #DIV/0! | 0%
| Avista Corp | 550 | Kettle Falls Generating Station | WA | Stevens | AVA | Electric Utility | 1 |  | 57.9 | 56.2 | 58.7 | Wood/Wood Waste Biomass | WDS | ST | 1992.5 |  |  | (OP) Operating | [8 empty] | 48.6203 | -118.1111 | 0 | 0 | #DIV/0! | 0%
| Dominion Renewable Energy | 60915 | Correctional Solar LLC | VA | New Kent | PJM | IPP Non-CHP | PV1 |  | 20 | 20 | 20 | Solar Photovoltaic | SUN | PV | 2017 |  |  | (OP) Operating |  | 22.9 | [6 empty] | 37.4715 | -76.8446 | 0 | 0 | #DIV/0! | 0%
| Black Hills Service Company LLC | 63436 | Corriedale Wind Energy | WY | Laramie | WACM | Electric Utility | WTG |  | 52.5 | 52.5 | 52.5 | Onshore Wind Turbine | WND | WT | 2020 |  |  | (OP) Operating | [8 empty] | 41.1133 | -104.984 | 0 | 0 | #DIV/0! | 0%
| Greenbacker Renewable Energy Corporation | 66095 | Cortez Solar 1, LLC | CO | Montezuma | WACM | IPP Non-CHP | 712 |  | 2.2 | 2.2 | 2.2 | Solar Photovoltaic | SUN | PV | 2022 |  |  | (OP) Operating |  | 2.8 | [6 empty] | 37.3617 | -108.5247 | 0 | 0 | #DIV/0! | 0%
| Greenbacker Renewable Energy Corporation | 66169 | Cortez Solar 2, LLC | CO | Montezuma | WACM | IPP Non-CHP | 710 |  | 5 | 5 | 5 | Solar Photovoltaic | SUN | PV | 2023 |  |  | (OP) Operating |  | 6.4 | [6 empty] | 37.3783 | -108.6149 | 0 | 0 | #DIV/0! | 0%
| Greenbacker Renewable Energy Corporation | 66141 | Cortez Solar 3, LLC | CO | Montezuma | WACM | IPP Non-CHP | 711 |  | 2 | 2 | 2 | Solar Photovoltaic | SUN | PV | 2023 |  |  | (OP) Operating |  | 2.6 | [6 empty] | 37.3039 | -108.5795 | 0 | 0 | #DIV/0! | 0%
| Cortland Solar 2 LLC | 63949 | Cortland | IL | Dekalb | PJM | IPP Non-CHP | CORT2 |  | 2 | 2 | 2 | Solar Photovoltaic | SUN | PV | 2021 |  |  | (OP) Operating |  | 2.8 | [6 empty] | 41.9222 | -88.6888 | 0 | 0 | #DIV/0! | 0%
| DG New York CS, LLC | 64371 | Cortlandville I Solar CSG | NY | Cortland | NYIS | IPP Non-CHP | CORT1 |  | 5 | 5 | 5 | Solar Photovoltaic | SUN | PV | 2021 |  |  | (OP) Operating |  | 6 | [6 empty] | 42.6068 | -76.1545 | 0 | 0 | #DIV/0! | 0%
| DG Empire Shine, LLC | 65090 | Cortlandville III Solar CSG | NY | Cortland | NYIS | IPP Non-CHP | CORT3 |  | 5 | 5 | 5 | Solar Photovoltaic | SUN | PV | 2023 |  |  | (OP) Operating |  | 7.4 | [6 empty] | 42.6058 | -76.1325 | 0 | 0 | #DIV/0! | 0%
| Onyx Asset Services Group | 65804 | Corvias - Fort Riley II | KS | Riley | SWPP | IPP Non-CHP | 13191 |  | 1.3 | 1.3 | 1.3 | Solar Photovoltaic | SUN | PV | 2022 |  |  | (OP) Operating |  | 1.8 | [6 empty] | 39.0856 | -96.815 | 0 | 0 | #DIV/0! | 0%
| Corvus Community Solar | 61177 | Corvus Community Solar | MN | Blue Earth | MISO | IPP Non-CHP | GCCS1 |  | 5 | 4.5 | 4.5 | Solar Photovoltaic | SUN | PV | 2018 |  |  | (OP) Operating |  | 1.3 | [6 empty] | 44.1914 | -93.944 | 0 | 0 | #DIV/0! | 0%
| Cosmo Specialty Fibers | 50185 | Cosmo Specialty Fibers Plant | WA | Grays Harbor | BPAT | Industrial CHP | TG1 |  | 15 | 17 | 18 | Wood/Wood Waste Biomass | WDL | ST | 1957 |  |  | (OA) Out of service but expected to return to service in next calendar year | [8 empty] | 46.9541 | -123.7611 | 0 | 0 | #DIV/0! | 0%
| CoServ Electric | 60427 | CoServ Community Solar Station | TX | Denton | ERCO | IPP Non-CHP | CSS1 |  | 2 | 2 | 2 | Solar Photovoltaic | SUN | PV | 2015 |  |  | (OP) Operating |  | 2.6 | [6 empty] | 33.2706 | -96.9792 | 0 | 0 | #DIV/0! | 0%
| Massachusetts Water Res Auth | 10825 | Cosgrove Intake and Power Station | MA | Worcester | ISNE | IPP Non-CHP | UNI1 |  | 3.2 | 2 | 2 | Conventional Hydroelectric | WAT | HY | 1969 |  |  | (OP) Operating | [8 empty] | 42.4044 | -71.6872 | 0 | 0 | #DIV/0! | 0%
| Kimberly Clark - Mobile Alabama | 62449 | Kimberly Clark Mobile - CHP Plant | AL | Mobile | SOCO | Industrial CHP | GT100 | KCMO | 50 | 43.6 | 46 | Natural Gas Fired Combustion Turbine | NG | GT | 2019 |  |  | (OP) Operating | [8 empty] | 30.7377 | -88.0498 | 0 | 0 | #DIV/0! | 0%
| Arevon Asset Management | 63943 | Coso Battery Storage | CA | Inyo | CISO | IPP Non-CHP | 61730 |  | 60 | 60 | 60 | Batteries | MWH | BA | 2022 |  |  | (OP) Operating | 240 | [7 empty] | 36.0069 | -117.8106 | 0 | 0 | #DIV/0! | 0%
| Coso Operating Co LLC | 10875 | Coso Energy Developers | CA | Inyo | CISO | IPP Non-CHP | GEN7 |  | 90 | 67.8 | 83.3 | Geothermal | GEO | ST | 1988.3333 |  |  | (OP) Operating | [8 empty] | 36.0019 | -117.7886 | 0 | 0 | #DIV/0! | 0%
| Coso Operating Co LLC | 10873 | Coso Finance Partners | CA | Inyo | CISO | IPP Non-CHP | GEN1 |  | 92.2 | 81.2 | 81.7 | Geothermal | GEO | ST | 1987.6667 |  |  | (OP) Operating | [8 empty] | 36.0372 | -117.7981 | 0 | 0 | #DIV/0! | 0%
| Coso Operating Co LLC | 10874 | Coso Power Developers | CA | Inyo | CISO | IPP Non-CHP | GEN4 |  | 90 | 80.3 | 86 | Geothermal | GEO | ST | 1989 |  |  | (OP) Operating | [8 empty] | 36.0192 | -117.7917 | 0 | 0 | #DIV/0! | 0%
| Cosper Creek Solar, LLC | 65746 | Cosper Creek Solar (CSG) | OR | Polk | PGE | IPP Non-CHP | CC22 |  | 2.5 | 2.5 | 2.5 | Solar Photovoltaic | SUN | PV | 2022 |  |  | (OP) Operating |  | 3.2 | [6 empty] | 45.058 | -123.499 | 0 | 0 | #DIV/0! | 0%
| 127 CVF, LLC | 67835 | Costa View Farms | CA | Madera | CISO | IPP Non-CHP | 64544 |  | 5 | 5 | 4 | Solar Photovoltaic | SUN | PV | 2024 |  |  | (OP) Operating |  | 6.3 | [6 empty] | 36.99 | -120.308 | 0 | 0 | #DIV/0! | 0%
| Generate Capital | 66213 | Costanza Solar | NY | Albany | NYIS | IPP Non-CHP | 10907 |  | 2 | 2 | 2 | Solar Photovoltaic | SUN | PV | 2020 |  |  | (OP) Operating |  | 3 | [6 empty] | 42.4606 | -74.0694 | 0 | 0 | #DIV/0! | 0%
| Kimberly-Clark Corporation | 58084 | Kimberly Clark-Unit 1,2,3 | CT | Litchfield | ISNE | Industrial CHP | GT100 | KCNM | 36.3 | 33.1 | 36.3 | Natural Gas Fired Combined Cycle | NG | CT | 2008 |  |  | (OP) Operating | [8 empty] | 41.5583 | -73.4136 | 0 | 0 | #DIV/0! | 0%
| Onward Energy | 60582 | CoTAL Solar Farm | FL | Leon | TAL | IPP Non-CHP | PV1 |  | 20 | 20 | 20 | Solar Photovoltaic | SUN | PV | 2017 |  |  | (OP) Operating |  | 28 | [6 empty] | 30.3793 | -84.3539 | 0 | 0 | #DIV/0! | 0%
| Ecoplexus, Inc | 61483 | Cottage Grove CSG, LLC | MN | Washington | MISO | IPP Non-CHP | CTGR1 |  | 5 | 5 | 5 | Solar Photovoltaic | SUN | PV | 2018 |  |  | (OP) Operating |  | 1.3 | [6 empty] | 44.8421 | -92.8737 | 0 | 0 | #DIV/0! | 0%
| Generate Capital | 67629 | Cottage Grove North Solar 1, LLC | IL | Will | PJM | IPP Non-CHP | 11114 |  | 2 | 2 | 2 | Solar Photovoltaic | SUN | PV | 2024 |  |  | (OP) Operating | [8 empty] | 41.3411 | -87.5861 | 0 | 0 | #DIV/0! | 0%
| DG Minnesota CSG, LLC | 61983 | Cottage Grove Project CSG | MN | Washington | MISO | IPP Non-CHP | COTG |  | 4.9 | 4.9 | 4.9 | Solar Photovoltaic | SUN | PV | 2018 |  |  | (OP) Operating |  | 6.4 | [6 empty] | 44.7907 | -92.8727 | 0 | 0 | #DIV/0! | 0%
| Generate Capital | 67630 | Cottage Grove South Solar 1, LLC | IL | Will | PJM | IPP Non-CHP | 11115 |  | 2 | 2 | 2 | Solar Photovoltaic | SUN | PV | 2024 |  |  | (OP) Operating | [8 empty] | 41.3412 | -87.5742 | 0 | 0 | #DIV/0! | 0%
| Western Massachusetts Electric Company | 58568 | Cottage Street Solar Facility | MA | Hampden | ISNE | Electric Utility | PV-3 |  | 3.2 | 3.2 | 3.2 | Solar Photovoltaic | SUN | PV | 2014 |  |  | (OP) Operating |  | 3.9 | [6 empty] | 42.1453 | -72.5383 | 0 | 0 | #DIV/0! | 0%
| Heelstone Energy Holdings, LLC | 60965 | Cotten Farm, LLC | NC | Lee | CPLE | IPP Non-CHP | COT |  | 5 | 4.9 | 4.9 | Solar Photovoltaic | SUN | PV | 2016 |  |  | (OP) Operating |  | 6.8 | [6 empty] | 35.5285 | -79.1985 | 0 | 0 | #DIV/0! | 0%
| Arizona Public Service Co | 57561 | Cotton Center Solar Hybrid | AZ | Maricopa | AZPS | Electric Utility | CC17M |  | 34 | 34 | 34 | Batteries | MWH | BA | 2017 |  |  | (OP) Operating | 51 | [7 empty] | 33.0347 | -112.6617 | 0 | 0 | #DIV/0! | 0%
| Florida Power & Light Co | 65036 | Cotton Creek Solar Energy Center | FL | Escambia | FPL | Electric Utility | 1 |  | 74.5 | 74.5 | 74.5 | Solar Photovoltaic | SUN | PV | 2021 |  |  | (OP) Operating |  | 105.3 | [6 empty] | 30.8419 | -87.344 | 0 | 0 | #DIV/0! | 0%
| Cotton Plains Wind I, LLC | 60210 | Cotton Plains Wind Farm | TX | Floyd | ERCO | IPP Non-CHP | CPWF |  | 50.4 | 50.4 | 50.4 | Onshore Wind Turbine | WND | WT | 2017 |  |  | (OP) Operating | [8 empty] | 34.0603 | -101.1876 | 0 | 0 | #DIV/0! | 0%
| Lightsource Renewable Energy Asset Management, LLC | 65076 | Cottontail Solar 1 | PA | York | PJM | IPP Non-CHP | PACT1 |  | 20 | 20 | 20 | Solar Photovoltaic | SUN | PV | 2024 |  |  | (OP) Operating |  | 25.01 | [6 empty] | 39.9017 | -76.8233 | 0 | 0 | #DIV/0! | 0%
| Lightsource Renewable Energy Asset Management, LLC | 65077 | Cottontail Solar 2 | PA | York | PJM | IPP Non-CHP | PACT2 |  | 20 | 20 | 20 | Solar Photovoltaic | SUN | PV | 2024 |  |  | (OP) Operating |  | 25.01 | [6 empty] | 39.9373 | -76.771 | 0 | 0 | #DIV/0! | 0%
| Lightsource Renewable Energy Asset Management, LLC | 65079 | Cottontail Solar 4 | PA | Northumberland | PJM | IPP Non-CHP | PACT4 |  | 20 | 20 | 20 | Solar Photovoltaic | SUN | PV | 2024 |  |  | (OP) Operating |  | 25.25 | [6 empty] | 40.9888 | -76.7929 | 0 | 0 | #DIV/0! | 0%
| Lightsource Renewable Energy Asset Management, LLC | 65080 | Cottontail Solar 5 | PA | Juniata | PJM | IPP Non-CHP | PACT5 |  | 20 | 20 | 20 | Solar Photovoltaic | SUN | PV | 2024 |  |  | (OP) Operating |  | 25.25 | [6 empty] | 40.5608 | -77.3785 | 0 | 0 | #DIV/0! | 0%
| Lightsource Renewable Energy Asset Management, LLC | 65081 | Cottontail Solar 6 | PA | Snyder | PJM | IPP Non-CHP | PACT6 |  | 20 | 20 | 20 | Solar Photovoltaic | SUN | PV | 2024 |  |  | (OP) Operating |  | 25.25 | [6 empty] | 40.7925 | -76.9051 | 0 | 0 | #DIV/0! | 0%
| Lightsource Renewable Energy Asset Management, LLC | 65082 | Cottontail Solar 8 | PA | York | PJM | IPP Non-CHP | PACT8 |  | 20 | 20 | 20 | Solar Photovoltaic | SUN | PV | 2024 |  |  | (OP) Operating |  | 25.03 | [6 empty] | 39.9254 | -76.7838 | 0 | 0 | #DIV/0! | 0%
| Los Angeles Department of Water & Power | 394 | Cottonwood | CA | Inyo | LDWP | Electric Utility | 1 |  | 1.6 | 2.4 | 2.4 | Conventional Hydroelectric | WAT | HY | 1908.5 |  |  | (OP) Operating | [8 empty] | 36.4434 | -118.0439 | 0 | 0 | #DIV/0! | 0%
| Calpine Corp-King City | 55811 | King City Peaking | CA | Monterey | CISO | IPP Non-CHP | CTG1 |  | 47.3 | 44 | 44.5 | Natural Gas Fired Combustion Turbine | NG | GT | 2002 |  |  | (OP) Operating | [8 empty] | 36.2248 | -121.1246 | 0 | 0 | #DIV/0! | 0%
| Cardinal Renewables | 63293 | Cottonwood Solar, LLC | NC | Northampton | PJM | IPP Non-CHP | NCCWD |  | 3 | 3 | 3 | Solar Photovoltaic | SUN | PV | 2018 |  |  | (OP) Operating |  | 4.2 | [6 empty] | 36.5081 | -77.6144 | 0 | 0 | #DIV/0! | 0%
| Onward Energy | 59087 | Cottonwood Solar, LLC (City of Corcoran) | CA | Kings | CISO | IPP Non-CHP | GEN 1 |  | 12 | 12 | 12 | Solar Photovoltaic | SUN | PV | 2015 |  |  | (OP) Operating |  | 14.9 | [6 empty] | 36.1344 | -119.5544 | 0 | 0 | #DIV/0! | 0%
| Onward Energy | 59086 | Cottonwood Solar, LLC (Goose Lake) | CA | Kern | CISO | IPP Non-CHP | GEN1 |  | 12 | 12 | 12 | Solar Photovoltaic | SUN | PV | 2015 |  |  | (OP) Operating |  | 16.9 | [6 empty] | 35.5936 | -119.58 | 0 | 0 | #DIV/0! | 0%
| Onward Energy | 59703 | Cottonwood Solar, LLC Cottonwood Carport | CA | Marin | CISO | IPP Non-CHP | 1 |  | 1 | 1 | 1 | Solar Photovoltaic | SUN | PV | 2016 |  |  | (OP) Operating |  | 1.1 | [6 empty] | 38.1298 | -122.5682 | 0 | 0 | #DIV/0! | 0%
| Cottonwood Wind Project | 61407 | Cottonwood Wind Energy Center | NE | Webster | SWPP | IPP Non-CHP | CTNWD |  | 89.7 | 89.7 | 89.7 | Onshore Wind Turbine | WND | WT | 2017 |  |  | (OP) Operating | [8 empty] | 40.2402 | -98.406 | 0 | 0 | #DIV/0! | 0%
| Lisbon East | 61720 | COU Solar I, LLC | NY | St Lawrence | NYIS | IPP Non-CHP | LECOU |  | 1.5 | 1.5 | 1.5 | Solar Photovoltaic | SUN | PV | 2018 |  |  | (OP) Operating |  | 1.9 | [6 empty] | 44.7 | -75.3 | 0 | 0 | #DIV/0! | 0%
| USACE Northwestern Division | 3076 | Cougar | OR | Lane | BPAT | Electric Utility | 1 |  | 26 | 26 | 26 | Conventional Hydroelectric | WAT | HY | 1964 |  |  | (OP) Operating | [8 empty] | 44.1307 | -122.2439 | 0 | 0 | #DIV/0! | 0%
| Cougar Solar, LLC | 61658 | Cougar Solar, LLC | NC | Lee | CPLE | IPP Non-CHP | COUGR |  | 1.9 | 1.9 | 1.9 | Solar Photovoltaic | SUN | PV | 2017 |  |  | (OP) Operating |  | 2.7 | [6 empty] | 35.4624 | -79.1806 | 0 | 0 | #DIV/0! | 0%
| Koda Energy LLC | 57119 | Koda Biomass Plant | MN | Scott | MISO | IPP CHP | 2222 |  | 23.4 | 20.3 | 20.3 | Other Waste Biomass | AB | ST | 2009 |  |  | (OP) Operating | [8 empty] | 44.7956 | -93.5386 | 0 | 0 | #DIV/0! | 0%
| Sunlight General Morris Solar LLC | 58881 | County College of Morris | NJ | Morris | PJM | Commercial Non-CHP | PV01 |  | 2.9 | 2.9 | 2.9 | Solar Photovoltaic | SUN | PV | 2013 |  |  | (OP) Operating |  | 3.4 | [6 empty] | 40.8567 | -74.5814 | 0 | 0 | #DIV/0! | 0%
| Heelstone Energy Holdings, LLC | 60199 | County Home Solar Center, LLC | NC | Cleveland | DUK | IPP Non-CHP | CHSC1 |  | 2 | 2 | 2 | Solar Photovoltaic | SUN | PV | 2016 |  |  | (OP) Operating |  | 2.6 | [6 empty] | 35.2633 | -81.5087 | 0 | 0 | #DIV/0! | 0%
| MN8 Energy LLC | 62167 | County Home Solar LLC | NC | Richmond | CPLE | IPP Non-CHP | COU01 |  | 4.9 | 4.9 | 4.9 | Solar Photovoltaic | SUN | PV | 2018 |  |  | (OP) Operating |  | 7.2 | [6 empty] | 34.9255 | -79.7228 | 0 | 0 | #DIV/0! | 0%
| Duke Energy Florida, LLC | 67049 | County Line Renewable Energy Center | FL | Gilchrist | FPC | Electric Utility | PV1 |  | 74.9 | 74.9 | 74.9 | Solar Photovoltaic | SUN | PV | 2024 |  |  | (OP) Operating |  | 98.4 | [6 empty] | 29.8122 | -82.676 | 0 | 0 | #DIV/0! | 0%
| Tesla Inc. | 64445 | County of Dutchess, NY (Airport) | NY | Dutchess | NYIS | IPP Non-CHP | PV1 |  | 1.8 | 1.8 | 1.8 | Solar Photovoltaic | SUN | PV | 2020 |  |  | (OP) Operating |  | 2.2 | [6 empty] | 41.6314 | -73.8769 | 0 | 0 | #DIV/0! | 0%
| Solar Star California LXXVIII, LLC | 64601 | County of San Diego COC Hybrid | CA | San Diego | CISO | IPP Non-CHP | ESS |  | 2.1 | 2.2 | 1.6 | Batteries | MWH | BA | 2020 |  |  | (OP) Operating | 1 | [7 empty] | 32.8336 | -117.1311 | 0 | 0 | #DIV/0! | 0%
| MN8 Energy LLC | 62242 | County of San Diego SBRC | CA | San Diego | CISO | IPP Non-CHP | SBRC |  | 1.3 | 1.3 | 1.3 | Solar Photovoltaic | SUN | PV | 2018 |  |  | (OP) Operating |  | 1.4 | [6 empty] | 32.6327 | -117.0778 | 0 | 0 | #DIV/0! | 0%
| KSI II Consolidated, LLC | 64126 | County Road 16 | NY | Schuyler | NYIS | IPP Non-CHP | ORNGE |  | 2 | 2 | 2 | Solar Photovoltaic | SUN | PV | 2020 |  |  | (OP) Operating |  | 2.9 | [6 empty] | 42.3771 | -76.9022 | 0 | 0 | #DIV/0! | 0%
| KSI II Consolidated, LLC | 65222 | County Road 17 (CSG) | NY | Chenango | NYIS | IPP Non-CHP | AFTON |  | 3.3 | 3.3 | 3.3 | Solar Photovoltaic | SUN | PV | 2022 |  |  | (OP) Operating |  | 4.5 | [6 empty] | 42.2784 | -75.5415 | 0 | 0 | #DIV/0! | 0%
| KSI II Consolidated, LLC | 62507 | County Route 11 Community Solar Farm | NY | Clinton | NYIS | IPP Non-CHP | 1419 |  | 4.1 | 4.1 | 4.1 | Solar Photovoltaic | SUN | PV | 2020 |  |  | (OP) Operating |  | 5.5 | [6 empty] | 44.935 | -73.677 | 0 | 0 | #DIV/0! | 0%
| Generate Capital | 67631 | County Route 11B | NY | Clinton | NYIS | IPP Non-CHP | 10983 |  | 4.9 | 4.9 | 4.9 | Solar Photovoltaic | SUN | PV | 2024 |  |  | (OP) Operating | [8 empty] | 44.9396 | -73.6715 | 0 | 0 | #DIV/0! | 0%
| Generate Capital | 66214 | County Route 84 Solar | NY | Steuben | NYIS | IPP Non-CHP | 10967 |  | 5 | 5 | 5 | Solar Photovoltaic | SUN | PV | 2021 |  |  | (OP) Operating |  | 6.9 | [6 empty] | 42.0272 | -77.5825 | 0 | 0 | #DIV/0! | 0%
| Northern States Power Co - Minnesota | 58658 | Courtenay Wind Farm | ND | Stutsman | MISO | Electric Utility | 1 |  | 200 | 195 | 195 | Onshore Wind Turbine | WND | WT | 2016 |  |  | (OP) Operating | [8 empty] | 47.1797 | -98.5947 | 0 | 0 | #DIV/0! | 0%
| United States Solar Corporation | 66029 | Courtland CSG LLC | MN | Nicollet | MISO | IPP Non-CHP | CLCSG |  | 1 | 1 | 1 | Solar Photovoltaic | SUN | PV | 2023 |  |  | (OP) Operating |  | 1.4 | [6 empty] | 44.2558 | -94.2929 | 0 | 0 | #DIV/0! | 0%
| Covanta Bristol Inc | 50648 | Covanta Bristol Energy | CT | Hartford | ISNE | IPP Non-CHP | GEN1 |  | 16.3 | 13.2 | 13.2 | Municipal Solid Waste | MSW | ST | 1987 |  |  | (OP) Operating | [8 empty] | 41.6492 | -72.9153 | 0 | 0 | #DIV/0! | 0%
| Clarksdale Public Utilities | 2059 | L L Wilkins | MS | Coahoma | MISO | Electric Utility | 6 | CC1 | 55.2 | 49.5 | 52.3 | Natural Gas Fired Combined Cycle | NG | CA | 1973.25 |  |  | (OP) Operating | [8 empty] | 34.1845 | -90.5627 | 0 | 0 | #DIV/0! | 0%
| Duke Energy Progress - (NC) | 58697 | L V Sutton Combined Cycle | NC | New Hanover | CPLE | Electric Utility | CA1 | 1 | 851 | 698 | 816 | Natural Gas Fired Combined Cycle | NG | CA | 2014.6 |  |  | (OP) Operating | [8 empty] | 34.2831 | -77.9853 | 0 | 0 | #DIV/0! | 0%
| Equistar Chemicals LP | 57884 | Lake Charles Polymers | LA | Calcasieu | MISO | Industrial Non-CHP | G-900 |  | 31.1 | 30.5 | 33 | Natural Gas Fired Combustion Turbine | NG | GT | 2011 |  |  | (OP) Operating | [8 empty] | 30.1966 | -93.322 | 0 | 0 | #DIV/0! | 0%
| Otter Tail Power Co | 3352 | Lake Preston | SD | Kingsbury | MISO | Electric Utility | 1A |  | 24.1 | 18.9 | 24.4 | Petroleum Liquids | DFO | GT | 1978 |  |  | (SB) Standby/Backup: available for service but not normally used | [8 empty] | 44.3649 | -97.3811 | 0 | 0 | #DIV/0! | 0%
| Covanta Lancaster Inc | 50859 | Lancaster County Resource Recovery | PA | Lancaster | PJM | Commercial Non-CHP | GEN1 |  | 35.7 | 32.4 | 32.4 | Municipal Solid Waste | MSW | ST | 1990 |  |  | (OP) Operating | [8 empty] | 40.0711 | -76.6436 | 0 | 0 | #DIV/0! | 0%
| Western Farmers Elec Coop, Inc | 57872 | LCEC Generation LLVC | NM | Lea | SWPP | Electric Utility | UNIT1 |  | 46.5 | 43.5 | 46.5 | Natural Gas Internal Combustion Engine | NG | IC | 2012 |  |  | (OP) Operating | [8 empty] | 32.9781 | -103.3239 | 0 | 0 | #DIV/0! | 0%
| Leaf River Cellulose LLC | 10233 | Leaf River Cellulose LLC | MS | Perry | SOCO | Industrial CHP | GEN1 |  | 50.4 | 52.2 | 53.4 | Wood/Wood Waste Biomass | BLQ | ST | 1984 |  |  | (OP) Operating | [8 empty] | 31.2434 | -89.0456 | 0 | 0 | #DIV/0! | 0%
| Covanta Indianapolis Inc | 50647 | Covanta Indianapolis Energy | IN | Marion | MISO | Commercial CHP | GEN1 |  | 6.5 | 5 | 5 | Municipal Solid Waste | MSW | ST | 1988 |  |  | (OP) Operating | [8 empty] | 39.7345 | -86.1891 | 0 | 0 | #DIV/0! | 0%
| Covanta Lake Inc | 50629 | Covanta Lake County Energy | FL | Lake | FPC | IPP Non-CHP | GEN1 |  | 15.5 | 12.5 | 12.5 | Municipal Solid Waste | MSW | ST | 1990 |  |  | (OP) Operating | [8 empty] | 28.7402 | -81.8892 | 0 | 0 | #DIV/0! | 0%
| Covanta Marion Inc | 50630 | Covanta Marion Inc | OR | MARION | PGE | IPP Non-CHP | GEN1 |  | 13.1 | 11.5 | 11.5 | Municipal Solid Waste | MSW | ST | 1986 |  |  | (OP) Operating | [8 empty] | 45.0485 | -122.9628 | 0 | 0 | #DIV/0! | 0%
| Veolia NA - Municipal & Commercial Business | 10521 | Lederle Laboratories | NY | Rockland | NYIS | Industrial CHP | 3A | CC1 | 23.4 | 21.7 | 21.7 | Natural Gas Fired Combined Cycle | NG | CA | 1993.4 |  |  | (OP) Operating | [8 empty] | 41.0772 | -74.0181 | 0 | 0 | #DIV/0! | 0%
| Covanta Southeastern Connecticut Company | 10646 | Covanta Southeastern Connecticut Company | CT | New London | ISNE | IPP Non-CHP | GEN1 |  | 18.3 | 16.3 | 18.1 | Municipal Solid Waste | MSW | ST | 1991 |  |  | (OP) Operating | [8 empty] | 41.475 | -72.0688 | 0 | 0 | #DIV/0! | 0%
| Washington Electric Coop - (VT) | 62859 | Coventry Clean Energy Corporation | VT | Orleans | ISNE | Electric Utility | COV-1 |  | 8 | 7.5 | 7.5 | Landfill Gas | LFG | IC | 2006.2 |  |  | (OP) Operating | [8 empty] | 44.9087 | -72.2215 | 0 | 0 | #DIV/0! | 0%
| Ormat Cove Fort LLC | 58570 | Cove Fort | UT | Beaver | PACE | IPP Non-CHP | 1-G1A |  | 25 | 25 | 25 | Geothermal | GEO | BT | 2013 |  |  | (OP) Operating | [8 empty] | 38.5603 | -112.5811 | 0 | 0 | #DIV/0! | 0%
| Snow Mountain Hydro LLC | 10707 | Cove Hydroelectric | CA | Shasta | CISO | IPP Non-CHP | GEN1 |  | 5 | 5 | 5 | Conventional Hydroelectric | WAT | HY | 1990 |  |  | (OP) Operating | [8 empty] | 40.8713 | -121.9487 | 0 | 0 | #DIV/0! | 0%
| Cove Mountain Solar LLC | 62469 | Cove Mountain Solar | UT | Iron | PACE | IPP Non-CHP | GEN01 |  | 58 | 58 | 58 | Solar Photovoltaic | SUN | PV | 2020 |  |  | (OP) Operating |  | 74.3 | [6 empty] | 37.6231 | -113.6192 | 0 | 0 | #DIV/0! | 0%
| Cove Mountain Solar 2 LLC | 62470 | Cove Mountain Solar 2 | UT | Iron | PACE | IPP Non-CHP | GEN01 |  | 122 | 122 | 122 | Solar Photovoltaic | SUN | PV | 2020 |  |  | (OP) Operating |  | 156.3 | [6 empty] | 37.6386 | -113.6371 | 0 | 0 | #DIV/0! | 0%
| Duke Energy Progress - (NC) | 58215 | Lee Combined Cycle Plant | NC | Wayne | DUK | Electric Utility | 1A | CC1 | 1068 | 888 | 1054 | Natural Gas Fired Combined Cycle | NG | CT | 2012 |  |  | (OP) Operating | [8 empty] | 35.3736 | -78.0894 | 0 | 0 | #DIV/0! | 0%
| Coventry Photovoltaic, LLC | 60411 | Coventry Photovoltaic, LLC | VT | Orleans | ISNE | IPP Non-CHP | COVEN |  | 2.2 | 2.2 | 2.2 | Solar Photovoltaic | SUN | PV | 2014 |  |  | (OP) Operating |  | 2.7 | [6 empty] | 44.9102 | -72.2198 | 0 | 0 | #DIV/0! | 0%
| NSF Coventry Site 2, LLC | 68162 | Coventry Solar Site 2 | NY | Broome | NYIS | IPP Non-CHP | COVE2 |  | 5 | 5 | 5 | Solar Photovoltaic | SUN | PV | 2024 |  |  | (OP) Operating |  | 7.6 | [6 empty] | 42.315 | -75.671 | 0 | 0 | #DIV/0! | 0%
| NSF Coventry Site 3, LLC | 68163 | Coventry Solar Site 3 | NY | Broome | NYIS | IPP Non-CHP | COVE3 |  | 5 | 5 | 5 | Solar Photovoltaic | SUN | PV | 2024 |  |  | (OP) Operating |  | 7.6 | [6 empty] | 42.18 | -75.402 | 0 | 0 | #DIV/0! | 0%
| Cox Companies, LLC | 54850 | Cox Waste to Energy | KY | Taylor | PJM | Industrial CHP | 01 |  | 5 | 3.3 | 3.4 | Wood/Wood Waste Biomass | WDS | ST | 1998.5 |  |  | (OP) Operating | [8 empty] | 37.3208 | -85.3611 | 0 | 0 | #DIV/0! | 0%
| Oklahoma Gas & Electric Co | 61759 | Covington Solar Farm | OK | Garfield | SWPP | Electric Utility | CVS1 |  | 10 | 10 | 10 | Solar Photovoltaic | SUN | PV | 2018 |  |  | (OP) Operating |  | 13.2 | [6 empty] | 36.3179 | -97.5859 | 0 | 0 | #DIV/0! | 0%
| Cow Branch Wind Power, LLC | 56536 | Cow Branch | MO | Atchison | AECI | IPP Non-CHP | 1 |  | 50.4 | 50.4 | 50.4 | Onshore Wind Turbine | WND | WT | 2008 |  |  | (OP) Operating | [8 empty] | 40.4535 | -95.4683 | 0 | 0 | #DIV/0! | 0%
| Duke Energy Carolinas, LLC | 2722 | Cowans Ford | NC | Lincoln | DUK | Electric Utility | 1 |  | 350 | 324 | 324 | Conventional Hydroelectric | WAT | HY | 1964 |  |  | (OP) Operating | [8 empty] | 35.4346 | -80.9588 | 0 | 0 | #DIV/0! | 0%
| Yakima-Tieton Irrigation Dist | 50423 | Cowiche | WA | Yakima | PACW | IPP Non-CHP | 983 |  | 1.7 | 1.6 | 1.6 | Conventional Hydroelectric | WAT | HY | 1987 |  |  | (OA) Out of service but expected to return to service in next calendar year | [8 empty] | 46.6926 | -120.7372 | 0 | 0 | #DIV/0! | 0%
| PUD No 1 of Lewis County | 7427 | Cowlitz Falls | WA | Lewis | BPAT | Electric Utility | U#1 |  | 70 | 70 | 70 | Conventional Hydroelectric | WAT | HY | 1994 |  |  | (OP) Operating | [8 empty] | 46.4661 | -122.1097 | 0 | 0 | #DIV/0! | 0%
| Lee County Board-Commissioners | 52010 | Lee County Solid Waste Energy | FL | Lee | FPL | IPP Non-CHP | GEN1 |  | 59 | 55 | 55 | Municipal Solid Waste | MSW | ST | 2000.5 | 9 | 2029 | (OP) Operating | [8 empty] | 26.6315 | -81.7607 | 0 | 0 | #DIV/0! | 0%
| Alaska Electric Light & Power Co. | 64 | Lemon Creek | AK | Juneau |  | Electric Utility | 1 |  | 61.7 | 57.5 | 57.5 | Petroleum Liquids | DFO | IC | 1980 |  |  | (SB) Standby/Backup: available for service but not normally used | [8 empty] | 58.3536 | -134.4953 | 0 | 0 | #DIV/0! | 0%
| FPS Coxsackie Solar LLC | 64542 | Coxsackie Solar | NY | Greene | NYIS | IPP Non-CHP | 1 |  | 5 | 5 | 5 | Solar Photovoltaic | SUN | PV | 2022 |  |  | (OP) Operating |  | 6.6 | [6 empty] | 42.3334 | -73.8475 | 0 | 0 | #DIV/0! | 0%
| Linde Inc | 50148 | Linde Wilmington | CA | Los Angeles | LDWP | Industrial CHP | GEN1 | CC1 | 31 | 27 | 27 | Natural Gas Fired Combined Cycle | NG | CT | 1988 |  |  | (SB) Standby/Backup: available for service but not normally used | [8 empty] | 33.7886 | -118.2294 | 0 | 0 | #DIV/0! | 0%
| Metropolitan Water District of S CA | 483 | Coyote Creek | CA | Orange | CISO | Electric Utility | 1 |  | 3.1 | 3.1 | 3.1 | Conventional Hydroelectric | WAT | HY | 1984 |  |  | (OP) Operating | [8 empty] | 33.9249 | -117.9552 | 0 | 0 | #DIV/0! | 0%
| Coyote Ridge LLC | 61047 | Coyote Ridge | SD | Brookings | WACM | IPP Non-CHP | WT1 |  | 97.4 | 97.4 | 97.4 | Onshore Wind Turbine | WND | WT | 2019 |  |  | (OP) Operating | [8 empty] | 44.45 | -96.55 | 0 | 0 | #DIV/0! | 0%
| Poudre Valley REA, Inc | 61425 | Coyote Ridge Community Solar | CO | Larimer | WACM | Electric Utility | COYCS |  | 1.5 | 1.5 | 1.5 | Solar Photovoltaic | SUN | PV | 2017 |  |  | (OP) Operating |  | 1.9 | [6 empty] | 40.501 | -105.1314 | 0 | 0 | #DIV/0! | 0%
| Litchfield Public Utilities | 1989 | Litchfield | MN | Meeker | MISO | Electric Utility | 5 |  | 21.9 | 21.9 | 21.9 | Petroleum Liquids | DFO | IC | 2002 |  |  | (SB) Standby/Backup: available for service but not normally used | [8 empty] | 45.1282 | -94.5352 | 0 | 0 | #DIV/0! | 0%
| HEN Infrastructure, L.L.C. | 65811 | Coyote Springs (TX) | TX | Reeves | ERCO | IPP Non-CHP | CYTSP |  | 9.9 | 9.9 | 9.9 | Batteries | MWH | BA | 2022 |  |  | (OP) Operating | 9.9 | [7 empty] | 31.3947 | -103.6303 | 0 | 0 | #DIV/0! | 0%
| Northern California Power Agny | 7451 | Lodi | CA | San Joaquin | CISO | Electric Utility | 1 |  | 27.4 | 25.2 | 25.2 | Natural Gas Fired Combustion Turbine | NG | GT | 1986 |  |  | (SB) Standby/Backup: available for service but not normally used | [8 empty] | 38.1466 | -121.3005 | 0 | 0 | #DIV/0! | 0%
| EDF Renewable Asset Holdings, Inc. | 63655 | Coyote Wind LLC | TX | Scurry | ERCO | IPP Non-CHP | COY |  | 242.5 | 242.5 | 242.5 | Onshore Wind Turbine | WND | WT | 2021 |  |  | (OP) Operating | [8 empty] | 32.8488 | -100.8665 | 0 | 0 | #DIV/0! | 0%
| NJR Clean Energy Ventures Corporation | 68327 | CP East Hampton I & II Solar | CT | Middlesex | ISNE | IPP Non-CHP | EHAMP |  | 2 | 2 | 2 | Solar Photovoltaic | SUN | PV | 2021 |  |  | (OP) Operating |  | 2.7 | [6 empty] | 41.4 | -72.42 | 0 | 0 | #DIV/0! | 0%
| Longview Fibre Co | 54562 | Longview Fibre | WA | Cowlitz | BPAT | Industrial CHP | 6 |  | 45 | 47 | 47 | Wood/Wood Waste Biomass | BLQ | ST | 1962 |  |  | (OP) Operating | [8 empty] | 46.1039 | -122.9184 | 0 | 0 | #DIV/0! | 0%
| Green Street Power Partners | 63374 | CP Middletown Solar I LLC | CT | Middlesex | ISNE | IPP Non-CHP | CPMI1 |  | 1 | 1 | 1 | Solar Photovoltaic | SUN | PV | 2019 |  |  | (OP) Operating |  | 1.3 | [6 empty] | 41.5488 | -72.7069 | 0 | 0 | #DIV/0! | 0%
| Green Street Power Partners | 63375 | CP Middletown Solar II LLC | CT | Middlesex | ISNE | IPP Non-CHP | CPMI2 |  | 1 | 1 | 1 | Solar Photovoltaic | SUN | PV | 2019 |  |  | (OP) Operating |  | 1.3 | [6 empty] | 41.5488 | -72.7069 | 0 | 0 | #DIV/0! | 0%
| Solar DG MD Holabird Broening ACC, LLC | 66536 | CPG - Duke 5300A Holabird | MD | Baltimore City | PJM | IPP Non-CHP | 5003A |  | 1.5 | 1.5 | 1.5 | Solar Photovoltaic | SUN | PV | 2022 |  |  | (OP) Operating |  | 1.9 | [6 empty] | 39.2707 | -76.5505 | 0 | 0 | #DIV/0! | 0%
| Solar DG MD Holabird Broening ACC, LLC | 66537 | CPG - Duke 5300B Holabird | MD | Baltimore City | PJM | IPP Non-CHP | 5003B |  | 1.5 | 1.5 | 1.5 | Solar Photovoltaic | SUN | PV | 2022 |  |  | (OP) Operating |  | 1.9 | [6 empty] | 39.2707 | -76.5513 | 0 | 0 | #DIV/0! | 0%
| Solar DG MD Holabird AJCFB, LLC | 66538 | CPG - Duke 5900 Holabird | MD | Baltimore City | PJM | IPP Non-CHP | 5900 |  | 1.5 | 1.5 | 1.5 | Solar Photovoltaic | SUN | PV | 2022 |  |  | (OP) Operating |  | 1.7 | [6 empty] | 39.2731 | -76.546 | 0 | 0 | #DIV/0! | 0%
| Solar DG MD Holabird AJCFB, LLC | 66539 | CPG - Duke 6000 Holabird | MD | Baltimore City | PJM | IPP Non-CHP | 6000 |  | 1.5 | 1.5 | 1.5 | Solar Photovoltaic | SUN | PV | 2022 |  |  | (OP) Operating |  | 1.6 | [6 empty] | 39.2733 | -76.5444 | 0 | 0 | #DIV/0! | 0%
| City of San Antonio - (TX) | 60472 | CPS 1 Community Solar | TX | Bexar | ERCO | Electric Utility | CPS1 |  | 1 | 1 | 1 | Solar Photovoltaic | SUN | PV | 2016 |  |  | (OP) Operating |  | 1.1 | [6 empty] | 29.378 | -98.2692 | 0 | 0 | #DIV/0! | 0%
| Phillips 66 - Los Angeles | 54451 | Los Angeles Refinery Wilmington | CA | Los Angeles | LDWP | Industrial CHP | G2 |  | 58.5 | 50 | 52 | Other Gases | OG | GT | 1988 |  |  | (OP) Operating | [8 empty] | 33.7686 | -118.2867 | 0 | 0 | #DIV/0! | 0%
| CPV Maple Hill Solar, LLC | 65332 | CPV Maple Hill Solar | PA | Cambria | PJM | IPP Non-CHP | MH1 |  | 100 | 100 | 100 | Solar Photovoltaic | SUN | PV | 2023 |  |  | (OP) Operating |  | 129 | [6 empty] | 40.3502 | -78.646 | 0 | 0 | #DIV/0! | 0%
| Entergy Louisiana LLC | 1392 | Louisiana 2 | LA | East Baton Rouge | MISO | Electric Utility | 10 |  | 175 | 138 | 138 | Natural Gas Steam Turbine | NG | ST | 1951 |  |  | (SB) Standby/Backup: available for service but not normally used | [8 empty] | 30.4922 | -91.1864 | 0 | 0 | #DIV/0! | 0%
| CPV Stagecoach Solar, LLC | 67021 | CPV Stagecoach Solar | GA | Macon | SOCO | IPP Non-CHP | SC1 |  | 80 | 80 | 80 | Solar Photovoltaic | SUN | PV | 2024 |  |  | (OP) Operating |  | 100 | [6 empty] | 32.1978 | -84.0693 | 0 | 0 | #DIV/0! | 0%
| Virginia Electric & Power Co | 3799 | Low Moor | VA | Alleghany | PJM | Electric Utility | GT1 |  | 82.8 | 48 | 65 | Petroleum Liquids | DFO | GT | 1971 |  |  | (OP) Operating | [8 empty] | 37.777 | -79.892 | 0 | 0 | #DIV/0! | 0%
| NC Renewable Power - Lumberton LLC | 10382 | Lumberton | NC | Robeson | CPLE | IPP CHP | GEN1 |  | 34.7 | 34.7 | 34.7 | Wood/Wood Waste Biomass | WDS | ST | 1985 |  |  | (OP) Operating | [8 empty] | 34.59 | -78.9968 | 0 | 0 | #DIV/0! | 0%
| Alaska Power and Telephone Co | 421 | Craig (AK) | AK | Prince of Wales Ketchikan |  | Electric Utility | 1 |  | 2.8 | 2.8 | 2.8 | Petroleum Liquids | DFO | IC | 1985.3333 |  |  | (OP) Operating | [8 empty] | 55.4769 | -133.1487 | 0 | 0 | #DIV/0! | 0%
| ALLETE, Inc. | 1897 | M L Hibbard | MN | St Louis | MISO | Commercial CHP | 3 |  | 72.8 | 60 | 60 | Wood/Wood Waste Biomass | WDS | ST | 1950 |  |  | (OP) Operating | [8 empty] | 46.7353 | -92.1517 | 0 | 1263201.268 | #DIV/0! | 0%
| Maui Electric Co Ltd | 6504 | Maalaea | HI | Maui |  | Electric Utility | 1 |  | 229.8 | 197.9 | 197.9 | Petroleum Liquids | DFO | IC | 1983.7143 |  |  | (OP) Operating | [8 empty] | 20.8012 | -156.493 | 0 | 0 | #DIV/0! | 0%
| Today's Power, Inc. | 66608 | Craighead Electric Solar One | AR | Craighead | MISO | Electric Utility | CEBA |  | 2.2 | 2.2 | 2.2 | Batteries | MWH | BA | 2019 |  |  | (OP) Operating | 7.2 | [7 empty] | 35.9223 | -90.5672 | 0 | 0 | #DIV/0! | 0%
| Cranberry Highway Solar, LLC | 65174 | Cranberry Highway Solar LLC | MA | Plymouth | ISNE | IPP Non-CHP | BA1 |  | 4.2 | 4.2 | 4.2 | Batteries | MWH | BA | 2021 |  |  | (OP) Operating | 4.5 | [7 empty] | 41.7875 | -70.7452 | 0 | 0 | #DIV/0! | 0%
| GWE Cranberry Solar RT, LLC | 63697 | Cranberry Solar | MA | Plymouth | ISNE | IPP Non-CHP | 13440 |  | 1 | 1 | 1 | Solar Photovoltaic | SUN | PV | 2016 |  |  | (OP) Operating |  | 1.5 | [6 empty] | 41.872 | -70.9078 | 0 | 0 | #DIV/0! | 0%
| RE Cranbury Solar 1, LLC | 59446 | Cranbury | NJ | Middlesex | PJM | IPP Non-CHP | CRANB |  | 5 | 5 | 5 | Solar Photovoltaic | SUN | PV | 2011 |  |  | (OP) Operating |  | 5.7 | [6 empty] | 40.3147 | -74.4992 | 0 | 0 | #DIV/0! | 0%
| Prologis Logistics Services Incorporated | 67062 | Cranbury 0210 Solar | NJ | Mercer | PJM | IPP Non-CHP | CJ210 |  | 1 | 1 | 1 | Solar Photovoltaic | SUN | PV | 2021 |  |  | (OP) Operating |  | 1.4 | [6 empty] | 40.302 | -74.496 | 0 | 0 | #DIV/0! | 0%
| Duke Energy Indiana, LLC | 64207 | Crane Battery Energy Storage System | IN | Martin | MISO | Electric Utility | ES1 |  | 5 | 5 | 5 | Batteries | MWH | BA | 2020 |  |  | (OP) Operating | 5 | [7 empty] | 38.8135 | -86.8864 | 0 | 0 | #DIV/0! | 0%
| Constellation Nuclear | 8011 | Crane Clean Energy Center | PA | Dauphin | PJM | IPP Non-CHP | 1 |  | 980.8 | 802.8 | 829 | Nuclear | NUC | ST | 1974 |  |  | (OS) Out of service and NOT expected to return to service in next calendar year | [8 empty] | 40.1515 | -76.7232 | 0 | 0 | #DIV/0! | 0%
| Wisconsin Public Service Corp | 56831 | Crane Creek Wind Energy Center | IA | Howard | MISO | Electric Utility | 1 |  | 99 | 99 | 99 | Onshore Wind Turbine | WND | WT | 2009 |  |  | (OP) Operating | [8 empty] | 43.3978 | -92.4736 | 0 | 0 | #DIV/0! | 0%
| Crane Garden LLC | 66573 | Crane Garden | MN | McLeod | MISO | IPP Non-CHP | MNC04 |  | 0.9 | 1 | 1 | Solar Photovoltaic | SUN | PV | 2023 |  |  | (OP) Operating |  | 1.5 | [6 empty] | 44.909 | -94.0327 | 0 | 0 | #DIV/0! | 0%
| Duke Energy Indiana, LLC | 60435 | Crane Solar Facility | IN | Martin | MISO | Electric Utility | XXXXX |  | 17 | 17 | 17 | Solar Photovoltaic | SUN | PV | 2017 |  |  | (OP) Operating |  | 24.3 | [6 empty] | 38.8164 | -86.8842 | 0 | 0 | #DIV/0! | 0%
| Crane Solar Project, LLC | 63519 | Crane Solar Project | TX | Crane | ERCO | IPP Non-CHP | CRN1 |  | 150 | 150 | 150 | Solar Photovoltaic | SUN | PV | 2020 |  |  | (OP) Operating |  | 212.6 | [6 empty] | 31.2544 | -102.3117 | 0 | 0 | #DIV/0! | 0%
| Big Sky Wind, LLC | 62416 | Cranell Wind Farm LLC | TX | Refugio | ERCO | IPP Non-CHP | WT1 |  | 220 | 220 | 220 | Onshore Wind Turbine | WND | WT | 2022 |  |  | (OP) Operating | [8 empty] | 28.1978 | -97.445 | 0 | 0 | #DIV/0! | 0%
| Crater Community Solar | 61328 | Crater Community Solar | MN | Chippewa | MISO | IPP Non-CHP | TCCS1 |  | 3 | 2.7 | 2.7 | Solar Photovoltaic | SUN | PV | 2017 |  |  | (OP) Operating |  | 1.3 | [6 empty] | 44.7987 | -95.5083 | 0 | 0 | #DIV/0! | 0%
| Manitowoc Public Utilities | 4125 | Manitowoc | WI | Manitowoc | MISO | Electric Utility | 5 |  | 117.4 | 102.4 | 102.4 | Wood/Wood Waste Biomass | WDS | ST | 1974.6667 |  |  | (OP) Operating | [8 empty] | 44.082 | -87.6558 | 0 | 1526089.07 | #DIV/0! | 0%
| Wisconsin Power & Light Co | 65012 | Crawfish River | WI | Jefferson | MISO | Electric Utility | PV1 |  | 75 | 75 | 75 | Solar Photovoltaic | SUN | PV | 2023 |  |  | (OP) Operating |  | 90.1 | [6 empty] | 43 | -88.8764 | 0 | 0 | #DIV/0! | 0%
| Indiana Municipal Power Agency | 62484 | Crawfordsville 2 Solar Park | IN | Montgomery | MISO | Electric Utility | SCRA2 |  | 7.9 | 7.9 | 6.3 | Solar Photovoltaic | SUN | PV | 2019 |  |  | (OP) Operating |  | 10.4 | [6 empty] | 40.0558 | -86.8884 | 0 | 0 | #DIV/0! | 0%
| Indiana Municipal Power Agency | 62485 | Crawfordsville 3 Solar Park | IN | Montgomery | MISO | Electric Utility | SCRA3 |  | 4.8 | 4.8 | 3.8 | Solar Photovoltaic | SUN | PV | 2019 |  |  | (OP) Operating |  | 6.3 | [6 empty] | 40.0781 | -86.8968 | 0 | 0 | #DIV/0! | 0%
| Indiana Municipal Power Agency | 62793 | Crawfordsville 5 Solar Park | IN | Montgomery | MISO | Electric Utility | SCRA5 |  | 9.8 | 9.8 | 7.8 | Solar Photovoltaic | SUN | PV | 2020 |  |  | (OP) Operating |  | 13.2 | [6 empty] | 40.0177 | -86.8599 | 0 | 0 | #DIV/0! | 0%
| Indiana Municipal Power Agency | 62776 | Crawfordsville Solar Park 4 | IN | Montgomery | MISO | Electric Utility | SCRA4 |  | 2.3 | 2.3 | 1.9 | Solar Photovoltaic | SUN | PV | 2020 |  |  | (OP) Operating |  | 3.2 | [6 empty] | 40.0497 | -86.8808 | 0 | 0 | #DIV/0! | 0%
| UGI Energy Services, LLC | 57216 | Crayola Solar Project | PA | Northampton | PJM | IPP Non-CHP | 1 |  | 2.8 | 2.8 | 2.8 | Solar Photovoltaic | SUN | PV | 2011 |  |  | (OP) Operating |  | 1.1 | [6 empty] | 40.7605 | -75.2385 | 0 | 0 | #DIV/0! | 0%
| Cream Street Solar, LLC | 65775 | Cream Street Solar | NY | Dutchess | ISNE | IPP Non-CHP | 5324 |  | 2 | 2 | 1.8 | Solar Photovoltaic | SUN | PV | 2020 |  |  | (OP) Operating |  | 3 | [6 empty] | 41.756 | -73.8754 | 0 | 0 | #DIV/0! | 0%
| Wisconsin Electric Power Co | 67385 | CREE | WI | Racine | MISO | Electric Utility | 1 |  | 1.5 | 1.5 | 1.5 | Solar Photovoltaic | SUN | PV | 2021 |  |  | (OP) Operating |  | 1.9 | [6 empty] | 42.7174 | -87.8987 | 0 | 0 | #DIV/0! | 0%
| Cypress Creek Renewables | 60635 | Creech Solar 2, LLC | NC | Wake | DUK | IPP Non-CHP | PV1 |  | 5 | 5 | 5 | Solar Photovoltaic | SUN | PV | 2016 |  |  | (OP) Operating |  | 6.8 | [6 empty] | 35.722 | -78.6043 | 0 | 0 | #DIV/0! | 0%
| Crestwood Corp | 54985 | Crestwood Dothan | AL | Houston | SOCO | IPP Non-CHP | GEN1 |  | 8.6 | 9 | 9.9 | Petroleum Liquids | DFO | IC | 1997.7143 |  |  | (OP) Operating | [8 empty] | 31.2624 | -85.4027 | 0 | 0 | #DIV/0! | 0%
| New York Power Authority | 2685 | Crescent | NY | Albany | NYIS | Electric Utility | 1 |  | 11.6 | 11.6 | 11.6 | Conventional Hydroelectric | WAT | HY | 1957.5 |  |  | (OP) Operating | [8 empty] | 42.8056 | -73.7226 | 0 | 0 | #DIV/0! | 0%
| Tonopah Solar Energy LLC | 57275 | Crescent Dunes Solar Energy | NV | Nye | NEVP | IPP Non-CHP | TSE-1 |  | 125 | 110 | 110 | Solar Thermal with Energy Storage | SUN | CP | 2015 |  |  | (OP) Operating | [8 empty] | 38.2389 | -117.3636 | 0 | 0 | #DIV/0! | 0%
| Leeward Asset Management, LLC | 56297 | Crescent Ridge | IL | Bureau | PJM | IPP Non-CHP | 1 |  | 53 | 53 | 53 | Onshore Wind Turbine | WND | WT | 2005 |  |  | (OP) Operating | [8 empty] | 41.25 | -89.5708 | 0 | 0 | #DIV/0! | 0%
| Consumers Energy Co - (MI) | 63686 | Crescent Wind Park | MI | Hillsdale | MISO | Electric Utility | GFWP |  | 150 | 150 | 150 | Onshore Wind Turbine | WND | WT | 2021 |  |  | (OP) Operating | [8 empty] | 41.935 | -84.477 | 0 | 0 | #DIV/0! | 0%
| Pacific Gas & Electric Co. | 231 | Cresta | CA | Butte | CISO | Electric Utility | 1 |  | 73.8 | 70 | 70 | Conventional Hydroelectric | WAT | HY | 1949.5 |  |  | (OP) Operating | [8 empty] | 39.8259 | -121.4097 | 0 | 0 | #DIV/0! | 0%
| Creston Ridge II, LLC | 61668 | Creston Ridge II, LLC | NE | Platte | SWPP | IPP Non-CHP | CR2-1 |  | 6.9 | 6.9 | 6.9 | Onshore Wind Turbine | WND | WT | 2017 |  |  | (OP) Operating | [8 empty] | 41.677 | -97.391 | 0 | 0 | #DIV/0! | 0%
| Creston Ridge, LLC | 60932 | Creston Ridge Wind Farm | NE | Platte | SWPP | IPP Non-CHP | WT1 |  | 6.8 | 6.8 | 6.8 | Onshore Wind Turbine | WND | WT | 2015 |  |  | (OP) Operating | [8 empty] | 41.678 | -97.386 | 0 | 0 | #DIV/0! | 0%
| Interstate Power and Light Co | 67536 | Creston Solar (50 MW) | IA | Union | MISO | Electric Utility | PV1 |  | 50 | 50 | 50 | Solar Photovoltaic | SUN | PV | 2024 |  |  | (OP) Operating | [8 empty] | 41.0707 | -94.3185 | 0 | 0 | #DIV/0! | 0%
| City of Crete | 2231 | Crete | NE | Saline | SWPP | Electric Utility | 7 |  | 6 | 6 | 6.1 | Natural Gas Internal Combustion Engine | NG | IC | 1973 |  |  | (OP) Operating | [8 empty] | 40.6253 | -96.9601 | 0 | 0 | #DIV/0! | 0%
| SRE Utility Solar 1, LLC | 59914 | Crestwood Solar Center LLC | NC | Granville | CPLE | IPP Non-CHP | CREST |  | 5 | 5 | 5 | Solar Photovoltaic | SUN | PV | 2016 |  |  | (OP) Operating |  | 6.4 | [6 empty] | 36.3535 | -78.5842 | 0 | 0 | #DIV/0! | 0%
| Duke Energy Renewables Services | 59548 | Creswell Alligood Solar, LLC | NC | Washington | PJM | IPP Non-CHP | CRES1 |  | 14 | 14 | 14 | Solar Photovoltaic | SUN | PV | 2015 |  |  | (OP) Operating |  | 20 | [6 empty] | 35.8989 | -76.3794 | 0 | 0 | #DIV/0! | 0%
| IPC-Mansfield Mill | 54091 | Mansfield Mill | LA | DeSoto | MISO | Industrial CHP | GEN1 |  | 172 | 117.3 | 128.5 | Wood/Wood Waste Biomass | BLQ | ST | 1990.5 |  |  | (OP) Operating | [8 empty] | 32.1575 | -93.5562 | 0 | 0 | #DIV/0! | 0%
| City of Maquoketa - (IA) | 1162 | Maquoketa 1 | IA | Jackson | MISO | Electric Utility | 1A |  | 24.4 | 22 | 22.8 | Natural Gas Internal Combustion Engine | NG | IC | 1985.7778 |  |  | (OP) Operating | [8 empty] | 42.0356 | -90.665 | 0 | 0 | #DIV/0! | 0%
| Calpine Mid-Atlantic Generation LLC | 1563 | Crisfield | MD | Somerset | PJM | IPP Non-CHP | CRIS |  | 11.6 | 10.4 | 10.4 | Petroleum Liquids | DFO | IC | 1968 |  |  | (SB) Standby/Backup: available for service but not normally used | [8 empty] | 37.9941 | -75.8377 | 0 | 0 | #DIV/0! | 0%
| RE Crimson LLC | 65140 | Crimson | CA | Riverside | CISO | IPP Non-CHP | SWSH1 |  | 350 | 350 | 350 | Batteries | MWH | BA | 2022 |  |  | (OP) Operating | 800 | [7 empty] | 33.5735 | -114.8145 | 0 | 0 | #DIV/0! | 0%
| Tesoro Marketing & Refining Co. LLC (Martinez) | 10342 | Marathon Bay Area Cogen | CA | Contra Costa | CISO | IPP CHP | TG1 | CC1 | 113.5 | 103.5 | 107.5 | Natural Gas Fired Combined Cycle | NG | CT | 1987 |  |  | (OP) Operating | [8 empty] | 38.0244 | -122.0589 | 0 | 0 | #DIV/0! | 0%
| Domtar Paper Company Bennettsville | 57470 | Marlboro Mill | SC | Marlboro | SC | Industrial CHP | MG1 |  | 51.4 | 34.2 | 38 | Wood/Wood Waste Biomass | BLQ | ST | 2010 |  |  | (OP) Operating | [8 empty] | 34.605 | -79.785 | 0 | 0 | #DIV/0! | 0%
| Criterion Power Partners LLC | 57300 | Criterion | MD | GARRETT | PJM | IPP Non-CHP | 1 |  | 70 | 70 | 70 | Onshore Wind Turbine | WND | WT | 2010 |  |  | (OP) Operating | [8 empty] | 39.4047 | -79.29 | 0 | 0 | #DIV/0! | 0%
| Duke Energy Kentucky Inc | 61310 | Crittenden Solar Facility | KY | Grant | PJM | Electric Utility | PV1 |  | 2.7 | 2.7 | 2.7 | Solar Photovoltaic | SUN | PV | 2017 |  |  | (OP) Operating |  | 3.8 | [6 empty] | 38.7518 | -84.6133 | 0 | 0 | #DIV/0! | 0%
| Crocker Wind Farm, LLC | 60505 | Crocker Wind Farm | SD | Clark | MISO | IPP Non-CHP | CRCKR |  | 200 | 200 | 200 | Onshore Wind Turbine | WND | WT | 2019 |  |  | (OP) Operating | [8 empty] | 45.0515 | -97.8264 | 0 | 0 | #DIV/0! | 0%
| Prologis Logistics Services Incorporated BESS | 68683 | Crockett BESS | TX | Harris | ERCO | IPP Non-CHP | HO241 |  | 10 | 9.5 | 9.5 | Batteries | MWH | BA | 2024 |  |  | (OP) Operating | 24.8 | [7 empty] | 29.7768 | -95.3799 | 0 | 0 | #DIV/0! | 0%
| Croda Inc. | 59783 | Croda Atlas Point CHP | DE | New Castle | PJM | Industrial CHP | 91197 |  | 4.2 | 4.2 | 4.2 | Landfill Gas | LFG | IC | 2015.6667 | 8 | 2033 | (OP) Operating | [8 empty] | 39.6933 | -75.5431 | 0 | 0 | #DIV/0! | 0%
| Strata Manager, LLC | 59561 | Crockett Farm | NC | Lenoir | CPLE | IPP Non-CHP | PV1 |  | 5 | 5 | 5 | Solar Photovoltaic | SUN | PV | 2014 |  |  | (OP) Operating |  | 6.4 | [6 empty] | 35.2308 | -77.5525 | 0 | 0 | #DIV/0! | 0%
| City of Marquette - (MI) | 60559 | Marquette Energy Center | MI | Marquette | MISO | Electric Utility | MEC1 |  | 51.3 | 50.1 | 50.1 | Natural Gas Internal Combustion Engine | NG | IC | 2017 |  |  | (OP) Operating | [8 empty] | 46.566 | -87.4373 | 0 | 0 | #DIV/0! | 0%
| Crofton Bluffs Wind, LLC | 57278 | Crofton Bluffs Wind LLC | NE | Knox | SWPP | IPP Non-CHP | CWET1 |  | 40 | 40 | 40 | Onshore Wind Turbine | WND | WT | 2012 |  |  | (OP) Operating | [8 empty] | 42.6983 | -97.58 | 0 | 0 | #DIV/0! | 0%
| AES Distributed Energy | 63011 | Cronin Road Solar 1, LLC CSG Hybrid | MA | Worcester | ISNE | IPP Non-CHP | BESS |  | 3 | 3 | 3 | Batteries | MWH | BA | 2020 |  |  | (OP) Operating | 7.7 | [7 empty] | 42.1763 | -72.154 | 0 | 0 | #DIV/0! | 0%
| Crooked Lake Solar, LLC | 66185 | Crooked Lake Solar, LLC | AR | Mississippi | MISO | IPP Non-CHP | GEN1 |  | 175 | 175 | 175 | Solar Photovoltaic | SUN | PV | 2024 |  |  | (OP) Operating |  | 240.42 | [6 empty] | 35.9147 | -89.7843 | 0 | 0 | #DIV/0! | 0%
| Cubico USA, LLC | 62678 | Crooked Run | NC | Pender | CPLE | IPP Non-CHP | 299 |  | 70.1 | 70.1 | 70.1 | Solar Photovoltaic | SUN | PV | 2019 |  |  | (OP) Operating |  | 105.2 | [6 empty] | 34.677 | -77.9775 | 0 | 0 | #DIV/0! | 0%
| City of Marshall - (MO) | 2144 | Marshall (MO) | MO | Saline | SWPP | Electric Utility | 10 |  | 30.8 | 29.3 | 32.3 | Natural Gas Internal Combustion Engine | NG | IC | 1986.6667 |  |  | (OP) Operating | [8 empty] | 39.1228 | -93.2064 | 0 | 0 | #DIV/0! | 0%
| Consumers Energy Co - (MI) | 58830 | Cross Winds Energy Park | MI | Tuscola | MISO | Electric Utility | CWEP |  | 230.9 | 230.9 | 230.9 | Onshore Wind Turbine | WND | WT | 2017 |  |  | (OP) Operating | [8 empty] | 43.6103 | -83.4856 | 0 | 0 | #DIV/0! | 0%
| Salt River Project | 143 | Crosscut | AZ | Maricopa | SRP | Electric Utility | CC5 |  | 3 | 3 | 3 | Conventional Hydroelectric | WAT | HY | 1939 |  |  | (OS) Out of service and NOT expected to return to service in next calendar year | [8 empty] | 33.4394 | -111.9461 | 0 | 0 | #DIV/0! | 0%
| Crossett Power Management LLC | 66009 | Crossett Power Management LLC | TX | Crane | ERCO | IPP Non-CHP | BA |  | 203 | 203 | 203 | Batteries | MWH | BA | 2022 |  |  | (OP) Operating | 400 | [7 empty] | 31.1917 | -102.3172 | 0 | 0 | #DIV/0! | 0%
| Entegrity Solar Crossett SD, LLC | 67515 | Crossett SD | AR | Ashley | MISO | IPP Non-CHP | 60845 |  | 1 | 1 | 0.8 | Solar Photovoltaic | SUN | PV | 2022 |  |  | (OP) Operating |  | 1.4 | [6 empty] | 33.1312 | -91.9411 | 0 | 0 | #DIV/0! | 0%
| Cubico USA, LLC | 67915 | Crossett Solar | AR | Ashley | MISO | IPP Non-CHP | CROSS |  | 100 | 100 | 100 | Solar Photovoltaic | SUN | PV | 2024 |  |  | (OP) Operating |  | 131.79 | [6 empty] | 33.0961 | -91.9479 | 0 | 0 | #DIV/0! | 0%
| EDP Renewables North America LLC | 62489 | Crossing Trails Wind Power Project LLC. | CO | Kit Carson | WACM | IPP Non-CHP | GEN1 |  | 104 | 104 | 104 | Onshore Wind Turbine | WND | WT | 2021 |  |  | (OP) Operating | [8 empty] | 39.0466 | -102.8224 | 0 | 0 | #DIV/0! | 0%
| City of Croswell - (MI) | 7497 | Croswell | MI | Sanilac | MISO | Electric Utility | 1 |  | 5.1 | 5.1 | 5.1 | Petroleum Liquids | DFO | IC | 1988 |  |  | (SB) Standby/Backup: available for service but not normally used | [8 empty] | 43.2719 | -82.6139 | 0 | 0 | #DIV/0! | 0%
| Oklahoma Gas & Electric Co | 57332 | Crossroads Wind Farm | OK | Dewey | SWPP | Electric Utility | 1-98 |  | 227.5 | 227.5 | 227.5 | Onshore Wind Turbine | WND | WT | 2012 |  |  | (OP) Operating | [8 empty] | 36.035 | -98.7222 | 0 | 0 | #DIV/0! | 0%
| Junction Hilltop Management LLC | 56859 | Crosswind Energy Project | IA | Palo Alto | SWPP | IPP Non-CHP | 1 |  | 21 | 21 | 21 | Onshore Wind Turbine | WND | WT | 2007 |  |  | (OP) Operating | [8 empty] | 43.0475 | -94.9228 | 0 | 0 | #DIV/0! | 0%
| Martinez Refining Co | 54912 | Martinez Refining | CA | Contra Costa | CISO | Industrial CHP | GTG1 | CC1 | 100 | 100 | 104 | Natural Gas Fired Combined Cycle | NG | CT | 1995.3333 |  |  | (OP) Operating | [8 empty] | 38.0169 | -122.1117 | 0 | 0 | #DIV/0! | 0%
| Consumers Energy Co - (MI) | 1701 | Croton | MI | Newaygo | MISO | Electric Utility | 1 |  | 8.9 | 3.3 | 4.4 | Conventional Hydroelectric | WAT | HY | 1910.25 |  |  | (OP) Operating | [8 empty] | 43.4373 | -85.6645 | 0 | 0 | #DIV/0! | 0%
| Croton Solar LLC | 65647 | Croton Solar | NY | Westchester | NYIS | IPP Non-CHP | CROT |  | 3 | 3 | 3 | Solar Photovoltaic | SUN | PV | 2021 |  |  | (OP) Operating |  | 4 | [6 empty] | 41.2804 | -73.8676 | 0 | 0 | #DIV/0! | 0%
| Crown Solar Center, LLC | 63635 | Crown | SC | Lancaster | DUK | IPP Non-CHP | CROWN |  | 3 | 3 | 3 | Solar Photovoltaic | SUN | PV | 2020 |  |  | (OP) Operating |  | 4.2 | [6 empty] | 34.6482 | -80.7199 | 0 | 0 | #DIV/0! | 0%
| Five Crowns Inc | 58527 | Crown Cooling Facility | CA | Imperial | IID | Industrial Non-CHP | 1 |  | 1 | 1 | 1 | Solar Photovoltaic | SUN | PV | 2011 |  |  | (OP) Operating |  | 1.2 | [6 empty] | 32.9672 | -115.5325 | 0 | 0 | #DIV/0! | 0%
| Crowned Ridge Wind, LLC | 60503 | Crowned Ridge Wind Energy Center | SD | Codington | MISO | IPP Non-CHP | CTTL1 |  | 200.1 | 200.1 | 200.1 | Onshore Wind Turbine | WND | WT | 2019 |  |  | (OP) Operating | [8 empty] | 45.1549 | -96.8368 | 0 | 0 | #DIV/0! | 0%
| Northern States Power Co - Minnesota | 63269 | Crowned Ridge Wind II Energy Center | SD | Codington | MISO | Electric Utility | CRW2 |  | 200.6 | 200.6 | 200.6 | Onshore Wind Turbine | WND | WT | 2020 |  |  | (OP) Operating | [8 empty] | 45.0054 | -96.93 | 0 | 0 | #DIV/0! | 0%
| Puget Sound Energy Inc | 3853 | Crystal Mountain | WA | Pierce | PSEI | Electric Utility | 1 |  | 2.7 | 2.5 | 2.5 | Petroleum Liquids | DFO | IC | 1969 |  |  | (SB) Standby/Backup: available for service but not normally used | [8 empty] | 46.9535 | -121.4752 | 0 | 0 | #DIV/0! | 0%
| Cruise Solar, LLC | 65584 | Cruise Solar, LLC | NC | Onslow | CPLE | IPP Non-CHP | CRUI1 |  | 1.9 | 1.9 | 1.9 | Solar Photovoltaic | SUN | PV | 2021 |  |  | (OP) Operating |  | 2.7 | [6 empty] | 34.6919 | -77.5436 | 0 | 0 | #DIV/0! | 0%
| National Grid Renewables | 61712 | Crux Community Solar | MN | Dodge | MISO | IPP Non-CHP | CRUX |  | 1 | 1 | 1 | Solar Photovoltaic | SUN | PV | 2019 |  |  | (OP) Operating |  | 1.5 | [6 empty] | 44.0401 | -92.6932 | 0 | 0 | #DIV/0! | 0%
| U S Bureau of Reclamation | 6159 | Crystal | CO | Montrose | WACM | Electric Utility | 1 |  | 28 | 35 | 35 | Conventional Hydroelectric | WAT | HY | 1978 |  |  | (OP) Operating | [8 empty] | 38.5106 | -107.6253 | 0 | 0 | #DIV/0! | 0%
| City of Crystal Falls | 1821 | Crystal Falls | MI | Iron | MISO | Electric Utility | 1 |  | 1 | 1 | 1 | Conventional Hydroelectric | WAT | HY | 1930.6667 |  |  | (OP) Operating | [8 empty] | 46.1063 | -88.3345 | 0 | 0 | #DIV/0! | 0%
| Crystal Farms Local Solar, LLC | 66714 | Crystal Farms Local Solar | CA | Fresno | CISO | IPP Non-CHP | CRYPV |  | 3.5 | 3.5 | 3.5 | Solar Photovoltaic | SUN | PV | 2023 |  |  | (OP) Operating |  | 5.4 | [6 empty] | 36.6338 | -120.1771 | 0 | 0 | #DIV/0! | 0%
| Urban Grid Solar | 66839 | Crystal Hill Solar | VA | Halifax | PJM | IPP Non-CHP | CRYH1 |  | 64.7 | 64.7 | 64.7 | Solar Photovoltaic | SUN | PV | 2023 |  |  | (OP) Operating |  | 82 | [6 empty] | 36.8399 | -78.9382 | 0 | 0 | #DIV/0! | 0%
| Crystal Lake 3 LLC | 57468 | Crystal Lake 3 LLC | IA | Winnebago | MISO | IPP Non-CHP | GE1.5 |  | 66 | 66 | 66 | Onshore Wind Turbine | WND | WT | 2009 |  |  | (OP) Operating | [8 empty] | 43.3192 | -93.8836 | 0 | 0 | #DIV/0! | 0%
| Massachusetts Inst of Tech | 54907 | Mass Inst Tech Cntrl Utilities/Cogen Plt | MA | Middlesex | ISNE | Commercial CHP | GT200 |  | 43.4 | 35.4 | 41.4 | Natural Gas Fired Combustion Turbine | NG | GT | 2021 |  |  | (OP) Operating | [8 empty] | 42.361 | -71.0939 | 0 | 0 | #DIV/0! | 0%
| CSL Behring LLC | 54790 | CSL Behring LLC | IL | Kankakee | PJM | Industrial CHP | GEN1 |  | 4.2 | 3.8 | 5.3 | Natural Gas Fired Combustion Turbine | NG | GT | 1993 |  |  | (OP) Operating | [8 empty] | 41.1603 | -87.8542 | 0 | 0 | #DIV/0! | 0%
| Crystal Springs Hydro Elec LP | 10806 | Crystal Springs | ID | Twin Falls | IPCO | IPP Non-CHP | GEN1 |  | 2.3 | 2 | 2 | Conventional Hydroelectric | WAT | HY | 1988 |  |  | (OP) Operating | [8 empty] | 42.6225 | -114.5009 | 0 | 0 | #DIV/0! | 0%
| Duke Energy Renewables Services | 57687 | CS Murphy Point, LLC | NC | Cherokee | DUK | IPP Non-CHP | 1 |  | 0.9 | 0.9 | 0.9 | Solar Photovoltaic | SUN | PV | 2011 |  |  | (OP) Operating |  | 1 | [6 empty] | 34.9895 | -84.1662 | 0 | 0 | #DIV/0! | 0%
| CleanCapital Holdings | 59130 | CSD 2 - Heritage High | CA | Contra Costa | CISO | IPP Non-CHP | 57449 |  | 1.3 | 1.3 | 1.3 | Solar Photovoltaic | SUN | PV | 2013 |  |  | (OP) Operating |  | 1.4 | [6 empty] | 37.9219 | -121.7556 | 0 | 0 | #DIV/0! | 0%
| CleanCapital Holdings | 59129 | CSD 2- Freedom High | CA | Contra Costa | CISO | IPP Non-CHP | 57449 |  | 0.9 | 0.9 | 0.9 | Solar Photovoltaic | SUN | PV | 2013 |  |  | (OP) Operating |  | 1.1 | [6 empty] | 37.9697 | -121.7194 | 0 | 0 | #DIV/0! | 0%
| CSG Mt. Morris 2, LLC | 64467 | CSG Mt. Morris 2, LLC | IL | Ogle | PJM | IPP Non-CHP | MTMO |  | 2 | 2 | 2 | Solar Photovoltaic | SUN | PV | 2021 |  |  | (OP) Operating |  | 2.9 | [6 empty] | 42.0657 | -89.4331 | 0 | 0 | #DIV/0! | 0%
| WM Renewable Energy LLC | 50572 | CSL Gas Recovery | FL | Broward | FPL | IPP Non-CHP | GEN1 | CC1 | 11.2 | 10.9 | 11.2 | Landfill Gas | LFG | CT | 1991.75 |  |  | (OP) Operating | [8 empty] | 26.288 | -80.1665 | 0 | 0 | #DIV/0! | 0%
| 2016 ESA Project Company, LLC | 63701 | CST001 McCarthy Fuel Cell | CA | Santa Clara | CISO | IPP Non-CHP | CST1A |  | 1.2 | 1.2 | 1.2 | Other Natural Gas | NG | FC | 2019 |  |  | (OP) Operating | [8 empty] | 37.4055 | -121.9168 | 0 | 0 | #DIV/0! | 0%
| Ecoplexus, Inc | 65182 | CSP Los Angeles | CA | Los Angeles | CISO | IPP Non-CHP | CSLPA |  | 2.3 | 2.3 | 2.3 | Solar Photovoltaic | SUN | PV | 2022 |  |  | (OP) Operating |  | 2.7 | [6 empty] | 34.6943 | -118.2278 | 0 | 0 | #DIV/0! | 0%
| Duke Energy Progress - (NC) | 6250 | Mayo | NC | Person | CPLE | Electric Utility | 1 |  | 763.2 | 704 | 713 | Conventional Steam Coal | BIT | ST | 1983 |  |  | (OP) Operating | [8 empty] | 36.5278 | -78.8917 | 0 | 11342096.203 | #DIV/0! | 0%
| MMA Fresno Power LP | 56813 | CSU Fresno Solar Project | CA | Fresno | CISO | IPP Non-CHP | 1 |  | 1 | 1 | 1 | Solar Photovoltaic | SUN | PV | 2007 |  |  | (OP) Operating |  | 0.6 | [6 empty] | 36.8098 | -119.7417 | 0 | 0 | #DIV/0! | 0%
| Hybrid-Electric Building Technologies West Los Angeles 1, LLC | 63611 | CSU Long Beach | CA | Los Angeles | CISO | Commercial Non-CHP | CSULB |  | 2.5 | 2.5 | 2.5 | Batteries | MWH | BA | 2017 |  |  | (OP) Operating | 15 | [7 empty] | 33.7838 | -118.108 | 0 | 0 | #DIV/0! | 0%
| MN8 Energy LLC | 62028 | CSU Long Beach Lots 7 & 14 | CA | Los Angeles | CISO | IPP Non-CHP | CSULB |  | 4.5 | 3.3 | 1.8 | Solar Photovoltaic | SUN | PV | 2017 |  |  | (OP) Operating |  | 4.8 | [6 empty] | 33.781 | -118.1136 | 0 | 0 | #DIV/0! | 0%
| California State University, Northridge | 58422 | CSU Northridge Plant | CA | Los Angeles | LDWP | Commercial Non-CHP | B2PV |  | 0.6 | 0.4 | 0.3 | Solar Photovoltaic | SUN | PV | 2004 |  |  | (OP) Operating |  | 0.5 | [6 empty] | 34.2433 | -118.5306 | 0 | 0 | #DIV/0! | 0%
| Scale Sustainable I, LLC | 58481 | CSU Pueblo | CO | Pueblo | WACM | Commercial Non-CHP | CSU1 |  | 1 | 1 | 0.8 | Solar Photovoltaic | SUN | PV | 2008 |  |  | (OP) Operating |  | 1.2 | [6 empty] | 38.3061 | -104.58 | 0 | 0 | #DIV/0! | 0%
| BluePath Solar Sacramento I LLC | 67516 | CSU Sacramento I | CA | Sacramento | BANC | IPP Non-CHP | 59211 |  | 1.3 | 1.3 | 1.2 | Solar Photovoltaic | SUN | PV | 2023 |  |  | (OP) Operating |  | 1.5 | [6 empty] | 38.553 | -121.422 | 0 | 0 | #DIV/0! | 0%
| SkyHigh 2 Solar | 64401 | CSU San Jose State University | CA | Santa Clara | CISO | IPP Non-CHP | CSUSJ |  | 1.7 | 1.7 | 1.7 | Solar Photovoltaic | SUN | PV | 2021 |  |  | (OP) Operating |  | 2.1 | [6 empty] | 37.334 | -121.884 | 0 | 0 | #DIV/0! | 0%
| California State University at Fullerton | 58169 | CSUF Trigeneration | CA | Orange | CISO | Commercial CHP | 1 |  | 8.9 | 8.6 | 8.6 | Natural Gas Fired Combustion Turbine | NG | GT | 2014 |  |  | (OP) Operating | [8 empty] | 33.8806 | -117.8866 | 0 | 0 | #DIV/0! | 0%
| MN8 Energy LLC | 60979 | CSUF Nutwood Solar | CA | Orange | CISO | IPP Non-CHP | PV1 |  | 1.9 | 1.9 | 1.9 | Solar Photovoltaic | SUN | PV | 2016 |  |  | (OP) Operating |  | 2.2 | [6 empty] | 33.8791 | -117.8887 | 0 | 0 | #DIV/0! | 0%
| MN8 Energy LLC | 60978 | CSUF State College | CA | Orange | CISO | IPP Non-CHP | PV1 |  | 1 | 1 | 1 | Solar Photovoltaic | SUN | PV | 2016 |  |  | (OP) Operating |  | 1.1 | [6 empty] | 33.8791 | -117.8887 | 0 | 0 | #DIV/0! | 0%
| Arkansas Electric Coop Corp | 203 | McClellan (AR) | AR | Ouachita | MISO | Electric Utility | 1 |  | 136 | 134 | 134 | Natural Gas Steam Turbine | NG | ST | 1972 |  |  | (OP) Operating | [8 empty] | 33.5648 | -92.7917 | 0 | 520157.977 | #DIV/0! | 0%
| CS Wind America, Inc. | 67419 | CSWIND America Inc. | CO | Pueblo | WACM | Industrial Non-CHP | PV1 |  | 12.3 | 11.3 | 8.2 | Solar Photovoltaic | SUN | PV | 2023 |  |  | (OP) Operating |  | 14.6 | [6 empty] | 38.1695 | -104.619 | 0 | 0 | #DIV/0! | 0%
| CU Solar LLC | 58386 | CU Solar Plant | OH | Greene | PJM | IPP Non-CHP | CU |  | 1.8 | 1.8 | 1.8 | Solar Photovoltaic | SUN | PV | 2013 |  |  | (OP) Operating |  | 2.2 | [6 empty] | 39.7419 | -83.8169 | 0 | 0 | #DIV/0! | 0%
| Standard Solar | 67709 | CUA West Campus - North (CSG) | DC | District of Columbia | PJM | IPP Non-CHP | CUAWN |  | 3 | 3 | 3 | Solar Photovoltaic | SUN | PV | 2024 |  |  | (OP) Operating | [8 empty] | 38.9353 | -77.0025 | 0 | 0 | #DIV/0! | 0%
| Standard Solar | 67707 | CUA West Campus - South (CSG) | DC | District of Columbia | PJM | IPP Non-CHP | CUAWS |  | 2.8 | 2.8 | 2.8 | Solar Photovoltaic | SUN | PV | 2024 |  |  | (OP) Operating | [8 empty] | 38.9353 | -77.0025 | 0 | 0 | #DIV/0! | 0%
| Cuba 2.5ac, LLC | 64903 | Cuba 2.5ac, LLC | NM | Sandoval | PNM | IPP Non-CHP | SOLAR |  | 2.5 | 2.5 | 2.5 | Solar Photovoltaic | SUN | PV | 2022 |  |  | (OP) Operating |  | 3.1 | [6 empty] | 36.0174 | -106.946 | 0 | 0 | #DIV/0! | 0%
| Cubera Solar, LLC | 63346 | Cubera Solar, LLC | NC | Harnett | CPLE | IPP Non-CHP | PGR06 |  | 2 | 2 | 2 | Solar Photovoltaic | SUN | PV | 2020 |  |  | (OP) Operating |  | 2.8 | [6 empty] | 35.33 | -78.6101 | 0 | 0 | #DIV/0! | 0%
| Sacramento Municipal Util Dist | 535 | McClellan (CA) | CA | Sacramento | BANC | Electric Utility | 1 |  | 77 | 77 | 77 | Natural Gas Fired Combustion Turbine | NG | GT | 1986 |  |  | (OP) Operating | [8 empty] | 38.6527 | -121.3933 | 0 | 0 | #DIV/0! | 0%
| Modesto Irrigation District | 151 | McClure | CA | Stanislaus | BANC | Electric Utility | 1 |  | 142.4 | 107 | 107 | Petroleum Liquids | DFO | GT | 1980.5 |  |  | (OP) Operating | [8 empty] | 37.6294 | -120.9314 | 0 | 0 | #DIV/0! | 0%
| City of Tampa | 50875 | McKay Bay Facility | FL | Hillsborough | TEC | IPP Non-CHP | GEN1 |  | 22.1 | 18 | 18 | Municipal Solid Waste | MSW | ST | 1985 |  |  | (OP) Operating | [8 empty] | 27.9495 | -82.4212 | 0 | 0 | #DIV/0! | 0%
| NextEra Renewable Fuels, LLC | 56887 | Cumberland County PA LFG Recovery | PA | Cumberland | PJM | IPP Non-CHP | GEN 1 |  | 6.4 | 6.4 | 6.4 | Landfill Gas | LFG | IC | 2009 |  |  | (OP) Operating | [8 empty] | 40.1356 | -77.5072 | 0 | 0 | #DIV/0! | 0%
| NextEra Renewable Fuels, LLC | 56884 | Cumberland County Solid Waste Complex | NJ | Cumberland | PJM | IPP Non-CHP | GEN 2 |  | 4.8 | 4.8 | 4.8 | Landfill Gas | LFG | IC | 2008 |  |  | (OP) Operating | [8 empty] | 39.4494 | -75.0928 | 0 | 0 | #DIV/0! | 0%
| McMinnville Electric System | 55928 | McMinnville | TN | Warren | TVA | Electric Utility | 1 |  | 24 | 21.6 | 21.6 | Petroleum Liquids | DFO | IC | 2001.3333 |  |  | (OP) Operating | [8 empty] | 35.705 | -85.7439 | 0 | 0 | #DIV/0! | 0%
| Cumberland Rose Wind Energy, LLC | 58456 | Cumberland Rose | IA | Adair | MISO | IPP Non-CHP | 1 |  | 1.6 | 1.6 | 1.6 | Onshore Wind Turbine | WND | WT | 2012 |  |  | (OP) Operating | [8 empty] | 41.2269 | -94.4347 | 0 | 0 | #DIV/0! | 0%
| Butter Solar, LLC | 62849 | Cumberland Solar | WI | Barron | MISO | IPP Non-CHP | CUM4 |  | 2.5 | 2.5 | 2.5 | Solar Photovoltaic | SUN | PV | 2019 |  |  | (OP) Operating |  | 3.4 | [6 empty] | 45.511 | -92.025 | 0 | 0 | #DIV/0! | 0%
| Cumberland Land Holdings, LLC | 61924 | Cumblerland Land Holdings, LLC | AL | Limestone | TVA | IPP Non-CHP | CUMB |  | 14.7 | 14.7 | 14.7 | Solar Photovoltaic | SUN | PV | 2018 |  |  | (OP) Operating |  | 20 | [6 empty] | 34.9497 | -86.868 | 0 | 0 | #DIV/0! | 0%
| Cuming County Renewables. LLC | 63393 | Cuming County Renewables, LLC | NE | Cuming | SWPP | IPP Non-CHP | T-1 |  | 2.5 | 2.5 | 2.5 | Onshore Wind Turbine | WND | WT | 2019 |  |  | (OP) Operating | [8 empty] | 42.02 | -96.8618 | 0 | 0 | #DIV/0! | 0%
| Cummins, Inc. | 65470 | Cummins Whitakers PV Arrays | NC | Nash | PJM | IPP Non-CHP | CWPVA |  | 3.3 | 2.9 | 2.7 | Solar Photovoltaic | SUN | PV | 2022 |  |  | (OP) Operating |  | 3.6 | [6 empty] | 36.0894 | -77.7268 | 0 | 0 | #DIV/0! | 0%
| Terraform Arcadia | 60453 | Cummins, Inc | NY | Chautauqua | NYIS | IPP Non-CHP | CUMM |  | 1.8 | 1.8 | 1.8 | Solar Photovoltaic | SUN | PV | 2015 |  |  | (OP) Operating |  | 2 | [6 empty] | 42.0812 | -79.3612 | 0 | 0 | #DIV/0! | 0%
| Mead Coated Board Inc | 54802 | Mead Coated Board | AL | Russell | SOCO | Industrial CHP | GEN1 |  | 120.5 | 116.5 | 120.5 | Wood/Wood Waste Biomass | BLQ | ST | 1984.6667 |  |  | (OP) Operating | [8 empty] | 32.1761 | -85.0272 | 0 | 0 | #DIV/0! | 0%
| Arevon Energy, Inc. | 67235 | Cunningham Solar LLC | VA | Fluvanna | PJM | IPP Non-CHP | 11111 |  | 5 | 4.9 | 3.5 | Solar Photovoltaic | SUN | PV | 2023 |  |  | (OP) Operating |  | 6.5 | [6 empty] | 37.8893 | -78.323 | 0 | 0 | #DIV/0! | 0%
| Acciona Energy USA Global, LLC | 65410 | Cunningham Storage | TX | Hunt | ERCO | IPP Non-CHP | SPUT |  | 190 | 190 | 190 | Batteries | MWH | BA | 2023 |  |  | (OP) Operating | 380 | [7 empty] | 33.0043 | -96.0759 | 0 | 0 | #DIV/0! | 0%
| City of Curtis - (NE) | 2232 | Curtis | NE | Frontier | SWPP | Electric Utility | 2 |  | 3.4 | 3 | 3 | Natural Gas Internal Combustion Engine | NG | IC | 1966.3333 |  |  | (OP) Operating | [8 empty] | 40.6315 | -100.5152 | 0 | 0 | #DIV/0! | 0%
| Cypress Creek Renewables | 60403 | Currin Solar, LLC | NC | Granville | DUK | IPP Non-CHP | CSPV |  | 5.2 | 5.2 | 5.2 | Solar Photovoltaic | SUN | PV | 2015 |  |  | (OP) Operating |  | 6.4 | [6 empty] | 36.2896 | -78.6333 | 0 | 0 | #DIV/0! | 0%
| Altus Power America Management, LLC | 64226 | Curry Solar | GA | Tattnall | SOCO | IPP Non-CHP | CURRY |  | 1.1 | 1.1 | 1.1 | Solar Photovoltaic | SUN | PV | 2015 |  |  | (OP) Operating |  | 1.7 | [6 empty] | 32.0388 | -82.1403 | 0 | 0 | #DIV/0! | 0%
| MATEP LLC | 10883 | Medical Area Total Energy Plant | MA | Suffolk | ISNE | Commercial CHP | CT1 |  | 94.8 | 90.5 | 94 | Natural Gas Fired Combustion Turbine | NG | GT | 1990.8 |  |  | (OP) Operating | [8 empty] | 42.3368 | -71.1081 | 0 | 0 | #DIV/0! | 0%
| Merck & Co Inc | 10224 | Merck Rahway Power Plant | NJ | Union | PJM | Industrial CHP | GEN8 |  | 20.8 | 21.3 | 21.3 | Natural Gas Steam Turbine | NG | ST | 2000.75 |  |  | (OS) Out of service and NOT expected to return to service in next calendar year | [8 empty] | 40.6156 | -74.2653 | 0 | 0 | #DIV/0! | 0%
| CCC Solar Holdings LLC | 60851 | Curtis Hill Solar CSG | MA | Worcester | ISNE | IPP Non-CHP | PV1 |  | 2 | 1.9 | 1.9 | Solar Photovoltaic | SUN | PV | 2016 |  |  | (OP) Operating |  | 2.9 | [6 empty] | 42.175 | -71.986 | 0 | 0 | #DIV/0! | 0%
| Palmer Hydroelectric | 54580 | Curtis Palmer Hydroelectric | NY | Saratoga | NYIS | IPP Non-CHP | C1 |  | 59 | 59.6 | 59.6 | Conventional Hydroelectric | WAT | HY | 1985.5714 |  |  | (OP) Operating | [8 empty] | 43.2469 | -73.8281 | 0 | 0 | #DIV/0! | 0%
| Cushaw Hydro LLC | 3798 | Cushaw | VA | Amherst | PJM | Electric Utility | 1 |  | 7.5 | 2 | 2 | Conventional Hydroelectric | WAT | HY | 1930 |  |  | (OP) Operating | [8 empty] | 37.5929 | -79.3808 | 0 | 0 | #DIV/0! | 0%
| MidAmerican Energy Co | 1097 | Merl Parr | IA | Floyd | MISO | Electric Utility | 1 |  | 36 | 32.4 | 35 | Natural Gas Fired Combustion Turbine | NG | GT | 1969 |  |  | (OP) Operating | [8 empty] | 43.0563 | -92.6932 | 0 | 0 | #DIV/0! | 0%
| City of Tacoma - (WA) | 3914 | Cushman 1 | WA | Mason | TPWR | Electric Utility | 21 |  | 43.2 | 53.4 | 38 | Conventional Hydroelectric | WAT | HY | 1926 |  |  | (OP) Operating | [8 empty] | 47.4181 | -123.2252 | 0 | 0 | #DIV/0! | 0%
| City of Tacoma - (WA) | 3915 | Cushman 2 | WA | Mason | TPWR | Electric Utility | 31 |  | 84.6 | 93.6 | 93.6 | Conventional Hydroelectric | WAT | HY | 1967.8 |  |  | (OP) Operating | [8 empty] | 47.3698 | -123.1603 | 0 | 0 | #DIV/0! | 0%
| Cutrale Citrus Juices USA Inc | 10020 | Cutrale Citrus Juices USA I | FL | Lake | FPC | Industrial Non-CHP | GEN3 |  | 4.1 | 4.3 | 3.9 | Natural Gas Fired Combustion Turbine | NG | GT | 2016 |  |  | (OP) Operating | [8 empty] | 28.8118 | -81.8653 | 0 | 0 | #DIV/0! | 0%
| Cutlass Solar 1, LLC | 66310 | Cutlass Solar 1 LLC | TX | Fort Bend | ERCO | IPP Non-CHP | CT1PV |  | 110.9 | 110.9 | 110.9 | Solar Photovoltaic | SUN | PV | 2022 |  |  | (OP) Operating |  | 140 | [6 empty] | 29.4097 | -95.734 | 0 | 0 | #DIV/0! | 0%
| Cutlass II Solar LLC | 66262 | Cutlass Solar II | TX | Fort Bend | ERCO | IPP Non-CHP | SAREN |  | 202.8 | 200 | 200 | Solar Photovoltaic | SUN | PV | 2024 |  |  | (OP) Operating |  | 271 | [6 empty] | 29.39 | -95.78 | 0 | 0 | #DIV/0! | 0%
| PacifiCorp | 3646 | Cutler Hydro | UT | Box Elder | PACE | Electric Utility | 1 |  | 30 | 30 | 30 | Conventional Hydroelectric | WAT | HY | 1927 |  |  | (OP) Operating | [8 empty] | 41.8347 | -112.0521 | 0 | 0 | #DIV/0! | 0%
| Cutrale Citrus Juices USA Inc | 10188 | Cutrale Citrus Juices USA II | FL | Polk | TEC | Industrial Non-CHP | GEN6 |  | 8.2 | 8.6 | 7.8 | Natural Gas Fired Combustion Turbine | NG | GT | 2015 |  |  | (OP) Operating | [8 empty] | 28.0548 | -81.7982 | 0 | 0 | #DIV/0! | 0%
| Power Depot Group A, LLC | 65538 | Cutten | TX | Harris | ERCO | IPP Non-CHP | CUT1 |  | 9 | 7.5 | 9 | Petroleum Liquids | DFO | IC | 2013 |  |  | (OP) Operating | [8 empty] | 29.9568 | -95.5276 | 0 | 0 | #DIV/0! | 0%
| City of Cuyahoga Falls - (OH) | 62658 | Cuyahoga Falls 1 | OH | Summit | PJM | Electric Utility | CF2-1 |  | 14.4 | 14.4 | 14.4 | Petroleum Liquids | DFO | IC | 2018.6667 |  |  | (OP) Operating | [8 empty] | 41.1418 | -81.4745 | 0 | 0 | #DIV/0! | 0%
| Madison Energy Holdings LLC | 62041 | Cuyahoga County Landfill | OH | Cuyahoga | PJM | IPP Non-CHP | CCBO1 |  | 3.7 | 3.7 | 2.9 | Solar Photovoltaic | SUN | PV | 2018 |  |  | (OP) Operating |  | 4 | [6 empty] | 41.4431 | -81.7515 | 0 | 0 | #DIV/0! | 0%
| Salt River Project | 58557 | Mesquite Generating Station Block 1 | AZ | Maricopa | SRP | Electric Utility | GT1 | BLK1 | 691.6 | 620 | 660 | Natural Gas Fired Combined Cycle | NG | CT | 2003 |  |  | (OP) Operating | [8 empty] | 33.345 | -112.8642 | 0 | 0 | #DIV/0! | 0%
| Cuyama Solar, LLC | 60043 | Cuyama Solar, LLC | CA | Santa Barbara | CISO | IPP Non-CHP | GEN01 |  | 40 | 40 | 40 | Solar Photovoltaic | SUN | PV | 2017 |  |  | (OP) Operating |  | 56.1 | [6 empty] | 34.901 | -119.596 | 0 | 0 | #DIV/0! | 0%
| Chevron USA Inc | 52081 | Cymric 31X Cogen | CA | Kern | CISO | Industrial CHP | TG1 |  | 6.8 | 5.4 | 5.8 | Natural Gas Fired Combustion Turbine | NG | GT | 1988 |  |  | (OP) Operating | [8 empty] | 35.3639 | -119.6592 | 0 | 0 | #DIV/0! | 0%
| Freemans Way Solar Project 2019, LLC | 67296 | CVEC Round 4 Brewster Captn Golf Course | MA | Barnstable | ISNE | IPP Non-CHP | 3658 |  | 1.2 | 1.2 | 1.2 | Solar Photovoltaic | SUN | PV | 2022 |  |  | (OP) Operating |  | 1.1 | [6 empty] | 41.7321 | -70.0166 | 0 | 0 | #DIV/0! | 0%
| AES Distributed Energy | 63472 | Cycz Solar Project CSG Hybrid | MA | Worcester | ISNE | IPP Non-CHP | BATT |  | 3.3 | 3.3 | 3.3 | Batteries | MWH | BA | 2020 |  |  | (OP) Operating | 2.5 | [7 empty] | 42.218 | -71.9761 | 0 | 0 | #DIV/0! | 0%
| Chevron USA Inc | 52104 | Cymric 36W Cogen | CA | Kern | CISO | Industrial CHP | GEN1 |  | 12.4 | 10.8 | 11.6 | Natural Gas Fired Combustion Turbine | NG | GT | 1982 |  |  | (OP) Operating | [8 empty] | 35.3633 | -119.6756 | 0 | 0 | #DIV/0! | 0%
| Chevron USA Inc | 52082 | Cymric 6Z Cogen | CA | Kern | CISO | Industrial CHP | TG1 |  | 6.8 | 5.4 | 5.8 | Natural Gas Fired Combustion Turbine | NG | GT | 1986 |  |  | (OP) Operating | [8 empty] | 35.3461 | -119.6434 | 0 | 0 | #DIV/0! | 0%
| Mesquite Lake Energy Park | 50363 | Mesquite Lake Energy Park Plant 2 | CA | Imperial | IID | IPP Non-CHP | L313 |  | 21 | 15.5 | 15.5 | Wood/Wood Waste Biomass | WDS | ST | 1987 |  |  | (OS) Out of service and NOT expected to return to service in next calendar year | [8 empty] | 32.9038 | -115.5119 | 0 | 0 | #DIV/0! | 0%
| Western Farmers Elec Coop, Inc | 61614 | Cyril | OK | Caddo | SWPP | Electric Utility | 1 |  | 5 | 5 | 5 | Solar Photovoltaic | SUN | PV | 2017 |  |  | (OP) Operating |  | 6.4 | [6 empty] | 34.8981 | -98.2279 | 0 | 0 | #DIV/0! | 0%
| Nautilus Solar Solutions | 63057 | Czub CSG | NY | Rensselaer | NYIS | IPP Non-CHP | 114 |  | 2 | 2 | 2 | Solar Photovoltaic | SUN | PV | 2018 |  |  | (OP) Operating |  | 3 | [6 empty] | 42.9141 | -73.596 | 0 | 0 | #DIV/0! | 0%
| Middlesex County Utilities Authority | 56119 | Middlesex County Utilities Authority | NJ | Middlesex | PJM | IPP CHP | 100 | CA1 | 22.5 | 18.8 | 20.4 | Landfill Gas | LFG | CT | 1987.6667 |  |  | (OP) Operating | [8 empty] | 40.4903 | -74.3156 | 0 | 0 | #DIV/0! | 0%
| WM Renewable Energy LLC | 56530 | DADS Gas Recovery | CO | Arapahoe | PSCO | IPP Non-CHP | GEN1 |  | 3.2 | 3.2 | 3.2 | Landfill Gas | LFG | IC | 2008 |  |  | (OP) Operating | [8 empty] | 39.6522 | -104.7161 | 0 | 0 | #DIV/0! | 0%
| A2B Development LLC dba Mars Energy Development | 68840 | Da Silva Dairy | CA | Merced | CISO | Industrial Non-CHP | P1002 |  | 1 | 0.9 | 0.8 | Solar Photovoltaic | SUN | PV | 2022 |  |  | (OP) Operating |  | 1.1 | [6 empty] | 37.8585 | -121.013 | 0 | 0 | #DIV/0! | 0%
| Cloverland Electric Co-op | 1868 | Dafter | MI | Chippewa | MISO | Electric Utility | 1C |  | 11 | 9.7 | 9.7 | Petroleum Liquids | DFO | IC | 2008.8 |  |  | (OP) Operating | [8 empty] | 46.3744 | -84.4172 | 0 | 0 | #DIV/0! | 0%
| SunCoke Energy, Inc. | 57822 | Middletown Coke Company, LLC | OH | Butler | PJM | IPP CHP | YNKE |  | 67 | 38 | 38 | Other Gases | OG | ST | 2011 |  |  | (OP) Operating | [8 empty] | 39.4722 | -84.4014 | 0 | 0 | #DIV/0! | 0%
| Daggett Solar Power 2 LLC | 64851 | Daggett 2 | CA | San Bernardino | CISO | IPP Non-CHP | DAGGB |  | 313 | 313 | 313 | Batteries | MWH | BA | 2023 |  |  | (OP) Operating | 4.6 | 240 | [6 empty] | 34.8609 | -116.8553 | 0 | 0 | #DIV/0! | 0%
| Daggett Solar Power 3 LLC | 64852 | Daggett 3 | CA | San Bernardino | CISO | IPP Non-CHP | DAGGB |  | 449 | 449 | 449 | Batteries | MWH | BA | 2023 |  |  | (OP) Operating | 4.6 | 240 | [6 empty] | 34.8609 | -116.8553 | 0 | 0 | #DIV/0! | 0%
| Energy Systems Group LLC | 59810 | Dairyland WTE Plant | WI | Brown | MISO | IPP Non-CHP | GEN1 |  | 1.4 | 1.4 | 1.4 | Other Waste Biomass | OBG | IC | 2012 |  |  | (OS) Out of service and NOT expected to return to service in next calendar year | [8 empty] | 44.5401 | -87.8056 | 0 | 0 | #DIV/0! | 0%
| GR Catalyst Two LLC | 50280 | Dahowa Hydro | NY | Washington | NYIS | IPP Non-CHP | GEN1 |  | 10.5 | 1.5 | 4.4 | Conventional Hydroelectric | WAT | HY | 1987 |  |  | (OP) Operating | [8 empty] | 43.1033 | -73.5369 | 0 | 0 | #DIV/0! | 0%
| Greenbacker Renewable Energy Corporation | 68042 | Dairy Farm | ME | Somerset | ISNE | IPP Non-CHP | 378 |  | 4 | 4 | 4 | Solar Photovoltaic | SUN | PV | 2024 |  |  | (OP) Operating |  | 5.5 | [6 empty] | 44.8374 | -69.8839 | 0 | 0 | #DIV/0! | 0%
| Dakota Magic Casino | 7884 | Dakota Magic | ND | Richland | MISO | Commercial Non-CHP | 1 |  | 1.5 | 1.5 | 1.5 | Petroleum Liquids | DFO | IC | 2000 |  |  | (SB) Standby/Backup: available for service but not normally used | [8 empty] | 45.9386 | -96.8358 | 0 | 0 | #DIV/0! | 0%
| Cypress Creek Renewables | 67635 | Dakota | IL | Stephenson | PJM | IPP Non-CHP | DAKOT |  | 5 | 5 | 5 | Solar Photovoltaic | SUN | PV | 2024 |  |  | (OP) Operating |  | 6.5 | [6 empty] | 42.3892 | -89.4851 | 0 | 0 | #DIV/0! | 0%
| Madison Energy Holdings LLC | 63116 | Dakota Community Solar One LLC CSG | MN | Dakota | MISO | IPP Non-CHP | 52838 |  | 1 | 1 | 1 | Solar Photovoltaic | SUN | PV | 2019 |  |  | (OP) Operating |  | 1.4 | [6 empty] | 44.6578 | -93.1085 | 0 | 0 | #DIV/0! | 0%
| Mid Set Cogeneration Co | 10501 | Mid-Set Cogeneration | CA | Kern | CISO | IPP CHP | K100 |  | 39.1 | 36 | 34 | Natural Gas Fired Combustion Turbine | NG | GT | 1989 |  |  | (OS) Out of service and NOT expected to return to service in next calendar year | [8 empty] | 35.1946 | -119.571 | 0 | 0 | #DIV/0! | 0%
| Engie North America | 63102 | Dakota Range III Wind Project | SD | Grant | SWPP | IPP Non-CHP | WTG |  | 153.6 | 153.6 | 153.6 | Onshore Wind Turbine | WND | WT | 2021 |  |  | (OP) Operating | [8 empty] | 45.2676 | -97.104 | 0 | 0 | #DIV/0! | 0%
| Northern States Power Co - Minnesota | 68318 | Dakota Range Wind | SD | Grant | MISO | Electric Utility | DKR01 |  | 304 | 297.6 | 297.6 | Onshore Wind Turbine | WND | WT | 2022 |  |  | (OP) Operating | [8 empty] | 45.2237 | -97.0231 | 0 | 0 | #DIV/0! | 0%
| Generate Capital | 67614 | Dakota Solar 1, LLC | IL | Stephenson | PJM | IPP Non-CHP | 11113 |  | 2 | 2 | 2 | Solar Photovoltaic | SUN | PV | 2024 |  |  | (OP) Operating | [8 empty] | 42.3927 | -89.5353 | 0 | 0 | #DIV/0! | 0%
| USCE-Nashville District | 3424 | Dale Hollow | TN | Clay | TVA | Electric Utility | 1 |  | 54 | 62.1 | 62.1 | Conventional Hydroelectric | WAT | HY | 1950 |  |  | (OP) Operating | [8 empty] | 36.5378 | -85.4517 | 0 | 0 | #DIV/0! | 0%
| Northern Wasco County PUD | 7431 | Dalles Dam North Fishway Project | OR | Wasco | BPAT | Electric Utility | 1 |  | 6.5 | 5 | 5 | Conventional Hydroelectric | WAT | HY | 1991 |  |  | (OP) Operating | [8 empty] | 45.6144 | -121.1369 | 0 | 0 | #DIV/0! | 0%
| Midway-Sunset Cogeneration Co | 52169 | Midway Sunset Cogen | CA | Kern | CISO | IPP CHP | A |  | 234 | 219 | 249 | Natural Gas Fired Combustion Turbine | NG | GT | 1989 |  |  | (OP) Operating | [8 empty] | 35.2269 | -119.6294 | 0 | 0 | #DIV/0! | 0%
| Georgia Power Co | 59556 | Dalton 2 | GA | Murray | SOCO | Electric Utility | 1 |  | 6.5 | 6.5 | 6.5 | Solar Photovoltaic | SUN | PV | 2014 |  |  | (OP) Operating |  | 7.1 | [6 empty] | 34.7181 | -84.9319 | 0 | 0 | #DIV/0! | 0%
| Arkansas Electric Coop Corp | 7246 | Dam 2 | AR | Desha | MISO | Electric Utility | 1 |  | 102.6 | 35 | 35 | Conventional Hydroelectric | WAT | HY | 1999 |  |  | (OP) Operating | [8 empty] | 33.9865 | -91.3158 | 0 | 0 | #DIV/0! | 0%
| Eagle Creek Renewable Energy, LLC | 6543 | Dam No. 4 Hydro Station | WV | Jefferson | PJM | IPP Non-CHP | 1 |  | 1.9 | 1.9 | 1.9 | Conventional Hydroelectric | WAT | HY | 1936.3333 |  |  | (OP) Operating | [8 empty] | 39.4931 | -77.8269 | 0 | 0 | #DIV/0! | 0%
| Eagle Creek Renewable Energy, LLC | 6544 | Dam No. 5 Hydro Station | WV | Berkeley | PJM | IPP Non-CHP | 1 |  | 1 | 1 | 1 | Conventional Hydroelectric | WAT | HY | 1919 |  |  | (OP) Operating | [8 empty] | 39.605 | -77.9231 | 0 | 0 | #DIV/0! | 0%
| Milan Energy LLC | 58818 | Milan | PA | Bradford | PJM | IPP Non-CHP | 1 |  | 21 | 20.4 | 20.4 | Natural Gas Internal Combustion Engine | NG | IC | 2017 |  |  | (OP) Operating | [8 empty] | 41.8944 | -76.5828 | 0 | 0 | #DIV/0! | 0%
| Danbury Hospital | 58152 | Danbury Hospital Cogen Plant | CT | Fairfield | ISNE | Commercial CHP | GEN1 |  | 4.3 | 3.6 | 3.5 | Natural Gas Fired Combustion Turbine | NG | GT | 2011 |  |  | (OP) Operating | [8 empty] | 41.4053 | -73.4475 | 0 | 0 | #DIV/0! | 0%
| Renewable World Energies LLC | 4019 | Danbury Dam | WI | Burnett | MISO | IPP Non-CHP | 1 |  | 1 | 1 | 1 | Conventional Hydroelectric | WAT | HY | 1932.6667 |  |  | (OP) Operating | [8 empty] | 46 | -92.3725 | 0 | 0 | #DIV/0! | 0%
| Innovative Energy Systems Inc | 56958 | DANC LFGTE Facility | NY | Jefferson | NYIS | IPP Non-CHP | GEN1 |  | 6.4 | 6.4 | 6.4 | Landfill Gas | LFG | IC | 2009 |  |  | (OP) Operating | [8 empty] | 43.82 | -75.9175 | 0 | 0 | #DIV/0! | 0%
| Montana-Dakota Utilities Co | 2177 | Miles City GT | MT | Custer | MISO | Electric Utility | 1 |  | 23.3 | 23.6 | 27.5 | Natural Gas Fired Combustion Turbine | NG | GT | 1972 |  |  | (OP) Operating | [8 empty] | 46.4112 | -105.7953 | 0 | 0 | #DIV/0! | 0%
| Madison Gas & Electric Co | 64080 | Dane County Airport Solar | WI | Dane | MISO | Electric Utility | 1 |  | 10.8 | 10.8 | 10.8 | Solar Photovoltaic | SUN | PV | 2020 |  |  | (OP) Operating |  | 11.4 | [6 empty] | 43.1606 | -89.3295 | 0 | 0 | #DIV/0! | 0%
| Dane County Solar LLC | 66419 | Dane County Solar LLC | WI | Dane | MISO | IPP Non-CHP | DANE |  | 17.3 | 17.3 | 17.3 | Solar Photovoltaic | SUN | PV | 2023 |  |  | (OP) Operating |  | 22.1 | [6 empty] | 43.0466 | -89.2393 | 0 | 0 | #DIV/0! | 0%
| Renewable Solar, Inc | 65364 | Danell Bros Inc | CA | Kings | CISO | Industrial Non-CHP | 12585 |  | 2.6 | 2.6 | 2.6 | Solar Photovoltaic | SUN | PV | 2021 |  |  | (OP) Operating |  | 2.8 | [6 empty] | 36.2676 | -119.6316 | 0 | 0 | #DIV/0! | 0%
| Milwaukee Metro Sewerage Dist | 54851 | MMSD Jones Island Wastewater | WI | Milwaukee | MISO | Commercial CHP | GEN1 |  | 31.3 | 26.8 | 28.8 | Natural Gas Fired Combustion Turbine | NG | GT | 2002.5 |  |  | (OP) Operating | [8 empty] | 43.0214 | -87.9014 | 0 | 0 | #DIV/0! | 0%
| Strata Manager, LLC | 59126 | Daniel Farm LLC | NC | Davie | DUK | IPP Non-CHP | 1 |  | 5 | 5 | 5 | Solar Photovoltaic | SUN | PV | 2014 |  |  | (OP) Operating |  | 6 | [6 empty] | 35.8489 | -80.5536 | 0 | 0 | #DIV/0! | 0%
| BEAM US, LLC | 57396 | Danielson Wind Farms LLC | MN | Meeker | MISO | IPP Non-CHP | DWF |  | 20 | 20 | 20 | Onshore Wind Turbine | WND | WT | 2011 |  |  | (OP) Operating | [8 empty] | 45.0717 | -94.7522 | 0 | 0 | #DIV/0! | 0%
| MidAmerican Energy Co | 899 | Moline | IL | Rock Island | MISO | Electric Utility | GT1 |  | 75.6 | 63.2 | 83.2 | Natural Gas Fired Combustion Turbine | NG | GT | 1956 |  |  | (OP) Operating | [8 empty] | 41.51 | -90.534 | 0 | 0 | #DIV/0! | 0%
| City of Danville - (VA) | 56364 | Danville Kentuck Road Plant | VA | Pittsylvania | PJM | Electric Utility | GEN 1 |  | 1.8 | 1.2 | 1.2 | Petroleum Liquids | DFO | IC | 2005 |  |  | (OP) Operating | [8 empty] | 36.6611 | -79.2986 | 0 | 0 | #DIV/0! | 0%
| Terraform Arcadia | 61849 | Danville | VA | Pittsylvania | PJM | IPP Non-CHP | SO291 |  | 6 | 6 | 6 | Solar Photovoltaic | SUN | PV | 2018 |  |  | (OP) Operating |  | 8 | [6 empty] | 36.6606 | -79.2991 | 0 | 0 | #DIV/0! | 0%
| Doc Brown LLC | 65499 | Danville BESS 1 | VA | Danville City | PJM | IPP Non-CHP | 90909 |  | 10.5 | 10.5 | 10.5 | Batteries | MWH | BA | 2022 |  |  | (OP) Operating | 24.6 | [7 empty] | 36.5789 | -79.3841 | 0 | 0 | #DIV/0! | 0%
| Thor Solar 1 CEI, LLC | 63965 | Danville Farm, LLC | VA | Pittsylvania | PJM | IPP Non-CHP | 1 |  | 12 | 12 | 12 | Solar Photovoltaic | SUN | PV | 2020 |  |  | (OP) Operating |  | 15.9 | [6 empty] | 36.591 | -79.302 | 0 | 0 | #DIV/0! | 0%
| United States Steel-Mon Valley | 50732 | Mon Valley Works | PA | Allegheny | PJM | Industrial CHP | GEN1 |  | 52.5 | 61.9 | 67.9 | Other Gases | BFG | ST | 1962.6667 |  |  | (OP) Operating | [8 empty] | 40.3925 | -79.8564 | 0 | 10491681.453 | #DIV/0! | 0%
| North Carolina Mun Power Agny #1 | 57505 | Monroe Generating Station | NC | Union | DUK | Electric Utility | 1 |  | 30 | 24 | 30 | Natural Gas Fired Combustion Turbine | NG | GT | 2010 |  |  | (OP) Operating | [8 empty] | 34.9858 | -80.506 | 0 | 0 | #DIV/0! | 0%
| Covanta Montgomery, Inc. | 50657 | Montgomery County Resource Recovery | MD | Montgomery | PJM | IPP Non-CHP | GEN1 |  | 67.8 | 54 | 56 | Municipal Solid Waste | MSW | ST | 1995 |  |  | (OP) Operating | [8 empty] | 39.2006 | -77.4556 | 0 | 0 | #DIV/0! | 0%
| USCE-Little Rock District | 199 | Dardanelle | AR | Pope | SPA | Electric Utility | 1 |  | 160.8 | 140 | 140 | Conventional Hydroelectric | WAT | HY | 1965.25 |  |  | (OP) Operating | [8 empty] | 35.2503 | -93.1686 | 0 | 0 | #DIV/0! | 0%
| Wisconsin Electric Power Co | 64534 | Darien Solar | WI | Rock | MISO | Electric Utility | 1 |  | 250 | 250 | 250 | Solar Photovoltaic | SUN | PV | 2025 |  |  | (OP) Operating | [8 empty] | 42.62 | -88.74 | 0 | 0 | #DIV/0! | 0%
| Hampton Lumber Mills - Washington Inc | 57969 | Darrington | WA | Snohomish | BPAT | Industrial CHP | GEN1 |  | 4.5 | 4.5 | 4.5 | Wood/Wood Waste Biomass | WDS | ST | 2007 |  |  | (OP) Operating | [8 empty] | 48.2697 | -121.6 | 0 | 0 | #DIV/0! | 0%
| Darlington Solar, LLC | 60993 | Darlington Solar, LLC | SC | Darlington | CPLE | IPP Non-CHP | PV1 |  | 10 | 10 | 10 | Solar Photovoltaic | SUN | PV | 2016 |  |  | (OP) Operating |  | 14 | [6 empty] | 34.32 | -79.917 | 0 | 0 | #DIV/0! | 0%
| CalCom Energy | 63486 | D'Arrigo Brothers - Phase 4 | CA | Monterey | CISO | IPP Non-CHP | DA04 |  | 2.2 | 2.2 | 1.7 | Solar Photovoltaic | SUN | PV | 2019 |  |  | (OP) Operating |  | 2.2 | [6 empty] | 36.616 | -121.636 | 0 | 0 | #DIV/0! | 0%
| Dart Container Corp | 58476 | Dart Container Corp | PA | Lancaster | PJM | Industrial CHP | LFGT1 |  | 11.2 | 9.2 | 10.4 | Landfill Gas | LFG | GT | 2012 |  |  | (OP) Operating | [8 empty] | 40.0865 | -76.176 | 0 | 0 | #DIV/0! | 0%
| Dartmouth College | 54409 | Dartmouth College Heating Plant | NH | Grafton | ISNE | Commercial CHP | GEN1 |  | 7 | 7 | 7 | Petroleum Liquids | RFO | ST | 1977.3333 |  |  | (OP) Operating | [8 empty] | 43.7019 | -72.2867 | 0 | 0 | #DIV/0! | 0%
| Mass Solar, LLC | 58682 | Dartmouth | MA | Bristol | ISNE | IPP Non-CHP | PV1 |  | 6.3 | 6.3 | 6.3 | Solar Photovoltaic | SUN | PV | 2014 |  |  | (OP) Operating |  | 7.5 | [6 empty] | 41.6761 | -70.9969 | 0 | 0 | #DIV/0! | 0%
| Morgantown Energy Associates | 10743 | Morgantown Energy Facility | WV | Monongalia | PJM | IPP CHP | GEN1 |  | 68.9 | 50 | 50 | Conventional Steam Coal | WC | ST | 1991 |  |  | (OS) Out of service and NOT expected to return to service in next calendar year | [8 empty] | 39.6397 | -79.9606 | 0 | 0 | #DIV/0! | 0%
| Dartmouth Farms Solar, LLC | 65636 | Dartmouth Farms Solar | MA | Bristol | ISNE | IPP Non-CHP | 2132 |  | 4.3 | 4.3 | 3.9 | Solar Photovoltaic | SUN | PV | 2018.5 |  |  | (OP) Operating |  | 2.7 | [6 empty] | 41.6628 | -71.0035 | 0 | 0 | #DIV/0! | 0%
| Consolidated Edison Development Inc. | 57838 | Dartmouth II Solar | MA | Bristol | ISNE | IPP Non-CHP | D2MA |  | 2 | 2 | 2 | Solar Photovoltaic | SUN | PV | 2012 |  |  | (OP) Operating |  | 2.5 | [6 empty] | 41.6806 | -71.0308 | 0 | 0 | #DIV/0! | 0%
| CleanCapital Holdings | 59131 | Dartmouth Landfill | MA | Bristol | ISNE | IPP Non-CHP | 57449 |  | 1.1 | 1.1 | 1.1 | Solar Photovoltaic | SUN | PV | 2013 |  |  | (OP) Operating |  | 1.3 | [6 empty] | 41.5811 | -70.9981 | 0 | 0 | #DIV/0! | 0%
| Constellation Power, Inc | 3163 | Moser Generating Station | PA | Montgomery | PJM | IPP Non-CHP | 1 |  | 63.6 | 51 | 61.3 | Petroleum Liquids | DFO | GT | 1970 |  |  | (OP) Operating | [8 empty] | 40.2352 | -75.6193 | 0 | 0 | #DIV/0! | 0%
| Consolidated Edison Development Inc. | 57473 | Dartmouth Solar | MA | Bristol | ISNE | IPP Non-CHP | DSMA |  | 1.6 | 1.6 | 1.6 | Solar Photovoltaic | SUN | PV | 2011 |  |  | (OP) Operating |  | 2 | [6 empty] | 41.7158 | -70.9745 | 0 | 0 | #DIV/0! | 0%
| Central Hudson Gas & Elec Corp | 2481 | Dashville | NY | Ulster | NYIS | Electric Utility | 1 |  | 4.8 | 4.8 | 4.8 | Conventional Hydroelectric | WAT | HY | 1920 |  |  | (OP) Operating | [8 empty] | 41.8217 | -74.0497 | 0 | 0 | #DIV/0! | 0%
| Hybrid-Electric Building Technologies West Los Angeles 1, LLC | 63612 | DATS | CA | Orange | CISO | Commercial Non-CHP | DATS0 |  | 1 | 1 | 1 | Batteries | MWH | BA | 2017 |  |  | (OP) Operating | 6 | [7 empty] | 33.7073 | -117.8911 | 0 | 0 | #DIV/0! | 0%
| Altus Power America Management, LLC | 62412 | Daum Solar | NY | Yates | NYIS | IPP Non-CHP | DAUM |  | 4 | 4 | 4 | Solar Photovoltaic | SUN | PV | 2020 |  |  | (OP) Operating |  | 5.5 | [6 empty] | 42.7608 | -77.2473 | 0 | 0 | #DIV/0! | 0%
| Ahlstrom-Munksjo NA Specialty Solutions, LLC | 50614 | Mosinee Mill | WI | Marathon | MISO | Industrial CHP | GEN1 |  | 23.4 | 21.9 | 21.9 | Wood/Wood Waste Biomass | BLQ | ST | 1936.6 |  |  | (OP) Operating | [8 empty] | 44.7881 | -89.6917 | 0 | 0 | #DIV/0! | 0%
| Davenport City of | 55035 | Davenport Water Pollution Control Plant | IA | Scott | MISO | Commercial CHP | GEN1 |  | 1.6 | 1.6 | 1.6 | Other Waste Biomass | OBG | IC | 1995 |  |  | (OP) Operating | [8 empty] | 41.4928 | -90.6275 | 0 | 0 | #DIV/0! | 0%
| City of David City | 2233 | David City | NE | Butler | SWPP | Electric Utility | 1 |  | 10.6 | 8.7 | 8.7 | Natural Gas Internal Combustion Engine | NG | IC | 1974 |  |  | (OP) Operating | [8 empty] | 41.2547 | -97.1192 | 0 | 0 | #DIV/0! | 0%
| Davidson Gas Producers LLC | 57436 | Davidson Gas Producers LLC | NC | Davidson | DUK | IPP Non-CHP | 1 |  | 1.6 | 1.6 | 1.6 | Landfill Gas | LFG | IC | 2010 |  |  | (OP) Operating | [8 empty] | 35.8413 | -80.1835 | 0 | 0 | #DIV/0! | 0%
| City of Dayton - (IA) | 1135 | Dayton (IA) | IA | Webster | MISO | Electric Utility | 5 |  | 1.8 | 1.8 | 1.8 | Petroleum Liquids | DFO | IC | 2000 |  |  | (OP) Operating | [8 empty] | 42.2602 | -94.0692 | 0 | 0 | #DIV/0! | 0%
| SunE B9 Holdings, LLC | 68601 | Davidson III | NC | Davidson | DUK | IPP Non-CHP | 16-24 |  | 4.5 | 3.2 | 2.4 | Solar Photovoltaic | SUN | PV | 2010 |  |  | (OP) Operating |  | 5 | [6 empty] | 35.7408 | -80.2879 | 0 | 0 | #DIV/0! | 0%
| SunE B9 Holdings, LLC | 68602 | Davidson IV | NC | Davidson | DUK | IPP Non-CHP | 29 |  | 3 | 2.3 | 1.8 | Solar Photovoltaic | SUN | PV | 2010 |  |  | (OP) Operating |  | 3.4 | [6 empty] | 35.7408 | -80.2879 | 0 | 0 | #DIV/0! | 0%
| SunE B9 Holdings, LLC | 68603 | Davidson V | NC | Davidson | DUK | IPP Non-CHP | 13-15 |  | 1.5 | 1 | 0.8 | Solar Photovoltaic | SUN | PV | 2010 |  |  | (OP) Operating |  | 1.7 | [6 empty] | 35.7408 | -80.2879 | 0 | 0 | #DIV/0! | 0%
| United Power, Inc | 67304 | Davis Battery Storage | CO | Weld | WACM | Electric Utility | DAVBA |  | 11.8 | 11.8 | 11.8 | Batteries | MWH | BA | 2024 |  |  | (OP) Operating | 47 | [7 empty] | 40.1444 | -104.7451 | 0 | 0 | #DIV/0! | 0%
| Energy Harbor Nuclear Generation LLC | 6149 | Davis Besse | OH | Ottawa | PJM | IPP Non-CHP | 1 |  | 925.2 | 894 | 908 | Nuclear | NUC | ST | 1977 |  |  | (OP) Operating | [8 empty] | 41.5967 | -83.0861 | 0 | 0 | #DIV/0! | 0%
| U S Bureau of Reclamation | 152 | Davis Dam | AZ | Mohave | WALC | Electric Utility | 1 |  | 254.8 | 254.8 | 254.8 | Conventional Hydroelectric | WAT | HY | 1951 |  |  | (OP) Operating | [8 empty] | 35.197 | -114.5707 | 0 | 0 | #DIV/0! | 0%
| Heelstone Energy Holdings, LLC | 61581 | Davis Lane Solar, LLC | NC | Perquimans | PJM | IPP Non-CHP | DAVIS |  | 5 | 5 | 5 | Solar Photovoltaic | SUN | PV | 2017 |  |  | (OP) Operating |  | 7 | [6 empty] | 36.1073 | -76.5292 | 0 | 0 | #DIV/0! | 0%
| MN8 Energy LLC | 59779 | Davis Monthan AFB (AZ) West Airfield | AZ | Pima | TEPC | IPP Non-CHP | 1 |  | 12.6 | 12.6 | 12.6 | Solar Photovoltaic | SUN | PV | 2014 |  |  | (OP) Operating |  | 16.4 | [6 empty] | 32.1736 | -110.8997 | 0 | 0 | #DIV/0! | 0%
| Generate Capital | 66488 | Davis Solar | NY | Orange | NYIS | IPP Non-CHP | 10958 |  | 4 | 4 | 4 | Solar Photovoltaic | SUN | PV | 2023 |  |  | (OP) Operating |  | 3 | [6 empty] | 41.4245 | -74.3603 | 0 | 0 | #DIV/0! | 0%
| North Carolina El Member Corp | 67036 | Davistown-Mercer | NC | Edgecombe | PJM | Electric Utility | BAT1 |  | 2.5 | 2.5 | 2.5 | Batteries | MWH | BA | 2024 |  |  | (OP) Operating | 5 | [7 empty] | 35.8442 | -77.6127 | 0 | 0 | #DIV/0! | 0%
| Day County Wind LLC | 57194 | Day County Wind LLC | SD | Day | SWPP | IPP Non-CHP | GE15 |  | 99 | 99 | 99 | Onshore Wind Turbine | WND | WT | 2010 |  |  | (OP) Operating | [8 empty] | 45.215 | -97.9056 | 0 | 0 | #DIV/0! | 0%
| Altus Power America Management, LLC | 62905 | Day Four Solar LLC | NJ | Burlington | PJM | IPP Non-CHP | DAY04 |  | 4.5 | 4.5 | 4.5 | Solar Photovoltaic | SUN | PV | 2016 |  |  | (OP) Operating |  | 6 | [6 empty] | 40.053 | -74.556 | 0 | 0 | #DIV/0! | 0%
| Greenbacker Renewable Energy Corporation | 63957 | Day Hill Solar, LLC | OR | Clackamas | PGE | IPP Non-CHP | 221 |  | 2.3 | 2.3 | 2.3 | Solar Photovoltaic | SUN | PV | 2020 |  |  | (OP) Operating |  | 3.1 | [6 empty] | 45.2687 | -122.3294 | 0 | 0 | #DIV/0! | 0%
| Delaware River Solar, LLC | 65826 | Day Hollow Road Community Solar | NY | Tioga | NYIS | IPP Non-CHP | 1829 |  | 5 | 5 | 5 | Solar Photovoltaic | SUN | PV | 2024 |  |  | (OP) Operating | [8 empty] | 42.1131 | -76.1781 | 0 | 0 | #DIV/0! | 0%
| Avangrid Power LLC | 64974 | Daybreak Solar | OR | Wasco | AVRN | IPP Non-CHP | DBS1 |  | 151.7 | 151.7 | 151.7 | Solar Photovoltaic | SUN | PV | 2025 |  |  | (OP) Operating | [8 empty] | 45.1318 | -120.8807 | 0 | 0 | #DIV/0! | 0%
| Altus Power America Management, LLC | 60179 | Daystar Solar | NC | Jones | DUK | IPP Non-CHP | PV1 |  | 5 | 5 | 5 | Solar Photovoltaic | SUN | PV | 2017 |  |  | (OP) Operating |  | 7.1 | [6 empty] | 35.0356 | -77.2024 | 0 | 0 | #DIV/0! | 0%
| Cartier Energy, LLC | 63492 | DCO Burlington | NJ | Burlington | PJM | Industrial CHP | CTG-1 |  | 3.5 | 2.7 | 3.8 | Natural Gas Fired Combustion Turbine | NG | GT | 2012 |  |  | (OP) Operating | [8 empty] | 40.1083 | -74.8264 | 0 | 0 | #DIV/0! | 0%
| SP Solar 7, LLC | 61827 | Dayton Cutoff Solar | OR | Yamhill | PGE | IPP Non-CHP | PGRC3 |  | 2.2 | 2.2 | 2.2 | Solar Photovoltaic | SUN | PV | 2017 |  |  | (OP) Operating |  | 2.9 | [6 empty] | 45.17 | -123.135 | 0 | 0 | #DIV/0! | 0%
| Eagle Creek Renewable Energy, LLC | 10520 | Dayton Hydro | IL | LaSalle | MISO | IPP Non-CHP | 1 |  | 3.6 | 3.6 | 3.6 | Conventional Hydroelectric | WAT | HY | 1925 |  |  | (OP) Operating | [8 empty] | 41.3878 | -88.7897 | 0 | 0 | #DIV/0! | 0%
| Florida Power & Light Co | 60005 | Daytona International Speedway Solar | FL | Volusia | FPL | Electric Utility | 1 |  | 1.6 | 0.8 | 0.8 | Solar Photovoltaic | SUN | PV | 2016 |  |  | (OP) Operating |  | 1.8 | [6 empty] | 29.1702 | -81.0641 | 0 | 0 | #DIV/0! | 0%
| Marbury Point Solar LLC | 63917 | DC Water Solar | DC | District of Columbia | PJM | IPP Non-CHP | 8030A |  | 3.5 | 3.5 | 3.5 | Solar Photovoltaic | SUN | PV | 2021 |  |  | (OP) Operating |  | 4.5 | [6 empty] | 38.8192 | -77.0189 | 0 | 0 | #DIV/0! | 0%
| Motiva Enterprises LLC | 50973 | Motiva Enterprises Port Arthur Refinery | TX | Jefferson | MISO | Industrial CHP | GN31 | BLK1 | 276.8 | 239.4 | 280.9 | Other Gases | OG | CA | 1988.2222 |  |  | (OP) Operating | [8 empty] | 29.8885 | -93.951 | 0 | 0 | #DIV/0! | 0%
| Duke Energy Progress - (NC) | 59117 | DD Fayetteville Solar NC LLC | NC | Bladen | DUK | Electric Utility | PV1 |  | 23.1 | 23.1 | 23.1 | Solar Photovoltaic | SUN | PV | 2015 |  |  | (OP) Operating |  | 29.2 | [6 empty] | 34.8344 | -78.8436 | 0 | 0 | #DIV/0! | 0%
| Laurel Capital Partners | 59715 | DD Hay Road Solar 23 LLC | DE | New Castle | PJM | IPP Non-CHP | PV1 |  | 1.2 | 1.2 | 1 | Solar Photovoltaic | SUN | PV | 2015 |  |  | (OP) Operating |  | 1.25 | [6 empty] | 39.7367 | -75.5118 | 0 | 0 | #DIV/0! | 0%
| Altus Power America Management, LLC | 60754 | DDR Shoppers World | MA | Middlesex | ISNE | IPP Non-CHP | PV1 |  | 1.3 | 1.3 | 1.3 | Solar Photovoltaic | SUN | PV | 2017 |  |  | (OP) Operating |  | 1.7 | [6 empty] | 42.3007 | -71.3962 | 0 | 0 | #DIV/0! | 0%
| City of Harrisonburg - (VA) | 56004 | Mount Clinton | VA | Rockingham | PJM | Electric Utility | D-2 |  | 24 | 19 | 22 | Petroleum Liquids | DFO | IC | 2004.1667 |  |  | (OP) Operating | [8 empty] | 38.4681 | -78.865 | 0 | 0 | #DIV/0! | 0%
| Pacific Gas & Electric Co. | 232 | De Sabla | CA | Butte | CISO | Electric Utility | 1 |  | 18.4 | 18.5 | 18.5 | Conventional Hydroelectric | WAT | HY | 1963 |  |  | (OP) Operating | [8 empty] | 39.8693 | -121.6318 | 0 | 0 | #DIV/0! | 0%
| Duke Energy Carolinas, LLC | 57334 | DE Solar 10240 Old Dowd Rd | NC | Mecklenburg | DUK | Electric Utility | PV01 |  | 1.9 | 1.9 | 1.9 | Solar Photovoltaic | SUN | PV | 2010 |  |  | (OP) Operating |  | 2.2 | [6 empty] | 35.2458 | -80.9967 | 0 | 0 | #DIV/0! | 0%
| Duke Energy Carolinas, LLC | 57336 | DE Solar 1725 Drywall Dr | NC | Gaston | DUK | Electric Utility | PV01 |  | 1 | 1 | 1 | Solar Photovoltaic | SUN | PV | 2010 |  |  | (OP) Operating |  | 1.2 | [6 empty] | 35.3261 | -80.9967 | 0 | 0 | #DIV/0! | 0%
| Duke Energy Carolinas, LLC | 57335 | DE Solar 657 Brigham Rd | NC | Guilford | DUK | Electric Utility | PV01 |  | 1.3 | 1.3 | 1.3 | Solar Photovoltaic | SUN | PV | 2010 |  |  | (OP) Operating |  | 1.5 | [6 empty] | 36.1053 | -79.9692 | 0 | 0 | #DIV/0! | 0%
| Hydro Sierra Energy, LLC | 7507 | Deadwood Creek | CA | Yuba | CISO | IPP Non-CHP | 1 |  | 2 | 1.9 | 2 | Conventional Hydroelectric | WAT | HY | 1993 |  |  | (OP) Operating | [8 empty] | 39.53 | -121.0958 | 0 | 0 | #DIV/0! | 0%
| City of Mt Pleasant - (IA) | 1166 | Mt Pleasant | IA | Henry | AECI | Electric Utility | 1 |  | 24 | 24 | 24 | Petroleum Liquids | DFO | IC | 2002 |  |  | (SB) Standby/Backup: available for service but not normally used | [8 empty] | 40.9718 | -91.5512 | 0 | 0 | #DIV/0! | 0%
| Duke Energy Carolinas, LLC | 3256 | Dearborn | SC | Chester | DUK | Electric Utility | 1 |  | 45 | 42 | 42 | Conventional Hydroelectric | WAT | HY | 1923 |  |  | (OP) Operating | [8 empty] | 34.5583 | -80.8914 | 0 | 0 | #DIV/0! | 0%
| Curators of the University of Missouri | 50969 | MU Combined Heat and Power Plant | MO | Boone | MISO | Commercial CHP | 6025 |  | 84.7 | 70.8 | 77.4 | Natural Gas Steam Turbine | NG | ST | 1996 |  |  | (OP) Operating | [8 empty] | 38.9461 | -92.3328 | 0 | 0 | #DIV/0! | 0%
| City of Murray - (UT) | 8010 | Murray Turbine | UT | Salt Lake | PACE | Electric Utility | 1 |  | 42 | 36 | 39 | Natural Gas Fired Combustion Turbine | NG | GT | 2001.3333 |  |  | (OP) Operating | [8 empty] | 40.67 | -111.89 | 0 | 0 | #DIV/0! | 0%
| BASF Corp | 55122 | NAFTA Region Olefins Complex Cogen Fac | TX | Jefferson | MISO | Industrial CHP | UN1 |  | 83.2 | 70 | 80 | Natural Gas Fired Combustion Turbine | NG | GT | 2001 |  |  | (OP) Operating | [8 empty] | 29.9543 | -93.8836 | 0 | 0 | #DIV/0! | 0%
| Duke Energy Florida, LLC | 62542 | Debary Solar Power Plant | FL | Volusia | FPC | Electric Utility | PV1 |  | 74.5 | 74.5 | 74.5 | Solar Photovoltaic | SUN | PV | 2020 |  |  | (OP) Operating |  | 102.5 | [6 empty] | 28.8995 | -81.3309 | 0 | 0 | #DIV/0! | 0%
| Luminace Solar MC, LLC | 63392 | DEC Phase II at Georgetown | DE | Sussex | PJM | IPP Non-CHP | DECII |  | 3 | 3 | 3 | Solar Photovoltaic | SUN | PV | 2019 |  |  | (OP) Operating |  | 4.2 | [6 empty] | 38.665 | -75.3994 | 0 | 0 | #DIV/0! | 0%
| Hoosier Energy R E C, Inc | 59988 | Decatur Co. Solar RES (IN) | IN | Decatur | MISO | Electric Utility | PV1 |  | 1.1 | 1.1 | 1.1 | Solar Photovoltaic | SUN | PV | 2017 |  |  | (OP) Operating |  | 1.3 | [6 empty] | 39.3379 | -85.5064 | 0 | 0 | #DIV/0! | 0%
| Southern Power Co | 59449 | Decatur County Solar Project | GA | Decatur | SOCO | IPP Non-CHP | DCSP1 |  | 20 | 19 | 19 | Solar Photovoltaic | SUN | PV | 2015 |  |  | (OP) Operating |  | 27 | [6 empty] | 30.965 | -84.6261 | 0 | 0 | #DIV/0! | 0%
| Energy Developments, Inc d/b/a EDL | 58061 | Decatur-Morgan Co LFG Recovery Project | AL | Morgan | TVA | IPP Non-CHP | 0290 |  | 1.6 | 1.6 | 1.6 | Landfill Gas | LFG | IC | 2010.5 |  |  | (OP) Operating | [8 empty] | 34.6236 | -87.1011 | 0 | 0 | #DIV/0! | 0%
| Southern Power Co | 59450 | Decatur Parkway Solar Project, LLC | GA | Decatur | SOCO | IPP Non-CHP | DPSP1 |  | 80 | 80 | 80 | Solar Photovoltaic | SUN | PV | 2015 |  |  | (OP) Operating |  | 110 | [6 empty] | 30.9919 | -84.6339 | 0 | 0 | #DIV/0! | 0%
| Washington County Solar, LLC | 67047 | Decatur Solar | GA | Decatur | SOCO | IPP Non-CHP | GEN1 |  | 200 | 200 | 200 | Solar Photovoltaic | SUN | PV | 2024 |  |  | (OP) Operating |  | 293.25 | [6 empty] | 30.8549 | -84.4454 | 0 | 0 | #DIV/0! | 0%
| Nantucket Electric Co | 1615 | Nantucket Hybrid | MA | Nantucket | ISNE | Electric Utility | 18 |  | 22.4 | 20.5 | 22.4 | Petroleum Liquids | DFO | GT | 2019 |  |  | (OP) Operating | [8 empty] | 41.2583 | -70.0517 | 0 | 0 | #DIV/0! | 0%
| National Salvage & Service Corporation | 50772 | National Energy of Lincoln | MI | Alcona | MISO | IPP Non-CHP | GEN1 |  | 20 | 16.3 | 18 | Wood/Wood Waste Biomass | WDS | ST | 1989 |  |  | (OP) Operating | [8 empty] | 44.68 | -83.4167 | 0 | 0 | #DIV/0! | 0%
| Interstate Power and Light Co | 64375 | Decorah Battery | IA | Winneshiek | MISO | Electric Utility | BESS1 |  | 2.5 | 2.5 | 2.5 | Batteries | MWH | BA | 2021 |  |  | (OP) Operating | 2.9 | [7 empty] | 43.324 | -91.793 | 0 | 0 | #DIV/0! | 0%
| Luminant Generation Company LLC | 8063 | DeCordova Steam Electric Station | TX | Hood | ERCO | IPP Non-CHP | BESS |  | 626.7 | 534 | 607 | Batteries | MWH | BA | 1996.4 |  |  | (OP) Operating | 263 | [7 empty] | 32.4031 | -97.7006 | 54108.59 | 696364.844 | 12.8698 | 1.083%
| VS Dedeaux LLC | 63674 | Dedeaux | CA | Los Angeles | LDWP | IPP Non-CHP | DEDEA |  | 0.9 | 0.9 | 0.9 | Solar Photovoltaic | SUN | PV | 2019 |  |  | (OP) Operating |  | 1.3 | [6 empty] | 34.0131 | -118.2419 | 0 | 0 | #DIV/0! | 0%
| Strata Manager, LLC | 61403 | Deep Branch Farm | NC | Robeson | CPLE | IPP Non-CHP | 1 |  | 5 | 5 | 5 | Solar Photovoltaic | SUN | PV | 2017 |  |  | (OP) Operating |  | 6.5 | [6 empty] | 34.6708 | -79.1994 | 0 | 0 | #DIV/0! | 0%
| BP Piney & Deep Creek LLC | 1567 | Deep Creek | MD | Garrett | PJM | IPP Non-CHP | 1 |  | 20 | 18 | 18 | Conventional Hydroelectric | WAT | HY | 1925 |  |  | (OP) Operating | [8 empty] | 39.523 | -79.413 | 0 | 0 | #DIV/0! | 0%
| U S Bureau of Reclamation | 6404 | Deer Creek (UT) | UT | Wasatch | WAUW | Electric Utility | 1 |  | 4.8 | 5.4 | 5.4 | Conventional Hydroelectric | WAT | HY | 1958 |  |  | (OP) Operating | [8 empty] | 40.4044 | -111.5284 | 0 | 0 | #DIV/0! | 0%
| Greenbacker Renewable Energy Corporation | 64861 | Deer Creek 2 | CA | El Dorado | CISO | IPP Non-CHP | 392 |  | 1.3 | 1.3 | 1.3 | Solar Photovoltaic | SUN | PV | 2021 |  |  | (OP) Operating |  | 1.6 | [6 empty] | 38.628 | -120.984 | 0 | 0 | #DIV/0! | 0%
| Nevada Irrigation District | 233 | Deer Creek PH | CA | Nevada | CISO | IPP Non-CHP | 1 |  | 5.5 | 5.7 | 5.7 | Conventional Hydroelectric | WAT | HY | 1908 |  |  | (OP) Operating | [8 empty] | 39.2981 | -120.8443 | 0 | 0 | #DIV/0! | 0%
| Indiana Michigan Power Co | 59855 | Deer Creek PV | IN | Grant | PJM | Electric Utility | DCPV1 |  | 2.5 | 2.5 | 2.5 | Solar Photovoltaic | SUN | PV | 2016 |  |  | (OP) Operating |  | 3.1 | [6 empty] | 40.51 | -85.64 | 0 | 0 | #DIV/0! | 0%
| National Salvage & Service Corporation | 50770 | National Energy of McBain | MI | Missaukee | MISO | IPP Non-CHP | GEN1 |  | 20 | 18 | 18 | Wood/Wood Waste Biomass | WDS | ST | 1988 |  |  | (OP) Operating | [8 empty] | 44.204 | -85.2206 | 0 | 0 | #DIV/0! | 0%
| Kings Bay Naval Base | 54239 | Naval Submarine Base Kings Bay | GA | Camden | SOCO | Commercial Non-CHP | 3023 |  | 30 | 30 | 30 | Petroleum Liquids | DFO | IC | 1987.4167 |  |  | (SB) Standby/Backup: available for service but not normally used | [8 empty] | 30.7917 | -81.5333 | 0 | 0 | #DIV/0! | 0%
| CD US Solar MT1 LLC | 58786 | Deer Park | NY | Suffolk | NYIS | IPP Non-CHP | DRP1 |  | 2.5 | 2.5 | 2.5 | Solar Photovoltaic | SUN | PV | 2012 |  |  | (OP) Operating |  | 3 | [6 empty] | 40.7608 | -73.1939 | 0 | 0 | #DIV/0! | 0%
| Wabash Valley Power Assn, Inc | 54956 | Deercroft I & II LFGTE | IN | LaPorte | MISO | Electric Utility | I-1 |  | 6.4 | 6.4 | 6.4 | Natural Gas Internal Combustion Engine | NG | IC | 2003 |  |  | (OP) Operating | [8 empty] | 41.6514 | -86.9036 | 0 | 0 | #DIV/0! | 0%
| Brookfield White Pine Hydro LLC | 1488 | Deer Rips | ME | Androscoggin | ISNE | IPP Non-CHP | DR1 |  | 6.5 | 6.2 | 6.2 | Conventional Hydroelectric | WAT | HY | 1911.2857 |  |  | (OP) Operating | [8 empty] | 44.1346 | -70.2037 | 0 | 0 | #DIV/0! | 0%
| Interstate Power and Light Co | 65531 | Deer Run Battery | IA | Linn | MISO | Electric Utility | BESS1 |  | 5 | 5 | 5 | Batteries | MWH | BA | 2023 |  |  | (OP) Operating | 10 | [7 empty] | 41.9513 | -91.6941 | 0 | 0 | #DIV/0! | 0%
| NE Renewable Springfield, LLC | 10838 | NE Renewable Springfield, LLC | NH | Sullivan | ISNE | IPP Non-CHP | GEN1 |  | 20 | 16.1 | 16.3 | Wood/Wood Waste Biomass | WDS | ST | 1987 |  |  | (OP) Operating | [8 empty] | 43.4429 | -72.056 | 0 | 0 | #DIV/0! | 0%
| Great River Hydro, LLC | 6047 | Deerfield 2 | MA | Franklin | ISNE | IPP Non-CHP | GEN1 |  | 4.8 | 6.6 | 6.6 | Conventional Hydroelectric | WAT | HY | 1913 |  |  | (OP) Operating | [8 empty] | 42.5731 | -72.7073 | 0 | 0 | #DIV/0! | 0%
| Great River Hydro, LLC | 6083 | Deerfield 3 | MA | Franklin | ISNE | IPP Non-CHP | GEN1 |  | 4.8 | 6 | 6 | Conventional Hydroelectric | WAT | HY | 1912 |  |  | (OP) Operating | [8 empty] | 42.5995 | -72.7335 | 0 | 0 | #DIV/0! | 0%
| Great River Hydro, LLC | 6119 | Deerfield 4 | MA | Franklin | ISNE | IPP Non-CHP | GEN1 |  | 4.8 | 6 | 6 | Conventional Hydroelectric | WAT | HY | 1912 |  |  | (OP) Operating | [8 empty] | 42.6198 | -72.7376 | 0 | 0 | #DIV/0! | 0%
| Great River Hydro, LLC | 1620 | Deerfield 5 | MA | Berkshire | ISNE | IPP Non-CHP | GEN1 |  | 17.5 | 13.9 | 13.9 | Conventional Hydroelectric | WAT | HY | 1974 |  |  | (OP) Operating | [8 empty] | 42.6912 | -72.9561 | 0 | 0 | #DIV/0! | 0%
| MN8 Energy LLC | 60775 | Deerfield CSG Solar | MA | Franklin | ISNE | IPP Non-CHP | PV1 |  | 4.5 | 4.5 | 4.5 | Solar Photovoltaic | SUN | PV | 2017 |  |  | (OP) Operating |  | 6 | [6 empty] | 42.5629 | -72.5892 | 0 | 0 | #DIV/0! | 0%
| Deerfield Wind Energy 2, LLC | 65742 | Deerfield Wind Energy 2 | MI | Huron | MISO | IPP Non-CHP | DWF02 |  | 112.1 | 112.1 | 112.1 | Onshore Wind Turbine | WND | WT | 2023 |  |  | (OP) Operating | [8 empty] | 43.9287 | -82.8735 | 0 | 0 | #DIV/0! | 0%
| Deerfield Wind Energy, LLC | 60883 | Deerfield Wind Energy, LLC | MI | Huron | MISO | IPP Non-CHP | WT1 |  | 149 | 149 | 149 | Onshore Wind Turbine | WND | WT | 2017 |  |  | (OP) Operating | [8 empty] | 43.9419 | -82.8987 | 0 | 0 | #DIV/0! | 0%
| Avangrid Power LLC | 61039 | Deerfield Wind LLC | VT | Bennington | ISNE | IPP Non-CHP | WT1 |  | 30 | 30 | 30 | Onshore Wind Turbine | WND | WT | 2017 |  |  | (OP) Operating | [8 empty] | 42.8772 | -72.9937 | 0 | 0 | #DIV/0! | 0%
| NE Renewable Tamworth, LLC | 50739 | NE Renewable Tamworth, LLC | NH | Carroll | ISNE | IPP Non-CHP | GEN1 |  | 25 | 20 | 20 | Wood/Wood Waste Biomass | WDS | ST | 1987 |  |  | (OP) Operating | [8 empty] | 43.8358 | -71.1967 | 0 | 0 | #DIV/0! | 0%
| WM Renewable Energy LLC | 56520 | Deertrack Park Gas Recovery | WI | Jefferson | MISO | IPP Non-CHP | GEN1 |  | 6.4 | 6.4 | 6.4 | Landfill Gas | LFG | IC | 2006.5 |  |  | (OP) Operating | [8 empty] | 43.09 | -88.7397 | 0 | 0 | #DIV/0! | 0%
| City of Nebraska City | 2255 | Nebraska City # 1 | NE | Otoe | SWPP | Electric Utility | 10 |  | 26.1 | 22.6 | 22.6 | Natural Gas Internal Combustion Engine | NG | IC | 1964.7143 |  |  | (OP) Operating | [8 empty] | 40.6806 | -95.8475 | 0 | 0 | #DIV/0! | 0%
| Erie Boulevard Hydropower LP | 2552 | Deferiet | NY | Jefferson | NYIS | IPP Non-CHP | 1 |  | 12 | 10.8 | 10.8 | Conventional Hydroelectric | WAT | HY | 1925 |  |  | (OP) Operating | [8 empty] | 44.0381 | -75.6806 | 0 | 0 | #DIV/0! | 0%
| Today's Power, Inc. | 66609 | DeGraff Butler Electric | KS | Butler | SWPP | Electric Utility | SOL |  | 1 | 1 | 1 | Solar Photovoltaic | SUN | PV | 2021 |  |  | (OP) Operating |  | 1.4 | [6 empty] | 37.9852 | -96.8608 | 0 | 0 | #DIV/0! | 0%
| USCE -Vickburg District | 187 | Degray | AR | Clark | MISO | Electric Utility | 1 |  | 70 | 70 | 70 | Conventional Hydroelectric | WAT | HY | 1972 |  |  | (OP) Operating | [8 empty] | 34.2119 | -93.111 | 0 | 0 | #DIV/0! | 0%
| CalEnergy Operating Corporation | 10632 | Del Ranch Company | CA | Imperial | IID | IPP Non-CHP | GEN1 |  | 45.5 | 42 | 42 | Geothermal | GEO | ST | 1988 |  |  | (OP) Operating | [8 empty] | 33.1646 | -115.616 | 0 | 0 | #DIV/0! | 0%
| Delanco Coopertown Rd Solar 2, LLC | 64411 | Delanco | NJ | Burlington | PJM | IPP Non-CHP | DELAN |  | 2.4 | 2.4 | 2.4 | Solar Photovoltaic | SUN | PV | 2021 |  |  | (OP) Operating |  | 3.1 | [6 empty] | 40.0494 | -74.9353 | 0 | 0 | #DIV/0! | 0%
| Evergy Missouri West | 2090 | Nevada | MO | Vernon | SWPP | Electric Utility | 1 |  | 21.6 | 16 | 16 | Petroleum Liquids | DFO | GT | 1974 |  |  | (OP) Operating | [8 empty] | 37.8503 | -94.3444 | 0 | 0 | #DIV/0! | 0%
| Nevada Cogeneration Assoc # 2 | 54349 | Nevada Cogen Associates 2 Black Mountain | NV | Clark | NEVP | IPP CHP | GTA | STG1 | 96.3 | 93.1 | 93.1 | Natural Gas Fired Combined Cycle | NG | CT | 1992 | 10 | 2030 | (OP) Operating | [8 empty] | 36.2253 | -114.8783 | 0 | 0 | #DIV/0! | 0%
| AES Distributed Energy | 61116 | Delano Land 1 | CA | Kern | CISO | IPP Non-CHP | DELA1 |  | 1 | 1 | 1 | Solar Photovoltaic | SUN | PV | 2017 |  |  | (OP) Operating |  | 1.3 | [6 empty] | 35.7612 | -119.3444 | 0 | 0 | #DIV/0! | 0%
| City of New Hampton - (IA) | 1168 | New Hampton | IA | Chickasaw | SWPP | Electric Utility | 3 |  | 26.5 | 24.1 | 24.1 | Natural Gas Internal Combustion Engine | NG | IC | 1982.2 |  |  | (SB) Standby/Backup: available for service but not normally used | [8 empty] | 43.0689 | -92.3201 | 0 | 0 | #DIV/0! | 0%
| Entergy New Orleans, LLC | 60928 | New Orleans Power | LA | Orleans | MISO | Electric Utility | RICE1 |  | 131.6 | 131.6 | 131.6 | Natural Gas Internal Combustion Engine | NG | IC | 2020 |  |  | (OP) Operating | [8 empty] | 30.0081 | -89.9372 | 0 | 0 | #DIV/0! | 0%
| NY - PRESBYTERIAN HOSPITAL- 68TH ST | 61238 | New York Presbyterian Hospital- 68th Street | NY | New York | NYIS | Commercial CHP | ANX1 |  | 22.9 | 22.9 | 22.9 | Petroleum Liquids | DFO | IC | 2009.1 |  |  | (SB) Standby/Backup: available for service but not normally used | [8 empty] | 40.7644 | -73.9539 | 0 | 0 | #DIV/0! | 0%
| Strata Manager, LLC | 61088 | Delco Farm | NC | Columbus | CPLE | IPP Non-CHP | 1 |  | 5 | 5 | 5 | Solar Photovoltaic | SUN | PV | 2016 |  |  | (OP) Operating |  | 6.6 | [6 empty] | 34.319 | -78.2091 | 0 | 0 | #DIV/0! | 0%
| CVI CleanCapital Solar 5 LLC | 58951 | Delilah Road Landfill | NJ | Atlantic | PJM | IPP Non-CHP | DRLS |  | 8.5 | 8.5 | 8.5 | Solar Photovoltaic | SUN | PV | 2016 |  |  | (OP) Operating |  | 10.7 | [6 empty] | 39.4161 | -74.5439 | 0 | 0 | #DIV/0! | 0%
| Invenergy Services LLC | 63194 | Delilah Solar Energy LLC | TX | Red River | ERCO | IPP Non-CHP | GEN1 |  | 300 | 300 | 300 | Solar Photovoltaic | SUN | PV | 2024 |  |  | (OP) Operating |  | 404.8 | [6 empty] | 33.2844 | -95.1636 | 0 | 0 | #DIV/0! | 0%
| New-Indy Ontario LLC | 10427 | New-Indy Ontario Mill | CA | San Bernardino | CISO | Industrial Non-CHP | GEN2 |  | 33 | 29.4 | 29.6 | Natural Gas Fired Combustion Turbine | NG | GT | 2019 |  |  | (OP) Operating | [8 empty] | 34.0454 | -117.5402 | 0 | 0 | #DIV/0! | 0%
| Northern States Power Co - Minnesota | 4002 | Dells | WI | Eau Claire | MISO | Electric Utility | 1 |  | 12.3 | 7.3 | 7.3 | Conventional Hydroelectric | WAT | HY | 1923.8 |  |  | (OP) Operating | [8 empty] | 44.8281 | -91.5111 | 0 | 0 | #DIV/0! | 0%
| Delphinus Community Solar | 61329 | Delphinus Community Solar | MN | Benton | MISO | IPP Non-CHP | QDCS1 |  | 2 | 1.8 | 1.8 | Solar Photovoltaic | SUN | PV | 2018 |  |  | (OP) Operating |  | 1.3 | [6 empty] | 45.6186 | -94.0888 | 0 | 0 | #DIV/0! | 0%
| Homer Electric Assn Inc | 55966 | Nikiski Combined Cycle | AK | Kenai Peninsula |  | Electric Utility | GT1 | CC1 | 80.8 | 75.9 | 82 | Natural Gas Fired Combined Cycle | NG | CT | 1999.5 |  |  | (OP) Operating | [8 empty] | 60.6765 | -151.3777 | 0 | 0 | #DIV/0! | 0%
| Delta Electronics (Americas) Ltd | 67853 | Delta Electronics Fremont | CA | Alameda | CISO | Industrial Non-CHP | PV1 |  | 1 | 1 | 1 | Solar Photovoltaic | SUN | PV | 2018 |  |  | (OP) Operating |  | 0.62 | [6 empty] | 37.4896 | -121.949 | 0 | 0 | #DIV/0! | 0%
| Nippon Dynawave Packaging Co. | 50187 | Nippon Dynawave Packaging Longview WA | WA | Cowlitz | BPAT | Industrial CHP | TG1 |  | 62.4 | 58 | 58.6 | Wood/Wood Waste Biomass | BLQ | ST | 1956.5 |  |  | (OP) Operating | [8 empty] | 46.1236 | -122.9728 | 0 | 0 | #DIV/0! | 0%
| City of Hastings - (NE) | 2244 | North Denver | NE | Adams | SWPP | Electric Utility | 4 |  | 39 | 39 | 39 | Natural Gas Steam Turbine | NG | ST | 1962 |  |  | (SB) Standby/Backup: available for service but not normally used | [8 empty] | 40.5988 | -98.3886 | 0 | 0 | #DIV/0! | 0%
| Tucson Electric Power Co | 6088 | North Loop | AZ | Pima | TEPC | Electric Utility | 1 |  | 107.8 | 95 | 101.8 | Natural Gas Fired Combustion Turbine | NG | GT | 1979.25 |  |  | (OP) Operating | [8 empty] | 32.401 | -111.1262 | 0 | 0 | #DIV/0! | 0%
| Delta Solar Power I, LLC | 61954 | Delta Solar Power I | MI | Eaton | MISO | IPP Non-CHP | DSPI |  | 8.1 | 7.7 | 7.3 | Solar Photovoltaic | SUN | PV | 2018 |  |  | (OP) Operating |  | 9.9 | [6 empty] | 42.7 | -84.701 | 0 | 0 | #DIV/0! | 0%
| Delta Solar Power II, LLC | 61955 | Delta Solar Power II | MI | Eaton | MISO | IPP Non-CHP | DSPII |  | 15.9 | 15.2 | 14.4 | Solar Photovoltaic | SUN | PV | 2018 |  |  | (OP) Operating |  | 19.4 | [6 empty] | 42.707 | -84.7 | 0 | 0 | #DIV/0! | 0%
| Alaska Environmental Power | 58511 | Delta Wind Farm | AK | Southeast Fairbanks | NA | IPP Non-CHP | EWT1 |  | 1.9 | 1.9 | 1.9 | Onshore Wind Turbine | WND | WT | 2010 |  |  | (OP) Operating | [8 empty] | 64.0139 | -145.5967 | 0 | 0 | #DIV/0! | 0%
| AES Clean Energy | 66000 | Delta Wind Farm (MS) | MS | Coahoma | MISO | IPP Non-CHP | DLTA |  | 184.5 | 184.5 | 184.5 | Onshore Wind Turbine | WND | WT | 2024 |  |  | (OP) Operating | [8 empty] | 34.4692 | -90.3927 | 0 | 0 | #DIV/0! | 0%
| Cubico USA, LLC | 66759 | Delta's Edge Solar | MS | Carroll | MISO | IPP Non-CHP | DELTA |  | 100 | 100 | 100 | Solar Photovoltaic | SUN | PV | 2023 |  |  | (OP) Operating |  | 134 | [6 empty] | 33.5 | -90.1 | 0 | 0 | #DIV/0! | 0%
| SRE Utility Solar 1, LLC | 58874 | Dement Farm LLC | NC | Vance | CPLE | IPP Non-CHP | DF1 |  | 5 | 4.9 | 4.9 | Solar Photovoltaic | SUN | PV | 2013 |  |  | (OP) Operating |  | 6.5 | [6 empty] | 36.27 | -78.3483 | 0 | 0 | #DIV/0! | 0%
| DTE Electric Company | 60346 | Demille Solar Farm | MI | Lapeer | MISO | Electric Utility | 1 |  | 28.4 | 28.4 | 28.4 | Solar Photovoltaic | SUN | PV | 2017 |  |  | (OP) Operating |  | 34.6 | [6 empty] | 43.04 | -83.3333 | 0 | 0 | #DIV/0! | 0%
| PNM Resources | 57575 | Deming Solar Energy Center | NM | Luna | PNM | Electric Utility | DSEC |  | 9 | 9 | 9 | Solar Photovoltaic | SUN | PV | 2012 |  |  | (OP) Operating |  | 6.2 | [6 empty] | 32.1658 | -107.7506 | 0 | 0 | #DIV/0! | 0%
| Derby Fuel Cell LLC | 62588 | Derby Fuel Cell | CT | New Haven | ISNE | IPP Non-CHP | MM45 |  | 14 | 14 | 14 | Other Natural Gas | NG | FC | 2024 |  |  | (OP) Operating | [8 empty] | 41.325 | -73.0992 | 0 | 0 | #DIV/0! | 0%
| Acciona Wind Energy USA LLC | 56665 | Dempsey Ridge Wind Farm | OK | Roger Mills | SWPP | IPP Non-CHP | DR |  | 132 | 132 | 132 | Onshore Wind Turbine | WND | WT | 2012 |  |  | (OP) Operating | [8 empty] | 35.5298 | -99.8145 | 0 | 0 | #DIV/0! | 0%
| National Grid Renewables | 61715 | Deneb Community Solar | MN | Kandiyohi | MISO | IPP Non-CHP | DENE |  | 1 | 1 | 1 | Solar Photovoltaic | SUN | PV | 2019 |  |  | (OP) Operating |  | 1.5 | [6 empty] | 45.4041 | -94.8311 | 0 | 0 | #DIV/0! | 0%
| USCE-Tulsa District | 6416 | Denison | TX | Grayson | ERCO | Electric Utility | 1 |  | 104.3 | 100 | 100 | Conventional Hydroelectric | WAT | HY | 1947 |  |  | (OP) Operating | [8 empty] | 33.8181 | -96.5692 | 0 | 0 | #DIV/0! | 0%
| AEP Onsite Partners, LLC | 61637 | Denison Solar Array | OH | Licking | PJM | IPP Non-CHP | PV1 |  | 1.9 | 1.9 | 1.9 | Solar Photovoltaic | SUN | PV | 2017 |  |  | (OP) Operating |  | 2.3 | [6 empty] | 40.0733 | -82.518 | 0 | 0 | #DIV/0! | 0%
| Dominion Renewable Energy | 62211 | Denmark Solar | SC | Bamberg | SCEG | IPP Non-CHP | 35 |  | 6 | 6 | 6 | Solar Photovoltaic | SUN | PV | 2020 |  |  | (OP) Operating |  | 8.6 | [6 empty] | 33.3471 | -81.1428 | 0 | 0 | #DIV/0! | 0%
| Clean Focus Yield, LLC | 59082 | Dennis Landfill | MA | Barnstable | ISNE | IPP Non-CHP | DEN1 |  | 5 | 5 | 5 | Solar Photovoltaic | SUN | PV | 2014 |  |  | (OP) Operating |  | 5.9 | [6 empty] | 41.6931 | -70.145 | 0 | 0 | #DIV/0! | 0%
| CD US Solar MT1 LLC | 58787 | Dennison | NY | Suffolk | NYIS | IPP Non-CHP | DNN1 |  | 2 | 2 | 2 | Solar Photovoltaic | SUN | PV | 2011 |  |  | (OP) Operating |  | 2.2 | [6 empty] | 40.7631 | -73.3236 | 0 | 0 | #DIV/0! | 0%
| Golden Valley Elec Assn Inc | 6285 | North Pole | AK | Fairbanks North Star | NA | Electric Utility | 1 |  | 181 | 145 | 189 | Petroleum Liquids | DFO | GT | 1991.75 |  |  | (OP) Operating | [8 empty] | 64.7356 | -147.3481 | 0 | 0 | #DIV/0! | 0%
| Madison Energy Holdings LLC | 61441 | Denver Braswell PV | GA | Colquitt | SOCO | IPP Non-CHP | GPDB1 |  | 1.4 | 1.6 | 1.4 | Solar Photovoltaic | SUN | PV | 2017 |  |  | (OP) Operating |  | 2 | [6 empty] | 31.3 | -83.8 | 0 | 0 | #DIV/0! | 0%
| MMA DAS Power | 56815 | Denver Int Airport | CO | Denver | PSCO | IPP Non-CHP | 1 |  | 1.9 | 1.9 | 1.8 | Solar Photovoltaic | SUN | PV | 2008 |  |  | (OP) Operating |  | 2 | [6 empty] | 39.8368 | -104.6971 | 0 | 0 | #DIV/0! | 0%
| Denver Int'l Airport IV Solar | 59462 | Denver Intl Airport IV Solar | CO | Denver | SWPP | IPP Non-CHP | DIA4 |  | 1.5 | 1.5 | 0.6 | Solar Photovoltaic | SUN | PV | 2014 |  |  | (OP) Operating |  | 2 | [6 empty] | 39.9027 | -104.6739 | 0 | 0 | #DIV/0! | 0%
| Denver Metro Solar LLC | 61563 | Denver Metro Solar | CO | Adams | PSCO | IPP Non-CHP | 53962 |  | 1.6 | 1.6 | 1.6 | Solar Photovoltaic | SUN | PV | 2017 |  |  | (OP) Operating |  | 2 | [6 empty] | 39.7593 | -104.6211 | 0 | 0 | #DIV/0! | 0%
| Ecoplexus, Inc | 64517 | Department of Justice | CA | Sacramento | BANC | IPP Non-CHP | DOJ |  | 2.4 | 2.4 | 2.4 | Solar Photovoltaic | SUN | PV | 2020 |  |  | (OP) Operating |  | 2.8 | [6 empty] | 38.5481 | -121.4486 | 0 | 0 | #DIV/0! | 0%
| CCC Solar Holdings LLC | 60852 | Depot Hill Solar CSG | MA | Worcester | ISNE | IPP Non-CHP | PV1 |  | 2 | 1.9 | 1.9 | Solar Photovoltaic | SUN | PV | 2016 |  |  | (OP) Operating |  | 2.9 | [6 empty] | 42.153 | -71.988 | 0 | 0 | #DIV/0! | 0%
| Depot Park Solar Farm | 58119 | Depot Park Solar System | CA | Sacramento | BANC | IPP Non-CHP | DPSS |  | 3 | 2.7 | 1 | Solar Photovoltaic | SUN | PV | 2010 |  |  | (OP) Operating |  | 2.8 | [6 empty] | 38.515 | -121.3983 | 0 | 0 | #DIV/0! | 0%
| Emerald Hills Holding I, LLC | 61691 | Depot Solar Center, LLC | VA | Campbell | PJM | IPP Non-CHP | DEPOT |  | 15 | 15 | 15 | Solar Photovoltaic | SUN | PV | 2022 |  |  | (OP) Operating |  | 20 | [6 empty] | 37.2763 | -79.1165 | 0 | 0 | #DIV/0! | 0%
| Dept of Corrections NCCI Wind | 58992 | Dept of Corrections NCCI Wind | MA | Worcester | ISNE | Commercial Non-CHP | WND-1 |  | 3.4 | 3.4 | 3.4 | Onshore Wind Turbine | WND | WT | 2013 |  |  | (OP) Operating | [8 empty] | 42.5722 | -71.9447 | 0 | 0 | #DIV/0! | 0%
| California PV Energy 2, LLC | 60861 | Dept of General Services -FTB | CA | Sacramento | BANC | IPP Non-CHP | PV1 |  | 2.7 | 2.7 | 2.7 | Solar Photovoltaic | SUN | PV | 2017 |  |  | (OP) Operating |  | 3.4 | [6 empty] | 38.565 | -121.343 | 0 | 0 | #DIV/0! | 0%
| DePue Holdings, LLC | 63845 | DePue Holdings, LLC | IL | Bureau | MISO | IPP Non-CHP | DEPUE |  | 20 | 20 | 20 | Solar Photovoltaic | SUN | PV | 2023 |  |  | (OP) Operating |  | 26.3 | [6 empty] | 41.3382 | -89.3012 | 0 | 0 | #DIV/0! | 0%
| Des Moines Metro WRF | 50932 | Des Moines Wastewater Reclamation Fac | IA | Polk | MISO | Commercial CHP | 72-04 |  | 2.8 | 2.8 | 2.8 | Other Waste Biomass | OBG | IC | 2015 |  |  | (SB) Standby/Backup: available for service but not normally used | [8 empty] | 41.5734 | -93.5577 | 0 | 0 | #DIV/0! | 0%
| McCallum Enterprises I LP | 10063 | Derby Hydro | CT | Fairfield | ISNE | IPP Non-CHP | GEN1 |  | 8.6 | 8.6 | 8.6 | Conventional Hydroelectric | WAT | HY | 1989 |  |  | (OP) Operating | [8 empty] | 41.3243 | -73.1021 | 0 | 0 | #DIV/0! | 0%
| DTE Electric Company | 1734 | Northeast (MI) | MI | Macomb | MISO | Electric Utility | 2 |  | 113.8 | 101 | 130 | Natural Gas Fired Combustion Turbine | NG | GT | 1968.5 |  |  | (OP) Operating | [8 empty] | 42.45 | -83.0381 | 0 | 0 | #DIV/0! | 0%
| Dermott Wind, LLC | 60902 | Dermott Wind | TX | Scurry | ERCO | IPP Non-CHP | DERM |  | 253 | 253 | 253 | Onshore Wind Turbine | WND | WT | 2017 |  |  | (OP) Operating | [8 empty] | 32.8638 | -100.9751 | 0 | 0 | #DIV/0! | 0%
| Avista Corp | 6210 | Northeast (WA) | WA | Spokane | AVA | Electric Utility | 1 |  | 61.8 | 45 | 66 | Natural Gas Fired Combustion Turbine | NG | GT | 1978 | 12 | 2035 | (OP) Operating | [8 empty] | 47.7351 | -117.3705 | 0 | 0 | #DIV/0! | 0%
| Virginia Electric & Power Co | 3800 | Northern Neck | VA | Richmond | PJM | Electric Utility | GT1 |  | 82.8 | 47 | 65.4 | Petroleum Liquids | DFO | GT | 1971 |  |  | (OP) Operating | [8 empty] | 37.95 | -76.711 | 0 | 0 | #DIV/0! | 0%
| Invenergy Services LLC | 57959 | Desert Green Solar Farm LLC | CA | San Diego | CISO | IPP Non-CHP | 1 |  | 6.3 | 6.3 | 6.3 | Solar Photovoltaic | SUN | PV | 2014 |  |  | (OP) Operating |  | 8.9 | [6 empty] | 33.2706 | -116.3481 | 0 | 0 | #DIV/0! | 0%
| Desert Harvest II LLC | 64103 | Desert Harvest II LLC | CA | Riverside | CISO | IPP Non-CHP | DH002 |  | 105 | 105 | 105 | Solar Photovoltaic | SUN | PV | 2020.5 |  |  | (OP) Operating |  | 99.6 | [6 empty] | 33.8 | -115.38 | 0 | 0 | #DIV/0! | 0%
| Desert Harvest, LLC | 62177 | Desert Harvest, LLC | CA | Riverside | CISO | IPP Non-CHP | DH001 |  | 80 | 80 | 80 | Solar Photovoltaic | SUN | PV | 2020 |  |  | (OP) Operating |  | 113.8 | [6 empty] | 33.8 | -115.38 | 0 | 0 | #DIV/0! | 0%
| Consolidated Edison Solutions Inc. | 58514 | Desert Hot Springs Solar | CA | Riverside | CISO | IPP Non-CHP | DHCA |  | 2.3 | 2.2 | 2.2 | Solar Photovoltaic | SUN | PV | 2013 |  |  | (OP) Operating |  | 2.9 | [6 empty] | 33.9231 | -116.53 | 0 | 0 | #DIV/0! | 0%
| Mountain Air Projects, LLC | 57430 | Desert Meadow Windfarm | ID | Elmore | IPCO | IPP Non-CHP | 1 |  | 23 | 23 | 23 | Onshore Wind Turbine | WND | WT | 2012 |  |  | (OP) Operating | [8 empty] | 43.0566 | -115.452 | 0 | 0 | #DIV/0! | 0%
| Desert Peak Energy Storage I, LLC | 65987 | Desert Peak Energy Storage I | CA | Riverside | CISO | IPP Non-CHP | DP1 |  | 325 | 325 | 325 | Batteries | MWH | BA | 2023 |  |  | (OP) Operating | 1300 | [7 empty] | 33.9311 | -116.5719 | 0 | 0 | #DIV/0! | 0%
| Desert Peak Energy Storage II, LLC | 65988 | Desert Peak Energy Storage II | CA | Riverside | CISO | IPP Non-CHP | DP2 |  | 75 | 75 | 75 | Batteries | MWH | BA | 2023 |  |  | (OP) Operating | 300 | [7 empty] | 33.9311 | -116.5719 | 0 | 0 | #DIV/0! | 0%
| Ormat Nevada Inc | 10018 | Desert Peak Power Plant | NV | Lyon | NEVP | IPP Non-CHP | GEN2 |  | 26 | 17.3 | 26 | Geothermal | GEO | BT | 2006 |  |  | (OP) Operating | [8 empty] | 39.754 | -118.9535 | 0 | 0 | #DIV/0! | 0%
| Desert Quartzite LLC | 59871 | Desert Quartzite | CA | Riverside | CISO | IPP Non-CHP | GEN01 |  | 450 | 450 | 450 | Solar Photovoltaic | SUN | PV | 2024 |  |  | (OP) Operating |  | 374.9 | [6 empty] | 33.565 | -114.753 | 0 | 0 | #DIV/0! | 0%
| Desert Sky Wind Farm LP | 55992 | Desert Sky | TX | Pecos | ERCO | IPP Non-CHP | 1 |  | 167.7 | 167.7 | 167.7 | Onshore Wind Turbine | WND | WT | 2002 |  |  | (OP) Operating | [8 empty] | 30.9178 | -102.0867 | 0 | 0 | #DIV/0! | 0%
| City of Deshler - (NE) | 2234 | Deshler | NE | Thayer | SWPP | Electric Utility | 4 |  | 1.7 | 1.7 | 1.7 | Petroleum Liquids | DFO | IC | 1977.5 |  |  | (OP) Operating | [8 empty] | 40.1408 | -97.7239 | 0 | 0 | #DIV/0! | 0%
| Arizona Public Service Co | 59444 | Desert Star Hybrid | AZ | Maricopa | AZPS | Electric Utility | DS10M |  | 20 | 20 | 20 | Batteries | MWH | BA | 2019 |  |  | (OP) Operating | 30 | [7 empty] | 33.145 | -112.66 | 0 | 0 | #DIV/0! | 0%
| NextEra Energy Desert Sunlight 250, LLC | 58542 | Desert Sunlight 250, LLC | CA | Riverside | CISO | IPP Non-CHP | DSL12 |  | 249.7 | 249.7 | 249.7 | Solar Photovoltaic | SUN | PV | 2013.5556 |  |  | (OP) Operating |  | 50 | [6 empty] | 33.8055 | -115.3947 | 0 | 0 | #DIV/0! | 0%
| NextEra Energy Desert Sunlight 300, LLC | 57993 | Desert Sunlight 300, LLC | CA | Riverside | CISO | IPP Non-CHP | DSL1 |  | 313.7 | 313.7 | 313.7 | Solar Photovoltaic | SUN | PV | 2013.4545 |  |  | (OP) Operating |  | 44.9 | [6 empty] | 33.8231 | -115.3939 | 0 | 0 | #DIV/0! | 0%
| Cloverland Electric Co-op | 6369 | Detour | MI | Chippewa | MISO | Electric Utility | 6 |  | 6 | 5 | 5 | Petroleum Liquids | DFO | IC | 1974.5 |  |  | (OP) Operating | [8 empty] | 45.9836 | -83.9079 | 0 | 0 | #DIV/0! | 0%
| Avangrid Power LLC | 59968 | Desert Wind Farm, LLC | NC | Perquimans | PJM | IPP Non-CHP | 1 |  | 208 | 208 | 208 | Onshore Wind Turbine | WND | WT | 2016 |  |  | (OP) Operating | [8 empty] | 36.31 | -76.42 | 0 | 0 | #DIV/0! | 0%
| City of Detroit Lakes - (MN) | 1970 | Detroit Lakes | MN | Becker | MISO | Electric Utility | 1 |  | 12.5 | 9.6 | 9.6 | Petroleum Liquids | DFO | GT | 1968 |  |  | (OP) Operating | [8 empty] | 46.8175 | -95.8433 | 0 | 0 | #DIV/0! | 0%
| Today's Power, Inc. | 68693 | Deshler Solar | NE | Thayer | SWPP | Electric Utility | DESCH |  | 1 | 1 | 1 | Solar Photovoltaic | SUN | PV | 2023 |  |  | (OP) Operating |  | 1.4 | [6 empty] | 40.0868 | -97.7079 | 0 | 0 | #DIV/0! | 0%
| Southern California Edison Co | 62460 | DESI-2 Battery Storage Facility | CA | Orange | CISO | Electric Utility | DESI2 |  | 1.4 | 1.4 | 1.4 | Batteries | MWH | BA | 2019 |  |  | (OP) Operating | 3.7 | [7 empty] | 33.7357 | -117.9153 | 0 | 0 | #DIV/0! | 0%
| Florida Power & Light Co | 56929 | DeSoto Next Generation Solar Energy | FL | DeSoto | FPL | Electric Utility | 1 |  | 25 | 25 | 25 | Solar Photovoltaic | SUN | PV | 2009 |  |  | (OP) Operating |  | 27.6 | [6 empty] | 27.3232 | -81.8019 | 0 | 0 | #DIV/0! | 0%
| Dominion Renewable Energy | 62730 | Desper Solar | VA | Louisa | PJM | Electric Utility | 1 |  | 88.2 | 88.2 | 88.2 | Solar Photovoltaic | SUN | PV | 2021 |  |  | (OP) Operating |  | 122.4 | [6 empty] | 38.0157 | -78.0431 | 0 | 0 | #DIV/0! | 0%
| Dessie Solar Center LLC | 58952 | Dessie Solar Center LLC | NC | Columbus | CPLE | IPP Non-CHP | DESS |  | 4.8 | 4.8 | 4.8 | Solar Photovoltaic | SUN | PV | 2014 |  |  | (OP) Operating |  | 6.5 | [6 empty] | 34.3028 | -78.8358 | 0 | 0 | #DIV/0! | 0%
| Novo Biopower LLC | 56616 | Novo BioPower Plant | AZ | Navajo | AZPS | IPP Non-CHP | G3 |  | 27.2 | 22.2 | 22.2 | Wood/Wood Waste Biomass | WDS | ST | 2008 |  |  | (OP) Operating | [8 empty] | 34.5032 | -110.335 | 0 | 0 | #DIV/0! | 0%
| USACE Northwestern Division | 3077 | Detroit | OR | Marion | BPAT | Electric Utility | 1 |  | 100 | 100 | 100 | Conventional Hydroelectric | WAT | HY | 1953 |  |  | (OP) Operating | [8 empty] | 44.7224 | -122.2511 | 0 | 0 | #DIV/0! | 0%
| State of CA DGS BPM | 58593 | DGS Central Utility Plant | CA | Sacramento | BANC | Commercial CHP | BS1 |  | 3.9 | 3.9 | 3.9 | Petroleum Liquids | DFO | IC | 2010 |  |  | (SB) Standby/Backup: available for service but not normally used | [8 empty] | 38.5739 | -121.5014 | 0 | 0 | #DIV/0! | 0%
| Southern Power Co | 62943 | Deuel Harvest Wind Energy LLC | SD | Deuel | MISO | IPP Non-CHP | GEN1 |  | 300 | 300 | 300 | Onshore Wind Turbine | WND | WT | 2021 |  |  | (OP) Operating | [8 empty] | 44.8636 | -96.5346 | 0 | 0 | #DIV/0! | 0%
| Altus Power America Management, LLC | 59358 | Devens | MA | Middlesex | ISNE | IPP Non-CHP | MA2 |  | 3 | 2 | 1 | Solar Photovoltaic | SUN | PV | 2014 |  |  | (OP) Operating |  | 3.7 | [6 empty] | 42.5592 | -71.6259 | 0 | 0 | #DIV/0! | 0%
| California Dept. of Water Resources | 436 | Devil Canyon | CA | San Bernardino | CISO | Electric Utility | 1 |  | 276.2 | 262 | 262 | Conventional Hydroelectric | WAT | HY | 1983.5 |  |  | (OP) Operating | [8 empty] | 34.2056 | -117.3344 | 0 | 0 | #DIV/0! | 0%
| Madera DP 2, LLC | 64622 | Diamond H Dairy Power | CA | Madera | CISO | IPP Non-CHP | GEN1 |  | 2 | 2 | 2 | Other Waste Biomass | OBG | IC | 2021 |  |  | (OP) Operating | [8 empty] | 37.0162 | -120.3728 | 0 | 0 | #DIV/0! | 0%
| Green Mountain Power Corp | 10137 | Deweys Mill | VT | Windsor | ISNE | Electric Utility | GEN1 |  | 3 | 2.9 | 2.8 | Conventional Hydroelectric | WAT | HY | 1989 |  |  | (OP) Operating | [8 empty] | 43.6411 | -72.4061 | 0 | 0 | #DIV/0! | 0%
| DeWind Co. | 57517 | DeWind Frisco | TX | Hansford | SWPP | IPP Non-CHP | FRISC |  | 20 | 20 | 20 | Onshore Wind Turbine | WND | WT | 2012 |  |  | (OS) Out of service and NOT expected to return to service in next calendar year | [8 empty] | 36.4985 | -101.6053 | 0 | 0 | #DIV/0! | 0%
| USACE Northwestern Division | 3078 | Dexter | OR | Lane | BPAT | Electric Utility | 1 |  | 15 | 15 | 15 | Conventional Hydroelectric | WAT | HY | 1955 |  |  | (OP) Operating | [8 empty] | 43.9242 | -122.8055 | 0 | 0 | #DIV/0! | 0%
| Central Rivers Power US, LLC | 10538 | Dexter Plant | NY | Jefferson | NYIS | IPP Non-CHP | GEN1 |  | 4.2 | 4 | 4 | Conventional Hydroelectric | WAT | HY | 1966.8571 |  |  | (OP) Operating | [8 empty] | 44.004 | -76.0413 | 0 | 0 | #DIV/0! | 0%
| DG Amaze New Jersey, LLC | 63286 | DG Amaze ACY1 | NJ | Gloucester | PJM | IPP Non-CHP | ACY1 |  | 3.8 | 3.8 | 3.8 | Solar Photovoltaic | SUN | PV | 2019 |  |  | (OP) Operating |  | 5.2 | [6 empty] | 39.8229 | -75.2163 | 0 | 0 | #DIV/0! | 0%
| DG AMP Solar, LLC | 62942 | DG AMP 1048 Wadsworth | OH | Medina | PJM | IPP Non-CHP | A1048 |  | 6.3 | 6.3 | 6.3 | Solar Photovoltaic | SUN | PV | 2019 |  |  | (OP) Operating |  | 8.6 | [6 empty] | 41.0128 | -81.7643 | 0 | 0 | #DIV/0! | 0%
| DG AMP Solar, LLC | 62941 | DG AMP Rittman Rd | OH | Medina | PJM | IPP Non-CHP | AMPRR |  | 2.6 | 2.6 | 2.6 | Solar Photovoltaic | SUN | PV | 2020 |  |  | (OP) Operating |  | 3.2 | [6 empty] | 41.0008 | -81.7507 | 0 | 0 | #DIV/0! | 0%
| DG AMP Solar, LLC | 60622 | DG AMP Solar Bowling Green | OH | Wood | PJM | IPP Non-CHP | AMPBG |  | 20 | 20 | 20 | Solar Photovoltaic | SUN | PV | 2017 |  |  | (OP) Operating |  | 28.5 | [6 empty] | 41.396 | -83.582 | 0 | 0 | #DIV/0! | 0%
| DG AMP Solar, LLC | 61818 | DG AMP Solar Brewster | OH | Stark | PJM | IPP Non-CHP | AMPBR |  | 1.9 | 1.9 | 1.9 | Solar Photovoltaic | SUN | PV | 2018 |  |  | (OP) Operating |  | 2.2 | [6 empty] | 40.7024 | -81.5898 | 0 | 0 | #DIV/0! | 0%
| DG AMP Solar, LLC | 61435 | DG AMP Solar Coldwater | MI | Branch | MISO | IPP Non-CHP | AMPCW |  | 1.3 | 1.3 | 1.3 | Solar Photovoltaic | SUN | PV | 2018 |  |  | (OP) Operating |  | 1.7 | [6 empty] | 41.9341 | -84.9972 | 0 | 0 | #DIV/0! | 0%
| DG AMP Solar, LLC | 61055 | DG AMP Solar Front Royal | VA | Warren | PJM | IPP Non-CHP | AMPFR |  | 2.5 | 2.5 | 2.5 | Solar Photovoltaic | SUN | PV | 2017 |  |  | (OP) Operating |  | 3.5 | [6 empty] | 38.929 | -78.18 | 0 | 0 | #DIV/0! | 0%
| DG AMP Solar, LLC | 61438 | DG AMP Solar Jackson Center | OH | Shelby | PJM | IPP Non-CHP | AMPJC |  | 1.6 | 1.6 | 1.6 | Solar Photovoltaic | SUN | PV | 2018 |  |  | (OP) Operating |  | 2.2 | [6 empty] | 40.445 | -84.0473 | 0 | 0 | #DIV/0! | 0%
| DG AMP Solar, LLC | 61436 | DG AMP Solar Orrville 3 | OH | Wayne | PJM | IPP Non-CHP | AMPO3 |  | 2.3 | 2.3 | 2.3 | Solar Photovoltaic | SUN | PV | 2018 |  |  | (OP) Operating |  | 2.8 | [6 empty] | 40.8564 | -81.7595 | 0 | 0 | #DIV/0! | 0%
| DG AMP Solar, LLC | 62792 | DG AMP Solar Piqua Manier | OH | Miami | PJM | IPP Non-CHP | AMPPM |  | 12.6 | 12.6 | 12.6 | Solar Photovoltaic | SUN | PV | 2019 |  |  | (OP) Operating |  | 13.2 | [6 empty] | 40.1304 | -84.2554 | 0 | 0 | #DIV/0! | 0%
| DG AMP Solar, LLC | 61805 | DG AMP Solar Piqua Staunton | OH | Miami | PJM | IPP Non-CHP | AMPPS |  | 1.8 | 1.8 | 1.8 | Solar Photovoltaic | SUN | PV | 2018 |  |  | (OP) Operating |  | 2.5 | [6 empty] | 40.1409 | -84.2315 | 0 | 0 | #DIV/0! | 0%
| DG AMP Solar, LLC | 61800 | DG AMP Solar Smyrna | DE | Kent | PJM | IPP Non-CHP | AMPSM |  | 1.2 | 1.2 | 1.2 | Solar Photovoltaic | SUN | PV | 2018 |  |  | (OP) Operating |  | 1.5 | [6 empty] | 39.2797 | -75.6224 | 0 | 0 | #DIV/0! | 0%
| DG AMP Solar, LLC | 61437 | DG AMP Solar Versailles | OH | Darke | PJM | IPP Non-CHP | AMPVS |  | 1.8 | 1.8 | 1.8 | Solar Photovoltaic | SUN | PV | 2018 |  |  | (OP) Operating |  | 2.2 | [6 empty] | 40.2207 | -84.4978 | 0 | 0 | #DIV/0! | 0%
| DG Camden, LLC | 61515 | DG Camden LLC Holtec | NJ | Camden | PJM | IPP Non-CHP | HOLTC |  | 2.2 | 2.2 | 2.2 | Solar Photovoltaic | SUN | PV | 2017 |  |  | (OP) Operating |  | 3.2 | [6 empty] | 39.911 | -75.1186 | 0 | 0 | #DIV/0! | 0%
| DG Crystal Spring LLC | 61555 | DG Crystal Spring CSG | MA | Plymouth | ISNE | IPP Non-CHP | SPRIN |  | 4.2 | 4.2 | 4.2 | Solar Photovoltaic | SUN | PV | 2017 |  |  | (OP) Operating |  | 5.3 | [6 empty] | 41.6798 | -70.4953 | 0 | 0 | #DIV/0! | 0%
| DG Dighton, LLC | 61634 | DG Dighton LLC CSG | MA | Bristol | ISNE | IPP Non-CHP | DIGHT |  | 3.1 | 3.1 | 3.1 | Solar Photovoltaic | SUN | PV | 2017 |  |  | (OP) Operating |  | 4.5 | [6 empty] | 41.8015 | -71.1448 | 0 | 0 | #DIV/0! | 0%
| DG Florham Park Solar LLC | 62586 | DG Florham Park Solar LLC | NJ | Morris | PJM | IPP Non-CHP | BASF |  | 2 | 2 | 2 | Solar Photovoltaic | SUN | PV | 2019 |  |  | (OP) Operating |  | 2.6 | [6 empty] | 40.7778 | -74.4272 | 0 | 0 | #DIV/0! | 0%
| DG Foxborough Elm LLC | 61590 | DG Foxborough Elm CSG | MA | Norfolk | ISNE | IPP Non-CHP | FOXEL |  | 2 | 2 | 2 | Solar Photovoltaic | SUN | PV | 2017 |  |  | (OP) Operating |  | 2.6 | [6 empty] | 42.0561 | -71.1413 | 0 | 0 | #DIV/0! | 0%
| DG Green Arrow LLC | 68242 | DG Green Arrow | MN | Pipestone | MISO | IPP Non-CHP | GRARW |  | 1 | 1 | 1 | Solar Photovoltaic | SUN | PV | 2025 |  |  | (OP) Operating | [8 empty] | 43.994 | -96.3327 | 0 | 0 | #DIV/0! | 0%
| DG Harlem, LLC | 67751 | DG Harlem Solar | IL | Stephenson | PJM | IPP Non-CHP | HM701 |  | 2 | 2 | 2 | Solar Photovoltaic | SUN | PV | 2024 |  |  | (OP) Operating |  | 2.11 | [6 empty] | 42.1729 | -89.4134 | 0 | 0 | #DIV/0! | 0%
| DG Haverhill LLC | 61550 | DG Haverhill CSG | MA | Essex | ISNE | IPP Non-CHP | HAVER |  | 3 | 3 | 3 | Solar Photovoltaic | SUN | PV | 2017 |  |  | (OP) Operating |  | 4.2 | [6 empty] | 42.817 | -71.1168 | 0 | 0 | #DIV/0! | 0%
| DG Linden New Jersey LLC | 62958 | DG Infineum | NJ | Union | PJM | IPP Non-CHP | INFNM |  | 2 | 2 | 2 | Solar Photovoltaic | SUN | PV | 2020 |  |  | (OP) Operating |  | 2.5 | [6 empty] | 40.6402 | -74.2349 | 0 | 0 | #DIV/0! | 0%
| DG Edison New Jersey LLC | 62957 | DG Iron Mountain | NJ | Middlesex | PJM | IPP Non-CHP | IRNMT |  | 5.4 | 5.4 | 5.4 | Solar Photovoltaic | SUN | PV | 2020 |  |  | (OP) Operating |  | 7.2 | [6 empty] | 40.5213 | -74.3474 | 0 | 0 | #DIV/0! | 0%
| DG Moorman Creek, LLC | 67144 | DG Moorman Creek | NY | Monroe | NYIS | IPP Non-CHP | MMCK |  | 4.4 | 4.4 | 4.4 | Solar Photovoltaic | SUN | PV | 2024 |  |  | (OP) Operating |  | 6.7 | [6 empty] | 43.288 | -77.865 | 0 | 0 | #DIV/0! | 0%
| DG New Jersey Solar, LLC | 61507 | DG New Jersey Solar RLS Logistics | NJ | Gloucester | PJM | IPP Non-CHP | RLSNJ |  | 4 | 4 | 4 | Solar Photovoltaic | SUN | PV | 2018 |  |  | (OP) Operating |  | 4.1 | [6 empty] | 39.5752 | -75.0142 | 0 | 0 | #DIV/0! | 0%
| DG Tufts Knoll, LLC | 61635 | DG Tufts Knoll LLC CSG | MA | Worcester | ISNE | IPP Non-CHP | KNOLL |  | 2 | 2 | 2 | Solar Photovoltaic | SUN | PV | 2017 |  |  | (OP) Operating |  | 2.5 | [6 empty] | 42.2433 | -71.6723 | 0 | 0 | #DIV/0! | 0%
| DG Tufts Science, LLC | 61633 | DG Tufts Science LLC CSG | MA | Worcester | ISNE | IPP Non-CHP | SCIEN |  | 1 | 1 | 1 | Solar Photovoltaic | SUN | PV | 2017 |  |  | (OP) Operating |  | 1.5 | [6 empty] | 42.2376 | -71.6861 | 0 | 0 | #DIV/0! | 0%
| DG Webster, LLC | 61636 | DG Webster LLC CSG | MA | Worcester | ISNE | IPP Non-CHP | WEBST |  | 1.3 | 1.3 | 1.3 | Solar Photovoltaic | SUN | PV | 2017 |  |  | (OP) Operating |  | 6.7 | [6 empty] | 42.4139 | -71.5136 | 0 | 0 | #DIV/0! | 0%
| Forefront Power, LLC | 63419 | DGS Central California Womens Facility | CA | Madera | CISO | IPP Non-CHP | 1122 |  | 2 | 2 | 2 | Solar Photovoltaic | SUN | PV | 2020 |  |  | (OP) Operating |  | 2.6 | [6 empty] | 37.0897 | -120.15 | 0 | 0 | #DIV/0! | 0%
| NRG Chalk Point CT | 61890 | NRG Chalk Point CT | MD | Prince Georges | PJM | IPP Non-CHP | SGT1 |  | 94 | 80.2 | 80.2 | Petroleum Liquids | DFO | GT | 1990 |  |  | (OP) Operating | [8 empty] | 38.5444 | -76.6861 | 0 | 0 | #DIV/0! | 0%
| Forefront Power, LLC | 63947 | DGS Valley State Prison | CA | Madera | CISO | IPP Non-CHP | 579 |  | 2.3 | 2.3 | 2.3 | Solar Photovoltaic | SUN | PV | 2021 |  |  | (OP) Operating |  | 2.6 | [6 empty] | 37.1012 | -120.1531 | 0 | 0 | #DIV/0! | 0%
| Forefront Power, LLC | 63418 | DGS Wasco State Prison | CA | Kern | CISO | IPP Non-CHP | 1122 |  | 2.3 | 2.3 | 2.3 | Solar Photovoltaic | SUN | PV | 2020 |  |  | (OP) Operating |  | 3 | [6 empty] | 35.5939 | -119.4072 | 0 | 0 | #DIV/0! | 0%
| Greenbacker Renewable Energy Corporation | 65806 | DIA 8 | CO | Adams | PSCO | IPP Non-CHP | 528 |  | 4.5 | 4.5 | 4.5 | Solar Photovoltaic | SUN | PV | 2023 |  |  | (OP) Operating |  | 6.1 | [6 empty] | 39.9037 | -104.6634 | 0 | 0 | #DIV/0! | 0%
| Greenbacker Renewable Energy Corporation | 67201 | DIA 9 | CO | Adams | PSCO | IPP Non-CHP | 724 |  | 9.8 | 9.8 | 9.8 | Solar Photovoltaic | SUN | PV | 2024 |  |  | (OP) Operating |  | 12.72 | [6 empty] | 39.8467 | -104.6643 | 0 | 0 | #DIV/0! | 0%
| City of Seattle - (WA) | 6432 | Diablo | WA | Whatcom | SCL | Electric Utility | 31 |  | 182.4 | 182.4 | 182.4 | Conventional Hydroelectric | WAT | HY | 1936.25 |  |  | (OP) Operating | [8 empty] | 48.7139 | -121.1317 | 0 | 0 | #DIV/0! | 0%
| Pacific Gas & Electric Co. | 6099 | Diablo Canyon | CA | San Luis Obispo | CISO | Electric Utility | 1 |  | 2323 | 2240 | 2240 | Nuclear | NUC | ST | 1985.5 |  |  | (OP) Operating | [8 empty] | 35.2115 | -120.8555 | 0 | 0 | #DIV/0! | 0%
| Diablo Energy Storage, LLC | 62175 | Diablo Energy Storage | CA | Contra Costa | CISO | IPP Non-CHP | DIBLO |  | 200 | 200 | 200 | Batteries | MWH | BA | 2022 |  |  | (OP) Operating | 800 | [7 empty] | 38.0288 | -121.9006 | 0 | 0 | #DIV/0! | 0%
| Sequitur Renewables, LLC | 56271 | Diablo Winds LLC | CA | Alameda | CISO | IPP Non-CHP | VEST |  | 18 | 18 | 18 | Onshore Wind Turbine | WND | WT | 2004 |  |  | (OP) Operating | [8 empty] | 37.7637 | -121.6144 | 0 | 0 | #DIV/0! | 0%
| NYU LANGONE HEALTH | 61488 | NYU LANGONE HEALTH | NY | New York | NYIS | Commercial CHP | ENB1 |  | 34 | 26.6 | 26.6 | Petroleum Liquids | DFO | IC | 2012.0769 |  |  | (SB) Standby/Backup: available for service but not normally used | [8 empty] | 40.7468 | -73.9722 | 0 | 0 | #DIV/0! | 0%
| Central Rivers Power US, LLC | 10540 | Diamond Island Plant | NY | Jefferson | NYIS | IPP Non-CHP | GEN1 |  | 1.2 | 1.2 | 1.2 | Conventional Hydroelectric | WAT | HY | 1914 |  |  | (OP) Operating | [8 empty] | 43.9786 | -75.8861 | 0 | 0 | #DIV/0! | 0%
| DP-C2 Episode 1 LLC | 61974 | Diamond Solar | SC | Lexington | SCEG | IPP Non-CHP | C2BV |  | 8.2 | 8.2 | 8.2 | Solar Photovoltaic | SUN | PV | 2019 |  |  | (OP) Operating |  | 10.82 | [6 empty] | 33.7862 | -81.2736 | 0 | 0 | #DIV/0! | 0%
| ALLETE Clean Energy | 63327 | Diamond Spring, LLC | OK | Johnston | SWPP | IPP Non-CHP | 46001 |  | 303.5 | 303.5 | 303.5 | Onshore Wind Turbine | WND | WT | 2020 |  |  | (OP) Operating | [8 empty] | 34.4874 | -96.7805 | 0 | 0 | #DIV/0! | 0%
| MidAmerican Energy Co | 63641 | Diamond Trail Wind Farm | IA | Iowa | MISO | Electric Utility | DTWF |  | 252.5 | 250 | 250 | Onshore Wind Turbine | WND | WT | 2020 |  |  | (OP) Operating | [8 empty] | 41.6744 | -92.1642 | 0 | 0 | #DIV/0! | 0%
| Metropolitan Water District of S CA | 7942 | Diamond Valley Lake | CA | Riverside | CISO | Electric Utility | 10 |  | 29.7 | 29.7 | 29.7 | Conventional Hydroelectric | WAT | HY | 2001 |  |  | (OP) Operating | [8 empty] | 33.6808 | -117.0698 | 0 | 0 | #DIV/0! | 0%
| Ecos Energy LLC | 59405 | Diamond Valley Solar Project | CA | Riverside | CISO | IPP Non-CHP | PV11 |  | 1.3 | 1.3 | 1.3 | Solar Photovoltaic | SUN | PV | 2015 |  |  | (OP) Operating |  | 1.5 | [6 empty] | 33.7131 | -117.0725 | 0 | 0 | #DIV/0! | 0%
| Enel Green Power Diamond Vista Wind Project, LLC | 61789 | Diamond Vista Wind Project, LLC | KS | Marion | SWPP | IPP Non-CHP | DV |  | 299.3 | 299.3 | 299.3 | Onshore Wind Turbine | WND | WT | 2018 |  |  | (OP) Operating | [8 empty] | 38.551 | -97.193 | 0 | 0 | #DIV/0! | 0%
| Montana-Dakota Utilities Co | 56782 | Diamond Willow Wind Facility | MT | Fallon | MISO | Electric Utility | DIAW |  | 30 | 30 | 30 | Onshore Wind Turbine | WND | WT | 2007 |  |  | (OP) Operating | [8 empty] | 46.2753 | -104.1836 | 0 | 0 | #DIV/0! | 0%
| EONY Generation Limited | 10237 | Diana Hydroelectric | NY | Lewis | NYIS | IPP Non-CHP | GEN1 |  | 1.8 | 1.7 | 1.8 | Conventional Hydroelectric | WAT | HY | 1985 |  |  | (OP) Operating | [8 empty] | 44.1519 | -75.3217 | 0 | 0 | #DIV/0! | 0%
| HEN Infrastructure, L.L.C. | 66794 | Diboll BESS | TX | Angelina | ERCO | IPP Non-CHP | DIBOL |  | 9.9 | 9.9 | 9.9 | Batteries | MWH | BA | 2024 |  |  | (OP) Operating | 9.9 | [7 empty] | 31.1938 | -94.7982 | 0 | 0 | #DIV/0! | 0%
| Strata Manager, LLC | 58346 | Dibrell Farm | NC | Rockingham | DUK | IPP Non-CHP | 1 |  | 5 | 5 | 5 | Solar Photovoltaic | SUN | PV | 2013 |  |  | (OP) Operating |  | 6.5 | [6 empty] | 36.4717 | -79.5281 | 0 | 0 | #DIV/0! | 0%
| Engie North America | 65489 | Dickens | TX | Dickens | ERCO | IPP Non-CHP | DIKNS |  | 200 | 200 | 200 | Batteries | MWH | BA | 2024 |  |  | (OP) Operating | 200 | [7 empty] | 33.7811 | -100.8832 | 0 | 0 | #DIV/0! | 0%
| Chevron Oronite Co LLC | 55857 | Oak Point Cogen | LA | Plaquemines | MISO | Industrial CHP | 5121 |  | 23.5 | 22.2 | 23.5 | Natural Gas Fired Combustion Turbine | NG | GT | 1999 |  |  | (OP) Operating | [8 empty] | 29.812 | -90.0084 | 0 | 0 | #DIV/0! | 0%
| Engie North America | 64314 | Dickinson | TX | Galveston | ERCO | IPP Non-CHP | DIKN |  | 9.9 | 9.9 | 9.9 | Batteries | MWH | BA | 2021 |  |  | (OP) Operating | 9.9 | [7 empty] | 29.4613 | -95.057 | 0 | 0 | #DIV/0! | 0%
| Dickinson Solar, LLC | 62946 | Dickinson Solar | PA | Cumberland | PJM | IPP Non-CHP | DICK |  | 3 | 3 | 3 | Solar Photovoltaic | SUN | PV | 2016 |  |  | (OP) Operating |  | 4.1 | [6 empty] | 40.1976 | -77.2197 | 0 | 0 | #DIV/0! | 0%
| Ecos Energy LLC | 63245 | Dickinson Solar (CT) | CT | Windham | ISNE | IPP Non-CHP | DCKN |  | 2 | 2 | 2 | Solar Photovoltaic | SUN | PV | 2020 |  |  | (OP) Operating |  | 2.4 | [6 empty] | 41.7698 | -72.0794 | 0 | 0 | #DIV/0! | 0%
| Great River Energy | 60652 | Dickinson Solar Array | MN | Wright | MISO | Electric Utility | PV1 |  | 2.3 | 2.3 | 2.3 | Solar Photovoltaic | SUN | PV | 2016 |  |  | (OP) Operating |  | 2.6 | [6 empty] | 45.1144 | -93.8138 | 0 | 0 | #DIV/0! | 0%
| AG Energy LP | 10803 | Ogdensburg Power | NY | St Lawrence | NYIS | IPP CHP | GEN3 |  | 26.9 | 23 | 25 | Natural Gas Steam Turbine | NG | ST | 1993 |  |  | (OS) Out of service and NOT expected to return to service in next calendar year | [8 empty] | 44.7258 | -75.4417 | 0 | 0 | #DIV/0! | 0%
| Bloom Energy | 62455 | Digital Fairfield | CT | Fairfield | ISNE | IPP Non-CHP | DGR01 |  | 2 | 2 | 2 | Other Natural Gas | NG | FC | 2018 |  |  | (OP) Operating | [8 empty] | 41.2402 | -73.146 | 0 | 0 | #DIV/0! | 0%
| Wood Hydro, LLC | 10807 | Dietrich Drop | ID | Lincoln | IPCO | IPP Non-CHP | GEN1 |  | 4.8 | 4.8 | 4.8 | Conventional Hydroelectric | WAT | HY | 1990 |  |  | (OP) Operating | [8 empty] | 42.836 | -114.268 | 0 | 0 | #DIV/0! | 0%
| Terra-Gen Operating Co-Wind | 54686 | Difwind Farms Ltd VI | CA | Kern | CISO | IPP Non-CHP | EXIS |  | 27.1 | 25.3 | 25.3 | Onshore Wind Turbine | WND | WT | 1987 |  |  | (OP) Operating | [8 empty] | 35.0506 | -118.1714 | 0 | 0 | #DIV/0! | 0%
| City of Dike | 56194 | Dike City Power Plant | IA | Grundy | MISO | Electric Utility | 001 |  | 2.2 | 2 | 2 | Petroleum Liquids | DFO | IC | 2005 |  |  | (OP) Operating | [8 empty] | 42.4622 | -92.6264 | 0 | 0 | #DIV/0! | 0%
| New Hope Power Company | 54627 | Okeelanta Cogeneration | FL | Palm Beach | FPL | IPP CHP | GEN1 |  | 128.9 | 104.9 | 104.9 | Other Waste Biomass | AB | ST | 2001 |  |  | (OP) Operating | [8 empty] | 26.5769 | -80.7469 | 0 | 0 | #DIV/0! | 0%
| MN8 Energy LLC | 61862 | Dignity - San Martin | NV | Clark | NEVP | IPP Non-CHP | PV1 |  | 1.7 | 1.7 | 1.7 | Solar Photovoltaic | SUN | PV | 2018 |  |  | (OP) Operating |  | 2.1 | [6 empty] | 36.0572 | -115.2721 | 0 | 0 | #DIV/0! | 0%
| MN8 Energy LLC | 61825 | Dignity - Siena Campus | NV | Clark | NEVP | IPP Non-CHP | PV1 |  | 1.4 | 1.4 | 1.4 | Solar Photovoltaic | SUN | PV | 2018 |  |  | (OP) Operating |  | 1.7 | [6 empty] | 36.0043 | -115.1153 | 0 | 0 | #DIV/0! | 0%
| Nushagak Electric Coop, Inc | 109 | Dillingham | AK | Dillingham |  | Electric Utility | 10 |  | 11 | 11 | 11 | Petroleum Liquids | DFO | IC | 2007.1111 |  |  | (OP) Operating | [8 empty] | 59.0429 | -158.4686 | 0 | 0 | #DIV/0! | 0%
| Elawan Dileo Solar, LLC | 67023 | Dileo Solar | TX | Hill | ERCO | IPP Non-CHP | DILEO |  | 71.4 | 71.4 | 71.4 | Solar Photovoltaic | SUN | PV | 2023 |  |  | (OP) Operating |  | 82.8 | [6 empty] | 31.78 | -97.51 | 0 | 0 | #DIV/0! | 0%
| Bloom Energy | 65200 | DirecTV - Los Angeles | CA | Los Angeles | CISO | IPP Non-CHP | DTV02 |  | 1 | 1 | 1 | Other Natural Gas | NG | FC | 2016 |  |  | (OP) Operating | [8 empty] | 33.9834 | -118.4252 | 0 | 0 | #DIV/0! | 0%
| Bloom Energy | 62571 | Disney Prospect | CA | Los Angeles | LDWP | IPP Non-CHP | DSY01 |  | 1 | 1 | 1 | Other Natural Gas | NG | FC | 2017 |  |  | (OP) Operating | [8 empty] | 34.0834 | -118.4338 | 0 | 0 | #DIV/0! | 0%
| Denver City & County of | 10421 | Dillon Hydro Plant | CO | Summit | PSCO | IPP Non-CHP | GEN1 |  | 1.8 | 1.8 | 1.8 | Conventional Hydroelectric | WAT | HY | 1987 |  |  | (OP) Operating | [8 empty] | 39.6208 | -106.0662 | 0 | 0 | #DIV/0! | 0%
| Avangrid Power LLC | 56791 | Dillon Wind LLC | CA | Riverside | CISO | IPP Non-CHP | 1 |  | 45 | 45 | 45 | Onshore Wind Turbine | WND | WT | 2008 |  |  | (OP) Operating | [8 empty] | 33.9393 | -116.5527 | 0 | 0 | #DIV/0! | 0%
| International Turbine Res Inc | 10005 | Dinosaur Point | CA | Merced | CISO | IPP Non-CHP | WTGS |  | 17.4 | 17 | 16 | Onshore Wind Turbine | WND | WT | 1988 |  |  | (OS) Out of service and NOT expected to return to service in next calendar year | [8 empty] | 37.0478 | -121.1708 | 0 | 0 | #DIV/0! | 0%
| AES Distributed Energy | 57827 | Dinuba Wastewater Treatment Plant | CA | Tulare | CISO | Commercial Non-CHP | DSPV |  | 1 | 1 | 1 | Solar Photovoltaic | SUN | PV | 2011 |  |  | (OP) Operating |  | 1.2 | [6 empty] | 36.5381 | -119.4264 | 0 | 0 | #DIV/0! | 0%
| City & County of San Francisco | 380 | Dion R Holm | CA | Tuolumne | CISO | Electric Utility | 1 |  | 180.2 | 186.9 | 184.2 | Conventional Hydroelectric | WAT | HY | 1960 |  |  | (OP) Operating | [8 empty] | 37.8966 | -119.9675 | 0 | 0 | #DIV/0! | 0%
| City of Columbus - (OH) | 56423 | Dodge Park Engine No 1 | OH | Franklin | PJM | Commercial Non-CHP | 0007 |  | 2 | 1.8 | 1.8 | Petroleum Liquids | DFO | IC | 2008 |  |  | (SB) Standby/Backup: available for service but not normally used | [8 empty] | 39.9524 | -83.0144 | 0 | 0 | #DIV/0! | 0%
| Florida Power & Light Co | 63109 | Discovery Solar Center | FL | Brevard | FPL | Electric Utility | 1 |  | 74.5 | 74.5 | 74.5 | Solar Photovoltaic | SUN | PV | 2021 |  |  | (OP) Operating |  | 98.3 | [6 empty] | 28.5289 | -80.6789 | 0 | 0 | #DIV/0! | 0%
| City of Burbank Water and Power | 6013 | Olive | CA | Los Angeles | LDWP | Electric Utility | O1 |  | 109.7 | 99 | 99 | Natural Gas Steam Turbine | NG | ST | 1961.5 |  |  | (SB) Standby/Backup: available for service but not normally used | [8 empty] | 34.1764 | -118.3147 | 0 | 0 | #DIV/0! | 0%
| Palmetto Power Management LLC | 64308 | Dissigno Healdsburg FPV, LLC | CA | Sonoma | CISO | IPP Non-CHP | HLDBG |  | 3 | 3 | 3 | Solar Photovoltaic | SUN | PV | 2020 |  |  | (OP) Operating |  | 4.4 | [6 empty] | 38.5844 | -122.8662 | 0 | 0 | #DIV/0! | 0%
| Transcontinental Gas PL Corp | 54744 | District 70 Transco Gas Pipe Line | MS | Walthall | MISO | Commercial Non-CHP | 001 |  | 1.6 | 1.4 | 1.6 | All Other | WH | ST | 1951 |  |  | (OS) Out of service and NOT expected to return to service in next calendar year | [8 empty] | 31.2479 | -90.1991 | 0 | 0 | #DIV/0! | 0%
| Southwestern Electric Power Co | 67601 | Diversion Wind Energy LLC | TX | Baylor | SWPP | IPP Non-CHP | DIV01 |  | 200.6 | 200.6 | 200.6 | Onshore Wind Turbine | WND | WT | 2024 |  |  | (OP) Operating | [8 empty] | 33.7193 | -99.023 | 0 | 0 | #DIV/0! | 0%
| Tesla Inc. | 59094 | Division 1 | CA | Los Angeles | CISO | IPP Non-CHP | GEN 1 |  | 1.5 | 1.5 | 1.5 | Solar Photovoltaic | SUN | PV | 2014 |  |  | (OP) Operating |  | 1.7 | [6 empty] | 34.7083 | -118.1306 | 0 | 0 | #DIV/0! | 0%
| Tesla Inc. | 59095 | Division 2 | CA | Los Angeles | CISO | IPP Non-CHP | GEN 1 |  | 1 | 1 | 1 | Solar Photovoltaic | SUN | PV | 2014 |  |  | (OP) Operating |  | 1.1 | [6 empty] | 34.7083 | -118.1306 | 0 | 0 | #DIV/0! | 0%
| Tesla Inc. | 59096 | Division 3 | CA | Los Angeles | CISO | IPP Non-CHP | GEN1 |  | 1 | 1 | 1 | Solar Photovoltaic | SUN | PV | 2014 |  |  | (OP) Operating |  | 1.1 | [6 empty] | 34.7083 | -118.1306 | 0 | 0 | #DIV/0! | 0%
| DIVOCSG 13 LLC | 68412 | DIVOCSG 13 | MN | Wabasha | MISO | IPP Non-CHP | DIV13 |  | 1 | 1 | 1 | Solar Photovoltaic | SUN | PV | 2025 |  |  | (OP) Operating | [8 empty] | 44.3645 | -92.0274 | 0 | 0 | #DIV/0! | 0%
| Madison Energy Investments LLC | 68330 | DIVOCSG 2 LLC | MN | Wright | SWPP | IPP Non-CHP | DV2PV |  | 1 | 1 | 1 | Solar Photovoltaic | SUN | PV | 2023 |  |  | (OP) Operating |  | 1.5 | [6 empty] | 45.086 | -94.183 | 0 | 0 | #DIV/0! | 0%
| Kentucky Utilities Co | 1354 | Dix Dam | KY | Mercer | LGEE | Electric Utility | 1 |  | 28.2 | 31.5 | 31.5 | Conventional Hydroelectric | WAT | HY | 1925 |  |  | (OP) Operating | [8 empty] | 37.7864 | -84.7028 | 0 | 0 | #DIV/0! | 0%
| Altus Power America Management, LLC | 61864 | Dix Solar, L.L.C | NJ | Burlington | PJM | IPP Non-CHP | DIXSL |  | 13 | 13 | 13 | Solar Photovoltaic | SUN | PV | 2017 |  |  | (OP) Operating |  | 16.5 | [6 empty] | 39.9774 | -74.6219 | 0 | 0 | #DIV/0! | 0%
| Bravo REC Management LLC | 67820 | Dixie Creek Dairy Solar | CA | Kings | CISO | Industrial Non-CHP | DXCRK |  | 2.9 | 2.9 | 2.1 | Solar Photovoltaic | SUN | PV | 2024 |  |  | (OP) Operating |  | 3.1 | [6 empty] | 36.2991 | -119.5002 | 0 | 0 | #DIV/0! | 0%
| Ormat Nevada Inc | 52015 | Dixie Valley | NV | Churchill | CISO | IPP Non-CHP | GEN1 |  | 70.9 | 58.5 | 62.1 | Geothermal | GEO | ST | 2000 |  |  | (OP) Operating | [8 empty] | 39.9663 | -117.8557 | 0 | 0 | #DIV/0! | 0%
| Palmetto Power Management LLC | 58453 | Dixon Dairy Road Solar | NC | Cleveland | DUK | IPP Non-CHP | 1 |  | 4 | 4 | 4 | Solar Photovoltaic | SUN | PV | 2011 |  |  | (OP) Operating |  | 5 | [6 empty] | 35.1992 | -81.4108 | 0 | 0 | #DIV/0! | 0%
| Eagle Creek Renewable Energy, LLC | 54969 | Dixon Hydroelectric Dam | IL | Lee | PJM | IPP Non-CHP | 1 |  | 3 | 3 | 3 | Conventional Hydroelectric | WAT | HY | 1925 |  |  | (OP) Operating | [8 empty] | 41.8453 | -89.4813 | 0 | 0 | #DIV/0! | 0%
| Brewster | 56207 | DL Windy Acres LLC | MN | Jackson | MISO | IPP Non-CHP | 1 |  | 2 | 2 | 2 | Onshore Wind Turbine | WND | WT | 2003 |  |  | (OP) Operating | [8 empty] | 43.6514 | -95.3686 | 0 | 0 | #DIV/0! | 0%
| DOCCS Eastern | 65298 | DOCCS Eastern | NY | Ulster | NYIS | IPP Non-CHP | 81724 |  | 5 | 5 | 5 | Solar Photovoltaic | SUN | PV | 2021 |  |  | (OP) Operating |  | 7 | [6 empty] | 41.7389 | -74.3686 | 0 | 0 | #DIV/0! | 0%
| Green Correctional Coxsackie NY Solar LLC | 66586 | DOCCS Greene | NY | Greene | NYIS | IPP Non-CHP | 06945 |  | 5 | 5 | 5 | Solar Photovoltaic | SUN | PV | 2022 |  |  | (OP) Operating |  | 7 | [6 empty] | 42.35 | -73.85 | 0 | 0 | #DIV/0! | 0%
| DOCCS Greenhaven | 65300 | DOCCS Greenhaven | NY | Dutchess | NYIS | IPP Non-CHP | 81723 |  | 3.7 | 3.7 | 3.7 | Solar Photovoltaic | SUN | PV | 2021 |  |  | (OP) Operating |  | 5 | [6 empty] | 41.5784 | -73.7206 | 0 | 0 | #DIV/0! | 0%
| DOCCS Midstate | 65297 | DOCCS Midstate | NY | Oneida | NYIS | IPP Non-CHP | 81722 |  | 3.8 | 3.8 | 3.8 | Solar Photovoltaic | SUN | PV | 2021 |  |  | (OP) Operating |  | 5 | [6 empty] | 43.164 | -75.3041 | 0 | 0 | #DIV/0! | 0%
| DOCCS Wende | 65299 | DOCCS Wende | NY | Erie | NYIS | IPP Non-CHP | 81721 |  | 5 | 5 | 5 | Solar Photovoltaic | SUN | PV | 2021 |  |  | (OP) Operating |  | 7 | [6 empty] | 42.93 | -78.5548 | 0 | 0 | #DIV/0! | 0%
| North Carolina El Member Corp | 65249 | Docs Road BESS | NC | Harnett | CPLE | Electric Utility | BAT1 |  | 5 | 5 | 5 | Batteries | MWH | BA | 2024 |  |  | (OP) Operating | 10 | [7 empty] | 35.3239 | -78.9975 | 0 | 0 | #DIV/0! | 0%
| Dodds Solar, LLC | 64734 | Dodds (CSG) | IL | Stephenson | PJM | IPP Non-CHP | DOODS |  | 2 | 2 | 2 | Solar Photovoltaic | SUN | PV | 2021 |  |  | (OP) Operating |  | 3 | [6 empty] | 42.3795 | -89.843 | 0 | 0 | #DIV/0! | 0%
| Enel Green Power NA, Inc. | 60523 | Dodge Center Solar | MN | Dodge | MISO | IPP Non-CHP | PV1 |  | 6.5 | 6.5 | 6.5 | Solar Photovoltaic | SUN | PV | 2016 |  |  | (OP) Operating |  | 9.9 | [6 empty] | 44.026 | -92.8816 | 0 | 0 | #DIV/0! | 0%
| BCSB, LLC | 64223 | Dodge County Solar Hybrid | NE | Dodge | SWPP | IPP Non-CHP | 1 |  | 1.4 | 1.4 | 1.4 | Solar Photovoltaic | SUN | PV | 2021 |  |  | (OP) Operating |  | 0.9 | [6 empty] | 41.612 | -96.752 | 0 | 0 | #DIV/0! | 0%
| Dodge Falls Associates LP | 10526 | Dodge Falls Associates | NH | Grafton | ISNE | IPP Non-CHP | 1UNI |  | 5 | 5 | 5 | Conventional Hydroelectric | WAT | HY | 1990 |  |  | (OP) Operating | [8 empty] | 44.2081 | -72.0581 | 0 | 0 | #DIV/0! | 0%
| Dodge Flat Solar, LLC | 63913 | Dodge Flat | NV | Washoe | NEVP | IPP Non-CHP | DODGB |  | 250 | 250 | 250 | Batteries | MWH | BA | 2022 |  |  | (OP) Operating | 200 | [7 empty] | 40.713 | -119.4672 | 0 | 0 | #DIV/0! | 0%
| Dodge Holdco LLC | 60833 | Dodge Holdco Solar CSG | MN | Dodge | MISO | IPP Non-CHP | DODGE |  | 5 | 5 | 5 | Solar Photovoltaic | SUN | PV | 2017 |  |  | (OP) Operating |  | 6.1 | [6 empty] | 44.0224 | -92.757 | 0 | 0 | #DIV/0! | 0%
| Sentinel Peak Resources California, LLC | 54449 | Dome Project | CA | Kern | CISO | Industrial CHP | T1 |  | 6 | 5 | 5.4 | Natural Gas Fired Combustion Turbine | NG | GT | 1988 |  |  | (OP) Operating | [8 empty] | 35.2208 | -119.5831 | 0 | 0 | #DIV/0! | 0%
| Dodge Renewables 1, LLC | 65515 | Dodge Renewables 1 | MN | Dodge | MISO | IPP Non-CHP | 11049 |  | 1 | 1 | 0.8 | Solar Photovoltaic | SUN | PV | 2022 |  |  | (OP) Operating |  | 1.4 | [6 empty] | 44.0186 | -92.8661 | 0 | 0 | #DIV/0! | 0%
| Dodge Renewables 2, LLC | 65516 | Dodge Renewables 2 | MN | Dodge | MISO | IPP Non-CHP | 11083 |  | 1 | 0.8 | 0.8 | Solar Photovoltaic | SUN | PV | 2022 |  |  | (OP) Operating |  | 1 | [6 empty] | 44.0204 | -92.8697 | 0 | 0 | #DIV/0! | 0%
| National Grid Renewables | 61379 | DodgeSun CSG | MN | Dodge | MISO | IPP Non-CHP | DODG1 |  | 5 | 5 | 5 | Solar Photovoltaic | SUN | PV | 2017 |  |  | (OP) Operating |  | 1.5 | [6 empty] | 44.0404 | -92.69 | 0 | 0 | #DIV/0! | 0%
| City of Manassas - (VA) | 7797 | Dominion/Lo Mar | VA | Prince William | PJM | Electric Utility | DOM1 |  | 19.2 | 15.8 | 15.8 | Petroleum Liquids | DFO | GT | 1997 |  |  | (OP) Operating | [8 empty] | 38.7443 | -77.4974 | 0 | 0 | #DIV/0! | 0%
| Duke Energy Renewables Services | 58844 | Dogwood Solar, LLC | NC | Halifax | PJM | IPP Non-CHP | 1 |  | 20 | 20 | 20 | Solar Photovoltaic | SUN | PV | 2014 |  |  | (OP) Operating |  | 27.8 | [6 empty] | 36.125 | -77.4092 | 0 | 0 | #DIV/0! | 0%
| EONY Generation Limited | 10238 | Dolgeville Hydro | NY | Herkimer | NYIS | IPP Non-CHP | GEN1 |  | 5 | 5.2 | 5.2 | Conventional Hydroelectric | WAT | HY | 1985 |  |  | (OP) Operating | [8 empty] | 43.0906 | -74.767 | 0 | 0 | #DIV/0! | 0%
| American Sugar Refining Inc. | 54512 | Domino Sugar Arabi Plant | LA | St Bernard | MISO | Industrial CHP | TG1 |  | 14 | 7.7 | 6.8 | Natural Gas Steam Turbine | NG | ST | 1967 |  |  | (OP) Operating | [8 empty] | 29.9468 | -90.0018 | 0 | 0 | #DIV/0! | 0%
| Eco Services Corp. | 52064 | Dominguez Plant | CA | Los Angeles | CISO | Industrial CHP | GEN1 |  | 5 | 3.5 | 3.5 | All Other | WH | ST | 1976 |  |  | (OP) Operating | [8 empty] | 33.8431 | -118.2347 | 0 | 0 | #DIV/0! | 0%
| American Sugar Refining, Inc. | 54795 | Domino Sugar Baltimore | MD | Baltimore City | PJM | Industrial CHP | GEN1 |  | 17.5 | 17.5 | 17.5 | Natural Gas Steam Turbine | NG | ST | 1971.6667 |  |  | (OP) Operating | [8 empty] | 39.2744 | -76.5956 | 0 | 1316538.975 | #DIV/0! | 0%
| DTE Electric Company | 60017 | Domino Farms Solar | MI | Washtenaw | MISO | Electric Utility | 1 |  | 1 | 1 | 1 | Solar Photovoltaic | SUN | PV | 2015 |  |  | (OP) Operating |  | 1.1 | [6 empty] | 42.3234 | -83.6803 | 0 | 0 | #DIV/0! | 0%
| Covanta Onondega LP | 50662 | Onondaga County Resource Recovery | NY | Onondaga | NYIS | Commercial Non-CHP | GEN1 |  | 39.5 | 30 | 30 | Municipal Solid Waste | MSW | ST | 1994 |  |  | (OP) Operating | [8 empty] | 43.0047 | -76.1149 | 0 | 0 | #DIV/0! | 0%
| Borough of Chambersburg | 55997 | Orchard Park | PA | Franklin | PJM | Electric Utility | 10 |  | 24 | 23.2 | 23.2 | Natural Gas Internal Combustion Engine | NG | IC | 2003 |  |  | (OP) Operating | [8 empty] | 39.9109 | -77.6667 | 0 | 0 | #DIV/0! | 0%
| Orrtanna Power, LLC | 3112 | Orrtanna | PA | Adams | PJM | IPP Non-CHP | 1 |  | 27 | 20.2 | 26 | Petroleum Liquids | DFO | GT | 1971 |  |  | (OP) Operating | [8 empty] | 39.8442 | -77.3508 | 0 | 0 | #DIV/0! | 0%
| City of Orrville - (OH) | 2935 | Orrville | OH | Wayne | PJM | Electric Utility | 10 |  | 84.5 | 78.5 | 78.5 | Conventional Steam Coal | BIT | ST | 1961.4 |  |  | (OP) Operating | [8 empty] | 40.851 | -81.7658 | 0 | 0 | #DIV/0! | 0%
| Domtar Paper Company Rothschild | 50190 | Domtar Paper Company Rothschild | WI | Marathon | MISO | Industrial Non-CHP | HG3 |  | 1.1 | 1.1 | 1.1 | Conventional Hydroelectric | WAT | HY | 1910 |  |  | (OP) Operating | [8 empty] | 44.8867 | -89.6272 | 0 | 0 | #DIV/0! | 0%
| ORNI 47, LLC | 58533 | Don A Campbell 1 Geothermal | NV | Mineral | NEVP | IPP Non-CHP | 1 |  | 20 | 13.3 | 20 | Geothermal | GEO | BT | 2014 |  |  | (OP) Operating | [8 empty] | 38.8367 | -118.3239 | 0 | 0 | #DIV/0! | 0%
| ORNI 37 LLC | 60419 | Don A Campbell 2 Geothermal | NV | Mineral | NEVP | IPP Non-CHP | DAC2G |  | 20 | 13.3 | 20 | Geothermal | GEO | BT | 2015 |  |  | (OP) Operating | [8 empty] | 38.8358 | -118.3253 | 0 | 0 | #DIV/0! | 0%
| Southern Minnesota Mun P Agny | 60254 | Owatonna Energy Station | MN | Steele | MISO | Electric Utility | UNIT1 |  | 38.8 | 38.8 | 38.8 | Natural Gas Internal Combustion Engine | NG | IC | 2018 |  |  | (OP) Operating | [8 empty] | 44.0852 | -93.2627 | 0 | 0 | #DIV/0! | 0%
| Turlock Irrigation District | 439 | Don Pedro | CA | Tuolumne | TIDC | Electric Utility | 1 |  | 170.8 | 203.2 | 203.2 | Conventional Hydroelectric | WAT | HY | 1975.5 |  |  | (OP) Operating | [5 empty] | 2026 | 10 | 20 | 37.696 | -120.4202 | 0 | 0 | #DIV/0! | 0%
| Donaghy Sales Inc. | 65177 | Donaghy-Stockton | CA | San Joaquin | CISO | Commercial Non-CHP | DSPV1 |  | 1.1 | 1.1 | 0.7 | Solar Photovoltaic | SUN | PV | 2021 |  |  | (OP) Operating |  | 1.6 | [6 empty] | 37.9095 | -121.1949 | 0 | 0 | #DIV/0! | 0%
| Indiana Michigan Power Co | 6000 | Donald C Cook | MI | Berrien | PJM | Electric Utility | 1 |  | 2285.3 | 2177 | 2278 | Nuclear | NUC | ST | 1976.5 |  |  | (OP) Operating | [8 empty] | 41.9756 | -86.5652 | 0 | 0 | #DIV/0! | 0%
| Oxbow Creek Energy LLC | 58714 | Oxbow Creek | PA | Wyoming | PJM | IPP Non-CHP | GEN1 |  | 22 | 21 | 21 | Natural Gas Internal Combustion Engine | NG | IC | 2019 |  |  | (OP) Operating | [8 empty] | 41.6086 | -75.8706 | 0 | 0 | #DIV/0! | 0%
| Generate Capital | 66217 | Donati Solar | NY | Seneca | NYIS | IPP Non-CHP | 10968 |  | 2 | 2 | 2 | Solar Photovoltaic | SUN | PV | 2021 |  |  | (OP) Operating |  | 2.9 | [6 empty] | 42.9448 | -76.7909 | 0 | 0 | #DIV/0! | 0%
| Oakdale&South San Joaquin Irrigation D. | 415 | Donnells | CA | Tuolumne | CISO | IPP Non-CHP | H1 |  | 72 | 72 | 61.2 | Conventional Hydroelectric | WAT | HY | 1957 |  |  | (OP) Operating | [8 empty] | 38.2467 | -120.0341 | 0 | 0 | #DIV/0! | 0%
| Procter&Gamble Paper Products Co-Oxnard | 50464 | Oxnard | CA | Ventura | CISO | Industrial CHP | GEN1 |  | 68.7 | 70.9 | 70.9 | Natural Gas Fired Combustion Turbine | NG | GT | 1985.5 |  |  | (OP) Operating | [8 empty] | 34.196 | -119.1667 | 0 | 0 | #DIV/0! | 0%
| Massachusetts Electric Co | 57265 | Dorchester Solar Site | MA | Suffolk | ISNE | Electric Utility | 1 |  | 1 | 1 | 1 | Solar Photovoltaic | SUN | PV | 2012 |  |  | (OP) Operating |  | 1.3 | [6 empty] | 42.3008 | -71.0472 | 0 | 0 | #DIV/0! | 0%
| Dorena Hydro, LLC | 59357 | Dorena Hydro-Electric Facility | OR | Lane | PACW | IPP Non-CHP | FRNCS |  | 7.5 | 7.5 | 7.5 | Conventional Hydroelectric | WAT | HY | 2014 |  |  | (OP) Operating | [8 empty] | 43.7867 | -122.9581 | 0 | 0 | #DIV/0! | 0%
| Greenbacker Renewable Energy Corporation | 64693 | Dos Palos | CA | Merced | CISO | IPP Non-CHP | 299 |  | 1 | 1 | 1 | Solar Photovoltaic | SUN | PV | 2021 |  |  | (OP) Operating |  | 1 | [6 empty] | 36.9818 | -120.6254 | 0 | 0 | #DIV/0! | 0%
| Dos Palos Clean Power, LLC | 67287 | Dos Palos Clean Power | CA | Merced | CISO | IPP Non-CHP | DOSP |  | 3 | 3 | 3 | Solar Photovoltaic | SUN | PV | 2025 |  |  | (OP) Operating | [8 empty] | 37.0026 | -120.6382 | 0 | 0 | #DIV/0! | 0%
| A2B Development LLC dba Mars Energy Development | 68808 | Dos Palos Cooperative Gin | CA | Merced | CISO | Industrial Non-CHP | P1001 |  | 1 | 0.9 | 0.7 | Solar Photovoltaic | SUN | PV | 2022 |  |  | (OP) Operating |  | 1.1 | [6 empty] | 37.0839 | -120.6344 | 0 | 0 | #DIV/0! | 0%
| New-Indy, Oxnard LLC | 57585 | Oxnard Paper Mill | CA | Ventura | CISO | Industrial CHP | 1 |  | 29 | 29 | 29 | Natural Gas Fired Combustion Turbine | NG | GT | 1986 |  |  | (OP) Operating | [8 empty] | 34.1414 | -119.1831 | 0 | 0 | #DIV/0! | 0%
| Double Back Diamond Solar Power, LLC | 66624 | Double Back Diamond | IL | Sangamon | MISO | IPP Non-CHP | DBD |  | 592.8 | 592.8 | 592.8 | Solar Photovoltaic | SUN | PV | 2024 |  |  | (OP) Operating |  | 788.2 | [6 empty] | 39.5373 | -89.8098 | 0 | 0 | #DIV/0! | 0%
| Douglas County Forest Products | 61761 | Douglas County Forest Products | OR | Douglas | PACW | Industrial CHP | GEN-1 |  | 6.3 | 6.3 | 6.3 | Wood/Wood Waste Biomass | WDS | ST | 2006 |  |  | (OP) Operating | [8 empty] | 43.2898 | -123.3616 | 0 | 0 | #DIV/0! | 0%
| North Carolina El Member Corp | 67043 | Double Creek | NC | Stokes | CPLE | Electric Utility | BAT1 |  | 5 | 5 | 5 | Batteries | MWH | BA | 2024 |  |  | (OP) Operating | 10 | [7 empty] | 36.4139 | -80.41 | 0 | 0 | #DIV/0! | 0%
| Bravo REC Management LLC | 67432 | Double J Dairy Array | CA | Tulare | CISO | Industrial Non-CHP | DBL-J |  | 4 | 4 | 4 | Solar Photovoltaic | SUN | PV | 2023 |  |  | (OP) Operating |  | 4.4 | [6 empty] | 36.3627 | -119.426 | 0 | 0 | #DIV/0! | 0%
| Dougherty County Solar, LLC | 62375 | Dougherty County Solar, LLC | GA | Dougherty | SOCO | IPP Non-CHP | PV1 |  | 120 | 120 | 120 | Solar Photovoltaic | SUN | PV | 2019 |  |  | (OP) Operating |  | 174 | [6 empty] | 31.512 | -84.0445 | 0 | 0 | #DIV/0! | 0%
| Dow Chemical Company-Oyster Creek VIII | 54676 | Oyster Creek Unit VIII | TX | Brazoria | ERCO | IPP CHP | G81 | CC1 | 497.9 | 379 | 430 | Natural Gas Fired Combined Cycle | NG | CT | 1994 |  |  | (OP) Operating | [8 empty] | 28.9802 | -95.342 | 0 | 0 | #DIV/0! | 0%
| American Mun Power-Ohio, Inc | 7777 | Dover Peaking | OH | Tuscarawas | PJM | Electric Utility | 1 |  | 10.8 | 10.8 | 10.8 | Petroleum Liquids | DFO | IC | 1999 |  |  | (OP) Operating | [8 empty] | 40.5416 | -81.4985 | 0 | 0 | #DIV/0! | 0%
| Tennessee Valley Authority | 3400 | Douglas Dam | TN | Sevier | TVA | Electric Utility | 1 |  | 150.8 | 177.9 | 111.2 | Conventional Hydroelectric | WAT | HY | 1947.5 |  |  | (OP) Operating | [8 empty] | 35.9623 | -83.5393 | 0 | 0 | #DIV/0! | 0%
| Navisun LLC | 67377 | Douglas Pike Solar, LLC | RI | Providence | ISNE | IPP Non-CHP | DOUGP |  | 1.8 | 1.8 | 1.8 | Solar Photovoltaic | SUN | PV | 2023 |  |  | (OP) Operating |  | 2.6 | [6 empty] | 41.9764 | -71.6137 | 0 | 0 | #DIV/0! | 0%
| Consolidated Edison Development Inc. | 57934 | Douglas Solar | MA | Worcester | ISNE | IPP Non-CHP | DOMA |  | 2 | 2 | 2 | Solar Photovoltaic | SUN | PV | 2012 |  |  | (OP) Operating |  | 2.5 | [6 empty] | 42.06 | -71.73 | 0 | 0 | #DIV/0! | 0%
| Madison Energy Holdings LLC | 63117 | Douglas Todd Community Solar One LLC CSG | MN | Douglas | MISO | IPP Non-CHP | 52834 |  | 1 | 1 | 1 | Solar Photovoltaic | SUN | PV | 2019 |  |  | (OP) Operating |  | 1.4 | [6 empty] | 45.8433 | -95.15 | 0 | 0 | #DIV/0! | 0%
| SunShare Management | 67361 | Dove Solar CSG | CO | Weld | PSCO | IPP Non-CHP | DOVES |  | 5 | 5 | 5 | Solar Photovoltaic | SUN | PV | 2025 |  |  | (OP) Operating | [8 empty] | 40.318 | -104.8914 | 0 | 0 | #DIV/0! | 0%
| IHI Power Services Corp | 50560 | Pacific-Ultrapower Chinese Station | CA | Tuolumne | CISO | IPP Non-CHP | GEN1 |  | 25 | 18 | 18 | Wood/Wood Waste Biomass | WDS | ST | 1986 |  |  | (OP) Operating | [8 empty] | 37.8741 | -120.4776 | 0 | 0 | #DIV/0! | 0%
| BWC Buckmaster Pond LLC | 64587 | Dover | MA | Norfolk | ISNE | IPP Non-CHP | 1 |  | 1 | 1 | 1 | Solar Photovoltaic | SUN | PV | 2017 |  |  | (OP) Operating |  | 1.4 | [6 empty] | 42.2274 | -71.2489 | 0 | 0 | #DIV/0! | 0%
| Nautilus Solar Solutions | 63106 | Dover CSG | NY | Dutchess | NYIS | IPP Non-CHP | 21 |  | 2 | 2 | 2 | Solar Photovoltaic | SUN | PV | 2019 |  |  | (OP) Operating |  | 3.1 | [6 empty] | 41.6809 | -73.5766 | 0 | 0 | #DIV/0! | 0%
| Renewable Solar, Inc | 65766 | Dover Dairy | CA | Kings | CISO | Industrial Non-CHP | 13856 |  | 1.1 | 1.1 | 1.1 | Solar Photovoltaic | SUN | PV | 2022 |  |  | (OP) Operating |  | 1.3 | [6 empty] | 36.4155 | -119.5537 | 0 | 0 | #DIV/0! | 0%
| City of Franklin - (VA) | 55954 | Downtown | VA | Southampton | PJM | Electric Utility | 1 |  | 3.2 | 3.2 | 3.2 | Petroleum Liquids | DFO | IC | 1992 |  |  | (OP) Operating | [8 empty] | 36.6803 | -76.9219 | 0 | 0 | #DIV/0! | 0%
| Tampa Electric Co | 66129 | Dover Solar and Battery Storage | FL | Hillsborough | TEC | Electric Utility | 1 |  | 40 | 40 | 40 | Solar Photovoltaic | SUN | PV | 2023.5 |  |  | (OP) Operating |  | 32 | [6 empty] | 27.9559 | -82.2014 | 0 | 0 | #DIV/0! | 0%
| Arevon Energy, Inc. | 57337 | Dover Sun Park | DE | Kent | PJM | IPP Non-CHP | 1 |  | 10 | 10 | 10 | Solar Photovoltaic | SUN | PV | 2011 |  |  | (OP) Operating |  | 11.3 | [6 empty] | 39.1836 | -75.5044 | 0 | 0 | #DIV/0! | 0%
| Dow Jones & Co | 57397 | Dow Jones South Brunswick Solar | NJ | Middlesex | PJM | IPP Non-CHP | PV01 |  | 3.6 | 3.6 | 3.6 | Solar Photovoltaic | SUN | PV | 2010.5 |  |  | (OP) Operating |  | 2.5 | [6 empty] | 40.3698 | -74.5868 | 0 | 0 | #DIV/0! | 0%
| City of Greenfield - (IA) | 64552 | Downtown Generation Plant | IA | Adair | MISO | Electric Utility | 1 |  | 5 | 5 | 5 | Petroleum Liquids | DFO | IC | 2020 |  |  | (OP) Operating | [8 empty] | 41.304 | -94.4605 | 0 | 0 | #DIV/0! | 0%
| Downeast Wind, LLC | 68185 | Downeast Wind | ME | Washington | ISNE | IPP Non-CHP | DOWNW |  | 126 | 126 | 126 | Onshore Wind Turbine | WND | WT | 2025 |  |  | (OP) Operating | [8 empty] | 44.7575 | -67.9175 | 0 | 0 | #DIV/0! | 0%
| Hybrid-Electric Building Technologies West Los Angeles 1, LLC | 63613 | Downey | CA | Los Angeles | CISO | Commercial Non-CHP | DOWNY |  | 2 | 2 | 2 | Batteries | MWH | BA | 2019 |  |  | (OP) Operating | 13 | [7 empty] | 33.9194 | -118.1289 | 0 | 0 | #DIV/0! | 0%
| Downing Parkway Solar LLC | 68434 | Downing Parkway Solar | MA | Berkshire | ISNE | IPP Non-CHP | 961 |  | 2.3 | 2.3 | 2.3 | Solar Photovoltaic | SUN | PV | 2015 |  |  | (OP) Operating |  | 2.9 | [6 empty] | 42.4584 | -73.1964 | 0 | 0 | #DIV/0! | 0%
| Cypress Creek Renewables | 59429 | Downs Farm Solar | NC | Hertford | PJM | IPP Non-CHP | DOWN1 |  | 5 | 5 | 5 | Solar Photovoltaic | SUN | PV | 2015 |  |  | (OP) Operating |  | 6.5 | [6 empty] | 36.3619 | -76.9169 | 0 | 0 | #DIV/0! | 0%
| SoCore Energy LLC | 60892 | Downsville DPC Solar | WI | Dunn | MISO | IPP Non-CHP | PV1 |  | 1 | 1 | 1 | Solar Photovoltaic | SUN | PV | 2017 |  |  | (OP) Operating |  | 1.4 | [6 empty] | 44.8142 | -91.8841 | 0 | 0 | #DIV/0! | 0%
| Packaging Corp of America | 50296 | Packaging Corp of America | TN | Hardin | TVA | Industrial CHP | GEN1 |  | 72.5 | 72.5 | 72.5 | Wood/Wood Waste Biomass | WDS | ST | 1997.5 |  |  | (OP) Operating | [8 empty] | 35.0471 | -88.2661 | 0 | 0 | #DIV/0! | 0%
| Boise White Paper LLC | 55044 | Packaging Corp. of America Jackson Mill | AL | Clarke | SOCO | Industrial CHP | STG1 |  | 44.4 | 42.1 | 44.4 | Wood/Wood Waste Biomass | BLQ | ST | 2009.5 |  |  | (OP) Operating | [8 empty] | 31.4894 | -87.8989 | 0 | 0 | #DIV/0! | 0%
| City of Painesville | 2936 | Painesville | OH | Lake | PJM | Electric Utility | 3 |  | 55.5 | 48.8 | 48.8 | Conventional Steam Coal | BIT | ST | 1973.4 |  |  | (SB) Standby/Backup: available for service but not normally used | [8 empty] | 41.7265 | -81.254 | 0 | 0 | #DIV/0! | 0%
| SoCore Energy LLC | 67795 | DPC Madison | IA | Winneshiek | MISO | IPP Non-CHP | PV1 |  | 1.5 | 1.5 | 1.5 | Solar Photovoltaic | SUN | PV | 2019 |  |  | (OP) Operating |  | 2 | [6 empty] | 43.2745 | -91.9393 | 0 | 0 | #DIV/0! | 0%
| SoCore Energy LLC | 67796 | DPC York | IL | Carroll | MISO | IPP Non-CHP | PV1 |  | 1.5 | 1.5 | 1.5 | Solar Photovoltaic | SUN | PV | 2019 |  |  | (OP) Operating |  | 2 | [6 empty] | 41.9937 | -90.1108 | 0 | 0 | #DIV/0! | 0%
| Strata Manager, LLC | 59102 | Dragstrip Farm | NC | Burke | DUK | IPP Non-CHP | 1 |  | 5 | 5 | 5 | Solar Photovoltaic | SUN | PV | 2014 |  |  | (OP) Operating |  | 6.1 | [6 empty] | 35.7581 | -81.4161 | 0 | 0 | #DIV/0! | 0%
| North Carolina Mun Power Agny #1 | 56548 | Drexel Operations Center | NC | Burke | DUK | Electric Utility | 1 |  | 2.2 | 2 | 2 | Petroleum Liquids | DFO | IC | 2007 |  |  | (OP) Operating | [8 empty] | 35.7481 | -81.6072 | 0 | 0 | #DIV/0! | 0%
| Constellation Nuclear | 869 | Dresden Generating Station | IL | Grundy | PJM | IPP Non-CHP | 2 |  | 2018.6 | 1797 | 1871.8 | Nuclear | NUC | ST | 1970.5 |  |  | (OP) Operating | [8 empty] | 41.39 | -88.27 | 0 | 0 | #DIV/0! | 0%
| Dresser Hill Solar, LLC | 64437 | Dresser Hill CSG | MA | Worcester | ISNE | IPP Non-CHP | DRH |  | 3.7 | 3.7 | 3.7 | Solar Photovoltaic | SUN | PV | 2021 |  |  | (OP) Operating |  | 4.7 | [6 empty] | 42.0818 | -72.0065 | 0 | 0 | #DIV/0! | 0%
| Dressor Plains Solar, LLC | 64224 | Dressor Plains Solar, LLC | IL | Fayette | MISO | IPP Non-CHP | DPS |  | 99 | 99 | 99 | Solar Photovoltaic | SUN | PV | 2021 |  |  | (OP) Operating |  | 135.5 | [6 empty] | 39.1863 | -89.0312 | 0 | 0 | #DIV/0! | 0%
| Drew Solar LLC | 63127 | Drew Solar LLC | CA | Imperial | CISO | IPP Non-CHP | DS |  | 100 | 100 | 100 | Solar Photovoltaic | SUN | PV | 2022 |  |  | (OP) Operating |  | 137.7 | [6 empty] | 32.6872 | -115.6656 | 0 | 0 | #DIV/0! | 0%
| Oregon Environmental Industries LLC | 56461 | Dry Creek LFG to Energy Project | OR | Jackson | PACW | Commercial Non-CHP | DC1 |  | 3.2 | 3 | 3 | Landfill Gas | LFG | IC | 2007 | 3 | 2026 | (OP) Operating | [8 empty] | 42.3844 | -122.7718 | 0 | 0 | #DIV/0! | 0%
| Solid Waste Authority of Palm Beach Co | 50071 | Palm Beach Renewable Energy Facility 1 | FL | Palm Beach | FPL | Commercial Non-CHP | GEN1 |  | 62.3 | 50 | 50 | Municipal Solid Waste | MSW | ST | 1989 |  |  | (OP) Operating | [8 empty] | 26.7714 | -80.1419 | 0 | 0 | #DIV/0! | 0%
| Drift Creek Solar, LLC | 63466 | Drift Creek Solar | OR | Marion | PGE | IPP Non-CHP | PGR18 |  | 2.2 | 2.2 | 2.2 | Solar Photovoltaic | SUN | PV | 2020 |  |  | (OP) Operating |  | 2.8 | [6 empty] | 44.9706 | -122.8035 | 0 | 0 | #DIV/0! | 0%
| Enel Green Power NA, Inc. | 59065 | Drift Sand Wind Project LLC | OK | Grady | SWPP | IPP Non-CHP | WT1 |  | 108 | 108 | 108 | Onshore Wind Turbine | WND | WT | 2016 |  |  | (OP) Operating | [8 empty] | 34.8278 | -97.9572 | 0 | 0 | #DIV/0! | 0%
| Generate Capital | 66177 | Drinkwater Solar | NY | Montgomery | NYIS | IPP Non-CHP | 10896 |  | 2 | 2 | 2 | Solar Photovoltaic | SUN | PV | 2021 |  |  | (OP) Operating |  | 3 | [6 empty] | 43.015 | -74.6834 | 0 | 0 | #DIV/0! | 0%
| Entergy Arkansas LLC | 65736 | Driver Solar | AR | Mississippi | MISO | Electric Utility | AKDR1 |  | 150 | 150 | 150 | Solar Photovoltaic | SUN | PV | 2024 |  |  | (OP) Operating |  | 312.53 | [6 empty] | 35.6406 | -89.9694 | 0 | 0 | #DIV/0! | 0%
| Imperial Irrigation District | 585 | Drop 1 | CA | Imperial | IID | Electric Utility | 1 |  | 5.7 | 3.8 | 3.7 | Conventional Hydroelectric | WAT | HY | 1984 |  |  | (OP) Operating | [8 empty] | 32.7116 | -114.9427 | 0 | 0 | #DIV/0! | 0%
| Imperial Irrigation District | 385 | Drop 2 (CA) | CA | Imperial | IID | Electric Utility | 1 |  | 10 | 9.8 | 5 | Conventional Hydroelectric | WAT | HY | 1953 |  |  | (OP) Operating | [8 empty] | 32.7054 | -115.031 | 0 | 0 | #DIV/0! | 0%
| Yakama Power | 6507 | Drop 2 (WA) | WA | Yakima | BPAT | Electric Utility | 1 |  | 2.5 | 2.1 | 2.1 | Conventional Hydroelectric | WAT | HY | 1942 |  |  | (OA) Out of service but expected to return to service in next calendar year | [8 empty] | 46.4492 | -120.5342 | 0 | 0 | #DIV/0! | 0%
| Imperial Irrigation District | 386 | Drop 3 (CA) | CA | Imperial | IID | Electric Utility | 1 |  | 9.2 | 8.9 | 8.2 | Conventional Hydroelectric | WAT | HY | 1953.5 |  |  | (OP) Operating | [8 empty] | 32.7054 | -115.1261 | 0 | 0 | #DIV/0! | 0%
| Yakama Power | 6508 | Drop 3 (WA) | WA | Yakima | BPAT | Electric Utility | 1 |  | 1.6 | 1 | 1 | Conventional Hydroelectric | WAT | HY | 1932 |  |  | (OS) Out of service and NOT expected to return to service in next calendar year | [8 empty] | 46.4231 | -120.56 | 0 | 0 | #DIV/0! | 0%
| Imperial Irrigation District | 387 | Drop 4 | CA | Imperial | IID | Electric Utility | 1 |  | 19.6 | 20 | 18 | Conventional Hydroelectric | WAT | HY | 1945.5 |  |  | (OP) Operating | [8 empty] | 32.7053 | -115.2191 | 0 | 0 | #DIV/0! | 0%
| Imperial Irrigation District | 314 | Drop 5 | CA | Imperial | IID | Electric Utility | 1 |  | 4 | 3.8 | 1.8 | Conventional Hydroelectric | WAT | HY | 1982 |  |  | (OP) Operating | [8 empty] | 32.6731 | -115.392 | 0 | 0 | #DIV/0! | 0%
| Drop 5 Hydro LLC | 61191 | Drop 5 | CO | Montrose | WACM | IPP Non-CHP | GEN1 |  | 2.4 | 2.4 | 0 | Conventional Hydroelectric | WAT | HY | 2017 |  |  | (OP) Operating | [8 empty] | 38.4044 | -107.8102 | 0 | 0 | #DIV/0! | 0%
| Solar Star River SLB, LLC | 66021 | DRPA Ashland Station Solar Project | NJ | Camden | PJM | IPP Non-CHP | ASSA1 |  | 2.7 | 2.5 | 2.3 | Solar Photovoltaic | SUN | PV | 2022 |  |  | (OP) Operating |  | 3.3 | [6 empty] | 39.8585 | -75.0104 | 0 | 0 | #DIV/0! | 0%
| Solar Star River SLB, LLC | 66028 | DRPA Ferry Ave Station Solar Project | NJ | Camden | PJM | IPP Non-CHP | DFASP |  | 3.2 | 3.1 | 2.3 | Solar Photovoltaic | SUN | PV | 2021 |  |  | (OP) Operating |  | 3.9 | [6 empty] | 39.9218 | -75.0925 | 0 | 0 | #DIV/0! | 0%
| Solar Star River SLB, LLC | 65658 | DRPA Lindenwold Station Solar Project | NJ | Camden | PJM | IPP Non-CHP | DLSSP |  | 6 | 6 | 4.8 | Solar Photovoltaic | SUN | PV | 2021 |  |  | (OP) Operating |  | 7.8 | [6 empty] | 39.8317 | -74.9992 | 0 | 0 | #DIV/0! | 0%
| Solar Star River SLB, LLC | 66020 | DRPA Woodcrest Station Solar Project | NJ | Camden | PJM | IPP Non-CHP | WSSP |  | 4.4 | 4.2 | 3.1 | Solar Photovoltaic | SUN | PV | 2022 |  |  | (OP) Operating |  | 5.3 | [6 empty] | 39.9073 | -75.0469 | 0 | 0 | #DIV/0! | 0%
| Pacific Gas & Electric Co. | 235 | Drum 1 | CA | Placer | CISO | Electric Utility | 1 |  | 49.2 | 54 | 54 | Conventional Hydroelectric | WAT | HY | 1919 |  |  | (OP) Operating | [8 empty] | 39.2569 | -120.7674 | 0 | 0 | #DIV/0! | 0%
| Pacific Gas & Electric Co. | 236 | Drum 2 | CA | Placer | CISO | Electric Utility | 5 |  | 53.1 | 49.5 | 49.5 | Conventional Hydroelectric | WAT | HY | 1965 |  |  | (OP) Operating | [8 empty] | 39.2574 | -120.767 | 0 | 0 | #DIV/0! | 0%
| MN8 Energy LLC | 62771 | Dry Bridge Solar (Brown University) | RI | Washington | ISNE | IPP Non-CHP | DBS1 |  | 40 | 40 | 40 | Solar Photovoltaic | SUN | PV | 2023 |  |  | (OP) Operating |  | 12.7 | [6 empty] | 41.5574 | -71.5073 | 0 | 0 | #DIV/0! | 0%
| Dominion Energy Inc. | 65044 | Dry Bridge Storage | VA | Chesterfield | PJM | Electric Utility | DBES |  | 20 | 20 | 20 | Batteries | MWH | BA | 2023 |  |  | (OP) Operating | 80 | [7 empty] | 37.5 | -77.7 | 0 | 0 | #DIV/0! | 0%
| Patheon Manufacturing Service LLC | 54887 | DSM Pharmaceuticals | NC | Pitt | CPLE | Industrial CHP | GEN1 |  | 9.2 | 8.7 | 9.2 | Natural Gas Fired Combustion Turbine | NG | GT | 2000 |  |  | (SB) Standby/Backup: available for service but not normally used | [8 empty] | 35.666 | -77.3574 | 0 | 0 | #DIV/0! | 0%
| Dry Creek LLC | 54394 | Dry Creek Project | ID | Butte | PACE | IPP Non-CHP | GEN1 |  | 3.6 | 2.2 | 1.5 | Conventional Hydroelectric | WAT | HY | 1987 |  |  | (OP) Operating | [8 empty] | 44.0274 | -112.7194 | 0 | 0 | #DIV/0! | 0%
| DTE Atlantic, LLC | 62492 | DTE Atlantic, LLC | NJ | Atlantic | PJM | IPP Non-CHP | ACB-1 |  | 7.5 | 7.1 | 7.8 | Natural Gas Fired Combustion Turbine | NG | GT | 2010 |  |  | (OP) Operating | [8 empty] | 39.3733 | -74.4369 | 0 | 0 | #DIV/0! | 0%
| Nevada Power Co | 63933 | Dry Lake Solar Energy Center | NV | Clark | NEVP | Electric Utility | DLES1 |  | 250 | 250 | 230 | Batteries | MWH | BA | 2024 |  |  | (OP) Operating | 150 | [7 empty] | 36.4273 | -114.8907 | 0 | 0 | #DIV/0! | 0%
| Avangrid Power LLC | 57098 | Dry Lake Wind LLC | AZ | Navajo | SRP | IPP Non-CHP | 1 |  | 63 | 63 | 63 | Onshore Wind Turbine | WND | WT | 2009 |  |  | (OP) Operating | [8 empty] | 34.6596 | -110.2842 | 0 | 0 | #DIV/0! | 0%
| Scale Sustainable I, LLC | 62477 | Dryden Rd #2 Community Solar Farm CSG | NY | Tompkins | NYIS | IPP Non-CHP | 372 |  | 1.3 | 1.3 | 1.3 | Solar Photovoltaic | SUN | PV | 2019 |  |  | (OP) Operating |  | 1.7 | [6 empty] | 42.4878 | -76.32 | 0 | 0 | #DIV/0! | 0%
| Team-Solar, Inc. | 59746 | DSH (CA) - Coalinga State Hospital | CA | Fresno | CISO | IPP Non-CHP | 1 |  | 2 | 2 | 2 | Solar Photovoltaic | SUN | PV | 2014 |  |  | (OP) Operating |  | 2.6 | [6 empty] | 36.1373 | -120.2185 | 0 | 0 | #DIV/0! | 0%
| DSI Don Solar LLC | 67588 | DSI Don Solar | MN | Renville | MISO | IPP Non-CHP | DSID |  | 1 | 1 | 1 | Solar Photovoltaic | SUN | PV | 2024 |  |  | (OP) Operating |  | 1.73 | [6 empty] | 44.805 | -95.2056 | 0 | 0 | #DIV/0! | 0%
| DSI Julie Solar LLC | 67958 | DSI Julie Solar | MN | Stearns | MISO | IPP Non-CHP | DSIJ |  | 1 | 1 | 1 | Solar Photovoltaic | SUN | PV | 2024 |  |  | (OP) Operating |  | 1.27 | [6 empty] | 45.4672 | -94.3961 | 0 | 0 | #DIV/0! | 0%
| DG Northeast Solar II, LLC | 62713 | DSM Nutritional Products Solar | NJ | Warren | PJM | IPP Non-CHP | DSM |  | 10 | 10 | 10 | Solar Photovoltaic | SUN | PV | 2018 |  |  | (OP) Operating |  | 14 | [6 empty] | 40.8368 | -75.0655 | 0 | 0 | #DIV/0! | 0%
| Duke Energy Carolinas, LLC | 63063 | Duke Energy CHP at Clemson University | SC | Pickens | DUK | Electric Utility | GT01 |  | 13.4 | 12.5 | 15.5 | Natural Gas Fired Combustion Turbine | NG | GT | 2019 |  |  | (OP) Operating | [8 empty] | 34.6779 | -82.8231 | 0 | 0 | #DIV/0! | 0%
| MN8 Energy LLC | 60739 | DSM Solar | NJ | Warren | PJM | IPP Non-CHP | PV1 |  | 4.5 | 4.5 | 4.5 | Solar Photovoltaic | SUN | PV | 2014 |  |  | (OP) Operating |  | 6 | [6 empty] | 40.8437 | -75.0652 | 0 | 0 | #DIV/0! | 0%
| City of Durant - (IA) | 6220 | Durant | IA | Cedar | MISO | Electric Utility | 7 |  | 4.4 | 4.4 | 4.4 | Petroleum Liquids | DFO | IC | 2004.5 |  |  | (SB) Standby/Backup: available for service but not normally used | [8 empty] | 41.5998 | -90.912 | 0 | 0 | #DIV/0! | 0%
| Consolidated Water Power Co | 3972 | Du Bay | WI | Portage | MISO | Electric Utility | 1 |  | 7.2 | 7.2 | 7.2 | Conventional Hydroelectric | WAT | HY | 1942 |  |  | (OP) Operating | [8 empty] | 44.6647 | -89.6511 | 0 | 0 | #DIV/0! | 0%
| Onyx Asset Services Group | 61863 | Duanesburg | NY | Montgomery | NYIS | IPP Non-CHP | 10048 |  | 2 | 2 | 2 | Solar Photovoltaic | SUN | PV | 2018 |  |  | (OP) Operating |  | 3 | [6 empty] | 42.7622 | -74.2015 | 0 | 0 | #DIV/0! | 0%
| AES Distributed Energy | 60930 | Dublin Solar I | GA | Laurens | SOCO | IPP Non-CHP | DUBL1 |  | 4.1 | 4.1 | 4.1 | Solar Photovoltaic | SUN | PV | 2015 |  |  | (OP) Operating |  | 4.4 | [6 empty] | 32.581 | -82.926 | 0 | 0 | #DIV/0! | 0%
| Dublin Street LLC | 66664 | Dublin Street LLC | ME | Washington | ISNE | IPP Non-CHP | DBLNS |  | 4.9 | 4.9 | 4.9 | Solar Photovoltaic | SUN | PV | 2024 |  |  | (OP) Operating |  | 6.8 | [6 empty] | 44.7005 | -67.4698 | 0 | 0 | #DIV/0! | 0%
| Generate Capital | 66218 | Dubois Solar (Hybrid) | NY | Ulster | NYIS | IPP Non-CHP | 10892 |  | 4 | 4 | 4 | Solar Photovoltaic | SUN | PV | 2020 |  |  | (OP) Operating |  | 3 | [6 empty] | 41.5989 | -74.2858 | 0 | 0 | #DIV/0! | 0%
| AMP MA Dudley | 64572 | Dudley | MA | Worcester | ISNE | IPP Non-CHP | 1 |  | 3 | 3 | 3 | Solar Photovoltaic | SUN | PV | 2018 |  |  | (OP) Operating |  | 4 | [6 empty] | 42.0543 | -71.9788 | 0 | 0 | #DIV/0! | 0%
| 38 Degrees North, LLC | 63570 | Dudley River 2 Solar, LLC CSG | MA | Worcester | ISNE | IPP Non-CHP | DUD2 |  | 1 | 1 | 1 | Solar Photovoltaic | SUN | PV | 2017 |  |  | (OP) Operating |  | 1.3 | [6 empty] | 42.0724 | -71.9971 | 0 | 0 | #DIV/0! | 0%
| 38 Degrees North, LLC | 63569 | Dudley River 3 Solar, LLC CSG | MA | Worcester | ISNE | IPP Non-CHP | DUD3 |  | 1 | 1 | 1 | Solar Photovoltaic | SUN | PV | 2017 |  |  | (OP) Operating |  | 1.3 | [6 empty] | 42.0713 | -71.9982 | 0 | 0 | #DIV/0! | 0%
| 38 Degrees North, LLC | 63571 | Dudley River Solar, LLC CSG | MA | Worcester | ISNE | IPP Non-CHP | DUD1 |  | 1 | 1 | 1 | Solar Photovoltaic | SUN | PV | 2017 |  |  | (OP) Operating |  | 1.4 | [6 empty] | 42.0709 | -71.9997 | 0 | 0 | #DIV/0! | 0%
| Dudley Solar, LLC | 62201 | Dudley Solar CSG | MA | Worcester | ISNE | IPP Non-CHP | 02419 |  | 1.9 | 1.9 | 1.5 | Solar Photovoltaic | SUN | PV | 2017 |  |  | (OP) Operating |  | 2.4 | [6 empty] | 42.0539 | -71.9229 | 0 | 0 | #DIV/0! | 0%
| Duke Energy Florida, LLC | 63978 | Duette Solar Power Plant | FL | Manatee | FPC | Electric Utility | PV1 |  | 74.5 | 74.5 | 74.5 | Solar Photovoltaic | SUN | PV | 2021 |  |  | (OP) Operating |  | 102.5 | [6 empty] | 27.5858 | -82.062 | 0 | 0 | #DIV/0! | 0%
| Concord New Energy | 59434 | Duke Building 129 | IN | Marion | MISO | IPP Non-CHP | DU129 |  | 3.4 | 3.4 | 3.4 | Solar Photovoltaic | SUN | PV | 2014 |  |  | (OP) Operating |  | 3.9 | [6 empty] | 39.9108 | -86.2453 | 0 | 0 | #DIV/0! | 0%
| Concord New Energy | 59432 | Duke Building 87 | IN | Marion | MISO | IPP Non-CHP | DUK87 |  | 2.7 | 2.7 | 2.7 | Solar Photovoltaic | SUN | PV | 2014 |  |  | (OP) Operating |  | 2.9 | [6 empty] | 39.8908 | -86.2556 | 0 | 0 | #DIV/0! | 0%
| Concord New Energy | 59433 | Duke Building 98 | IN | Marion | MISO | IPP Non-CHP | DUK98 |  | 2.7 | 2.7 | 2.7 | Solar Photovoltaic | SUN | PV | 2014 |  |  | (OP) Operating |  | 3.3 | [6 empty] | 39.9047 | -86.26 | 0 | 0 | #DIV/0! | 0%
| Clean Water Services | 60263 | Durham AWTF | OR | Washington | PGE | Commercial CHP | GEN1 |  | 1.6 | 1.6 | 1.6 | Other Waste Biomass | OBG | IC | 2015 |  |  | (OP) Operating | [8 empty] | 45.4005 | -122.7658 | 0 | 0 | #DIV/0! | 0%
| Golden Springs Development Company LLC | 60182 | Dulles | CA | Riverside | CISO | IPP Non-CHP | DULLE |  | 2 | 2 | 2 | Solar Photovoltaic | SUN | PV | 2016 |  |  | (OP) Operating |  | 2.4 | [6 empty] | 34.0301 | -117.5178 | 0 | 0 | #DIV/0! | 0%
| Altus Power America Management, LLC | 61626 | Dundas Solar Holdings LLC CSG | MN | Rice | MISO | IPP Non-CHP | DU |  | 5 | 5 | 5 | Solar Photovoltaic | SUN | PV | 2018 |  |  | (OP) Operating |  | 6.6 | [6 empty] | 44.4396 | -93.1973 | 0 | 0 | #DIV/0! | 0%
| Generate Capital | 66219 | Dunkleman Solar | NY | Cattaraugus | NYIS | IPP Non-CHP | 11008 |  | 5 | 5 | 5 | Solar Photovoltaic | SUN | PV | 2023 |  |  | (OP) Operating |  | 7 | [6 empty] | 42.3513 | -78.8482 | 0 | 0 | #DIV/0! | 0%
| PacifiCorp | 57299 | Dunlap | WY | Carbon | PACE | Electric Utility | 1 |  | 129.5 | 111 | 111 | Onshore Wind Turbine | WND | WT | 2010 |  |  | (OP) Operating | [8 empty] | 42.0436 | -106.1603 | 0 | 0 | #DIV/0! | 0%
| Guadalupe Blanco River Authority | 3582 | Dunlap TP 1 | TX | Guadalupe | ERCO | Electric Utility | 1 |  | 3.6 | 3.6 | 3.6 | Conventional Hydroelectric | WAT | HY | 1927 |  |  | (OP) Operating | [8 empty] | 29.6402 | -98.0459 | 0 | 0 | #DIV/0! | 0%
| Cypress Creek Renewables | 59376 | Dunn | NC | Harnett | CPLE | IPP Non-CHP | DUNN1 |  | 2 | 2 | 2 | Solar Photovoltaic | SUN | PV | 2012 |  |  | (OP) Operating |  | 2.4 | [6 empty] | 35.3485 | -78.5532 | 0 | 0 | #DIV/0! | 0%
| BiOrigin Specialty Products | 54878 | Dunn Paper | NY | St Lawrence | NYIS | Industrial Non-CHP | 01 |  | 1 | 1 | 1 | Conventional Hydroelectric | WAT | HY | 1959 |  |  | (OP) Operating | [8 empty] | 44.3364 | -75.5027 | 0 | 0 | #DIV/0! | 0%
| Neighborhood Power Corp. | 63642 | Dunn Road Solar | OR | Clackamas | PGE | IPP Non-CHP | W9736 |  | 1.8 | 1.8 | 1.8 | Solar Photovoltaic | SUN | PV | 2021 |  |  | (OP) Operating |  | 2.6 | [6 empty] | 45.431 | -122.286 | 0 | 0 | #DIV/0! | 0%
| Dunns Bridge Solar Center LLC | 66643 | Dunns Bridge I Solar | IN | Jasper | MISO | Electric Utility | DBSC1 |  | 265 | 265 | 265 | Solar Photovoltaic | SUN | PV | 2023 |  |  | (OP) Operating |  | 358 | [6 empty] | 41.1726 | -87.0073 | 0 | 0 | #DIV/0! | 0%
| Dunns Bridge II Solar and Storage Generation LLC | 67893 | Dunns Bridge II Solar | IN | Starke | MISO | IPP Non-CHP | DB2BS |  | 491.3 | 491.3 | 165.1 | Batteries | MWH | BA | 2025 |  |  | (OP) Operating | 225 | [7 empty] | 41.2221 | -86.9465 | 0 | 0 | #DIV/0! | 0%
| AES Distributed Energy | 64696 | Dunstable Solar 1, LLC | MA | Middlesex | ISNE | IPP Non-CHP | DUBLN |  | 9 | 9 | 9 | Batteries | MWH | BA | 2021 |  |  | (OP) Operating | 20.2 | [7 empty] | 42.6656 | -71.5168 | 0 | 0 | #DIV/0! | 0%
| Duplin Solar I, LLC | 60599 | Duplin Solar I LLC (160 Houston Lane) | NC | Duplin | DUK | IPP Non-CHP | DPLN |  | 5 | 5 | 5 | Solar Photovoltaic | SUN | PV | 2014 |  |  | (OP) Operating |  | 6.5 | [6 empty] | 34.9601 | -77.9804 | 0 | 0 | #DIV/0! | 0%
| SRE Utility Solar 1, LLC | 58879 | Duplin Solar LLC | NC | Duplin | DUK | IPP Non-CHP | DF |  | 5 | 4.9 | 4.9 | Solar Photovoltaic | SUN | PV | 2013 |  |  | (OP) Operating |  | 6.5 | [6 empty] | 35.0119 | -78.0783 | 0 | 0 | #DIV/0! | 0%
| Pattern Operators LP | 64065 | Duran Mesa LLC | NM | Lincoln | PNM | IPP Non-CHP | 1 |  | 105 | 105 | 105 | Onshore Wind Turbine | WND | WT | 2021 |  |  | (OP) Operating | [8 empty] | 34.3907 | -105.4921 | 0 | 0 | #DIV/0! | 0%
| Solid Waste Authority of Palm Beach Co | 57898 | Palm Beach Renewable Energy Facility 2 | FL | Palm Beach | FPL | IPP Non-CHP | GEN2 |  | 96 | 85 | 90 | Municipal Solid Waste | MSW | ST | 2015 |  |  | (OP) Operating | [8 empty] | 26.7724 | -80.1418 | 0 | 0 | #DIV/0! | 0%
| Durbin Creek | 59492 | Durbin Creek Windfarm (Burnt River) | OR | Baker | IPCO | IPP Non-CHP | DCW |  | 10 | 10 | 10 | Onshore Wind Turbine | WND | WT | 2017 |  |  | (OP) Operating | [8 empty] | 44.3531 | -117.3231 | 0 | 0 | #DIV/0! | 0%
| Dutchess County RRA | 10305 | Dutchess Cnty Resource Recovery Facility | NY | Dutchess | NYIS | Commercial CHP | GEN1 |  | 9.2 | 7.2 | 7.4 | Municipal Solid Waste | MSW | ST | 1987 |  |  | (OP) Operating | [8 empty] | 41.647 | -73.943 | 0 | 0 | #DIV/0! | 0%
| SRE Utility Solar 1, LLC | 60131 | Durham Solar | NC | Durham | DUK | IPP Non-CHP | DURM |  | 3.5 | 3.4 | 3.4 | Solar Photovoltaic | SUN | PV | 2015 |  |  | (OP) Operating |  | 4.6 | [6 empty] | 36.0049 | -78.8485 | 0 | 0 | #DIV/0! | 0%
| Tampa Electric Co | 63495 | Durrance | FL | Polk | TEC | Electric Utility | 1 |  | 60 | 60 | 60 | Solar Photovoltaic | SUN | PV | 2021 |  |  | (OP) Operating |  | 70.8 | [6 empty] | 27.78 | -81.98 | 0 | 0 | #DIV/0! | 0%
| AES Distributed Energy | 64715 | Dusenberry | NY | Rensselaer | ISNE | IPP Non-CHP | DSNBR |  | 5 | 5 | 5 | Solar Photovoltaic | SUN | PV | 2021 |  |  | (OP) Operating |  | 7.1 | [6 empty] | 42.7677 | -73.6247 | 0 | 0 | #DIV/0! | 0%
| Pacific Gas & Electric Co. | 237 | Dutch Flat | CA | Placer | CISO | Electric Utility | 1 |  | 22 | 22 | 22 | Conventional Hydroelectric | WAT | HY | 1943 |  |  | (OP) Operating | [8 empty] | 39.217 | -120.8356 | 0 | 0 | #DIV/0! | 0%
| Nevada Irrigation District | 413 | Dutch Flat 2 | CA | Nevada | CISO | IPP Non-CHP | 3P |  | 27.3 | 27.3 | 27.3 | Conventional Hydroelectric | WAT | HY | 1965 |  |  | (OP) Operating | [8 empty] | 39.2184 | -120.8352 | 0 | 0 | #DIV/0! | 0%
| Panther Creek Power Operating, LLC | 50776 | Panther Creek Energy Facility | PA | Carbon | PJM | IPP Non-CHP | GEN1 |  | 94 | 80 | 80 | Conventional Steam Coal | WC | ST | 1992 |  |  | (OP) Operating | [8 empty] | 40.8556 | -75.8781 | 0 | 6599338.354 | #DIV/0! | 0%
| Evergreen Wind, LLC | 56633 | Dutch Hill Wind Project | NY | Steuben | NYIS | IPP Non-CHP | 1 |  | 37.5 | 37.5 | 37.5 | Onshore Wind Turbine | WND | WT | 2009 |  |  | (OP) Operating | [8 empty] | 42.5456 | -77.4967 | 0 | 0 | #DIV/0! | 0%
| Pasco County | 50666 | Pasco Cnty Solid Waste Resource Recovery | FL | Pasco | FPC | IPP Non-CHP | GEN1 |  | 31.2 | 26 | 26 | Municipal Solid Waste | MSW | ST | 1991 |  |  | (OP) Operating | [8 empty] | 28.3681 | -82.5583 | 0 | 0 | #DIV/0! | 0%
| Cardinal Renewables | 63330 | Duus Solar, LLC | OR | Clackamas | PGE | IPP Non-CHP | ORDUS |  | 10 | 10 | 10 | Solar Photovoltaic | SUN | PV | 2020 |  |  | (OP) Operating |  | 15 | [6 empty] | 45.318 | -122.331 | 0 | 0 | #DIV/0! | 0%
| Central Rivers Power MA, LLC | 6378 | Dwight | MA | Hampden | ISNE | IPP Non-CHP | DW2 |  | 1.2 | 1.2 | 1.2 | Conventional Hydroelectric | WAT | HY | 1920 |  |  | (OP) Operating | [8 empty] | 42.1495 | -72.611 | 0 | 0 | #DIV/0! | 0%
| USACE Northwestern Division | 840 | Dworshak | ID | Clearwater | BPAT | Electric Utility | 1 |  | 465 | 465 | 400 | Conventional Hydroelectric | WAT | HY | 1974.6667 |  |  | (OP) Operating | [8 empty] | 46.5143 | -116.2977 | 0 | 0 | #DIV/0! | 0%
| DWW Solar ll LLC | 62657 | DWW Solar ll | CT | Hartford | ISNE | IPP Non-CHP | DWWS |  | 36.9 | 36.9 | 36.9 | Solar Photovoltaic | SUN | PV | 2019 |  |  | (OP) Operating |  | 49.5 | [6 empty] | 41.5416 | -72.475 | 0 | 0 | #DIV/0! | 0%
| Altus Power America Management, LLC | 67016 | Dynamic - Enfield Hammett Road CSG | ME | Penobscot | ISNE | IPP Non-CHP | GEN1 |  | 4.9 | 4.9 | 4.9 | Solar Photovoltaic | SUN | PV | 2024 |  |  | (OP) Operating |  | 7 | [6 empty] | 45.2436 | -68.6206 | 0 | 0 | #DIV/0! | 0%
| Altus Power America Management, LLC | 67015 | Dynamic - Exeter Solar CSG | ME | Penobscot | ISNE | IPP Non-CHP | GEN1 |  | 4 | 4 | 4 | Solar Photovoltaic | SUN | PV | 2024 |  |  | (OP) Operating |  | 5.6 | [6 empty] | 44.9757 | -69.0904 | 0 | 0 | #DIV/0! | 0%
| Altus Power America Management, LLC | 67017 | Dynamic - Glenburn Broadway One (CSG) | ME | Penobscot | ISNE | IPP Non-CHP | GEN1 |  | 4.9 | 4.9 | 4.9 | Solar Photovoltaic | SUN | PV | 2024 |  |  | (OP) Operating |  | 7 | [6 empty] | 44.8758 | -68.851 | 0 | 0 | #DIV/0! | 0%
| Altus Power America Management, LLC | 67014 | Dynamic - Gray Solar | ME | Cumberland | ISNE | IPP Non-CHP | GEN1 |  | 4.9 | 4.9 | 4.9 | Solar Photovoltaic | SUN | PV | 2024 |  |  | (OP) Operating |  | 7 | [6 empty] | 43.8924 | -70.317 | 0 | 0 | #DIV/0! | 0%
| Nautilus Solar Solutions | 67013 | Dynamic - Leeds Solar (CSG) | ME | Androscoggin | ISNE | IPP Non-CHP | GEN1 |  | 4.9 | 4.9 | 4.9 | Solar Photovoltaic | SUN | PV | 2024 |  |  | (OP) Operating |  | 6.9 | [6 empty] | 44.2882 | -70.1139 | 0 | 0 | #DIV/0! | 0%
| Nautilus Solar Solutions | 67012 | Dynamic - Norridgewock Martin Stream (CSG) | ME | Somerset | ISNE | IPP Non-CHP | GEN1 |  | 4.9 | 4.9 | 4.9 | Solar Photovoltaic | SUN | PV | 2024 |  |  | (OP) Operating |  | 7.1 | [6 empty] | 44.6941 | -69.787 | 0 | 0 | #DIV/0! | 0%
| Altus Power America Management, LLC | 67011 | Dynamic - Wales Leeds Junction Road (CSG) | ME | Androscoggin | ISNE | IPP Non-CHP | GEN1 |  | 4.5 | 4.5 | 4.5 | Solar Photovoltaic | SUN | PV | 2024 |  |  | (OP) Operating |  | 6.3 | [6 empty] | 44.1993 | -70.068 | 0 | 0 | #DIV/0! | 0%
| AES Distributed Energy | 62324 | Dynamic - Walpole | MA | Norfolk | ISNE | IPP Non-CHP | WAL01 |  | 2 | 2 | 2 | Solar Photovoltaic | SUN | PV | 2017 |  |  | (OP) Operating |  | 2.4 | [6 empty] | 42.1332 | -71.272 | 0 | 0 | #DIV/0! | 0%
| MN8 Energy LLC | 65858 | Dynamic Corinth (CSG) | ME | Penobscot | ISNE | IPP Non-CHP | GEN1 |  | 5 | 5 | 5 | Solar Photovoltaic | SUN | PV | 2022 |  |  | (OP) Operating |  | 7 | [6 empty] | 45.0115 | -69.0267 | 0 | 0 | #DIV/0! | 0%
| Milford Pepes Farm Road Solar LLC | 67744 | Dynamic Energy CT STAG | CT | New Haven | ISNE | IPP Non-CHP | P5876 |  | 1.5 | 1.5 | 1.5 | Solar Photovoltaic | SUN | PV | 2023 |  |  | (OP) Operating |  | 2.1 | [6 empty] | 41.2294 | -73.0235 | 0 | 0 | #DIV/0! | 0%
| Distributed Solar Development, LLC | 66815 | Dynamic Energy NJ - Ferrero | NJ | Somerset | PJM | IPP Non-CHP | P5875 |  | 1.5 | 1.5 | 1.5 | Solar Photovoltaic | SUN | PV | 2022 |  |  | (OP) Operating |  | 2 | [6 empty] | 40.5505 | -74.545 | 0 | 0 | #DIV/0! | 0%
| MN8 Energy LLC | 65859 | Dynamic Madison (CSG) | ME | Somerset | ISNE | IPP Non-CHP | GEN1 |  | 5 | 5 | 5 | Solar Photovoltaic | SUN | PV | 2022 |  |  | (OP) Operating |  | 6.9 | [6 empty] | 44.7917 | -69.7374 | 0 | 0 | #DIV/0! | 0%
| Dynegy -Moss Landing LLC | 260 | Dynegy Moss Landing Power Plant Hybrid | CA | Monterey | CISO | IPP Non-CHP | BAT1 |  | 2148 | 1770 | 1770 | Batteries | MWH | BA | 2008.5556 |  |  | (OP) Operating | 1200 | [7 empty] | 36.8048 | -121.7822 | 4112869.22 | 29625244.754 | 7.2031 | 26.53%
| Paulsboro Refining Company - LLC | 50628 | Paulsboro Refinery | NJ | Gloucester | PJM | Industrial CHP | GEN1 | UTI1 | 78.5 | 67.6 | 71.1 | Natural Gas Fired Combustion Turbine | NG | GT | 1992.5 |  |  | (OP) Operating | [8 empty] | 39.84 | -75.2583 | 0 | 0 | #DIV/0! | 0%
| PCA-Valdosta Mill | 60084 | PCA-Valdosta Mill | GA | Lowndes | SOCO | Industrial CHP | TG1 |  | 69.9 | 69.9 | 69.9 | Wood/Wood Waste Biomass | WDS | ST | 1973 |  |  | (OP) Operating | [8 empty] | 30.6944 | -83.3031 | 0 | 0 | #DIV/0! | 0%
| Berkeley Cogeneration Facility | 50849 | PE Berkeley | CA | Alameda | CISO | Commercial CHP | GEN1 | CC1 | 28.5 | 24 | 27 | Natural Gas Fired Combined Cycle | NG | CT | 1987 |  |  | (OP) Operating | [8 empty] | 37.8703 | -122.2634 | 0 | 0 | #DIV/0! | 0%
| Prairie Power, Inc | 6238 | Pearl Station | IL | Pike | MISO | Electric Utility | GT1 |  | 24 | 20.1 | 22 | Petroleum Liquids | DFO | GT | 1973 |  |  | (OP) Operating | [8 empty] | 39.4492 | -90.6141 | 0 | 0 | #DIV/0! | 0%
| Power Depot Group A, LLC | 65539 | E. Porte Ct. | TX | Cameron | ERCO | IPP Non-CHP | EPC1 |  | 9 | 7.5 | 9 | Petroleum Liquids | DFO | IC | 2013 |  |  | (OP) Operating | [8 empty] | 26.1921 | -97.6642 | 0 | 0 | #DIV/0! | 0%
| Erie Boulevard Hydropower LP | 6527 | E J West | NY | Saratoga | NYIS | IPP Non-CHP | 1 |  | 22 | 20.6 | 22.1 | Conventional Hydroelectric | WAT | HY | 1930 |  |  | (OP) Operating | [8 empty] | 43.3189 | -73.9208 | 0 | 0 | #DIV/0! | 0%
| Port Huron Multimodal Hub, LLC | 58222 | E.B. Eddy Paper Inc | MI | St Clair | MISO | Industrial CHP | 3TU |  | 5 | 5 | 5 | Natural Gas Steam Turbine | NG | ST | 1969 |  |  | (OS) Out of service and NOT expected to return to service in next calendar year | [8 empty] | 42.9896 | -82.4379 | 0 | 0 | #DIV/0! | 0%
| Terraform Arcadia | 60446 | E&B Resources | CA | Kern | CISO | IPP Non-CHP | PVEB |  | 1 | 1 | 1 | Solar Photovoltaic | SUN | PV | 2013 |  |  | (OP) Operating |  | 1.1 | [6 empty] | 35.5346 | -119.06 | 0 | 0 | #DIV/0! | 0%
| E. Goenner Community Solar LLC | 63175 | E. Goenner Project CSG | MN | Sherburne | MISO | IPP Non-CHP | TC3 |  | 1 | 1 | 1 | Solar Photovoltaic | SUN | PV | 2019 |  |  | (OP) Operating |  | 1.4 | [6 empty] | 45.464 | -94.091 | 0 | 0 | #DIV/0! | 0%
| South Texas Electric Coop, Inc | 3630 | Pearsall | TX | Frio | ERCO | Electric Utility | 10A |  | 201.6 | 201.6 | 201.6 | Natural Gas Internal Combustion Engine | NG | IC | 2010 |  |  | (OP) Operating | [8 empty] | 28.9275 | -99.0919 | 0 | 0 | #DIV/0! | 0%
| City of Pella - (IA) | 7971 | Pella Peaking | IA | Marion | MISO | Electric Utility | 10 |  | 28 | 25.2 | 25.2 | Petroleum Liquids | DFO | IC | 2003 |  |  | (OP) Operating | [8 empty] | 41.4106 | -92.9378 | 0 | 0 | #DIV/0! | 0%
| CleanCapital Holdings | 59132 | EAFB - North Base | CA | Kern | CISO | IPP Non-CHP | 57449 |  | 1 | 1 | 1 | Solar Photovoltaic | SUN | PV | 2012 |  |  | (OP) Operating |  | 1.1 | [6 empty] | 34.9325 | -117.9072 | 0 | 0 | #DIV/0! | 0%
| CleanCapital Holdings | 59133 | EAFB - South Base | CA | Kern | CISO | IPP Non-CHP | 57449 |  | 1 | 1 | 1 | Solar Photovoltaic | SUN | PV | 2012 |  |  | (OP) Operating |  | 1.1 | [6 empty] | 34.9172 | -117.9003 | 0 | 0 | #DIV/0! | 0%
| Erie Boulevard Hydropower LP | 2555 | Eagle | NY | Lewis | NYIS | IPP Non-CHP | 1 |  | 6 | 5.8 | 4.9 | Conventional Hydroelectric | WAT | HY | 1918.25 |  |  | (OP) Operating | [8 empty] | 43.9097 | -75.2008 | 0 | 0 | #DIV/0! | 0%
| ZGlobal Inc | 63078 | Eagle Creek | CA | Kern | CISO | IPP Non-CHP | EGCRK |  | 3 | 3 | 3 | Solar Photovoltaic | SUN | PV | 2019 |  |  | (OP) Operating |  | 4.1 | [6 empty] | 35.214 | -119.3952 | 0 | 0 | #DIV/0! | 0%
| Maverick Cty Water Control & Improvement | 3437 | Eagle Pass | TX | Maverick | ERCO | IPP Non-CHP | 1 |  | 9.6 | 6 | 6 | Conventional Hydroelectric | WAT | HY | 1932 |  |  | (OP) Operating | [8 empty] | 28.8295 | -100.5522 | 0 | 0 | #DIV/0! | 0%
| PacifiCorp | 3024 | Eagle Point | OR | Jackson | PACW | Electric Utility | 1 |  | 2.8 | 2.8 | 2.8 | Conventional Hydroelectric | WAT | HY | 1957 |  |  | (OP) Operating | [8 empty] | 42.5146 | -122.7571 | 0 | 0 | #DIV/0! | 0%
| Ascend Performance Materials LLC | 10416 | Pensacola Florida Plant | FL | Escambia | SOCO | Industrial CHP | GEN1 |  | 102 | 98 | 116 | Natural Gas Steam Turbine | NG | ST | 1965.25 |  |  | (OP) Operating | [8 empty] | 30.5958 | -87.2525 | 0 | 0 | #DIV/0! | 0%
| WM Renewable Energy LLC | 57405 | Eagle Valley (MI) | MI | Oakland | MISO | IPP Non-CHP | GEN1 |  | 3.2 | 3.2 | 3.2 | Landfill Gas | LFG | IC | 2011 |  |  | (OP) Operating | [8 empty] | 42.7225 | -83.2631 | 0 | 0 | #DIV/0! | 0%
| Norwest Energy 7, LLC | 61560 | Eagle Point Solar | OR | Jackson | PACW | IPP Non-CHP | PGRD4 |  | 9.9 | 9.9 | 9.9 | Solar Photovoltaic | SUN | PV | 2017 |  |  | (OP) Operating |  | 13.1 | [6 empty] | 42.4008 | -122.8292 | 0 | 0 | #DIV/0! | 0%
| 325MK 8me LLC | 61852 | Eagle Shadow Mountain Solar Farm | NV | Clark | NEVP | IPP Non-CHP | ESMSF |  | 300 | 300 | 300 | Solar Photovoltaic | SUN | PV | 2023 |  |  | (OP) Operating |  | 383 | [6 empty] | 36.6298 | -114.684 | 0 | 0 | #DIV/0! | 0%
| USF Essex Lessor, LLC | 60161 | Eagle Solar | NC | Warren | CPLE | IPP Non-CHP | PV1 |  | 4 | 4 | 4 | Solar Photovoltaic | SUN | PV | 2020 |  |  | (OP) Operating |  | 5.6 | [6 empty] | 36.4583 | -78.1551 | 0 | 0 | #DIV/0! | 0%
| Eagle Springs Solar LLC | 59239 | Eagle Springs Solar LLC | CO | Garfield | PSCO | IPP Non-CHP | ESS01 |  | 1 | 1 | 0.8 | Solar Photovoltaic | SUN | PV | 2013 |  |  | (OP) Operating |  | 1.1 | [6 empty] | 39.5261 | -107.6961 | 0 | 0 | #DIV/0! | 0%
| Eagle Valley Clean Energy LLC | 58574 | Eagle Valley Clean Energy LLC Biomass | CO | Eagle | PSCO | IPP Non-CHP | 01 | 01 | 12.6 | 12.6 | 12.6 | Wood/Wood Waste Biomass | WDS | ST | 2013 |  |  | (OS) Out of service and NOT expected to return to service in next calendar year | [8 empty] | 39.6481 | -106.9431 | 0 | 0 | #DIV/0! | 0%
| Pfizer Inc | 54236 | Pfizer Groton Plant | CT | New London | ISNE | Industrial CHP | GT-1 |  | 37.5 | 32 | 33 | Natural Gas Fired Combustion Turbine | NG | GT | 1989 |  |  | (OP) Operating | [8 empty] | 41.3315 | -72.0786 | 0 | 0 | #DIV/0! | 0%
| City of Earlville - (IA) | 7865 | Earlville | IA | Delaware | MISO | Electric Utility | 1 |  | 1.8 | 1.8 | 1.8 | Petroleum Liquids | DFO | IC | 2001 |  |  | (OP) Operating | [8 empty] | 42.4942 | -91.2725 | 0 | 0 | #DIV/0! | 0%
| Wabash Valley Power Assn, Inc | 57250 | Earthmovers LFGTE | IN | Elkhart | PJM | Electric Utility | 1 |  | 4.8 | 4.8 | 4.8 | Landfill Gas | LFG | IC | 2010 |  |  | (OP) Operating | [8 empty] | 41.6229 | -85.9752 | 0 | 0 | #DIV/0! | 0%
| Constellation Power Source Generation, LLC | 1557 | Philadelphia | MD | Baltimore City | PJM | IPP Non-CHP | GT1 |  | 82.8 | 59.7 | 64.4 | Petroleum Liquids | DFO | GT | 1970 |  |  | (OP) Operating | [8 empty] | 39.2986 | -76.5636 | 0 | 0 | #DIV/0! | 0%
| Birch Creek Power, LLC | 66631 | Earp Solar, LLC | IL | Warren | MISO | IPP Non-CHP | PV |  | 35 | 35 | 35 | Solar Photovoltaic | SUN | PV | 2024 |  |  | (OP) Operating |  | 48 | [6 empty] | 40.8918 | -90.6688 | 0 | 0 | #DIV/0! | 0%
| Phillips 66 Company | 50119 | Phillips 66 Rodeo Refinery | CA | Contra Costa | CISO | Industrial CHP | GENA |  | 54.9 | 45.6 | 49.5 | Other Gases | OG | GT | 1987 |  |  | (OP) Operating | [8 empty] | 38.0417 | -122.2583 | 0 | 0 | #DIV/0! | 0%
| Penn State University | 58195 | East Campus Steam Plant | PA | Centre | PJM | Commercial CHP | CT1 |  | 7 | 7.4 | 8.9 | Natural Gas Fired Combustion Turbine | NG | GT | 2011 |  |  | (OP) Operating | [8 empty] | 40.8092 | -77.8475 | 0 | 0 | #DIV/0! | 0%
| NuGen Capital Management | 61755 | East Acres Solar NG, LLC | MA | Berkshire | ISNE | IPP Non-CHP | EA |  | 5.8 | 5.8 | 2.8 | Solar Photovoltaic | SUN | PV | 2017 |  |  | (OP) Operating |  | 6.8 | [6 empty] | 42.4875 | -73.2423 | 0 | 0 | #DIV/0! | 0%
| NJR Clean Energy Ventures Corporation | 60327 | East Amwell | NJ | Hunterdon | PJM | IPP Non-CHP | AMWEL |  | 1.8 | 1.8 | 1.8 | Solar Photovoltaic | SUN | PV | 2016 |  |  | (OP) Operating |  | 2.2 | [6 empty] | 40.4433 | -74.8764 | 0 | 0 | #DIV/0! | 0%
| Green Mountain Power Corp | 788 | East Barnet | VT | Caledonia | ISNE | Electric Utility | 1 |  | 2.2 | 1.9 | 1.9 | Conventional Hydroelectric | WAT | HY | 1984 |  |  | (OP) Operating | [8 empty] | 44.3263 | -72.0359 | 0 | 0 | #DIV/0! | 0%
| University of Cincinnati | 57929 | East Campus Utility Plant | OH | Hamilton | PJM | Commercial Non-CHP | P007 |  | 6 | 5.7 | 5.7 | Petroleum Liquids | DFO | IC | 2011.3333 |  |  | (OP) Operating | [8 empty] | 39.1379 | -84.5049 | 0 | 0 | #DIV/0! | 0%
| Duke Energy Renewables Services | 57659 | East Blackland Solar Project 1 | TX | Travis | ERCO | IPP Non-CHP | PSF |  | 144 | 144 | 144 | Solar Photovoltaic | SUN | PV | 2021 |  |  | (OP) Operating |  | 186 | [6 empty] | 30.4214 | -97.4614 | 0 | 0 | #DIV/0! | 0%
| Altus Power America Management, LLC | 62197 | East Bridgewater Solar | MA | Plymouth | ISNE | IPP Non-CHP | EBRID |  | 2.3 | 2.3 | 2.3 | Solar Photovoltaic | SUN | PV | 2017 |  |  | (OP) Operating |  | 2.8 | [6 empty] | 42.0599 | -70.9818 | 0 | 0 | #DIV/0! | 0%
| East Brookfield Adams Road Solar LLC | 64129 | East Brookfield Adams Road Solar LLC CSG | MA | Worcester | ISNE | IPP Non-CHP | EBARB |  | 8.1 | 7.8 | 7.8 | Batteries | MWH | BA | 2021 |  |  | (OP) Operating | 6.3 | [7 empty] | 42.196 | -72.0308 | 0 | 0 | #DIV/0! | 0%
| AES Distributed Energy | 63887 | East Brookfield Main Street Solar LLC CS | MA | Worcester | ISNE | IPP Non-CHP | EBMSS |  | 1 | 1 | 1 | Solar Photovoltaic | SUN | PV | 2020 |  |  | (OP) Operating |  | 1.4 | [6 empty] | 42.2323 | -72.0294 | 0 | 0 | #DIV/0! | 0%
| Piedmont Green Power LLC | 57909 | Piedmont Green Power | GA | Lamar | SOCO | IPP Non-CHP | GEN1 |  | 60 | 55 | 55 | Wood/Wood Waste Biomass | WDS | ST | 2013 |  |  | (OP) Operating | [8 empty] | 33.0453 | -84.1256 | 0 | 0 | #DIV/0! | 0%
| Suzano Packaging LLC | 10627 | Pine Bluff Mill | AR | Jefferson | MISO | Industrial CHP | 1TG1 |  | 85 | 60.9 | 62.4 | Wood/Wood Waste Biomass | BLQ | ST | 1959.3333 |  |  | (OP) Operating | [8 empty] | 34.2212 | -91.9074 | 0 | 0 | #DIV/0! | 0%
| Altus Power America Management, LLC | 59018 | East Chicago | IN | Lake | MISO | IPP Non-CHP | 1 |  | 2 | 2 | 2 | Solar Photovoltaic | SUN | PV | 2013 |  |  | (OP) Operating |  | 2.3 | [6 empty] | 41.6322 | -87.4692 | 0 | 0 | #DIV/0! | 0%
| RPCA Solar 7, LLC | 66810 | East Cleveland Road Solar | CA | Merced | CISO | IPP Non-CHP | ECLE |  | 3 | 3 | 3 | Solar Photovoltaic | SUN | PV | 2025 |  |  | (OP) Operating | [8 empty] | 37.125 | -120.4575 | 0 | 0 | #DIV/0! | 0%
| Altus Power America Management, LLC | 65752 | East Fishkill CSG | NY | Dutchess | NYIS | IPP Non-CHP | EFK |  | 2 | 2 | 2 | Solar Photovoltaic | SUN | PV | 2019 |  |  | (OP) Operating |  | 2.9 | [6 empty] | 41.571 | -73.829 | 0 | 0 | #DIV/0! | 0%
| Engie North America | 62220 | East Fork Wind Project, LLC | KS | Thomas | SWPP | IPP Non-CHP | WTGS |  | 195.8 | 195.8 | 195.8 | Onshore Wind Turbine | WND | WT | 2020 |  |  | (OP) Operating | [8 empty] | 39.306 | -101.0744 | 0 | 0 | #DIV/0! | 0%
| East. Michigan Univ. Heating Plant | 59452 | East. Michigan Univ. Heating Plant | MI | Washtenaw | MISO | Commercial CHP | COGN2 |  | 7.8 | 6.8 | 6.8 | Natural Gas Fired Combustion Turbine | NG | GT | 2018 |  |  | (OP) Operating | [8 empty] | 42.2489 | -83.6289 | 0 | 0 | #DIV/0! | 0%
| East Hampton Energy Storage Center, LLC | 62733 | East Hampton Energy Storage Center | NY | Suffolk | NYIS | IPP Non-CHP | BEH |  | 5 | 5 | 5 | Batteries | MWH | BA | 2018 |  |  | (OP) Operating | 40 | [7 empty] | 40.9618 | -72.2099 | 0 | 0 | #DIV/0! | 0%
| Imperial Irrigation District | 586 | East Highline | CA | Imperial | IID | Electric Utility | 1 |  | 2.4 | 1 | 0.8 | Conventional Hydroelectric | WAT | HY | 1984 |  |  | (OP) Operating | [8 empty] | 32.6995 | -115.2825 | 0 | 0 | #DIV/0! | 0%
| East Kansas Agri-Energy, LLC | 59383 | East Kansas Agri-Energy, LLC | KS | Anderson | SWPP | Industrial Non-CHP | KATO |  | 2 | 0.8 | 0.8 | All Other | WH | ST | 2005 |  |  | (OP) Operating | [8 empty] | 38.2725 | -95.2403 | 0 | 0 | #DIV/0! | 0%
| AES Distributed Energy | 62899 | East Line Solar | AZ | Pinal | SRP | IPP Non-CHP | EASTL |  | 100 | 100 | 100 | Solar Photovoltaic | SUN | PV | 2020 |  |  | (OP) Operating |  | 121.4 | [6 empty] | 32.847 | -111.5651 | 0 | 0 | #DIV/0! | 0%
| NSTAR Electric Company | 62059 | East Longmeadow Solar PV | MA | Hampden | ISNE | Electric Utility | LG400 |  | 5 | 5 | 5 | Solar Photovoltaic | SUN | PV | 2019 |  |  | (OP) Operating |  | 7 | [6 empty] | 42.0468 | -72.4591 | 0 | 0 | #DIV/0! | 0%
| Pine Gate Renewables | 63789 | East Nash PV2 | NC | Nash | CPLE | IPP Non-CHP | ENSH2 |  | 23.4 | 23.4 | 23.4 | Solar Photovoltaic | SUN | PV | 2023 |  |  | (OP) Operating |  | 32.8 | [6 empty] | 35.9557 | -78.0936 | 0 | 0 | #DIV/0! | 0%
| Erie Boulevard Hydropower LP | 2561 | East Norfolk | NY | St Lawrence | NYIS | IPP Non-CHP | 1 |  | 4 | 4.1 | 4 | Conventional Hydroelectric | WAT | HY | 1928 |  |  | (OP) Operating | [8 empty] | 44.7989 | -74.9856 | 0 | 0 | #DIV/0! | 0%
| MN8 Energy LLC | 60727 | East Orange Solar | NJ | Essex | PJM | IPP Non-CHP | PV1 |  | 4.5 | 4.5 | 4.5 | Solar Photovoltaic | SUN | PV | 2015 |  |  | (OP) Operating |  | 5.5 | [6 empty] | 40.7476 | -74.3358 | 0 | 0 | #DIV/0! | 0%
| Southern Power Co | 60436 | East Pecos Solar | TX | Pecos | ERCO | IPP Non-CHP | 1 |  | 118.5 | 118.5 | 118.5 | Solar Photovoltaic | SUN | PV | 2017 |  |  | (OP) Operating |  | 142.8 | [6 empty] | 31.0009 | -102.2817 | 0 | 0 | #DIV/0! | 0%
| East Point Energy Center, LLC | 65805 | East Point Energy Center | NY | Schoharie | NYIS | IPP Non-CHP | EP01 |  | 50 | 50 | 50 | Solar Photovoltaic | SUN | PV | 2024 |  |  | (OP) Operating |  | 50.84 | [6 empty] | 42.4614 | -74.3351 | 0 | 0 | #DIV/0! | 0%
| Calleguas Mun Water District | 50375 | East Portal Generator | CA | Los Angeles | CISO | IPP Non-CHP | GEN1 |  | 1.2 | 1.2 | 1.2 | Conventional Hydroelectric | WAT | HY | 1987 |  |  | (OP) Operating | [8 empty] | 34.2619 | -118.6242 | 0 | 0 | #DIV/0! | 0%
| National Grid | 62981 | East Pulaski BESS | NY | Oswego | NYIS | Electric Utility | BESS |  | 2 | 2 | 2 | Batteries | MWH | BA | 2018 |  |  | (OP) Operating | 4.2 | [7 empty] | 43.5466 | -76.104 | 0 | 0 | #DIV/0! | 0%
| Maryland Environmental Service | 10693 | Eastern Correctional Institute | MD | Somerset | PJM | Commercial CHP | 1147 |  | 5.8 | 4.6 | 3.6 | Wood/Wood Waste Biomass | WDS | ST | 1987.5 |  |  | (OP) Operating | [8 empty] | 38.159 | -75.704 | 0 | 0 | #DIV/0! | 0%
| PacifiCorp | 3025 | East Side | OR | Klamath | PACW | Electric Utility | 1 |  | 3.2 | 3 | 3 | Conventional Hydroelectric | WAT | HY | 1924 |  |  | (OP) Operating | [8 empty] | 42.2248 | -121.7955 | 0 | 0 | #DIV/0! | 0%
| NSTAR Electric Company | 62093 | East Springfield Solar PV | MA | Hampden | ISNE | Electric Utility | REC34 |  | 1.4 | 1.4 | 1.4 | Solar Photovoltaic | SUN | PV | 2018 |  |  | (OP) Operating |  | 1.9 | [6 empty] | 42.14 | -72.55 | 0 | 0 | #DIV/0! | 0%
| East Victory Way Solar LLC | 66945 | East Victory Way Solar | CO | Moffat | PSCO | IPP Non-CHP | YVEA |  | 4 | 4 | 4 | Solar Photovoltaic | SUN | PV | 2023 |  |  | (OP) Operating |  | 5.2 | [6 empty] | 40.5131 | -107.5018 | 0 | 0 | #DIV/0! | 0%
| Strata Manager, LLC | 59189 | East Wayne Solar LLC | NC | Wayne | CPLE | IPP Non-CHP | 1 |  | 2 | 2 | 2 | Solar Photovoltaic | SUN | PV | 2014 |  |  | (OP) Operating |  | 2.7 | [6 empty] | 35.4417 | -77.85 | 0 | 0 | #DIV/0! | 0%
| Terra-Gen Operating Co-Wind | 50820 | East Winds Project | CA | Riverside | CISO | IPP Non-CHP | GEN1 |  | 3 | 3 | 3 | Onshore Wind Turbine | WND | WT | 1985 |  |  | (OP) Operating | [8 empty] | 33.8909 | -116.5415 | 0 | 0 | #DIV/0! | 0%
| DG Connecticut III, LLC | 65667 | East Windsor Solar One | CT | Hartford | ISNE | IPP Non-CHP | EWS1 |  | 5 | 5 | 5 | Solar Photovoltaic | SUN | PV | 2021 |  |  | (OP) Operating |  | 7.6 | [6 empty] | 41.89 | -72.518 | 0 | 0 | #DIV/0! | 0%
| NextEra Renewable Fuels, LLC | 56571 | Eastern Landfill Gas LLC | MD | Baltimore | PJM | IPP Non-CHP | 1 |  | 4 | 5.2 | 5.2 | Landfill Gas | LFG | IC | 2010 |  |  | (OP) Operating | [8 empty] | 39.3897 | -76.392 | 0 | 0 | #DIV/0! | 0%
| Eastern Maine Medical Center | 58153 | Eastern Maine Medical Center | ME | Penobscot | ISNE | Commercial CHP | COGE |  | 3.8 | 3.8 | 5 | Natural Gas Fired Combustion Turbine | NG | GT | 2006 |  |  | (OP) Operating | [8 empty] | 44.8083 | -68.7508 | 0 | 0 | #DIV/0! | 0%
| Central Iowa Power Cooperative | 60876 | Eastern Iowa Solar | IA | Muscatine | MISO | Electric Utility | EIS1 |  | 1.8 | 1.8 | 1.8 | Solar Photovoltaic | SUN | PV | 2016 |  |  | (OP) Operating |  | 2.3 | [6 empty] | 41.597 | -91.0363 | 0 | 0 | #DIV/0! | 0%
| Reworld Projects, LLC | 50884 | Pinellas County Resource Recovery | FL | Pinellas | FPC | Commercial Non-CHP | GEN1 |  | 76.5 | 58.1 | 58.1 | Municipal Solid Waste | MSW | ST | 1984.5 |  |  | (OP) Operating | [8 empty] | 27.8733 | -82.6741 | 0 | 0 | #DIV/0! | 0%
| City of Piqua - (OH) | 2937 | Piqua Power Plant | OH | Miami | PJM | Electric Utility | 11 |  | 36.3 | 36.5 | 36.5 | Petroleum Liquids | DFO | GT | 1980.5 |  |  | (OP) Operating | [8 empty] | 40.1338 | -84.2373 | 0 | 0 | #DIV/0! | 0%
| Dominion Renewable Energy | 60127 | Eastern Shore Solar, LLC | VA | Accomack | PJM | IPP Non-CHP | PV1 |  | 80 | 80 | 80 | Solar Photovoltaic | SUN | PV | 2016 |  |  | (OP) Operating |  | 105.4 | [6 empty] | 37.9439 | -75.5696 | 0 | 0 | #DIV/0! | 0%
| Easthampton Park Solar 1, LLC | 63953 | Easthampton CSG | MA | Hampshire | ISNE | IPP Non-CHP | EASTP |  | 2.5 | 2.5 | 2.5 | Solar Photovoltaic | SUN | PV | 2020 |  |  | (OP) Operating |  | 3 | [6 empty] | 42.2478 | -72.6798 | 0 | 0 | #DIV/0! | 0%
| CleanCapital Holdings | 58272 | Easthampton Landfill-City of Easthampton | MA | Hampshire | ISNE | IPP Non-CHP | 1 |  | 1.9 | 1.9 | 1.9 | Solar Photovoltaic | SUN | PV | 2012 |  |  | (OP) Operating |  | 2.3 | [6 empty] | 42.2869 | -72.7014 | 0 | 0 | #DIV/0! | 0%
| IMG Energy Solutions | 64873 | Pittsburgh Airport Gas Plant | PA | Allegheny | PJM | IPP Non-CHP | GEN1 |  | 22 | 22 | 22 | Natural Gas Internal Combustion Engine | NG | IC | 2021 |  |  | (OP) Operating | [8 empty] | 40.495 | -80.233 | 0 | 0 | #DIV/0! | 0%
| Central Rivers Power NH, LLC | 2356 | Eastman Falls | NH | Merrimack | ISNE | IPP Non-CHP | 1 |  | 6.4 | 5.6 | 6.5 | Conventional Hydroelectric | WAT | HY | 1960 |  |  | (OP) Operating | [8 empty] | 43.4472 | -71.6579 | 0 | 0 | #DIV/0! | 0%
| City Of High Point | 57606 | Eastside WWTP | NC | Guilford | DUK | Electric Utility | 1 |  | 5.4 | 5.4 | 5.4 | Petroleum Liquids | DFO | IC | 2004 |  |  | (OP) Operating | [8 empty] | 35.9428 | -79.9089 | 0 | 0 | #DIV/0! | 0%
| Pixelle Specialty Solution, LLC | 10244 | Pixelle Specialty Solutions LLC - Chilli | OH | Ross | PJM | Industrial CHP | T-10 |  | 92.8 | 32.5 | 35.7 | Wood/Wood Waste Biomass | BLQ | ST | 1963.75 |  |  | (OS) Out of service and NOT expected to return to service in next calendar year | [8 empty] | 39.3246 | -82.974 | 0 | 1973437.757 | #DIV/0! | 0%
| Easton CSG 1 LLC | 65798 | Easton CSG 1 LLC | ME | Aroostook | ISNE | IPP Non-CHP | ESTON |  | 3.3 | 1.3 | 0.6 | Solar Photovoltaic | SUN | PV | 2024 |  |  | (OP) Operating |  | 4.1 | [6 empty] | 46.6433 | -67.9087 | 0 | 0 | #DIV/0! | 0%
| CleanCapital Holdings | 59134 | Easton Landfill | MA | Bristol | ISNE | IPP Non-CHP | 57449 |  | 1.6 | 1.6 | 1.6 | Solar Photovoltaic | SUN | PV | 2013 |  |  | (OP) Operating |  | 1.9 | [6 empty] | 42.0103 | -71.0922 | 0 | 0 | #DIV/0! | 0%
| Strata Manager, LLC | 59562 | Eastover Farm | NC | Scotland | CPLE | IPP Non-CHP | PV1 |  | 5 | 5 | 5 | Solar Photovoltaic | SUN | PV | 2014 |  |  | (OP) Operating |  | 6.4 | [6 empty] | 34.7422 | -79.4631 | 0 | 0 | #DIV/0! | 0%
| Eastover Solar, LLC | 66717 | Eastover Solar | SC | Richland | CPLE | IPP Non-CHP | ESTOR |  | 91.6 | 91.6 | 91.6 | Solar Photovoltaic | SUN | PV | 2023 |  |  | (OP) Operating |  | 103 | [6 empty] | 33.9185 | -80.6467 | 0 | 0 | #DIV/0! | 0%
| Eastridge Wind Project | 56543 | Eastridge Wind Project | MN | Murray | MISO | IPP Non-CHP | 1 |  | 10.4 | 10.4 | 10.4 | Onshore Wind Turbine | WND | WT | 2006 |  |  | (OP) Operating | [8 empty] | 43.9358 | -95.9222 | 0 | 0 | #DIV/0! | 0%
| ECP Uptown Campus LLC | 63485 | ECP Uptown Campus | PA | Allegheny | PJM | IPP CHP | 1 |  | 5.6 | 4.3 | 5.6 | Natural Gas Fired Combustion Turbine | NG | GT | 1997 |  |  | (OP) Operating | [8 empty] | 40.4373 | -79.9874 | 0 | 0 | #DIV/0! | 0%
| Enel Green Power NA, Inc. | 60524 | Eastwood Solar | MN | Blue Earth | MISO | IPP Non-CHP | PV1 |  | 5.5 | 5.5 | 5.5 | Solar Photovoltaic | SUN | PV | 2016 |  |  | (OP) Operating |  | 8.2 | [6 empty] | 44.1545 | -93.9166 | 0 | 0 | #DIV/0! | 0%
| Pixelle Specialty Solutions LLC - (PA) | 50397 | Pixelle Specialty Solutions LLC - Spring | PA | York | PJM | Industrial CHP | GEN1 |  | 103.6 | 85 | 85 | Natural Gas Steam Turbine | NG | ST | 1968.2 |  |  | (OP) Operating | [8 empty] | 39.8709 | -76.8681 | 0 | 4731445.949 | #DIV/0! | 0%
| Ebony Energy Storage, LLC | 67237 | Ebony Energy Storage | TX | Comal | ERCO | IPP Non-CHP | EBON1 |  | 207.9 | 200 | 200 | Batteries | MWH | BA | 2024 |  |  | (OP) Operating | 400 | [7 empty] | 29.6201 | -98.3345 | 0 | 0 | #DIV/0! | 0%
| Citizens Enterprises Corporation | 59032 | EBZ Solar | MA | Middlesex | ISNE | IPP Non-CHP | 0031 |  | 2.5 | 2.5 | 2.5 | Solar Photovoltaic | SUN | PV | 2013 |  |  | (OP) Operating |  | 3 | [6 empty] | 42.5706 | -71.625 | 0 | 0 | #DIV/0! | 0%
| Green Street Power Partners | 68640 | ECA CO Greeley | CO | Weld | PSCO | IPP Non-CHP | GREEL |  | 3.3 | 3.3 | 3.3 | Solar Photovoltaic | SUN | PV | 2024 |  |  | (OP) Operating |  | 3.7 | [6 empty] | 40.481 | -104.7159 | 0 | 0 | #DIV/0! | 0%
| City of Bountiful | 4263 | Echo Dam | UT | Summit | PACE | Electric Utility | 3 |  | 4.4 | 4.4 | 4.3 | Conventional Hydroelectric | WAT | HY | 1987 |  |  | (OP) Operating | [8 empty] | 40.9648 | -111.4339 | 0 | 0 | #DIV/0! | 0%
| Florida Power & Light Co | 62490 | Echo River Solar | FL | Suwannee | FPL | Electric Utility | 1 |  | 104.5 | 104.5 | 104.5 | Solar Photovoltaic | SUN | PV | 2020.5 |  |  | (OP) Operating |  | 108 | [6 empty] | 30.2962 | -82.8643 | 0 | 0 | #DIV/0! | 0%
| DTE Electric Company | 58121 | Echo Wind Park | MI | Huron | MISO | Electric Utility | GEN1 |  | 162 | 162 | 162 | Onshore Wind Turbine | WND | WT | 2014.6667 |  |  | (OP) Operating | [8 empty] | 43.8825 | -83.1614 | 0 | 0 | #DIV/0! | 0%
| MidAmerican Energy Co | 57873 | Eclipse Wind Farm | IA | Guthrie | MISO | Electric Utility | EWF |  | 207.1 | 200 | 200 | Onshore Wind Turbine | WND | WT | 2012 |  |  | (OP) Operating | [8 empty] | 41.5547 | -94.685 | 0 | 0 | #DIV/0! | 0%
| Acciona Wind Energy USA LLC | 56805 | EcoGrove Wind LLC | IL | Stephenson | PJM | IPP Non-CHP | 1 |  | 100.5 | 100.5 | 100.5 | Onshore Wind Turbine | WND | WT | 2009 |  |  | (OP) Operating | [8 empty] | 42.4515 | -89.8784 | 0 | 0 | #DIV/0! | 0%
| Plainfield Renewable Energy, LLC | 56847 | Plainfield Renewable Energy LLC | CT | Windham | ISNE | IPP Non-CHP | STG |  | 43 | 37.5 | 37.5 | Wood/Wood Waste Biomass | WDS | ST | 2013 |  |  | (OP) Operating | [8 empty] | 41.6644 | -71.9242 | 0 | 0 | #DIV/0! | 0%
| Town of Edenton - (NC) | 7429 | Edenton Generators | NC | Chowan | PJM | Electric Utility | 2 |  | 2.4 | 2.4 | 2.4 | Petroleum Liquids | DFO | IC | 2001 |  |  | (OP) Operating | [8 empty] | 36.0286 | -76.5719 | 0 | 0 | #DIV/0! | 0%
| Generate Capital | 67618 | Eddy | NY | Wayne | NYIS | IPP Non-CHP | 11054 |  | 2.3 | 2.3 | 2.3 | Solar Photovoltaic | SUN | PV | 2023 |  |  | (OP) Operating |  | 3.3 | [6 empty] | 43.2032 | -77.2069 | 0 | 0 | #DIV/0! | 0%
| Cypress Creek Renewables | 61874 | Eddy II | TX | McLennan | ERCO | IPP Non-CHP | GEN1 |  | 10 | 10 | 10 | Solar Photovoltaic | SUN | PV | 2018 |  |  | (OP) Operating |  | 14.2 | [6 empty] | 31.2912 | -97.2607 | 0 | 0 | #DIV/0! | 0%
| Plains End Operating Services LLC | 55650 | Plains End | CO | Jefferson | PSCO | IPP Non-CHP | GE10 |  | 114 | 110 | 110 | Natural Gas Internal Combustion Engine | NG | IC | 2002 |  |  | (OP) Operating | [8 empty] | 39.8575 | -105.226 | 0 | 0 | #DIV/0! | 0%
| Dowmont Solar, LLC | 68628 | Eden Dowmont Road | NY | Washington | NYIS | IPP Non-CHP | EDDOW |  | 5 | 5 | 5 | Solar Photovoltaic | SUN | PV | 2024 |  |  | (OP) Operating |  | 7 | [6 empty] | 43.2706 | -73.5241 | 0 | 0 | #DIV/0! | 0%
| Hidden Meadows Solar, LLC | 68629 | Eden Hidden Meadows | NY | Washington | NYIS | IPP Non-CHP | EHMEA |  | 5 | 5 | 5 | Solar Photovoltaic | SUN | PV | 2024 |  |  | (OP) Operating |  | 7 | [6 empty] | 43.282 | -73.5227 | 0 | 0 | #DIV/0! | 0%
| AES Distributed Energy | 59778 | Eden Solar LLC | NC | Richmond | DUK | IPP Non-CHP | EDENS |  | 47.7 | 47.7 | 47.7 | Solar Photovoltaic | SUN | PV | 2015 |  |  | (OP) Operating |  | 62.1 | [6 empty] | 35.1485 | -79.6364 | 0 | 0 | #DIV/0! | 0%
| American Mun Power-Ohio, Inc | 7874 | Edgerton | OH | Williams | PJM | Electric Utility | 1 |  | 3.6 | 3.6 | 3.6 | Petroleum Liquids | DFO | IC | 2000 |  |  | (OP) Operating | [8 empty] | 41.45 | -84.7672 | 0 | 0 | #DIV/0! | 0%
| Edenton Solar | 61781 | Edenton Solar | NC | Chowan | PJM | IPP Non-CHP | EDE |  | 5 | 5 | 5 | Solar Photovoltaic | SUN | PV | 2019 |  |  | (OP) Operating |  | 7.5 | [6 empty] | 36.054 | -76.544 | 0 | 0 | #DIV/0! | 0%
| ESNY-RT-ELMSFORD, LLC | 67293 | EDF - Liberty NY - Real Term CSG | NY | Westchester | NYIS | IPP Non-CHP | 71334 |  | 2.1 | 2.1 | 2.1 | Solar Photovoltaic | SUN | PV | 2023 |  |  | (OP) Operating |  | 2.5 | [6 empty] | 41.0665 | -73.8225 | 0 | 0 | #DIV/0! | 0%
| CleanCapital Holdings | 59140 | EDF Lancaster | MA | Worcester | ISNE | IPP Non-CHP | INV-1 |  | 4.5 | 4.5 | 4.5 | Solar Photovoltaic | SUN | PV | 2014 |  |  | (OP) Operating |  | 5.9 | [6 empty] | 42.5292 | -71.6653 | 0 | 0 | #DIV/0! | 0%
| MN8 Energy LLC | 64327 | EDF Ph1 Toms River | NJ | Ocean | PJM | IPP Non-CHP | GEN1 |  | 21.3 | 21.3 | 21.3 | Solar Photovoltaic | SUN | PV | 2021 |  |  | (OP) Operating |  | 28.9 | [6 empty] | 39.984 | -74.238 | 0 | 0 | #DIV/0! | 0%
| EDF Renewable Asset Holdings, Inc. | 54453 | EDF Renewable Windfarm V Inc | CA | Solano | CISO | IPP Non-CHP | GEN2 |  | 15.5 | 15.5 | 15.5 | Onshore Wind Turbine | WND | WT | 1990 |  |  | (OP) Operating | [8 empty] | 38.1167 | -121.8333 | 0 | 0 | #DIV/0! | 0%
| Standard Solar | 67708 | EDF Saucon Valley | PA | District of Columbia | PJM | IPP Non-CHP | EDFSV |  | 2.6 | 2.6 | 2.6 | Solar Photovoltaic | SUN | PV | 2024 |  |  | (OP) Operating | [8 empty] | 40.5818 | -75.3573 | 0 | 0 | #DIV/0! | 0%
| Plains End Operating Services LLC | 56516 | Plains End II LLC | CO | Jefferson | PSCO | IPP Non-CHP | 2G01 |  | 117.6 | 111.4 | 112.3 | Natural Gas Internal Combustion Engine | NG | IC | 2008 |  |  | (OP) Operating | [8 empty] | 39.8586 | -105.2256 | 0 | 0 | #DIV/0! | 0%
| Graphic Packaging International | 50028 | Plant 31 Paper Mill | LA | Ouachita | MISO | Industrial CHP | GEN5 |  | 84.2 | 77 | 84 | Wood/Wood Waste Biomass | BLQ | ST | 1985.6667 |  |  | (OP) Operating | [8 empty] | 32.4868 | -92.1496 | 0 | 0 | #DIV/0! | 0%
| City of Marquette - (MI) | 1840 | Plant Four | MI | Marquette | MISO | Electric Utility | CT1 |  | 24 | 20 | 22 | Petroleum Liquids | DFO | GT | 1979 |  |  | (SB) Standby/Backup: available for service but not normally used | [8 empty] | 46.576 | -87.4036 | 0 | 0 | #DIV/0! | 0%
| City of Harrisonburg - (VA) | 56005 | Pleasant Valley (VA) | VA | Rockingham | PJM | Electric Utility | D-4 |  | 20.5 | 13 | 17 | Petroleum Liquids | DFO | IC | 2001.6667 |  |  | (OP) Operating | [8 empty] | 38.4006 | -78.8983 | 0 | 0 | #DIV/0! | 0%
| Prologis Logistics Services Incorporated | 67067 | Edison 0308 Solar | NJ | Middlesex | PJM | IPP Non-CHP | CJ308 |  | 2.5 | 2.5 | 2.5 | Solar Photovoltaic | SUN | PV | 2022 |  |  | (OP) Operating |  | 4 | [6 empty] | 40.53 | -74.387 | 0 | 0 | #DIV/0! | 0%
| Prologis Logistics Services Incorporated | 67066 | Edison 7205 Solar | NJ | Middlesex | PJM | IPP Non-CHP | NJ205 |  | 1.4 | 1.4 | 1.4 | Solar Photovoltaic | SUN | PV | 2022 |  |  | (OP) Operating |  | 1.9 | [6 empty] | 40.53 | -74.402 | 0 | 0 | #DIV/0! | 0%
| Strata Manager, LLC | 66371 | Edison Farm | NC | Rockingham | DUK | IPP Non-CHP | EDISN |  | 2 | 2 | 2 | Solar Photovoltaic | SUN | PV | 2022 |  |  | (OP) Operating |  | 2.7 | [6 empty] | 36.517 | -79.7092 | 0 | 0 | #DIV/0! | 0%
| Cloverland Electric Co-op | 1751 | Edison Sault | MI | Chippewa | MISO | Electric Utility | 10 |  | 41.8 | 29.2 | 22.5 | Conventional Hydroelectric | WAT | HY | 1948.4247 |  |  | (OP) Operating | [8 empty] | 46.4974 | -84.332 | 0 | 0 | #DIV/0! | 0%
| DP-C2 Episode 1 LLC | 61975 | Edison Solar | SC | Barnwell | SCEG | IPP Non-CHP | C2BV |  | 4.8 | 4.8 | 4.8 | Solar Photovoltaic | SUN | PV | 2019 |  |  | (OP) Operating |  | 6.79 | [6 empty] | 33.2442 | -81.3862 | 0 | 0 | #DIV/0! | 0%
| Edom Hills Project 1 LLC | 50553 | Edom Hills Project 1 LLC | CA | Riverside | CISO | IPP Non-CHP | 1 |  | 20 | 20 | 20 | Onshore Wind Turbine | WND | WT | 2008 |  |  | (OP) Operating | [8 empty] | 33.8817 | -116.4603 | 0 | 0 | #DIV/0! | 0%
| California Dept. of Water Resources | 437 | Edward C Hyatt | CA | Butte | CISO | Electric Utility | 1 |  | 644.1 | 743.1 | 761.7 | Conventional Hydroelectric | WAT | HY | 1968.1667 |  |  | (OP) Operating | [8 empty] | 39.543 | -121.4922 | 0 | 0 | #DIV/0! | 0%
| Oklahoma Municipal Power Authority | 7546 | Ponca City | OK | Kay | SWPP | Electric Utility | 1 | CC1 | 134.3 | 106.8 | 106.8 | Natural Gas Fired Combined Cycle | NG | CA | 1988 |  |  | (OP) Operating | [8 empty] | 36.7198 | -97.0858 | 0 | 0 | #DIV/0! | 0%
| CleanCapital Holdings | 58076 | Edwards Air Force Base | CA | Kern | CISO | IPP Non-CHP | 1 |  | 3 | 3 | 3 | Solar Photovoltaic | SUN | PV | 2011 |  |  | (OP) Operating |  | 1.13 | [6 empty] | 34.9077 | -117.9206 | 0 | 0 | #DIV/0! | 0%
| Terra-Gen Operating Co-Hybrid | 64878 | Edwards Sanborn E1A | CA | Kern | CISO | IPP Non-CHP | BESS |  | 293.3 | 293.3 | 293.3 | Batteries | MWH | BA | 2022 |  |  | (OP) Operating | 272 | [7 empty] | 34.9619 | -118.1242 | 0 | 0 | #DIV/0! | 0%
| Terra-Gen Operating Co-Hybrid | 65674 | Edwards Sanborn E1B | CA | Kern | CISO | IPP Non-CHP | BESS |  | 290.4 | 290.4 | 290.4 | Batteries | MWH | BA | 2022.5 |  |  | (OP) Operating | 136 | [7 empty] | 34.964 | -118.0941 | 0 | 0 | #DIV/0! | 0%
| Terra-Gen Operating Co-Hybrid | 64879 | Edwards Sanborn E2 | CA | Kern | CISO | IPP Non-CHP | BESS |  | 257.8 | 257.8 | 257.8 | Batteries | MWH | BA | 2021.5 |  |  | (OP) Operating | 250 | [7 empty] | 34.9415 | -118.129 | 0 | 0 | #DIV/0! | 0%
| Terra-Gen Operating Co-Hybrid | 64877 | Edwards Sanborn E3 | CA | Kern | CISO | IPP Non-CHP | BESS |  | 38.1 | 38.1 | 38.1 | Batteries | MWH | BA | 2021 |  |  | (OP) Operating | 31.5 | [7 empty] | 34.9463 | -118.1265 | 0 | 0 | #DIV/0! | 0%
| Terra-Gen Operating Co-Hybrid | 65675 | Edwards Sanborn E4 | CA | Kern | CISO | IPP Non-CHP | BESS |  | 248.9 | 248.9 | 248.9 | Batteries | MWH | BA | 2022.5 |  |  | (OP) Operating | 100 | [7 empty] | 34.9436 | -118.088 | 0 | 0 | #DIV/0! | 0%
| Terra-Gen Operating Co-Hybrid | 65676 | Edwards Sanborn E5 | CA | Kern | CISO | IPP Non-CHP | BESS |  | 115 | 115 | 115 | Batteries | MWH | BA | 2022.5 |  |  | (OP) Operating | 188 | [7 empty] | 34.9653 | -118.0773 | 0 | 0 | #DIV/0! | 0%
| Terra-Gen Operating Co-Hybrid | 64929 | Edwards Sanborn S1 | CA | Kern | CISO | IPP Non-CHP | BESS |  | 84.6 | 84.6 | 84.6 | Batteries | MWH | BA | 2022 |  |  | (OP) Operating | 83.5 | [7 empty] | 35.0277 | -118.1328 | 0 | 0 | #DIV/0! | 0%
| Terra-Gen Operating Co-Hybrid | 64928 | Edwards Sanborn S3 | CA | Kern | CISO | IPP Non-CHP | BESS |  | 70.7 | 70.7 | 70.7 | Batteries | MWH | BA | 2022 |  |  | (OP) Operating | 70 | [7 empty] | 35.0164 | -118.1225 | 0 | 0 | #DIV/0! | 0%
| Terra-Gen Operating Co-Hybrid | 65677 | Edwards Sanborn S4 | CA | Kern | CISO | IPP Non-CHP | BESS |  | 60 | 60 | 60 | Batteries | MWH | BA | 2022.5 |  |  | (OP) Operating | 18.8 | [7 empty] | 35.0125 | -118.1193 | 0 | 0 | #DIV/0! | 0%
| City of Poplar Bluff - (MO) | 7392 | Poplar Bluff Generating Station | MO | Butler | SWPP | Electric Utility | 1 |  | 34.1 | 32.6 | 32.6 | Natural Gas Internal Combustion Engine | NG | IC | 1991.6 |  |  | (OP) Operating | [8 empty] | 36.7597 | -90.3903 | 0 | 0 | #DIV/0! | 0%
| Edwardsville Solar II, LLC | 64016 | Edwardsville Solar II | IL | Madison | MISO | IPP Non-CHP | 6777 |  | 2 | 2 | 1.6 | Solar Photovoltaic | SUN | PV | 2021 |  |  | (OP) Operating |  | 2.8 | [6 empty] | 38.8145 | -89.9973 | 0 | 0 | #DIV/0! | 0%
| Georgia Power Co | 6051 | Edwin I Hatch | GA | Appling | SOCO | Electric Utility | 1 |  | 1848 | 1759 | 1759 | Nuclear | NUC | ST | 1977 |  |  | (OP) Operating | [8 empty] | 31.9342 | -82.3447 | 0 | 0 | #DIV/0! | 0%
| EE Waianae Solar Project LLC | 61172 | EE Waianae Solar Project | HI | Honolulu | HECO | IPP Non-CHP | WAIAN |  | 28.3 | 27.6 | 27.6 | Solar Photovoltaic | SUN | PV | 2017 |  |  | (OP) Operating |  | 40.3 | [6 empty] | 21.452 | -158.1879 | 0 | 0 | #DIV/0! | 0%
| Erie Boulevard Hydropower LP | 2556 | Eel Weir | NY | St Lawrence | NYIS | IPP Non-CHP | 1 |  | 2.5 | 2 | 2 | Conventional Hydroelectric | WAT | HY | 1928 |  |  | (OP) Operating | [8 empty] | 44.6384 | -75.4905 | 0 | 0 | #DIV/0! | 0%
| Erie Boulevard Hydropower LP | 2557 | Effley | NY | Lewis | NYIS | IPP Non-CHP | 1 |  | 3 | 2.9 | 2.6 | Conventional Hydroelectric | WAT | HY | 1910.5 |  |  | (OP) Operating | [8 empty] | 43.9228 | -75.2779 | 0 | 0 | #DIV/0! | 0%
| Kauai Island Utility Cooperative | 6474 | Port Allen (HI) | HI | Kauai |  | Electric Utility | 3 |  | 89.5 | 80.1 | 80.1 | Petroleum Liquids | DFO | IC | 1976.7273 |  |  | (OP) Operating | [8 empty] | 21.8996 | -159.585 | 0 | 0 | #DIV/0! | 0%
| Florida Power & Light Co | 62925 | Egret Solar Center | FL | Baker | FPL | Electric Utility | 1 |  | 74.5 | 74.5 | 74.5 | Solar Photovoltaic | SUN | PV | 2020 |  |  | (OP) Operating |  | 93.8 | [6 empty] | 30.2825 | -82.1838 | 0 | 0 | #DIV/0! | 0%
| Green Mountain Power Corp | 54384 | EHC West Hopkinton | NH | Merrimack | ISNE | Electric Utility | GEN1 |  | 1 | 1 | 0.9 | Conventional Hydroelectric | WAT | HY | 1985 |  |  | (OP) Operating | [8 empty] | 43.1897 | -71.7483 | 0 | 0 | #DIV/0! | 0%
| Terraform Arcadia | 60795 | Eichtens Community Solar | MN | Chisago | MISO | IPP Non-CHP | SO228 |  | 3.9 | 3.9 | 3.9 | Solar Photovoltaic | SUN | PV | 2016 |  |  | (OP) Operating |  | 4.8 | [6 empty] | 45.3827 | -92.7725 | 0 | 0 | #DIV/0! | 0%
| Terraform Arcadia | 62137 | Eichtens II CSG | MN | Chisago | MISO | IPP Non-CHP | SO340 |  | 1 | 1 | 1 | Solar Photovoltaic | SUN | PV | 2018 |  |  | (OP) Operating |  | 1.4 | [6 empty] | 45.3966 | -92.7826 | 0 | 0 | #DIV/0! | 0%
| Total Petrochemicals USA Inc | 10568 | Port Arthur Texas Refinery | TX | Jefferson | MISO | Industrial CHP | GEN1 |  | 38.4 | 30.3 | 35.8 | Natural Gas Fired Combustion Turbine | NG | GT | 1988 |  |  | (OP) Operating | [8 empty] | 29.9649 | -93.8913 | 0 | 0 | #DIV/0! | 0%
| Paris Farm Solar, LLC | 66471 | Eiffel Solar Project | TX | Lamar | ERCO | IPP Non-CHP | EIFEL |  | 240 | 240 | 240 | Solar Photovoltaic | SUN | PV | 2023 |  |  | (OP) Operating |  | 314 | [6 empty] | 33.5992 | -95.5251 | 0 | 0 | #DIV/0! | 0%
| International Paper Port Wentworth Mill | 50804 | Port Wentworth Mill | GA | Chatham | SOCO | Industrial CHP | GEN4 |  | 72.3 | 72.3 | 72.3 | Wood/Wood Waste Biomass | BLQ | ST | 1997.5 |  |  | (OP) Operating | [8 empty] | 32.1561 | -81.1586 | 0 | 0 | #DIV/0! | 0%
| Eight Point Wind, LLC | 66052 | Eight Point Wind | NY | Steuben | NYIS | IPP Non-CHP | EPW01 |  | 101.2 | 101.2 | 101.2 | Onshore Wind Turbine | WND | WT | 2023 |  |  | (OP) Operating | [8 empty] | 42.1016 | -77.7011 | 0 | 0 | #DIV/0! | 0%
| Portland General Electric Co | 58266 | Port Westward Unit 2 | OR | Columbia | PGE | Electric Utility | 1 |  | 225.6 | 224.4 | 224.4 | Natural Gas Internal Combustion Engine | NG | IC | 2014.0833 |  |  | (OP) Operating | [8 empty] | 46.1789 | -123.1719 | 0 | 0 | #DIV/0! | 0%
| Chugach Electric Assn Inc | 77 | Eklutna Hydro Project | AK | Matanuska Susitna |  | Electric Utility | 1 |  | 44.4 | 44.4 | 44.4 | Conventional Hydroelectric | WAT | HY | 1955 |  |  | (OP) Operating | [8 empty] | 61.4752 | -149.1501 | 0 | 0 | #DIV/0! | 0%
| PacifiCorp | 62591 | Ekola Flats | WY | Carbon | PACE | Electric Utility | 1 |  | 250.9 | 250.9 | 250.9 | Onshore Wind Turbine | WND | WT | 2020 |  |  | (OP) Operating | [8 empty] | 41.9324 | -106.3584 | 0 | 0 | #DIV/0! | 0%
| El Algodon Alto Wind Farm, LLC | 64591 | El Algodon Alto Wind Farm, LLC | TX | San Patricio | ERCO | IPP Non-CHP | EEA |  | 200.2 | 200.2 | 200.2 | Onshore Wind Turbine | WND | WT | 2022 |  |  | (OP) Operating | [8 empty] | 27.9927 | -97.744 | 0 | 0 | #DIV/0! | 0%
| Avangrid Power LLC | 58098 | El Cabo Wind | NM | Torrance | PNM | IPP Non-CHP | 1 |  | 298 | 298 | 298 | Onshore Wind Turbine | WND | WT | 2017 |  |  | (OP) Operating | [8 empty] | 34.6511 | -105.4617 | 0 | 0 | #DIV/0! | 0%
| Powell Valley Electric Coop | 7883 | Powell Valley | TN | Hancock | TVA | Electric Utility | 1 |  | 22 | 19.8 | 19.8 | Petroleum Liquids | DFO | IC | 2000 |  |  | (OP) Operating | [8 empty] | 36.5748 | -83.0321 | 0 | 0 | #DIV/0! | 0%
| San Diego Gas & Electric Co | 60569 | El Cajon Energy Storage | CA | San Diego | CISO | Electric Utility | SES |  | 7.5 | 7.5 | 7.5 | Batteries | MWH | BA | 2017 |  |  | (OP) Operating | 30 | [7 empty] | 32.8115 | -117.0505 | 0 | 0 | #DIV/0! | 0%
| El Campo Wind, LLC (Longroad) | 62765 | El Campo Wind | TX | Knox | ERCO | IPP Non-CHP | CAMPO |  | 242.8 | 242.8 | 242.8 | Onshore Wind Turbine | WND | WT | 2020 |  |  | (OP) Operating | [8 empty] | 33.7322 | -99.7264 | 0 | 0 | #DIV/0! | 0%
| Merced Power LLC | 56707 | El Nido Facility | CA | Merced | CISO | IPP Non-CHP | AMPC |  | 12.5 | 10.5 | 10.5 | Wood/Wood Waste Biomass | WDS | ST | 2008 |  |  | (OS) Out of service and NOT expected to return to service in next calendar year | [8 empty] | 37.1867 | -120.4903 | 0 | 0 | #DIV/0! | 0%
| El Dorado Irrigation District | 238 | El Dorado | CA | El Dorado | CISO | Electric Utility | 1 |  | 20 | 20.8 | 21.1 | Conventional Hydroelectric | WAT | HY | 1924 |  |  | (OA) Out of service but expected to return to service in next calendar year | [8 empty] | 38.7936 | -120.6192 | 0 | 0 | #DIV/0! | 0%
| Entegrity Solar El Dorado SD, LLC | 67517 | El Dorado AR | AR | Union | MISO | IPP Non-CHP | 63154 |  | 1.8 | 1.8 | 1.4 | Solar Photovoltaic | SUN | PV | 2024 |  |  | (OP) Operating |  | 2.4 | [6 empty] | 33.2129 | -92.6215 | 0 | 0 | #DIV/0! | 0%
| SkyHigh 2 Solar | 64402 | El Dorado County | CA | El Dorado | CISO | IPP Non-CHP | ELDCO |  | 1.5 | 1.5 | 1.5 | Solar Photovoltaic | SUN | PV | 2021 |  |  | (OP) Operating |  | 1.9 | [6 empty] | 38.6981 | -120.8283 | 0 | 0 | #DIV/0! | 0%
| Hydroland Omega LLC | 50891 | El Dorado Hydro Elk Creek | ID | Idaho | IPCO | IPP Non-CHP | GEN1 |  | 2.6 | 2.3 | 2.3 | Conventional Hydroelectric | WAT | HY | 1986 |  |  | (OP) Operating | [8 empty] | 45.2178 | -116.3158 | 0 | 0 | #DIV/0! | 0%
| INEOS USA LLC | 10154 | Power Island | TX | Brazoria | ERCO | Industrial CHP | GEN1 |  | 141 | 110 | 138 | Natural Gas Fired Combustion Turbine | NG | GT | 2008.3333 |  |  | (OP) Operating | [8 empty] | 29.2293 | -95.1952 | 0 | 0 | #DIV/0! | 0%
| Greenbacker Renewable Energy Corporation | 64700 | El Dorado Solar, LLC | CA | El Dorado | CISO | IPP Non-CHP | 390 |  | 1.5 | 1.5 | 1.5 | Solar Photovoltaic | SUN | PV | 2021 |  |  | (OP) Operating |  | 1.9 | [6 empty] | 38.637 | -121.059 | 0 | 0 | #DIV/0! | 0%
| Missouri Jnt Muni.Pwr Elec. Ut. Comm. | 61566 | El Dorado Springs Solar Farm | MO | Cedar | SWPP | IPP Non-CHP | EDSF1 |  | 2.5 | 2.5 | 2.5 | Solar Photovoltaic | SUN | PV | 2018 |  |  | (OP) Operating |  | 3.2 | [6 empty] | 37.8587 | -94.0026 | 0 | 0 | #DIV/0! | 0%
| South Houston Green Power LLC | 52132 | Power Station 4 | TX | Galveston | ERCO | Industrial CHP | GEN1 | CC1 | 191.1 | 172 | 190 | Natural Gas Fired Combined Cycle | NG | CT | 1986 |  |  | (OP) Operating | [8 empty] | 29.3782 | -94.9219 | 0 | 0 | #DIV/0! | 0%
| El Sauz Ranch Wind, LLC | 65760 | El Sauz Ranch Wind, LLC | TX | Willacy | ERCO | IPP Non-CHP | ELSAU |  | 301 | 301 | 301 | Onshore Wind Turbine | WND | WT | 2025 |  |  | (OP) Operating | [8 empty] | 26.5009 | -97.5991 | 0 | 0 | #DIV/0! | 0%
| Town of Culpeper- (VA) | 56367 | Electric Avenue Facility | VA | Culpeper | PJM | Electric Utility | 1 |  | 6.9 | 6.9 | 6.9 | Petroleum Liquids | DFO | IC | 2002.25 |  |  | (OP) Operating | [8 empty] | 38.28 | -77.59 | 0 | 0 | #DIV/0! | 0%
| Westlake 2 US LLC | 50489 | PPG Powerhouse C | LA | Calcasieu | MISO | Industrial CHP | C1 | PHC | 357.7 | 303.2 | 335.2 | Natural Gas Fired Combustion Turbine | NG | GT | 1980.8 |  |  | (OP) Operating | [8 empty] | 30.2261 | -93.2952 | 0 | 0 | #DIV/0! | 0%
| Invenergy Services LLC | 62964 | El Sol BESS | AZ | Maricopa | AZPS | IPP Non-CHP | EL50M |  | 50 | 50 | 50 | Batteries | MWH | BA | 2023 |  |  | (OP) Operating | 50 | [7 empty] | 33.568 | -112.3059 | 0 | 0 | #DIV/0! | 0%
| Los Alamos County | 7593 | El Vado Dam | NM | Rio Arriba | WACM | Electric Utility | 1 |  | 8 | 8 | 8 | Conventional Hydroelectric | WAT | HY | 1988 |  |  | (OP) Operating | [8 empty] | 36.5928 | -106.7321 | 0 | 0 | #DIV/0! | 0%
| MMA LA Power LP | 56814 | ELACC Photovoltaic Power Facility | CA | Los Angeles | CISO | IPP Non-CHP | PV1 |  | 1 | 0.8 | 0.6 | Solar Photovoltaic | SUN | PV | 2008 |  |  | (OP) Operating |  | 0.6 | [6 empty] | 34.0403 | -118.1481 | 0 | 0 | #DIV/0! | 0%
| 68SF 8me LLC | 61168 | Eland Solar & Storage Center, Phase 1 Hy | CA | Kern | LDWP | IPP Non-CHP | 61168 |  | 350 | 350 | 350 | Batteries | MWH | BA | 2024 |  |  | (OP) Operating | 600 | [7 empty] | 35.2237 | -117.977 | 0 | 0 | #DIV/0! | 0%
| Lightsource Renewable Energy Asset Management, LLC | 64204 | Elara Solar | TX | Frio | ERCO | IPP Non-CHP | ELARA |  | 132.4 | 130 | 130 | Solar Photovoltaic | SUN | PV | 2021 |  |  | (OP) Operating |  | 176 | [6 empty] | 28.8832 | -99.1786 | 0 | 0 | #DIV/0! | 0%
| Elba Solar LLC | 65797 | Elba Solar LLC | IL | Knox | MISO | IPP Non-CHP | ELBA |  | 2 | 2 | 2 | Solar Photovoltaic | SUN | PV | 2023 |  |  | (OP) Operating |  | 3 | [6 empty] | 40.8855 | -90.0167 | 0 | 0 | #DIV/0! | 0%
| GCL New Energy, Inc. | 61497 | Elbe Solar Center | OR | Jefferson | PACW | IPP Non-CHP | ELBE |  | 10 | 10 | 10 | Solar Photovoltaic | SUN | PV | 2018 |  |  | (OP) Operating |  | 13.1 | [6 empty] | 44.618 | -121.205 | 0 | 0 | #DIV/0! | 0%
| Elbow Creek Wind Project LLC | 56783 | Elbow Creek Wind Project LLC | TX | Howard | ERCO | IPP Non-CHP | 1 |  | 121.9 | 121.9 | 121.9 | Onshore Wind Turbine | WND | WT | 2008 |  |  | (OP) Operating | [8 empty] | 32.1408 | -101.3986 | 0 | 0 | #DIV/0! | 0%
| Florida Power & Light Co | 65041 | Elder Branch | FL | Manatee | FPL | Electric Utility | 1 |  | 74.5 | 74.5 | 74.5 | Solar Photovoltaic | SUN | PV | 2022 |  |  | (OP) Operating |  | 98.3 | [6 empty] | 27.5966 | -82.2527 | 0 | 0 | #DIV/0! | 0%
| Sol Systems | 67972 | Eldorado Solar I | IL | Saline | MISO | IPP Non-CHP | ELD15 |  | 150 | 150 | 150 | Solar Photovoltaic | SUN | PV | 2025 |  |  | (OP) Operating | [8 empty] | 37.8526 | -88.4491 | 0 | 0 | #DIV/0! | 0%
| Pacific Gas & Electric Co. | 239 | Electra | CA | Amador | CISO | Electric Utility | 1 |  | 102.5 | 98 | 98 | Conventional Hydroelectric | WAT | HY | 1948 |  |  | (OP) Operating | [8 empty] | 38.331 | -120.6699 | 0 | 0 | #DIV/0! | 0%
| Electra Wind, LLC | 60338 | Electra Wind Farm | TX | Wilbarger | ERCO | IPP Non-CHP | EWF |  | 230 | 230 | 230 | Onshore Wind Turbine | WND | WT | 2016 |  |  | (OP) Operating | [8 empty] | 34.1029 | -99.1188 | 0 | 0 | #DIV/0! | 0%
| Alaska Village Elec Coop, Inc | 57060 | Elim | AK | Nome |  | Electric Utility | 2A |  | 1.1 | 1.1 | 1.1 | Petroleum Liquids | DFO | IC | 2015.3333 |  |  | (OP) Operating | [8 empty] | 64.6166 | -162.2637 | 0 | 0 | #DIV/0! | 0%
| Electric Avenue Lunenburg Solar 1, LLC | 66076 | Electric Avenue Lunenburg Solar 1 | MA | Worcester | ISNE | IPP Non-CHP | 20409 |  | 2 | 2 | 1.6 | Solar Photovoltaic | SUN | PV | 2021.5 |  |  | (OP) Operating |  | 2.2 | [6 empty] | 42.5862 | -71.7529 | 0 | 0 | #DIV/0! | 0%
| Greenbacker Renewable Energy Corporation | 64097 | Electric City Solar | MI | St Joseph | PJM | IPP Non-CHP | 232 |  | 15 | 15 | 15 | Solar Photovoltaic | SUN | PV | 2020 |  |  | (OP) Operating |  | 18.9 | [6 empty] | 41.75 | -85.45 | 0 | 0 | #DIV/0! | 0%
| Interstate Power and Light Co | 1073 | Prairie Creek | IA | Linn | MISO | Electric Utility | 1 |  | 213.4 | 156.3 | 165 | Conventional Steam Coal | SUB | ST | 1974 | 12 | 2025 | (OP) Operating | [8 empty] | 41.944 | -91.6392 | 0 | 3122480.384 | #DIV/0! | 0%
| Electron Hydro LLC | 3854 | Electron | WA | Pierce | PSEI | IPP Non-CHP | 1 |  | 22.8 | 25.8 | 25.8 | Conventional Hydroelectric | WAT | HY | 1910.25 |  |  | (OP) Operating | [8 empty] | 46.991 | -122.1749 | 0 | 0 | #DIV/0! | 0%
| Elektron Solar, LLC | 64739 | Elektron Solar, LLC | UT | Tooele | PACE | IPP Non-CHP | ELKS |  | 80 | 80 | 80 | Solar Photovoltaic | SUN | PV | 2024 |  |  | (OP) Operating |  | 106 | [6 empty] | 40.8683 | -112.7034 | 0 | 0 | #DIV/0! | 0%
| U S Bureau of Reclamation | 6402 | Elephant Butte | NM | Sierra | WACM | Electric Utility | 1 |  | 27.9 | 27.9 | 27.9 | Conventional Hydroelectric | WAT | HY | 1940 |  |  | (OP) Operating | [8 empty] | 33.1534 | -107.192 | 0 | 0 | #DIV/0! | 0%
| AES Distributed Energy | 59964 | Elevation Solar C | CA | Los Angeles | CISO | IPP Non-CHP | ELVSC |  | 40 | 39 | 37 | Solar Photovoltaic | SUN | PV | 2016 |  |  | (OP) Operating |  | 51.1 | [6 empty] | 34.7303 | -118.3043 | 0 | 0 | #DIV/0! | 0%
| Eleven Mile Solar Center, LLC | 66263 | Eleven Mile Solar Center | AZ | Pinal | SRP | IPP Non-CHP | 1111 |  | 600 | 600 | 600 | Solar Photovoltaic | SUN | PV | 2024 |  |  | (OP) Operating |  | 403 | [6 empty] | 32.861 | -111.5919 | 0 | 0 | #DIV/0! | 0%
| Contango Oil and Gas | 52127 | Elk Basin Gasoline Plant | WY | Park | PACE | Industrial CHP | GEN1 |  | 2 | 1.6 | 1.6 | Other Gases | OG | ST | 1948 | 1 | 2026 | (OS) Out of service and NOT expected to return to service in next calendar year | [8 empty] | 44.9806 | -108.8428 | 0 | 0 | #DIV/0! | 0%
| Elizabeth Mines Solar 1, LLC | 61124 | Elizabeth Mines Solar 1 | VT | Orange | ISNE | IPP Non-CHP | EMS1 |  | 5 | 5 | 5 | Solar Photovoltaic | SUN | PV | 2017 |  |  | (OP) Operating |  | 7 | [6 empty] | 43.8236 | -72.3311 | 0 | 0 | #DIV/0! | 0%
| Omaha Public Power District | 7955 | Elk City Station | NE | Douglas | SWPP | Electric Utility | 1 |  | 6.4 | 5.5 | 5.5 | Landfill Gas | LFG | IC | 2004 | 10 | 2025 | (OP) Operating | [8 empty] | 41.3839 | -96.2544 | 0 | 0 | #DIV/0! | 0%
| Prologis Logistics Services Incorporated | 67050 | Elizabeth Seaport Bldg A Solar | NJ | Union | PJM | IPP Non-CHP | NJ701 |  | 1.5 | 1.5 | 1.5 | Solar Photovoltaic | SUN | PV | 2022 |  |  | (OP) Operating |  | 2 | [6 empty] | 40.668 | -74.167 | 0 | 0 | #DIV/0! | 0%
| Horus Louisiana 1, LLC | 66111 | Elizabeth Solar Plant | LA | Allen | MISO | IPP Non-CHP | US199 |  | 142.8 | 125 | 125 | Solar Photovoltaic | SUN | PV | 2024 |  |  | (OP) Operating |  | 160 | [6 empty] | 30.8198 | -92.9718 | 0 | 0 | #DIV/0! | 0%
| AES Distributed Energy | 60985 | Elizabethtown Solar | PA | Lancaster | PJM | IPP Non-CHP | ESPV |  | 2 | 2 | 2 | Solar Photovoltaic | SUN | PV | 2016 |  |  | (OP) Operating |  | 2.6 | [6 empty] | 40.1527 | -76.5814 | 0 | 0 | #DIV/0! | 0%
| Primary Products Ingredients Americas, LLC | 10867 | Primient Decatur Plant Cogen | IL | Macon | MISO | Industrial CHP | GEN1 |  | 64.8 | 62 | 62 | Natural Gas Steam Turbine | NG | ST | 1989 |  |  | (OP) Operating | [8 empty] | 39.8492 | -88.9319 | 0 | 0 | #DIV/0! | 0%
| Elk City LLC | 57346 | Elk City LLC | OK | Roger Mills | SWPP | IPP Non-CHP | 1 |  | 198.1 | 198.1 | 198.1 | Onshore Wind Turbine | WND | WT | 2009.5 |  |  | (OP) Operating | [8 empty] | 35.4642 | -99.8983 | 0 | 0 | #DIV/0! | 0%
| PRIMIENT, LLC | 63632 | Primient Loudon Plant | TN | Loudon | TVA | Industrial CHP | Y9111 |  | 61.4 | 52 | 61.4 | Natural Gas Fired Combustion Turbine | NG | GT | 2016 |  |  | (OP) Operating | [8 empty] | 35.7351 | -84.3193 | 0 | 0 | #DIV/0! | 0%
| Lightsource Renewable Energy Asset Management, LLC | 63773 | Elk Hill Solar 1 | PA | Franklin | PJM | IPP Non-CHP | PAEH1 |  | 20 | 20 | 20 | Solar Photovoltaic | SUN | PV | 2022 |  |  | (OP) Operating |  | 24.9 | [6 empty] | 39.8492 | -77.9292 | 0 | 0 | #DIV/0! | 0%
| Lightsource Renewable Energy Asset Management, LLC | 63768 | Elk Hill Solar 2 | PA | Franklin | PJM | IPP Non-CHP | PAEH2 |  | 15 | 15 | 15 | Solar Photovoltaic | SUN | PV | 2020 |  |  | (OP) Operating |  | 17.5 | [6 empty] | 39.7996 | -77.8116 | 0 | 0 | #DIV/0! | 0%
| City of Princeton - (IL) | 957 | Princeton (IL) | IL | Bureau | MISO | Electric Utility | 1 |  | 37.9 | 37.7 | 37.7 | Natural Gas Internal Combustion Engine | NG | IC | 1966.875 |  |  | (SB) Standby/Backup: available for service but not normally used | [8 empty] | 41.3755 | -89.4649 | 0 | 0 | #DIV/0! | 0%
| Trustees of Princeton University | 58584 | Princeton University Cogeneration | NJ | Mercer | PJM | Commercial CHP | GT1 |  | 32.1 | 32.1 | 32.1 | Natural Gas Fired Combustion Turbine | NG | GT | 2014.6 |  |  | (OP) Operating | [8 empty] | 40.3414 | -74.6572 | 0 | 0 | #DIV/0! | 0%
| Los Angeles County Sanitation | 10472 | Puente Hills Energy Recovery | CA | Los Angeles | CISO | Commercial Non-CHP | GEN1 |  | 50 | 45 | 45 | Landfill Gas | LFG | ST | 1986 |  |  | (OP) Operating | [8 empty] | 34.0233 | -118.0241 | 0 | 0 | #DIV/0! | 0%
| Hawaii Electric Light Co Inc | 7130 | Puna | HI | Hawaii |  | Electric Utility | 1 |  | 39.1 | 34 | 34 | Petroleum Liquids | RFO | ST | 1990 |  |  | (OP) Operating | [8 empty] | 19.6316 | -155.0313 | 0 | 0 | #DIV/0! | 0%
| Avangrid Power LLC | 56303 | Elk River Wind | KS | Butler | SWPP | IPP Non-CHP | 1 |  | 150 | 150 | 150 | Onshore Wind Turbine | WND | WT | 2005 |  |  | (OP) Operating | [8 empty] | 37.5797 | -96.5503 | 0 | 0 | #DIV/0! | 0%
| SolRiver Capital LLC | 66345 | Elk Solar LLC | NC | Hoke | DUK | IPP Non-CHP | PV1 |  | 5 | 5 | 5 | Solar Photovoltaic | SUN | PV | 2024 |  |  | (OP) Operating |  | 6.7 | [6 empty] | 34.9839 | -79.2767 | 0 | 0 | #DIV/0! | 0%
| Merck & Co Inc | 52148 | Elkton | VA | Rockingham | PJM | Industrial CHP | GEN1 |  | 12 | 10.8 | 10.8 | Natural Gas Steam Turbine | NG | ST | 2006 |  |  | (OP) Operating | [8 empty] | 38.3836 | -78.6528 | 0 | 0 | #DIV/0! | 0%
| Elk Street Solar LLC | 66886 | Elk Street Solar | NY | Erie | NYIS | IPP Non-CHP | ES |  | 2.4 | 2.4 | 2.4 | Solar Photovoltaic | SUN | PV | 2025 |  |  | (OP) Operating | [8 empty] | 42.85 | -78.85 | 0 | 0 | #DIV/0! | 0%
| Greenbacker Renewable Energy Corporation | 57417 | Elk Wind Farm | IA | Delaware | MISO | IPP Non-CHP | NORD |  | 40.8 | 40.8 | 40.8 | Onshore Wind Turbine | WND | WT | 2011 |  |  | (OP) Operating | [8 empty] | 42.5839 | -91.3708 | 0 | 0 | #DIV/0! | 0%
| Indiana Michigan Power Co | 986 | Elkhart | IN | Elkhart | PJM | Electric Utility | 1 |  | 3.4 | 1.4 | 2.1 | Conventional Hydroelectric | WAT | HY | 1918.3333 | 6 | 2031 | (OP) Operating | [8 empty] | 41.6928 | -85.965 | 0 | 0 | #DIV/0! | 0%
| Pacific Gas & Electric Co. | 62564 | Elkhorn Battery Energy Storage System | CA | Monterey | CISO | Electric Utility | ELKHO |  | 182.5 | 182.5 | 182.5 | Batteries | MWH | BA | 2022 |  |  | (OP) Operating | 730 | [7 empty] | 36.808 | -121.7818 | 0 | 0 | #DIV/0! | 0%
| Bravo REC Management LLC | 67030 | Elkhorn Dairy | CA | Tulare | CISO | Industrial Non-CHP | ELKHO |  | 1 | 0.9 | 0.4 | Solar Photovoltaic | SUN | PV | 2009 |  |  | (OP) Operating |  | 1.2 | [6 empty] | 36.4723 | -119.3467 | 0 | 0 | #DIV/0! | 0%
| Elkhorn Ridge Wind, LLC | 56947 | Elkhorn Ridge Wind LLC | NE | Knox | SWPP | IPP Non-CHP | 1 |  | 81 | 81 | 81 | Onshore Wind Turbine | WND | WT | 2009 |  |  | (OP) Operating | [8 empty] | 42.6978 | -97.6189 | 0 | 0 | #DIV/0! | 0%
| Telocaset Wind Power Partners | 56623 | Elkhorn Valley Wind Farm | OR | Union | IPCO | IPP Non-CHP | EH1 |  | 100.7 | 100.7 | 100.7 | Onshore Wind Turbine | WND | WT | 2007 |  |  | (OP) Operating | [8 empty] | 45.0852 | -117.8163 | 0 | 0 | #DIV/0! | 0%
| City of Ellinwood - (KS) | 1274 | Ellinwood | KS | Barton | SWPP | Electric Utility | 1 |  | 8.5 | 7.2 | 7.2 | Natural Gas Internal Combustion Engine | NG | IC | 1958.8 |  |  | (OP) Operating | [8 empty] | 38.3545 | -98.5834 | 0 | 0 | #DIV/0! | 0%
| Purdue University | 50240 | Purdue University | IN | Tippecanoe | MISO | Commercial CHP | GEN1 |  | 43.3 | 39.6 | 43.2 | Natural Gas Steam Turbine | NG | ST | 1988 |  |  | (OP) Operating | [8 empty] | 40.4172 | -86.9122 | 0 | 2974448.189 | #DIV/0! | 0%
| SunE DB27, LLC | 60089 | Elkton Solar | MD | Cecil | PJM | IPP Non-CHP | ELKTN |  | 1.6 | 1.6 | 1.6 | Solar Photovoltaic | SUN | PV | 2015 |  |  | (OP) Operating |  | 2.1 | [6 empty] | 39.6035 | -75.8362 | 0 | 0 | #DIV/0! | 0%
| Valcour Operating Services, LLC | 56619 | Ellenburg | NY | Clinton | NYIS | IPP Non-CHP | 1 |  | 81 | 81 | 81 | Onshore Wind Turbine | WND | WT | 2008 |  |  | (OP) Operating | [8 empty] | 44.8914 | -74.0061 | 0 | 0 | #DIV/0! | 0%
| AES Distributed Energy | 59042 | Ellerbe | NC | Richmond | DUK | IPP Non-CHP | GEN 1 |  | 2 | 1.5 | 1.5 | Solar Photovoltaic | SUN | PV | 2013 |  |  | (OP) Operating |  | 2.3 | [6 empty] | 35.1 | -79.73 | 0 | 0 | #DIV/0! | 0%
| Hoosier Energy R E C, Inc | 59985 | Ellettsville Solar RES | IN | Monroe | MISO | Electric Utility | PV1 |  | 1.1 | 1.1 | 1.1 | Solar Photovoltaic | SUN | PV | 2016 |  |  | (OP) Operating |  | 1.3 | [6 empty] | 39.2548 | -86.6568 | 0 | 0 | #DIV/0! | 0%
| Cypress Creek Renewables | 58725 | Elliana Solar | NC | Alamance | DUK | IPP Non-CHP | PV1 |  | 5 | 5 | 5 | Solar Photovoltaic | SUN | PV | 2015 |  |  | (OP) Operating |  | 7 | [6 empty] | 36.1311 | -79.3325 | 0 | 0 | #DIV/0! | 0%
| Onyx Asset Services Group | 67865 | Ellington - 277 Sadds Mill | CT | Tolland | ISNE | IPP Non-CHP | 10634 |  | 2 | 2 | 2 | Solar Photovoltaic | SUN | PV | 2024 |  |  | (OP) Operating |  | 2.8 | [6 empty] | 41.9365 | -72.5027 | 0 | 0 | #DIV/0! | 0%
| Southwestern Public Service Co | 58125 | Quay County | NM | Quay | SWPP | Electric Utility | 1 |  | 27 | 17 | 23 | Petroleum Liquids | DFO | GT | 2013 | 12 | 2034 | (OP) Operating | [8 empty] | 35.1828 | -103.7311 | 0 | 0 | #DIV/0! | 0%
| San Diego Gas & Electric Co | 66278 | Elliott Energy Storage | CA | San Diego | CISO | Electric Utility | 1 |  | 10 | 10 | 10 | Batteries | MWH | BA | 2024 |  |  | (OP) Operating | 10 | [7 empty] | 32.8164 | -117.0889 | 0 | 0 | #DIV/0! | 0%
| Arkansas Electric Coop Corp | 7040 | Ellis Hydro | AR | Crawford | SWPP | Electric Utility | 1 |  | 32.4 | 17 | 17 | Conventional Hydroelectric | WAT | HY | 1988 |  |  | (OP) Operating | [8 empty] | 35.3514 | -94.2943 | 0 | 0 | #DIV/0! | 0%
| Altus Power America Management, LLC | 62413 | Ellis Solar | NY | Tompkins | NYIS | IPP Non-CHP | ELLIS |  | 18 | 18 | 18 | Solar Photovoltaic | SUN | PV | 2019 |  |  | (OP) Operating |  | 27 | [6 empty] | 42.4446 | -76.4332 | 0 | 0 | #DIV/0! | 0%
| 174 Power Global Corp. | 63797 | Ellis Solar LLC | TX | Ellis | ERCO | IPP Non-CHP | GER01 |  | 80 | 80 | 80 | Solar Photovoltaic | SUN | PV | 2023 |  |  | (OP) Operating |  | 95.8 | [6 empty] | 32.4672 | -97.0543 | 0 | 0 | #DIV/0! | 0%
| AETS OpCo Holdings LLC | 68421 | Ellisburg | NY | Jefferson | NYIS | IPP Non-CHP | EB |  | 5 | 5 | 5 | Solar Photovoltaic | SUN | PV | 2024 |  |  | (OP) Operating |  | 6.7 | [6 empty] | 43.7983 | -76.0825 | 0 | 0 | #DIV/0! | 0%
| Brookfield Black Bear Hydro, LLC | 1469 | Ellsworth Hydro Station | ME | Hancock | ISNE | IPP Non-CHP | EL01 |  | 8.9 | 9.3 | 8.9 | Conventional Hydroelectric | WAT | HY | 1931 |  |  | (OP) Operating | [8 empty] | 44.5442 | -68.4306 | 0 | 0 | #DIV/0! | 0%
| Nautilus Solar Solutions | 63112 | Ellsworth I CSG | NY | Saratoga | NYIS | IPP Non-CHP | 22 |  | 2 | 2 | 2 | Solar Photovoltaic | SUN | PV | 2019 |  |  | (OP) Operating |  | 3.1 | [6 empty] | 42.8993 | -73.7098 | 0 | 0 | #DIV/0! | 0%
| City of Farmington - (MO) | 56597 | Elm Street Substation Generators | MO | St Francois | MISO | Electric Utility | EP01 |  | 6 | 3.9 | 4.5 | Petroleum Liquids | DFO | IC | 2002 |  |  | (SB) Standby/Backup: available for service but not normally used | [8 empty] | 37.7814 | -90.4156 | 0 | 0 | #DIV/0! | 0%
| Lightsource Renewable Energy Asset Management, LLC | 63764 | Elm Branch Solar 1 | TX | Ellis | ERCO | IPP Non-CHP | TXEB1 |  | 134.7 | 134.7 | 134.7 | Solar Photovoltaic | SUN | PV | 2021 |  |  | (OP) Operating |  | 163 | [6 empty] | 32.2326 | -96.7061 | 0 | 0 | #DIV/0! | 0%
| Duke Energy Progress - (NC) | 59164 | Elm City Solar Facility | NC | Wilson | CPLE | Electric Utility | NSC 1 |  | 40 | 40 | 40 | Solar Photovoltaic | SUN | PV | 2016 |  |  | (OP) Operating |  | 53.6 | [6 empty] | 35.7811 | -77.8469 | 0 | 0 | #DIV/0! | 0%
| Avangrid Power LLC | 57649 | Elm Creek Wind II LLC | MN | Martin | MISO | IPP Non-CHP | 1 |  | 148.8 | 148.8 | 148.8 | Onshore Wind Turbine | WND | WT | 2010 |  |  | (OP) Operating | [8 empty] | 43.6848 | -94.8799 | 0 | 0 | #DIV/0! | 0%
| Avangrid Power LLC | 56793 | Elm Creek Wind LLC | MN | Jackson | MISO | IPP Non-CHP | 1 |  | 99 | 99 | 99 | Onshore Wind Turbine | WND | WT | 2008 |  |  | (OP) Operating | [8 empty] | 43.7542 | -94.9497 | 0 | 0 | #DIV/0! | 0%
| City of Elroy - (WI) | 4113 | Elroy | WI | Juneau | MISO | Electric Utility | 1A |  | 6.6 | 6.6 | 6.8 | Petroleum Liquids | DFO | IC | 1994.3333 |  |  | (OP) Operating | [8 empty] | 43.7395 | -90.2675 | 0 | 0 | #DIV/0! | 0%
| SRE Utility Solar 1, LLC | 60136 | Elm Solar, LLC | NC | Lee | DUK | IPP Non-CHP | ELM |  | 5 | 4.9 | 4.9 | Solar Photovoltaic | SUN | PV | 2015 |  |  | (OP) Operating |  | 6.7 | [6 empty] | 35.4538 | -79.1895 | 0 | 0 | #DIV/0! | 0%
| ISM Solar Dighton 3, LLC | 64419 | Elm Street | MA | Bristol | ISNE | IPP Non-CHP | ELM |  | 2.8 | 2.8 | 2.8 | Solar Photovoltaic | SUN | PV | 2020 |  |  | (OP) Operating |  | 3.7 | [6 empty] | 41.7917 | -71.1418 | 0 | 0 | #DIV/0! | 0%
| ALLETE, Inc. | 10686 | Rapids Energy Center | MN | Itasca | MISO | Electric Utility | 6 |  | 28.4 | 23.4 | 23.4 | Natural Gas Steam Turbine | NG | ST | 1964 |  |  | (OP) Operating | [8 empty] | 47.2348 | -93.5372 | 0 | 0 | #DIV/0! | 0%
| Erie Boulevard Hydropower LP | 2559 | Elmer | NY | Lewis | NYIS | IPP Non-CHP | 1 |  | 2 | 2 | 2 | Conventional Hydroelectric | WAT | HY | 1916 |  |  | (OP) Operating | [8 empty] | 43.9275 | -75.2883 | 0 | 0 | #DIV/0! | 0%
| Idaho Power Co | 66327 | Elmore BESS | ID | Elmore | IPCO | Electric Utility | 1 |  | 4 | 4 | 4 | Batteries | MWH | BA | 2025 |  |  | (OP) Operating | 16 | [7 empty] | 43.1776 | -115.7167 | 0 | 0 | #DIV/0! | 0%
| CalEnergy Operating Corporation | 10634 | Elmore Company | CA | Imperial | IID | IPP Non-CHP | GEN1 |  | 45.5 | 49 | 49 | Geothermal | GEO | ST | 1988 |  |  | (OP) Operating | [8 empty] | 33.1777 | -115.6033 | 0 | 0 | #DIV/0! | 0%
| Elora Solar | 63719 | Elora Solar | TN | Lincoln | TVA | IPP Non-CHP | ELO |  | 150 | 150 | 150 | Solar Photovoltaic | SUN | PV | 2022 |  |  | (OP) Operating |  | 205 | [6 empty] | 35.06 | -86.34 | 0 | 0 | #DIV/0! | 0%
| ELP Kipp Solar, LLC | 66645 | ELP - Kipp | NY | Columbia | NYIS | IPP Non-CHP | KIPP |  | 3.5 | 3.5 | 3.5 | Solar Photovoltaic | SUN | PV | 2023 |  |  | (OP) Operating |  | 5 | [6 empty] | 42.2019 | -73.783 | 0 | 0 | #DIV/0! | 0%
| ELP Claverack Solar, LLC | 66425 | ELP Claverack Solar | NY | Columbia | NYIS | IPP Non-CHP | CLAV |  | 5 | 5 | 5 | Solar Photovoltaic | SUN | PV | 2023 |  |  | (OP) Operating |  | 7.5 | [6 empty] | 42.2484 | -73.738 | 0 | 0 | #DIV/0! | 0%
| Altus Power America Management, LLC | 65753 | ELP Greenport CSG | NY | Columbia | NYIS | IPP Non-CHP | GRPRT |  | 5 | 5 | 5 | Solar Photovoltaic | SUN | PV | 2020 |  |  | (OP) Operating |  | 6.7 | [6 empty] | 42.237 | -73.782 | 0 | 0 | #DIV/0! | 0%
| Altus Power America Management, LLC | 65754 | ELP Kinderhook CSG | NY | Columbia | NYIS | IPP Non-CHP | KDRHK |  | 5 | 5 | 5 | Solar Photovoltaic | SUN | PV | 2020 |  |  | (OP) Operating |  | 7.5 | [6 empty] | 42.464 | -73.691 | 0 | 0 | #DIV/0! | 0%
| ELP Livingston Solar, LLC | 66424 | ELP Livingston Solar | NY | Columbia | NYIS | IPP Non-CHP | LIV |  | 5 | 5 | 5 | Solar Photovoltaic | SUN | PV | 2023 |  |  | (OP) Operating |  | 6.3 | [6 empty] | 42.169 | -73.7671 | 0 | 0 | #DIV/0! | 0%
| Altus Power America Management, LLC | 65755 | ELP Myer CSG | NY | Ulster | NYIS | IPP Non-CHP | MYER |  | 1.9 | 1.9 | 1.9 | Solar Photovoltaic | SUN | PV | 2021 |  |  | (OP) Operating |  | 3 | [6 empty] | 42.041 | -73.978 | 0 | 0 | #DIV/0! | 0%
| Altus Power America Management, LLC | 65757 | ELP Saugerties CSG | NY | Ulster | NYIS | IPP Non-CHP | SGRTS |  | 1.9 | 1.9 | 1.9 | Solar Photovoltaic | SUN | PV | 2020 |  |  | (OP) Operating |  | 3 | [6 empty] | 42.04 | -74.074 | 0 | 0 | #DIV/0! | 0%
| City of Emerson - (NE) | 2235 | Emerson | NE | Dixon | SWPP | Electric Utility | 2 |  | 1.6 | 1.6 | 1.6 | Natural Gas Internal Combustion Engine | NG | IC | 1958.3333 |  |  | (OP) Operating | [8 empty] | 42.276 | -96.7292 | 0 | 0 | #DIV/0! | 0%
| Butter Solar, LLC | 62868 | Elroy Solar | WI | Juneau | MISO | IPP Non-CHP | ELR5 |  | 1.5 | 1.5 | 1.5 | Solar Photovoltaic | SUN | PV | 2019 |  |  | (OP) Operating |  | 2 | [6 empty] | 43.732 | -90.025 | 0 | 0 | #DIV/0! | 0%
| Columbia Basin Hydropower | 56696 | Eltopia Branch Canal 4.6 | WA | Franklin | BPAT | Electric Utility | 1 |  | 2.2 | 2.2 | 0 | Conventional Hydroelectric | WAT | HY | 1983 |  |  | (OP) Operating | [8 empty] | 46.3784 | -119.2545 | 0 | 0 | #DIV/0! | 0%
| California Power Holdings LLC | 56184 | Red Bluff | CA | Tehama | CISO | IPP Non-CHP | IC1 |  | 46.4 | 44.8 | 44.8 | Natural Gas Internal Combustion Engine | NG | IC | 2001 |  |  | (OP) Operating | [8 empty] | 40.1501 | -122.2124 | 0 | 0 | #DIV/0! | 0%
| Emerald Gardens PKI, LLC | 66429 | Emerald Gardens PKI, LLC | CT | Fairfield | ISNE | IPP Non-CHP | EPKI1 |  | 1.6 | 1.6 | 1.6 | Solar Photovoltaic | SUN | PV | 2021 |  |  | (OP) Operating |  | 0.9 | [6 empty] | 41.2718 | -73.1223 | 0 | 0 | #DIV/0! | 0%
| Luminant Generation Company LLC | 63233 | Emerald Grove | TX | Pecos | ERCO | IPP Non-CHP | UNIT1 |  | 108 | 108 | 108 | Solar Photovoltaic | SUN | PV | 2023 |  |  | (OP) Operating |  | 140.8 | [6 empty] | 31.0933 | -102.3596 | 0 | 0 | #DIV/0! | 0%
| Emerald Kemble, LLC | 66428 | Emerald Kemble, LLC | NJ | Morris | PJM | IPP Non-CHP | EK350 |  | 2.4 | 2.4 | 2.4 | Solar Photovoltaic | SUN | PV | 2022 |  |  | (OP) Operating |  | 1.6 | [6 empty] | 40.7684 | -74.4987 | 0 | 0 | #DIV/0! | 0%
| Emerald Marshfield, LLC | 66427 | Emerald Marshfields, LLC | MA | Plymouth | ISNE | IPP Non-CHP | EMAR1 |  | 1.9 | 1.9 | 1.9 | Solar Photovoltaic | SUN | PV | 2022 |  |  | (OP) Operating |  | 2 | [6 empty] | 42.0993 | -70.7146 | 0 | 0 | #DIV/0! | 0%
| Alaska Village Elec Coop, Inc | 6314 | Emmonak | AK | Kusilvak |  | Electric Utility | 4a |  | 1.4 | 1.4 | 1.4 | Petroleum Liquids | DFO | IC | 2000 |  |  | (OP) Operating | [8 empty] | 62.7777 | -164.5315 | 0 | 0 | #DIV/0! | 0%
| DeKalb Regional Health System | 54830 | Emory Decatur Hospital | GA | DeKalb | SOCO | Commercial Non-CHP | 03 |  | 3.9 | 3.6 | 3.6 | Petroleum Liquids | DFO | IC | 1996 |  |  | (SB) Standby/Backup: available for service but not normally used | [8 empty] | 33.7919 | -84.2831 | 0 | 0 | #DIV/0! | 0%
| UGI Energy Services, LLC | 60849 | Emmitsburg Solar Arrays | MD | Frederick | PJM | IPP Non-CHP | 87353 |  | 1.7 | 1.7 | 1.7 | Solar Photovoltaic | SUN | PV | 2014 |  |  | (OP) Operating |  | 2.4 | [6 empty] | 39.6937 | -77.3144 | 0 | 0 | #DIV/0! | 0%
| DeKalb Regional Health System | 56231 | Emory Hillandale Hospital | GA | DeKalb | SOCO | Commercial Non-CHP | 01 |  | 1.6 | 1.4 | 1.4 | Petroleum Liquids | DFO | IC | 2005 |  |  | (SB) Standby/Backup: available for service but not normally used | [8 empty] | 33.7036 | -84.1494 | 0 | 0 | #DIV/0! | 0%
| Emmons-Logan Wind, LLC | 62380 | Emmons-Logan Wind, LLC | ND | Emmons | MISO | IPP Non-CHP | ELLLC |  | 200 | 200 | 200 | Onshore Wind Turbine | WND | WT | 2019 |  |  | (OP) Operating | [8 empty] | 46.373 | -100.0511 | 0 | 0 | #DIV/0! | 0%
| South Texas Electric Coop, Inc | 59391 | Red Gate Power Plant | TX | Hidalgo | ERCO | Electric Utility | ENG01 |  | 224.4 | 219.6 | 219.6 | Natural Gas Internal Combustion Engine | NG | IC | 2016 |  |  | (OP) Operating | [8 empty] | 26.4511 | -98.1775 | 0 | 0 | #DIV/0! | 0%
| Choctaw Generation L.P, L.L.L.P. | 55076 | Red Hills Generating Facility | MS | Choctaw | TVA | IPP Non-CHP | RHGF |  | 513.7 | 440 | 440 | Conventional Steam Coal | LIG | ST | 2001 |  |  | (OP) Operating | [8 empty] | 33.3761 | -89.2183 | 0 | 21796004.075 | #DIV/0! | 0%
| NineDot Holdings, LLC | 67882 | Empire Clean Energy, LLC | NY | Richmond | NYIS | IPP Non-CHP | ND007 |  | 5 | 5 | 5 | Batteries | MWH | BA | 2025 |  |  | (OP) Operating | 21.7 | [7 empty] | 40.5553 | -74.2149 | 0 | 0 | #DIV/0! | 0%
| Diamond State Generation Partners, LLC | 58433 | Red Lion Energy Center | DE | New Castle | PJM | IPP Non-CHP | RED1 |  | 24.9 | 24.9 | 24.9 | Other Natural Gas | NG | FC | 2012.8333 |  |  | (OP) Operating | [8 empty] | 39.6101 | -75.6297 | 0 | 0 | #DIV/0! | 0%
| ND Paper, Inc. | 10700 | Red Shield Envir Old Town Facility | ME | Penobscot | ISNE | Industrial CHP | TG4 |  | 28.5 | 21.5 | 26.5 | Wood/Wood Waste Biomass | BLQ | ST | 1976 |  |  | (OS) Out of service and NOT expected to return to service in next calendar year | [8 empty] | 44.9181 | -68.6355 | 0 | 0 | #DIV/0! | 0%
| Cypress Creek Renewables | 60631 | Empire Solar | MN | Dakota | MISO | IPP Non-CHP | PV1 |  | 5 | 5 | 5 | Solar Photovoltaic | SUN | PV | 2016 |  |  | (OP) Operating |  | 7 | [6 empty] | 44.6644 | -93.1088 | 0 | 0 | #DIV/0! | 0%
| Emporia Hydro Power LP | 50175 | Emporia | VA | Greensville | PJM | IPP Non-CHP | GEN1 |  | 2.5 | 2.5 | 2.5 | Conventional Hydroelectric | WAT | HY | 1986 |  |  | (OP) Operating | [8 empty] | 36.696 | -77.56 | 0 | 0 | #DIV/0! | 0%
| Northern States Power Co - Minnesota | 1926 | Red Wing | MN | Goodhue | MISO | Electric Utility | 1 |  | 23 | 18 | 18 | Municipal Solid Waste | MSW | ST | 1949 | 12 | 2027 | (OP) Operating | [8 empty] | 44.5692 | -92.5169 | 0 | 0 | #DIV/0! | 0%
| SkyHigh 2 Solar | 64406 | EMWD - Moreno Valley RWRF | CA | Riverside | CISO | IPP Non-CHP | EMMOR |  | 2.4 | 2.4 | 2.4 | Solar Photovoltaic | SUN | PV | 2021 |  |  | (OP) Operating |  | 3 | [6 empty] | 33.8683 | -117.2141 | 0 | 0 | #DIV/0! | 0%
| SkyHigh 2 Solar | 64396 | EMWD - Perris Valley RWRF | CA | Riverside | CISO | IPP Non-CHP | EMSJN |  | 3.4 | 3.4 | 3.4 | Solar Photovoltaic | SUN | PV | 2021 |  |  | (OP) Operating |  | 4.1 | [6 empty] | 33.76 | -117.1877 | 0 | 0 | #DIV/0! | 0%
| SkyHigh 2 Solar | 64399 | EMWD - San Jacinto RES BCT | CA | Riverside | CISO | IPP Non-CHP | EMRES |  | 4.2 | 4.2 | 4.2 | Solar Photovoltaic | SUN | PV | 2022 |  |  | (OP) Operating |  | 5.5 | [6 empty] | 33.8029 | -117.0236 | 0 | 0 | #DIV/0! | 0%
| SkyHigh 2 Solar | 64397 | EMWD - San Jacinto RWRF NEM | CA | Riverside | CISO | IPP Non-CHP | EMSJN |  | 1.3 | 1.3 | 1.3 | Solar Photovoltaic | SUN | PV | 2021 |  |  | (OP) Operating |  | 1.6 | [6 empty] | 33.7985 | -117.0166 | 0 | 0 | #DIV/0! | 0%
| SkyHigh 2 Solar | 64398 | EMWD - Sun City RWRF | CA | Riverside | CISO | IPP Non-CHP | EMSUN |  | 1.6 | 1.5 | 1.5 | Solar Photovoltaic | SUN | PV | 2021 |  |  | (OP) Operating |  | 1.8 | [6 empty] | 33.6961 | -117.2186 | 0 | 0 | #DIV/0! | 0%
| Encina Joint Powers Authority | 10026 | Encina Water Pollution Control | CA | San Diego | CISO | Commercial Non-CHP | EG10 |  | 3.2 | 3.2 | 3.2 | Other Waste Biomass | OBG | IC | 2008.5 |  |  | (OP) Operating | [8 empty] | 33.1165 | -117.3215 | 0 | 0 | #DIV/0! | 0%
| RED-Rochester, LLC | 10025 | RED-Rochester, LLC | NY | Monroe | NYIS | Industrial CHP | 17TG |  | 162.8 | 156 | 162 | Natural Gas Steam Turbine | NG | ST | 1981.5 |  |  | (OP) Operating | [8 empty] | 43.1989 | -77.6319 | 0 | 3118888.975 | #DIV/0! | 0%
| Archer Daniels Midland Co | 54908 | Enderlin | ND | Ransom | MISO | Industrial CHP | GEN1 |  | 9.8 | 9.8 | 9.8 | Other Waste Biomass | AB | ST | 1983 |  |  | (SB) Standby/Backup: available for service but not normally used | [8 empty] | 46.6144 | -97.5765 | 0 | 0 | #DIV/0! | 0%
| Exus New Mexico | 63860 | Encino Solar Energy Center | NM | Sandoval | PNM | IPP Non-CHP | ESEC |  | 55 | 55 | 55 | Solar Photovoltaic | SUN | PV | 2020 |  |  | (OP) Operating |  | 66.7 | [6 empty] | 35.354 | -106.858 | 0 | 0 | #DIV/0! | 0%
| University of Redlands | 58168 | Energy Center | CA | San Bernardino | CISO | Commercial CHP | TURB1 |  | 0.9 | 0.9 | 0.9 | Natural Gas Fired Combustion Turbine | NG | GT | 2019 |  |  | (OP) Operating | [8 empty] | 34.0631 | -117.1639 | 0 | 0 | #DIV/0! | 0%
| ReEnergy Livermore Falls | 10354 | ReEnergy Livermore Falls | ME | Androscoggin | ISNE | IPP Non-CHP | GEN1 |  | 39.6 | 38 | 38 | Wood/Wood Waste Biomass | WDS | ST | 1992 |  |  | (OP) Operating | [8 empty] | 44.4317 | -70.1619 | 0 | 0 | #DIV/0! | 0%
| Energix Aditya, LLC | 65151 | Energix Aditya, LLC | VA | Louisa | PJM | IPP Non-CHP | ENX13 |  | 11.5 | 11.5 | 11.5 | Solar Photovoltaic | SUN | PV | 2023 |  |  | (OP) Operating |  | 14.3 | [6 empty] | 38.0177 | -77.9529 | 0 | 0 | #DIV/0! | 0%
| Energix Buckingham, LLC | 64015 | Energix Buckingham, LLC | VA | Buckingham | PJM | IPP Non-CHP | ENX05 |  | 20 | 20 | 20 | Solar Photovoltaic | SUN | PV | 2021 |  |  | (OP) Operating |  | 26.4 | [6 empty] | 37.5064 | -78.381 | 0 | 0 | #DIV/0! | 0%
| Energix Hollyfield, LLC | 64010 | Energix Hollyfield, LLC | VA | King William | PJM | IPP Non-CHP | ENX06 |  | 13 | 13 | 13 | Solar Photovoltaic | SUN | PV | 2021 |  |  | (OP) Operating |  | 16.9 | [6 empty] | 37.671 | -77.17 | 0 | 0 | #DIV/0! | 0%
| Energix Leatherwood, LLC | 64817 | Energix Leatherwood, LLC | VA | Henry | PJM | IPP Non-CHP | ENX10 |  | 20 | 20 | 20 | Solar Photovoltaic | SUN | PV | 2021 |  |  | (OP) Operating |  | 26 | [6 empty] | 36.6871 | -79.7095 | 0 | 0 | #DIV/0! | 0%
| Energix Nokesville, LLC | 64012 | Energix Nokesville, LLC | VA | Prince William | PJM | IPP Non-CHP | ENX07 |  | 20 | 20 | 20 | Solar Photovoltaic | SUN | PV | 2022 |  |  | (OP) Operating |  | 26 | [6 empty] | 38.672 | -77.593 | 0 | 0 | #DIV/0! | 0%
| Energy Developments, Inc d/b/a EDL | 67027 | Energy Developments, Hancock | OH | Hancock | PJM | IPP Non-CHP | GEN1 |  | 3.2 | 3.2 | 3.2 | Landfill Gas | LFG | IC | 2014 |  |  | (OP) Operating | [8 empty] | 41.0657 | -83.4095 | 0 | 0 | #DIV/0! | 0%
| ReEnergy Stratton LLC | 50650 | ReEnergy Stratton LLC | ME | Franklin | ISNE | IPP Non-CHP | UNI1 |  | 47 | 46.1 | 46.1 | Wood/Wood Waste Biomass | WDS | ST | 1989 |  |  | (OP) Operating | [8 empty] | 45.1406 | -70.4256 | 0 | 0 | #DIV/0! | 0%
| Regeneron Pharmaceuticals Inc. | 62423 | Regeneron Pharmaceuticals Inc. | NY | Westchester | NYIS | Commercial Non-CHP | 735G1 |  | 22.2 | 20.7 | 20.7 | Petroleum Liquids | DFO | IC | 2016.2667 |  |  | (SB) Standby/Backup: available for service but not normally used | [8 empty] | 41.0787 | -73.8223 | 0 | 0 | #DIV/0! | 0%
| Bloom Energy | 65210 | Enloe Medical - Chico | CA | Butte | CISO | IPP Non-CHP | ENL00 |  | 1.7 | 1.7 | 1.7 | Other Natural Gas | NG | FC | 2021 |  |  | (OP) Operating | [8 empty] | 39.7426 | -121.8497 | 0 | 0 | #DIV/0! | 0%
| Enerparc CA 1, LLC | 59122 | Enerparc CA1 LLC | CA | San Benito | CISO | IPP Non-CHP | ECA11 |  | 1.5 | 1.5 | 1.5 | Solar Photovoltaic | SUN | PV | 2014 |  |  | (OP) Operating |  | 2.2 | [6 empty] | 36.8317 | -121.4042 | 0 | 0 | #DIV/0! | 0%
| EnerSmart Chula Vista Sub Station | 66505 | EnerSmart Chula Vista Sub Station | CA | San Diego | CISO | IPP Non-CHP | CV150 |  | 6 | 6 | 6 | Batteries | MWH | BA | 2024 |  |  | (OP) Operating | 6 | [7 empty] | 32.5945 | -117.0507 | 0 | 0 | #DIV/0! | 0%
| Enfield Community Solar | 62029 | Enfield Community Solar | NY | Tompkins | NYIS | IPP Non-CHP | 5515 |  | 1.8 | 1.8 | 1.8 | Solar Photovoltaic | SUN | PV | 2017 |  |  | (OP) Operating |  | 2.3 | [6 empty] | 42.4533 | -76.5948 | 0 | 0 | #DIV/0! | 0%
| Enfield Solar One, LLC | 65047 | Enfield Solar One | CT | Hartford | ISNE | IPP Non-CHP | VCP07 |  | 4 | 4 | 4 | Solar Photovoltaic | SUN | PV | 2024 |  |  | (OP) Operating |  | 5.7 | [6 empty] | 41.9949 | -72.5253 | 0 | 0 | #DIV/0! | 0%
| NSF Enfield Site 1, LLC | 68160 | Enfield Solar Site 1 | NY | Tompkins | NYIS | IPP Non-CHP | ENFI1 |  | 5 | 5 | 5 | Solar Photovoltaic | SUN | PV | 2024 |  |  | (OP) Operating |  | 7.6 | [6 empty] | 42.448 | -76.609 | 0 | 0 | #DIV/0! | 0%
| NSF Enfield Site 2, LLC | 68158 | Enfield Solar Site 2 | NY | Tompkins | NYIS | IPP Non-CHP | ENFI2 |  | 5 | 5 | 5 | Solar Photovoltaic | SUN | PV | 2024 |  |  | (OP) Operating |  | 7.6 | [6 empty] | 42.445 | -76.608 | 0 | 0 | #DIV/0! | 0%
| NSF Enfield Site 3, LLC | 68159 | Enfield Solar Site 3 | NY | Tompkins | NYIS | IPP Non-CHP | ENFI3 |  | 5 | 5 | 5 | Solar Photovoltaic | SUN | PV | 2024 |  |  | (OP) Operating |  | 7.6 | [6 empty] | 42.446 | -76.603 | 0 | 0 | #DIV/0! | 0%
| SunRay Power LLC | 59367 | Engelhard Solar LLC | NJ | Middlesex | PJM | IPP Non-CHP | PV1 |  | 0.8 | 0.8 | 0.8 | Solar Photovoltaic | SUN | PV | 2012 |  |  | (OP) Operating |  | 1.1 | [6 empty] | 40.33 | -74.4625 | 0 | 0 | #DIV/0! | 0%
| ENGIE 2019 ProjectCo MA-1, LLC | 65175 | ENGIE 2019 ProjectCo-MA1, LLC | MA | Hampden | ISNE | IPP Non-CHP | PV1 |  | 4.5 | 5 | 5 | Solar Photovoltaic | SUN | PV | 2021 |  |  | (OP) Operating |  | 5.1 | [6 empty] | 42.0416 | -72.6532 | 0 | 0 | #DIV/0! | 0%
| ENGIE 2020 ProjectCo-WI1 LLC | 65659 | ENGIE 2020 ProjectCo-WI1 LLC | WI | Fond Du Lac | MISO | IPP Non-CHP | PV1 |  | 1 | 1 | 1 | Solar Photovoltaic | SUN | PV | 2021 |  |  | (OP) Operating |  | 1.2 | [6 empty] | 43.735 | -88.4738 | 0 | 0 | #DIV/0! | 0%
| Engie North America | 62845 | ENGIE Long Draw Solar LLC | TX | Borden | ERCO | IPP Non-CHP | SP1 |  | 225 | 225 | 225 | Solar Photovoltaic | SUN | PV | 2020 |  |  | (OP) Operating |  | 287 | [6 empty] | 32.7414 | -101.6218 | 0 | 0 | #DIV/0! | 0%
| ENGIE Solidago Solar LLC | 65304 | ENGIE Solidago Solar Project - Hybrid | DE | New Castle | PJM | IPP Non-CHP | SOLAR |  | 50 | 50 | 50 | Solar Photovoltaic | SUN | PV | 2022 |  |  | (OP) Operating |  | 64.2 | [6 empty] | 39.3952 | -75.7535 | 0 | 0 | #DIV/0! | 0%
| Reworld Niagara I, LLC | 50472 | Reworld Niagara I | NY | Niagara | NYIS | Commercial CHP | GEN1 |  | 50 | 36 | 36 | Municipal Solid Waste | MSW | ST | 1980 |  |  | (OP) Operating | [8 empty] | 43.0839 | -79.0056 | 0 | 209394.875 | #DIV/0! | 0%
| Tampa Electric Co | 66921 | English Creek Solar | FL | Hillsborough | TEC | Electric Utility | 1 |  | 23 | 23 | 23 | Solar Photovoltaic | SUN | PV | 2024 |  |  | (OP) Operating |  | 26.98 | [6 empty] | 27.9458 | -82.0672 | 0 | 0 | #DIV/0! | 0%
| Interstate Power and Light Co | 61565 | English Farms | IA | Poweshiek | MISO | Electric Utility | 1 |  | 171.5 | 171.5 | 171.5 | Onshore Wind Turbine | WND | WT | 2019 |  |  | (OP) Operating | [8 empty] | 41.57 | -92.4072 | 0 | 0 | #DIV/0! | 0%
| Reworld Waste LLC | 54625 | Reworld Plymouth LLC | PA | Montgomery | PJM | Commercial Non-CHP | TGI |  | 32.1 | 28 | 28 | Municipal Solid Waste | MSW | ST | 1991 |  |  | (OP) Operating | [8 empty] | 40.0967 | -75.3103 | 0 | 0 | #DIV/0! | 0%
| M.A. Patout & Son Limited, LLC | 51008 | Enterprise Sugar Factory | LA | Iberia | MISO | Industrial CHP | 1000 |  | 1 | 1 | 1 | Other Waste Biomass | AB | ST | 1981 |  |  | (OP) Operating | [8 empty] | 29.9036 | -91.7256 | 0 | 0 | #DIV/0! | 0%
| CI-II Mitchell Holding LLC | 62662 | Ennis Solar, LLC | NC | Harnett | CPLE | IPP Non-CHP | 22503 |  | 5 | 5 | 5 | Solar Photovoltaic | SUN | PV | 2019 |  |  | (OP) Operating |  | 6.1 | [6 empty] | 35.422 | -78.7217 | 0 | 0 | #DIV/0! | 0%
| Entergy New Orleans, LLC | 61647 | ENO Paterson Solar | LA | Orleans | MISO | Electric Utility | NOSPS |  | 1.1 | 1.1 | 1.1 | Solar Photovoltaic | SUN | PV | 2016 |  |  | (OP) Operating |  | 1.3 | [6 empty] | 30.0114 | -90.024 | 0 | 0 | #DIV/0! | 0%
| NextEra Energy Resources Ensign Wind | 58137 | Ensign Wind LLC | KS | Gray | SWPP | IPP Non-CHP | 1 |  | 98.9 | 98.9 | 98.9 | Onshore Wind Turbine | WND | WT | 2012 |  |  | (OP) Operating | [8 empty] | 37.6145 | -100.2787 | 0 | 0 | #DIV/0! | 0%
| Arcadia Solar, LLC | 63542 | Enter Solar | MN | Waseca | MISO | IPP Non-CHP | ENTER |  | 1 | 1 | 1 | Solar Photovoltaic | SUN | PV | 2019 |  |  | (OP) Operating |  | 1.4 | [6 empty] | 44.1416 | -93.7077 | 0 | 0 | #DIV/0! | 0%
| American Mun Power-Ohio, Inc | 66446 | Ephrata PA BTM | PA | Lancaster | PJM | Electric Utility | PB1 |  | 5.4 | 5.4 | 5.4 | Petroleum Liquids | DFO | IC | 2021 |  |  | (OP) Operating | [8 empty] | 40.1884 | -76.1712 | 0 | 0 | #DIV/0! | 0%
| Clearway Renewable Operation & Maintenance LLC | 59386 | Enterprise Solar, LLC | UT | Iron | PACE | IPP Non-CHP | ENTS1 |  | 80 | 80 | 80 | Solar Photovoltaic | SUN | PV | 2016 |  |  | (OP) Operating |  | 105.1 | [6 empty] | 37.6411 | -113.6125 | 0 | 0 | #DIV/0! | 0%
| Ahlstrom-Munksjo | 50933 | Rhinelander Mill | WI | Oneida | MISO | Industrial CHP | GEN5 |  | 21.3 | 12.3 | 17.5 | Natural Gas Steam Turbine | NG | ST | 1933.8 |  |  | (OS) Out of service and NOT expected to return to service in next calendar year | [8 empty] | 45.6394 | -89.4205 | 0 | 0 | #DIV/0! | 0%
| Birch Creek Power, LLC | 66629 | Envoy Solar, LLC | MO | Audrain | MISO | IPP Non-CHP | PV |  | 50 | 50 | 50 | Solar Photovoltaic | SUN | PV | 2025 |  |  | (OP) Operating | [8 empty] | 39.1567 | -91.848 | 0 | 0 | #DIV/0! | 0%
| Regents of the University of Minnesota | 57880 | Eolos Wind Energy Research Field Station | MN | Dakota | MISO | IPP Non-CHP | 1 |  | 2.5 | 2.5 | 2.5 | Onshore Wind Turbine | WND | WT | 2011 |  |  | (OP) Operating | [8 empty] | 44.7283 | -93.0481 | 0 | 0 | #DIV/0! | 0%
| Chevron Products Company-Richmond | 52109 | Richmond Cogen | CA | Contra Costa | CISO | Industrial CHP | GEN1 | CC1 | 173.5 | 148.3 | 152.3 | Natural Gas Fired Combined Cycle | NG | CT | 2002.25 |  |  | (OP) Operating | [8 empty] | 37.9418 | -122.3909 | 0 | 0 | #DIV/0! | 0%
| Erie Boulevard Hydropower LP | 2560 | Ephratah | NY | Fulton | NYIS | IPP Non-CHP | 1 |  | 4 | 3.7 | 3.9 | Conventional Hydroelectric | WAT | HY | 1913.25 |  |  | (OP) Operating | [8 empty] | 43.0092 | -74.5372 | 0 | 0 | #DIV/0! | 0%
| Bloom Energy | 65209 | Equinix - Billerica | MA | Middlesex | ISNE | IPP Non-CHP | EQX53 |  | 1.9 | 1.9 | 1.9 | Other Natural Gas | NG | FC | 2021 |  |  | (OP) Operating | [8 empty] | 42.551 | -71.215 | 0 | 0 | #DIV/0! | 0%
| Bloom Energy | 66150 | Equinix - Elmsford | NY | Westchester | NYIS | IPP Non-CHP | EQX36 |  | 1.7 | 1.7 | 1.7 | Other Natural Gas | NG | FC | 2020 |  |  | (OP) Operating | [8 empty] | 41.0712 | -73.8192 | 0 | 0 | #DIV/0! | 0%
| 2016 ESA Project Company, LLC | 62671 | Equinix Caspian Dr. Fuel Cell | CA | Santa Clara | CISO | IPP Non-CHP | EQX1A |  | 4.8 | 4.8 | 4.8 | Other Natural Gas | NG | FC | 2017 |  |  | (OP) Operating | [8 empty] | 37.4151 | -122.0521 | 0 | 0 | #DIV/0! | 0%
| 2016 ESA Project Company, LLC | 62704 | Equinix Douglas St. Fuel Cell | CA | Los Angeles | CISO | IPP Non-CHP | EQX09 |  | 2 | 2 | 2 | Other Natural Gas | NG | FC | 2017 |  |  | (OP) Operating | [8 empty] | 33.9212 | -118.3845 | 0 | 0 | #DIV/0! | 0%
| 2016 ESA Project Company, LLC | 62702 | Equinix Great Oaks Blvd. Fuel Cell | CA | Santa Clara | CISO | IPP Non-CHP | EQ14A |  | 4.5 | 4.5 | 4.5 | Other Natural Gas | NG | FC | 2017 |  |  | (OP) Operating | [8 empty] | 37.241 | -121.7826 | 0 | 0 | #DIV/0! | 0%
| 2016 ESA Project Company, LLC | 62703 | Equinix Lundy Ave. Fuel Cell | CA | Santa Clara | CISO | IPP Non-CHP | EQ13A |  | 4.9 | 4.9 | 4.9 | Other Natural Gas | NG | FC | 2017.6667 |  |  | (OP) Operating | [8 empty] | 37.3885 | -121.889 | 0 | 0 | #DIV/0! | 0%
| 2016 ESA Project Company, LLC | 62705 | Equinix Maple Ave. Fuel Cell | CA | Los Angeles | CISO | IPP Non-CHP | EQX08 |  | 2 | 2 | 2 | Other Natural Gas | NG | FC | 2017 |  |  | (OP) Operating | [8 empty] | 33.9254 | -118.3946 | 0 | 0 | #DIV/0! | 0%
| Bloom Energy | 60223 | Equinix San Jose | CA | Santa Clara | CISO | IPP Non-CHP | EQXOO |  | 1.1 | 1 | 1 | Other Natural Gas | NG | FC | 2015 |  |  | (OP) Operating | [8 empty] | 37.2417 | -121.7814 | 0 | 0 | #DIV/0! | 0%
| Rio Bravo Fresno | 10767 | Rio Bravo Fresno | CA | Fresno | CISO | IPP Non-CHP | GEN1 |  | 28 | 24.3 | 24.3 | Wood/Wood Waste Biomass | WDS | ST | 1988 |  |  | (OS) Out of service and NOT expected to return to service in next calendar year | [8 empty] | 36.6889 | -119.7232 | 0 | 0 | #DIV/0! | 0%
| 2016 ESA Project Company, LLC | 63702 | EQX002 Secaucus Rd Fuel Cell | NJ | Hudson | PJM | IPP Non-CHP | EQX02 |  | 1.5 | 1.5 | 1.5 | Other Natural Gas | NG | FC | 2019 |  |  | (OP) Operating | [8 empty] | 40.7754 | -74.0703 | 0 | 0 | #DIV/0! | 0%
| Equity Industrial Turbines | 60865 | Equity Industrial Turbines | MA | Essex | ISNE | IPP Non-CHP | WT1 |  | 4 | 4 | 4 | Onshore Wind Turbine | WND | WT | 2012 |  |  | (OP) Operating | [8 empty] | 42.6256 | -70.6565 | 0 | 0 | #DIV/0! | 0%
| MN8 Energy LLC | 61363 | Equuleus Community Solar Gardens | MN | Dakota | MISO | IPP Non-CHP | CSG1 |  | 5 | 5 | 5 | Solar Photovoltaic | SUN | PV | 2017 |  |  | (OP) Operating |  | 1.5 | [6 empty] | 44.7261 | -93.0227 | 0 | 0 | #DIV/0! | 0%
| 2016 ESA Project Company, LLC | 63703 | EQX003 Secaucus Rd Fuel Cell | NJ | Hudson | PJM | IPP Non-CHP | EQX03 |  | 2 | 2 | 2 | Other Natural Gas | NG | FC | 2018 |  |  | (OP) Operating | [8 empty] | 40.7785 | -74.0722 | 0 | 0 | #DIV/0! | 0%
| 2016 ESA Project Company, LLC | 63704 | EQX010 Great Oaks Fuel Cell | CA | Santa Clara | CISO | IPP Non-CHP | EQ10A |  | 2.4 | 2.4 | 2.4 | Other Natural Gas | NG | FC | 2019 |  |  | (OP) Operating | [8 empty] | 37.2421 | -121.7831 | 0 | 0 | #DIV/0! | 0%
| 2016 ESA Project Company, LLC | 63705 | EQX011 Duane Fuel Cell | CA | Santa Clara | CISO | IPP Non-CHP | EQ11A |  | 5.2 | 5.2 | 5.2 | Other Natural Gas | NG | FC | 2018 |  |  | (OP) Operating | [8 empty] | 37.3782 | -121.955 | 0 | 0 | #DIV/0! | 0%
| 2016 ESA Project Company, LLC | 63706 | EQX012 Harz Fuel Cell | NJ | Hudson | PJM | IPP Non-CHP | EQX12 |  | 2.5 | 2.5 | 2.5 | Other Natural Gas | NG | FC | 2018 |  |  | (OP) Operating | [8 empty] | 40.7778 | -74.0759 | 0 | 0 | #DIV/0! | 0%
| 2016 ESA Project Company, LLC | 63708 | EQX015 Great Oaks Fuel Cell | CA | Santa Clara | CISO | IPP Non-CHP | EQ15A |  | 4 | 4 | 4 | Other Natural Gas | NG | FC | 2018 |  |  | (OP) Operating | [8 empty] | 37.2419 | -121.7816 | 0 | 0 | #DIV/0! | 0%
| Entergy Texas Inc. | 66592 | ERDC | MS | Warren | MISO | Electric Utility | ERDC1 | ERDC | 3.2 | 3.2 | 3.2 | Natural Gas Internal Combustion Engine | NG | IC | 2021 |  |  | (OP) Operating | [8 empty] | 32.3103 | -90.8599 | 0 | 0 | #DIV/0! | 0%
| Ergon Refining Inc | 54918 | Ergon Refining Vicksburg | MS | Warren | MISO | Industrial CHP | TMO1 |  | 4.8 | 4.5 | 4.7 | Natural Gas Fired Combustion Turbine | NG | GT | 1995 | 2 | 2027 | (OP) Operating | [8 empty] | 32.3883 | -90.9083 | 0 | 0 | #DIV/0! | 0%
| Greenbacker Renewable Energy Corporation | 66097 | ER Bison Solar CSG | PA | Union | PJM | IPP Non-CHP | 371 |  | 1.4 | 1.4 | 1.4 | Solar Photovoltaic | SUN | PV | 2023 |  |  | (OP) Operating |  | 1.8 | [6 empty] | 40.9418 | -76.8936 | 0 | 0 | #DIV/0! | 0%
| Greenbacker Renewable Energy Corporation | 65135 | ER Bone Hill Solar, LLC | VT | Washington | ISNE | IPP Non-CHP | 288 |  | 1.2 | 1.2 | 1.2 | Solar Photovoltaic | SUN | PV | 2022 |  |  | (OP) Operating |  | 1.8 | [6 empty] | 44.1257 | -72.6568 | 0 | 0 | #DIV/0! | 0%
| Greenbacker Renewable Energy Corporation | 65166 | ER Center Road Solar, LLC | VT | Caledonia | ISNE | IPP Non-CHP | 287 |  | 2.1 | 2.1 | 2.1 | Solar Photovoltaic | SUN | PV | 2022 |  |  | (OP) Operating |  | 2.9 | [6 empty] | 44.5082 | -72.3463 | 0 | 0 | #DIV/0! | 0%
| Greenbacker Renewable Energy Corporation | 64863 | ER Salvage Yard | VT | Lamoille | ISNE | IPP Non-CHP | 284 |  | 2.1 | 2.1 | 2.1 | Solar Photovoltaic | SUN | PV | 2021 |  |  | (OP) Operating |  | 2.8 | [6 empty] | 44.5463 | -72.6119 | 0 | 0 | #DIV/0! | 0%
| Greenbacker Renewable Energy Corporation | 65619 | ER Sand Hill | VT | Rutland | ISNE | IPP Non-CHP | 289 |  | 2.2 | 2.2 | 2.2 | Solar Photovoltaic | SUN | PV | 2022 |  |  | (OP) Operating |  | 3.1 | [6 empty] | 43.6069 | -73.1899 | 0 | 0 | #DIV/0! | 0%
| City of Erie - (KS) | 1276 | Erie | KS | Neosho | SWPP | Electric Utility | 3 |  | 4.3 | 3.9 | 3.9 | Petroleum Liquids | DFO | IC | 1993.25 |  |  | (OP) Operating | [8 empty] | 37.5668 | -95.2375 | 0 | 0 | #DIV/0! | 0%
| Rio Bravo Rocklin | 10772 | Rio Bravo Rocklin | CA | Placer | CISO | IPP Non-CHP | GEN1 |  | 27.9 | 24.4 | 24.4 | Wood/Wood Waste Biomass | WDS | ST | 1989 |  |  | (OP) Operating | [8 empty] | 38.8319 | -121.3137 | 0 | 0 | #DIV/0! | 0%
| MidAmerican Energy Co | 1084 | River Hills | IA | Polk | MISO | Electric Utility | 1 |  | 128 | 112.8 | 128 | Natural Gas Fired Combustion Turbine | NG | GT | 1966.75 |  |  | (OP) Operating | [8 empty] | 41.5902 | -93.6195 | 0 | 0 | #DIV/0! | 0%
| Erving Paper Mills Inc | 54228 | Erving Paper Mills | MA | Franklin | ISNE | Industrial CHP | 2 | CC | 6.2 | 6.1 | 6.6 | Natural Gas Steam Turbine | NG | ST | 2014 |  |  | (OP) Operating | [8 empty] | 42.5983 | -72.3875 | 0 | 0 | #DIV/0! | 0%
| Erie Solar, LLC | 66365 | Erie Solar, LLC | PA | Erie | PJM | IPP Non-CHP | ERIE |  | 20 | 20 | 20 | Solar Photovoltaic | SUN | PV | 2025 |  |  | (OP) Operating | [8 empty] | 42.0131 | -80.3073 | 0 | 0 | #DIV/0! | 0%
| Erin Garden LLC | 63429 | Erin Garden Solar | MN | Sibley | MISO | IPP Non-CHP | CSG |  | 1 | 1 | 1 | Solar Photovoltaic | SUN | PV | 2020 |  |  | (OP) Operating |  | 1.3 | [6 empty] | 44.6752 | -94.0101 | 0 | 0 | #DIV/0! | 0%
| Oklahoma Gas & Electric Co | 10671 | River Valley | OK | Le Flore | SWPP | Electric Utility | GEN1 |  | 350 | 321 | 321 | Conventional Steam Coal | SUB | ST | 1990 |  |  | (OP) Operating | [8 empty] | 35.1931 | -94.6458 | 0 | 8187965.143 | #DIV/0! | 0%
| Sol Systems | 63733 | Eros Solar, LLC | NC | Duplin | CPLE | IPP Non-CHP | 11631 |  | 5 | 5 | 5 | Solar Photovoltaic | SUN | PV | 2020 |  |  | (OP) Operating |  | 7 | [6 empty] | 35.1651 | -78.0803 | 0 | 0 | #DIV/0! | 0%
| Errol Hydroelectric Co LLC | 10570 | Errol Hydroelectric Project | NH | Coos | ISNE | IPP Non-CHP | 1 |  | 3 | 3 | 3 | Conventional Hydroelectric | WAT | HY | 1986 |  |  | (OP) Operating | [8 empty] | 44.7866 | -71.1243 | 0 | 0 | #DIV/0! | 0%
| Erving Poplar Mountain Solar 1, LLC | 63950 | Erving CSG | MA | Franklin | ISNE | IPP Non-CHP | ERVIN |  | 1 | 1 | 1 | Solar Photovoltaic | SUN | PV | 2020 |  |  | (OP) Operating |  | 1.3 | [6 empty] | 42.6037 | -72.4712 | 0 | 0 | #DIV/0! | 0%
| Riverwood Intl USA Inc | 54464 | Riverwood International Macon Mill | GA | Bibb | SOCO | Industrial CHP | 0001 |  | 78.7 | 81.7 | 81.7 | Wood/Wood Waste Biomass | BLQ | ST | 1967.6 |  |  | (OP) Operating | [8 empty] | 32.7714 | -83.6281 | 0 | 0 | #DIV/0! | 0%
| Strata Manager, LLC | 58859 | Erwin Farm | NC | Harnett | CPLE | IPP Non-CHP | 1 |  | 5 | 5 | 5 | Solar Photovoltaic | SUN | PV | 2014 |  |  | (OP) Operating |  | 5.1 | [6 empty] | 35.3333 | -78.6614 | 0 | 0 | #DIV/0! | 0%
| ESA Albemarle NC Solar, LLC | 66718 | ESA Albemarle NC Solar | NC | Stanly | DUK | IPP Non-CHP | ESAAB |  | 2 | 2 | 2 | Solar Photovoltaic | SUN | PV | 2021 |  |  | (OP) Operating |  | 2.8 | [6 empty] | 35.3961 | -80.1236 | 0 | 0 | #DIV/0! | 0%
| Sol Systems | 64363 | ESA Boston Solar, LLC | NC | Person | CPLE | IPP Non-CHP | 30008 |  | 5 | 5 | 5 | Solar Photovoltaic | SUN | PV | 2020 |  |  | (OP) Operating |  | 6.8 | [6 empty] | 36.486 | -78.9218 | 0 | 0 | #DIV/0! | 0%
| Sol Systems | 63732 | ESA Buies Creek, LLC | NC | Harnett | CPLE | IPP Non-CHP | 11630 |  | 2.8 | 2.8 | 2.8 | Solar Photovoltaic | SUN | PV | 2020 |  |  | (OP) Operating |  | 3.9 | [6 empty] | 35.4142 | -78.7143 | 0 | 0 | #DIV/0! | 0%
| ESA Four Oaks 2 NC LLC | 62996 | ESA Four Oaks 2 NC LLC | NC | Johnston | CPLE | IPP Non-CHP | PGR08 |  | 2 | 2 | 2 | Solar Photovoltaic | SUN | PV | 2019 |  |  | (OP) Operating |  | 2.4 | [6 empty] | 35.4161 | -78.4092 | 0 | 0 | #DIV/0! | 0%
| ESA Hamlet NC LLC | 63377 | ESA Hamlet NC , LLC | NC | Richmond | CPLE | IPP Non-CHP | PGR10 |  | 5 | 5 | 3 | Solar Photovoltaic | SUN | PV | 2021 |  |  | (OP) Operating |  | 5.8 | [6 empty] | 34.8796 | -79.6733 | 0 | 0 | #DIV/0! | 0%
| SRE Utility Solar 1, LLC | 59956 | ESA Selma | NC | Johnston | CPLE | IPP Non-CHP | GEN02 |  | 1.8 | 1.8 | 1.8 | Solar Photovoltaic | SUN | PV | 2015 |  |  | (OP) Operating |  | 2.3 | [6 empty] | 35.5262 | -78.2898 | 0 | 0 | #DIV/0! | 0%
| SRE Utility Solar 1, LLC | 59955 | ESA Smithfield | NC | Johnston | CPLE | IPP Non-CHP | GEN01 |  | 1.8 | 1.8 | 1.8 | Solar Photovoltaic | SUN | PV | 2015 |  |  | (OP) Operating |  | 2.3 | [6 empty] | 35.4883 | -78.3197 | 0 | 0 | #DIV/0! | 0%
| OE_ESCL | 66888 | Escalante (NM) | NM | McKinley | PNM | IPP Non-CHP | OESCL |  | 200 | 200 | 200 | Solar Photovoltaic | SUN | PV | 2024 |  |  | (OP) Operating |  | 238 | [6 empty] | 35.4077 | -108.0812 | 0 | 0 | #DIV/0! | 0%
| Clearway Renewable Operation & Maintenance LLC | 59387 | Escalante Solar I, LLC | UT | Beaver | PACE | IPP Non-CHP | ESCS1 |  | 80 | 80 | 80 | Solar Photovoltaic | SUN | PV | 2016 |  |  | (OP) Operating |  | 105.1 | [6 empty] | 38.5242 | -113.0339 | 0 | 0 | #DIV/0! | 0%
| Clearway Renewable Operation & Maintenance LLC | 59388 | Escalante Solar II, LLC | UT | Beaver | PACE | IPP Non-CHP | ESCS2 |  | 80 | 80 | 80 | Solar Photovoltaic | SUN | PV | 2016 |  |  | (OP) Operating |  | 105.1 | [6 empty] | 38.5008 | -113.03 | 0 | 0 | #DIV/0! | 0%
| Clearway Renewable Operation & Maintenance LLC | 59389 | Escalante Solar III, LLC | UT | Beaver | PACE | IPP Non-CHP | ESCS3 |  | 80 | 80 | 80 | Solar Photovoltaic | SUN | PV | 2016 |  |  | (OP) Operating |  | 105.3 | [6 empty] | 38.4978 | -112.9869 | 0 | 0 | #DIV/0! | 0%
| Madison Energy Holdings LLC | 64270 | ESCA-LL-COLTON, LLC | CA | San Bernardino | CISO | IPP Non-CHP | COLT1 |  | 2.6 | 2.6 | 2.6 | Solar Photovoltaic | SUN | PV | 2021 | 12 | 2045 | (OP) Operating |  | 3.3 | [6 empty] | 34.0393 | -117.3606 | 0 | 0 | #DIV/0! | 0%
| Imperial Irrigation District | 7824 | Rockwood | CA | Imperial | IID | Electric Utility | 1 |  | 49.8 | 42.3 | 43 | Natural Gas Fired Combustion Turbine | NG | GT | 1979.5 |  |  | (OP) Operating | [8 empty] | 32.9553 | -115.5364 | 0 | 0 | #DIV/0! | 0%
| Roquette America | 57953 | Roquette America | IA | Lee | MISO | Industrial CHP | GT | CGEN | 84.4 | 80 | 82 | Natural Gas Fired Combined Cycle | NG | CT | 2005 |  |  | (OP) Operating | [8 empty] | 40.3892 | -91.3942 | 0 | 0 | #DIV/0! | 0%
| San Diego Gas & Electric Co | 60570 | Escondido Energy Storage | CA | San Diego | CISO | Electric Utility | SES |  | 30 | 30 | 30 | Batteries | MWH | BA | 2017 |  |  | (OP) Operating | 120 | [7 empty] | 33.1244 | -117.1143 | 0 | 0 | #DIV/0! | 0%
| Madison Energy Holdings LLC | 63889 | ESIL-PFCHICAGO 2, LLC | IL | Cook | MISO | IPP Non-CHP | PF2CH |  | 1 | 1 | 1 | Solar Photovoltaic | SUN | PV | 2020 |  |  | (OP) Operating |  | 1.4 | [6 empty] | 41.817 | -87.735 | 0 | 0 | #DIV/0! | 0%
| Madison Energy Holdings LLC | 63888 | ESIL-PFCHICAGO 3, LLC | IL | Cook | MISO | IPP Non-CHP | PF3CH |  | 1.4 | 1.4 | 1.4 | Solar Photovoltaic | SUN | PV | 2020 |  |  | (OP) Operating |  | 2.1 | [6 empty] | 41.849 | -87.669 | 0 | 0 | #DIV/0! | 0%
| Kodiak Electric Assn Inc | 58405 | ESS Battery Microgrid | AK | Kodiak Island |  | Electric Utility | 1 |  | 3 | 3 | 3 | Batteries | MWH | BA | 2012 |  |  | (OP) Operating | 3 | [7 empty] | 57.7992 | -152.4042 | 0 | 0 | #DIV/0! | 0%
| Essex County Correctional Facility Cogen | 63540 | Essex County Correctional Facility Cogen | NJ | Essex | PJM | IPP CHP | EG1 |  | 6.2 | 6 | 6 | Natural Gas Internal Combustion Engine | NG | IC | 2003 |  |  | (OP) Operating | [8 empty] | 40.7205 | -74.1263 | 0 | 0 | #DIV/0! | 0%
| City of Estherville - (IA) | 1137 | Estherville | IA | Emmet | SWPP | Electric Utility | 2 |  | 15.6 | 13.6 | 13.8 | Petroleum Liquids | DFO | IC | 1960.8 |  |  | (OP) Operating | [8 empty] | 43.4028 | -94.8433 | 0 | 0 | #DIV/0! | 0%
| EnLink Processing Services, LLC | 66615 | Eunice LA Plant | LA | Acadia | MISO | Industrial Non-CHP | STG01 |  | 4.7 | 4.6 | 4.6 | Natural Gas Steam Turbine | NG | ST | 2024 |  |  | (OP) Operating | [8 empty] | 30.461 | -92.532 | 0 | 0 | #DIV/0! | 0%
| Green Mountain Power Corp | 3737 | Essex Junction 19 | VT | Chittenden | ISNE | Electric Utility | H1 |  | 16 | 15.2 | 15.2 | Conventional Hydroelectric | WAT | HY | 1967.1111 |  |  | (OP) Operating | [8 empty] | 44.4821 | -73.1164 | 0 | 0 | #DIV/0! | 0%
| Arevon Energy, Inc. | 61406 | Essex Solar Center | VA | Essex | PJM | IPP Non-CHP | ESSEX |  | 20 | 20 | 20 | Solar Photovoltaic | SUN | PV | 2017 |  |  | (OP) Operating |  | 26.7 | [6 empty] | 37.8341 | -76.8 | 0 | 0 | #DIV/0! | 0%
| U S Bureau of Reclamation | 513 | Estes | CO | Larimer | WACM | Electric Utility | 1 |  | 45 | 51.6 | 51.6 | Conventional Hydroelectric | WAT | HY | 1950 |  |  | (OP) Operating | [8 empty] | 40.3768 | -105.5097 | 0 | 0 | #DIV/0! | 0%
| City of Roseville - (CA) | 7452 | Roseville Power Plant #2 | CA | Placer | BANC | Electric Utility | 1 |  | 66 | 42.4 | 48.4 | Natural Gas Fired Combustion Turbine | NG | GT | 1986 |  |  | (SB) Standby/Backup: available for service but not normally used | [8 empty] | 38.8107 | -121.3238 | 0 | 0 | #DIV/0! | 0%
| Estill Solar I, LLC | 61490 | Estill Solar | SC | Hampton | SCEG | IPP Non-CHP | EST1 |  | 20 | 20 | 20 | Solar Photovoltaic | SUN | PV | 2017 |  |  | (OP) Operating |  | 28 | [6 empty] | 32.7638 | -81.2421 | 0 | 0 | #DIV/0! | 0%
| Cypress Creek Renewables | 61529 | Estill Solar II | SC | Allendale | SCEG | IPP Non-CHP | GEN1 |  | 10.2 | 10.2 | 10.2 | Solar Photovoltaic | SUN | PV | 2017 |  |  | (OP) Operating |  | 14.8 | [6 empty] | 32.7278 | -81.2535 | 0 | 0 | #DIV/0! | 0%
| Enel Green Power Estonian Solar Project, LLC | 66872 | Estonian Solar Project, LLC | TX | Delta | ERCO | IPP Non-CHP | BESS |  | 100 | 100 | 100 | Batteries | MWH | BA | 2025 |  |  | (OP) Operating | 158.3 | [7 empty] | 33.4571 | -95.6679 | 0 | 0 | #DIV/0! | 0%
| Tesla Inc. | 60230 | Estrella Mountain PV | AZ | Maricopa | AZPS | IPP Non-CHP | PV1 |  | 1.8 | 1.8 | 1.8 | Solar Photovoltaic | SUN | PV | 2019 |  |  | (OP) Operating |  | 2.1 | [6 empty] | 33.4098 | -112.3403 | 0 | 0 | #DIV/0! | 0%
| AES Clean Energy | 66772 | Estrella Solar & Storage | CA | Los Angeles | CISO | IPP Non-CHP | ESPV |  | 84 | 84 | 84 | Solar Photovoltaic | SUN | PV | 2023 |  |  | (OP) Operating |  | 70 | [6 empty] | 34.8078 | -118.3165 | 0 | 0 | #DIV/0! | 0%
| Metropolitan Water District of S CA | 745 | Etiwanda | CA | San Bernardino | CISO | Electric Utility | 1 |  | 23.9 | 23.9 | 23.9 | Conventional Hydroelectric | WAT | HY | 1994 |  |  | (OP) Operating | [8 empty] | 34.1035 | -117.5257 | 0 | 0 | #DIV/0! | 0%
| MN8 Energy LLC | 57574 | ETS Ewing Solar Facility | NJ | Mercer | PJM | IPP Non-CHP | ETS1 |  | 1.3 | 1.3 | 1.3 | Solar Photovoltaic | SUN | PV | 2010 |  |  | (OP) Operating |  | 1.4 | [6 empty] | 40.2818 | -74.7936 | 0 | 0 | #DIV/0! | 0%
| Suncore Photovoltaics, Inc | 59393 | Eubank Landfill Solar Array | NM | Bernalillo | PNM | IPP Non-CHP | ESNM1 |  | 2 | 2 | 2 | Solar Photovoltaic | SUN | PV | 2013 |  |  | (OP) Operating |  | 2.5 | [6 empty] | 35.0492 | -106.53 | 0 | 0 | #DIV/0! | 0%
| Case Western Reserve University | 59024 | Euclid Farm, Stamco N-54 | OH | Cuyahoga | PJM | IPP Non-CHP | N-54 |  | 1 | 1 | 1 | Onshore Wind Turbine | WND | WT | 2012 |  |  | (OP) Operating | [8 empty] | 41.6022 | -81.4969 | 0 | 0 | #DIV/0! | 0%
| USCE-Tulsa District | 6419 | Eufaula Dam | OK | Haskell | SPA | Electric Utility | 1 |  | 90 | 95 | 95 | Conventional Hydroelectric | WAT | HY | 1964 |  |  | (OP) Operating |  |  | 0 | 0 | 0 |  |  |  | 35.3069 | -95.3572 | 0 | 0 | #DIV/0! | 0%
| Evanston Board of Education | 54788 | Evanston Township High School | IL | Cook | PJM | Commercial Non-CHP | GEN1 |  | 2.4 | 2.4 | 2.4 | Natural Gas Internal Combustion Engine | NG | IC | 1992 |  |  | (SB) Standby/Backup: available for service but not normally used | [8 empty] | 42.044 | -87.6996 | 0 | 0 | #DIV/0! | 0%
| Eurus Combine Hills II LLC | 57137 | Eurus Combine Hills Turbine Ranch 2 | OR | Umatilla | BPAT | IPP Non-CHP | 1 |  | 66.1 | 62 | 62 | Onshore Wind Turbine | WND | WT | 2010 |  |  | (OP) Operating | [8 empty] | 45.943 | -118.591 | 0 | 0 | #DIV/0! | 0%
| Golden Valley Elec Assn Inc | 57935 | Eva Creek Wind | AK | Denali | NA | Electric Utility | EVW |  | 24.6 | 24.6 | 24.6 | Onshore Wind Turbine | WND | WT | 2013 |  |  | (OP) Operating | [8 empty] | 64.0583 | -148.9 | 0 | 0 | #DIV/0! | 0%
| Wisconsin Electric Power Co | 58124 | Rothschild Biomass Cogen Facility | WI | Marathon | MISO | Electric Utility | 1 |  | 57.5 | 46.6 | 46.8 | Wood/Wood Waste Biomass | WDS | ST | 2013 |  |  | (OP) Operating | [8 empty] | 44.8878 | -89.6297 | 0 | 4683637.964 | #DIV/0! | 0%
| Evonik Degussa Corporation | 54835 | Evonik Industries AG | IN | Tippecanoe | MISO | Industrial Non-CHP | T121 |  | 1.2 | 1.2 | 1.2 | Petroleum Liquids | DFO | IC | 1992 |  |  | (SB) Standby/Backup: available for service but not normally used | [8 empty] | 40.3872 | -86.9391 | 0 | 0 | #DIV/0! | 0%
| Ecoplexus, Inc | 60997 | Everett PV1 | NC | Martin | PJM | IPP Non-CHP | EVRT1 |  | 10 | 10 | 10 | Solar Photovoltaic | SUN | PV | 2019 |  |  | (OP) Operating |  | 13 | [6 empty] | 35.8211 | -77.3096 | 0 | 0 | #DIV/0! | 0%
| Duke Energy Renewables Services | 59549 | Everetts Wildcat Solar, LLC | NC | Martin | PJM | IPP Non-CHP | EVER1 |  | 5 | 5 | 5 | Solar Photovoltaic | SUN | PV | 2015 |  |  | (OP) Operating |  | 7 | [6 empty] | 35.8472 | -77.1114 | 0 | 0 | #DIV/0! | 0%
| Florida Power & Light Co | 65423 | Everglades Solar Energy Center | FL | Miami Dade | FPL | Electric Utility | 1 |  | 74.5 | 74.5 | 74.5 | Solar Photovoltaic | SUN | PV | 2023 |  |  | (OP) Operating |  | 104.3 | [6 empty] | 25.5425 | -80.5543 | 0 | 0 | #DIV/0! | 0%
| Roundtop Energy LLC | 58715 | Roundtop | PA | Susquehanna | PJM | IPP Non-CHP | GEN1 |  | 22 | 21 | 21 | Natural Gas Internal Combustion Engine | NG | IC | 2015 |  |  | (OP) Operating | [8 empty] | 41.6578 | -76.0492 | 0 | 0 | #DIV/0! | 0%
| Everson Garden LLC | 65075 | Everson Garden | MN | Waseca | MISO | IPP Non-CHP | CGS |  | 1 | 1 | 1 | Solar Photovoltaic | SUN | PV | 2022 |  |  | (OP) Operating |  | 1.5 | [6 empty] | 44.0896 | -93.5531 | 0 | 0 | #DIV/0! | 0%
| E-Volve Energy Holdings LLC | 61493 | E-Volve Energy Holdings LLC | TX | Austin | ERCO | IPP Non-CHP | SEALY |  | 1.2 | 1.2 | 1.2 | Solar Photovoltaic | SUN | PV | 2015 |  |  | (OP) Operating |  | 1.6 | [6 empty] | 29.7408 | -96.1599 | 0 | 0 | #DIV/0! | 0%
| Sunflower Electric Power Corp | 58255 | Rubart | KS | Grant | SWPP | Electric Utility | 01 |  | 120 | 106.4 | 106.4 | Natural Gas Internal Combustion Engine | NG | IC | 2014 |  |  | (OP) Operating | [8 empty] | 37.5586 | -101.0994 | 0 | 0 | #DIV/0! | 0%
| Ewington Energy Systems, LLC | 56626 | Ewington Energy Systems, LLC | MN | Jackson | MISO | IPP Non-CHP | 1 |  | 22.5 | 20 | 20 | Onshore Wind Turbine | WND | WT | 2008 |  |  | (OP) Operating | [8 empty] | 43.6181 | -95.4172 | 0 | 0 | #DIV/0! | 0%
| Merced Irrigation District | 409 | Exchequer | CA | Mariposa | CISO | IPP Non-CHP | 1 |  | 94.5 | 94.5 | 94.5 | Conventional Hydroelectric | WAT | HY | 1967 |  |  | (OP) Operating | [8 empty] | 37.5843 | -120.2686 | 0 | 0 | #DIV/0! | 0%
| ND Paper, Inc. | 10495 | Rumford Cogeneration | ME | Oxford | ISNE | IPP CHP | GEN1 |  | 102.6 | 85 | 95 | Wood/Wood Waste Biomass | BLQ | ST | 1990 |  |  | (OP) Operating | [8 empty] | 44.5513 | -70.5414 | 0 | 0 | #DIV/0! | 0%
| Ryegate Associates, LLC | 51026 | Ryegate Associates, LLC | VT | Caledonia | ISNE | IPP Non-CHP | GEN1 |  | 21.5 | 20 | 20 | Wood/Wood Waste Biomass | WDS | ST | 1992 |  |  | (OP) Operating | [8 empty] | 44.2131 | -72.0572 | 0 | 0 | #DIV/0! | 0%
| Ketchikan Public Utilities | 85 | S W Bailey | AK | Ketchikan Gateway |  | Electric Utility | 1 |  | 25.9 | 23 | 23 | Petroleum Liquids | DFO | IC | 1978.25 |  |  | (OP) Operating | [8 empty] | 55.3574 | -131.697 | 0 | 0 | #DIV/0! | 0%
| Luminace Solar Chicago, LLC | 57191 | Exelon Solar Chicago | IL | Cook | PJM | IPP Non-CHP | ECS1 |  | 9 | 9 | 9 | Solar Photovoltaic | SUN | PV | 2009 |  |  | (OP) Operating |  | 10 | [6 empty] | 41.6758 | -87.6514 | 0 | 0 | #DIV/0! | 0%
| City of Sabetha - (KS) | 1320 | Sabetha Power Plant | KS | Nemaha | SWPP | Electric Utility | 11 |  | 21.8 | 18.7 | 18.7 | Petroleum Liquids | DFO | IC | 1972.5455 |  |  | (OP) Operating | [8 empty] | 39.9049 | -95.8034 | 0 | 0 | #DIV/0! | 0%
| Nautilus Solar Solutions | 67411 | Exeter Mail CSG | RI | Washington | ISNE | IPP Non-CHP | SC |  | 5 | 5 | 5 | Solar Photovoltaic | SUN | PV | 2025 |  |  | (OP) Operating |  | 6.5 | [6 empty] | 41.5322 | -71.5597 | 0 | 0 | #DIV/0! | 0%
| AES Clean Energy | 67417 | Exeter Renewables 1 | RI | Washington | ISNE | IPP Non-CHP | EXTR1 |  | 10 | 10 | 10 | Solar Photovoltaic | SUN | PV | 2024 |  |  | (OP) Operating |  | 12.33 | [6 empty] | 41.58 | -71.523 | 0 | 0 | #DIV/0! | 0%
| Altus Power America Management, LLC | 58306 | Exeter Solar | CA | Tulare | CISO | IPP Non-CHP | 1 |  | 3.5 | 3.5 | 3.5 | Solar Photovoltaic | SUN | PV | 2014 |  |  | (OP) Operating |  | 1.2 | [6 empty] | 36.2675 | -119.1286 | 0 | 0 | #DIV/0! | 0%
| Nautilus Solar Solutions | 67410 | Exeter Ten (CSG) | RI | Washington | ISNE | IPP Non-CHP | SC |  | 2.8 | 2.8 | 2.8 | Solar Photovoltaic | SUN | PV | 2024 |  |  | (OP) Operating |  | 3.7 | [6 empty] | 41.5801 | -71.5671 | 0 | 0 | #DIV/0! | 0%
| SABIC IP Mt. Vernon, LLC | 58063 | SABIC Innovative Plastics Mt. Vernon | IN | Posey | MISO | Industrial CHP | COGN1 |  | 108 | 78.6 | 98.5 | Natural Gas Fired Combustion Turbine | NG | GT | 2017 |  |  | (OP) Operating | [8 empty] | 37.9103 | -87.9261 | 0 | 0 | #DIV/0! | 0%
| The Dow Chemical Company | 10789 | Sabine River Operations | TX | Orange | MISO | Industrial CHP | GEN1 | CCL1 | 594.9 | 502 | 548 | Natural Gas Fired Combined Cycle | NG | CT | 1997.5 |  |  | (OP) Operating | [8 empty] | 30.0552 | -93.7579 | 0 | 0 | #DIV/0! | 0%
| AES Distributed Energy | 58761 | Expressway Solar A | CA | San Bernardino | CISO | IPP Non-CHP | EXSA |  | 2 | 2 | 2 | Solar Photovoltaic | SUN | PV | 2014 |  |  | (OP) Operating |  | 2.7 | [6 empty] | 34.5822 | -117.3417 | 0 | 0 | #DIV/0! | 0%
| AES Distributed Energy | 58762 | Expressway Solar B | CA | San Bernardino | CISO | IPP Non-CHP | EXSB |  | 2 | 2 | 2 | Solar Photovoltaic | SUN | PV | 2014 |  |  | (OP) Operating |  | 2.4 | [6 empty] | 34.5833 | -117.3403 | 0 | 0 | #DIV/0! | 0%
| AES Distributed Energy | 58763 | Expressway Solar C2 | CA | San Bernardino | CISO | IPP Non-CHP | EXSC2 |  | 1.5 | 1.5 | 1.5 | Solar Photovoltaic | SUN | PV | 2014 |  |  | (OP) Operating |  | 2.1 | [6 empty] | 34.5844 | -117.3414 | 0 | 0 | #DIV/0! | 0%
| Cypress Creek Renewables | 60400 | Exum Farm Solar, LLC | NC | Lenoir | DUK | IPP Non-CHP | FLS1 |  | 4.9 | 4.9 | 4.9 | Solar Photovoltaic | SUN | PV | 2016 |  |  | (OP) Operating |  | 6.4 | [6 empty] | 35.3704 | -77.4549 | 0 | 0 | #DIV/0! | 0%
| Sappi Cloquet LLC | 50639 | Sappi Cloquet Mill | MN | Carlton | MISO | Industrial CHP | GEN3 |  | 94.5 | 76.6 | 78 | Wood/Wood Waste Biomass | WDS | ST | 1966 |  |  | (OP) Operating | [8 empty] | 46.7243 | -92.4298 | 0 | 0 | #DIV/0! | 0%
| Sargent Canyon Cogeneration Co | 50864 | Sargent Canyon Cogeneration | CA | Monterey | CISO | IPP CHP | K100 |  | 38.2 | 30 | 34 | Natural Gas Fired Combustion Turbine | NG | GT | 1991 |  |  | (OS) Out of service and NOT expected to return to service in next calendar year | [8 empty] | 35.9359 | -120.8408 | 0 | 0 | #DIV/0! | 0%
| Georgia-Pacific Consr Prods LP-Savannah | 10361 | Savannah River Mill | GA | Effingham | SOCO | Industrial CHP | GEN1 |  | 140.4 | 126.6 | 134 | Natural Gas Fired Combustion Turbine | NG | GT | 1987.25 |  |  | (SB) Standby/Backup: available for service but not normally used | [8 empty] | 32.3313 | -81.2015 | 0 | 0 | #DIV/0! | 0%
| Ameresco | 57138 | Savannah River Site Biomass Cogen | SC | Aiken | SCEG | IPP CHP | 1 |  | 20.8 | 19 | 17 | Wood/Wood Waste Biomass | WDS | ST | 2012 |  |  | (OP) Operating | [8 empty] | 33.2833 | -81.6667 | 0 | 0 | #DIV/0! | 0%
| Xeres Ventures LLC | 59074 | SC 1 Data Center, Phase 2 | CA | Santa Clara | CISO | Commercial Non-CHP | 14B |  | 99.6 | 99.6 | 99.6 | Petroleum Liquids | DFO | IC | 2014.0455 |  |  | (SB) Standby/Backup: available for service but not normally used | [8 empty] | 37.3617 | -121.9436 | 0 | 0 | #DIV/0! | 0%
| Hawaiian Electric Co Inc | 60328 | Schofield Generating Station | HI | Honolulu | HECO | Electric Utility | S1 |  | 50.4 | 50.4 | 50.4 | Other Waste Biomass | OBL | IC | 2018 |  |  | (OP) Operating | [8 empty] | 21.4785 | -158.0581 | 0 | 0 | #DIV/0! | 0%
| Cordova Electric Coop, Inc | 62714 | Eyak Service Center BESS | AK | Valdez Cordova | NA | Electric Utility | BESS1 |  | 1 | 1 | 1 | Batteries | MWH | BA | 2019 |  |  | (OP) Operating | 0.9 | [7 empty] | 60.5405 | -145.7408 | 0 | 0 | #DIV/0! | 0%
| Constellation Power, Inc | 3169 | Schuylkill Generating Station | PA | Philadelphia | PJM | IPP Non-CHP | 10 |  | 39.8 | 30 | 40.3 | Petroleum Liquids | DFO | GT | 1970 |  |  | (OP) Operating | [8 empty] | 39.9419 | -75.1883 | 0 | 0 | #DIV/0! | 0%
| Scrubgrass Reclamation CO. LP. | 50974 | Scrubgrass Reclamation CO. LP. | PA | Venango | PJM | IPP Non-CHP | GEN1 |  | 94.7 | 82.5 | 85.2 | Conventional Steam Coal | WC | ST | 1993 |  |  | (OP) Operating | [8 empty] | 41.2691 | -79.8134 | 0 | 1078925.225 | #DIV/0! | 0%
| Enfinity NorCal 1 FAA LLC | 58261 | FAA NorCal TRACON | CA | Sacramento | BANC | IPP Non-CHP | 1 |  | 1 | 1 | 1 | Solar Photovoltaic | SUN | PV | 2012 |  |  | (OP) Operating |  | 1.2 | [6 empty] | 38.5595 | -121.2576 | 0 | 0 | #DIV/0! | 0%
| Exus New Mexico | 61556 | Facebook 1 Solar Energy Center | NM | Valencia | PNM | IPP Non-CHP | FB1 |  | 10 | 10 | 8.2 | Solar Photovoltaic | SUN | PV | 2017 |  |  | (OP) Operating |  | 12.5 | [6 empty] | 34.831 | -106.762 | 0 | 0 | #DIV/0! | 0%
| Exus New Mexico | 61557 | Facebook 2 Solar Energy Center | NM | Bernalillo | PNM | IPP Non-CHP | FB2 |  | 10 | 10 | 8.2 | Solar Photovoltaic | SUN | PV | 2018 |  |  | (OP) Operating |  | 12.5 | [6 empty] | 35.08 | -106.865 | 0 | 0 | #DIV/0! | 0%
| Exus New Mexico | 61558 | Facebook 3 Solar Energy Center | NM | Bernalillo | PNM | IPP Non-CHP | FB3 |  | 10 | 10 | 8.2 | Solar Photovoltaic | SUN | PV | 2018 |  |  | (OP) Operating |  | 12.5 | [6 empty] | 35.075 | -106.865 | 0 | 0 | #DIV/0! | 0%
| Facile Solar LLC | 59406 | Facile Solar | NC | Alamance | DUK | IPP Non-CHP | SYS1 |  | 2 | 2 | 2 | Solar Photovoltaic | SUN | PV | 2015 |  |  | (OP) Operating |  | 3 | [6 empty] | 36.0989 | -79.4939 | 0 | 0 | #DIV/0! | 0%
| City of Fairfax - (MN) | 1972 | Fairfax | MN | Renville | MISO | Electric Utility | 2A |  | 2 | 1.9 | 1.9 | Petroleum Liquids | DFO | IC | 2001 |  |  | (SB) Standby/Backup: available for service but not normally used | [8 empty] | 44.5259 | -94.7188 | 0 | 0 | #DIV/0! | 0%
| Fair Wind Power Partners, LLC | 59147 | Fair Wind | MD | Garrett | PJM | IPP Non-CHP | 1 |  | 30 | 30 | 30 | Onshore Wind Turbine | WND | WT | 2015 |  |  | (OP) Operating | [8 empty] | 39.4046 | -79.2911 | 0 | 0 | #DIV/0! | 0%
| Fairfield University | 56928 | Fairfield University CHP Plant | CT | Fairfield | ISNE | Commercial CHP | CHP1 |  | 4.5 | 4.5 | 4.5 | Natural Gas Fired Combustion Turbine | NG | GT | 2007 |  |  | (OP) Operating | [8 empty] | 41.1589 | -73.2572 | 0 | 0 | #DIV/0! | 0%
| DTE Electric Company | 62815 | Fairbanks Wind Park | MI | Delta | MISO | Electric Utility | GNWF1 |  | 72.8 | 72.8 | 72.8 | Onshore Wind Turbine | WND | WT | 2022 |  |  | (OP) Operating | [8 empty] | 45.6836 | -86.6457 | 0 | 0 | #DIV/0! | 0%
| SEMASS Partnership | 50290 | SEMASS Resource Recovery | MA | Plymouth | ISNE | Commercial Non-CHP | GEN1 |  | 98.5 | 80 | 80 | Municipal Solid Waste | MSW | ST | 1990.5 |  |  | (OP) Operating | [8 empty] | 41.8022 | -70.7875 | 0 | 0 | #DIV/0! | 0%
| Green Mountain Power Corp | 3712 | Fairfax Falls | VT | Franklin | ISNE | Electric Utility | 1 |  | 3.5 | 3.4 | 3.4 | Conventional Hydroelectric | WAT | HY | 1919 |  |  | (OP) Operating | [8 empty] | 44.6534 | -72.9961 | 0 | 0 | #DIV/0! | 0%
| North Carolina El Member Corp | 67044 | Fairfield Harbor | NC | Craven | CPLE | Electric Utility | BAT1 |  | 5 | 5 | 5 | Batteries | MWH | BA | 2024 |  |  | (OP) Operating | 10 | [7 empty] | 35.1512 | -76.993 | 0 | 0 | #DIV/0! | 0%
| Dimension Energy LLC | 67532 | Fairfield Lee Solar, LLC Community Solar | VA | Rockbridge | PJM | IPP Non-CHP | FAIRF |  | 5 | 5 | 5 | Solar Photovoltaic | SUN | PV | 2024 |  |  | (OP) Operating |  | 6.99 | [6 empty] | 37.8781 | -79.3969 | 0 | 0 | #DIV/0! | 0%
| Dominion Energy South Carolina, Inc | 6126 | Fairfield Pumped Storage | SC | Fairfield | SCEG | Electric Utility | 1 |  | 587.2 | 576 | 576 | Hydroelectric Pumped Storage | WAT | PS | 1978 |  |  | (OP) Operating | [5 empty] | 2026 | 12 | 14 | 34.3061 | -81.3308 | 0 | 0 | #DIV/0! | 0%
| BD Solar Fairfield LLC | 63896 | Fairfield PV - BD Solar Fairfield LLC | ME | Somerset | ISNE | IPP Non-CHP | FAIPV |  | 5 | 5 | 5 | Solar Photovoltaic | SUN | PV | 2021 |  |  | (OP) Operating |  | 7.3 | [6 empty] | 44.634 | -69.597 | 0 | 0 | #DIV/0! | 0%
| DG Fairhaven Power LLC | 10052 | Fairhaven Power | CA | Humboldt | CISO | IPP Non-CHP | GEN1 |  | 18.8 | 16 | 16 | Wood/Wood Waste Biomass | WDS | ST | 1986 |  |  | (OA) Out of service but expected to return to service in next calendar year | [8 empty] | 40.7995 | -124.2028 | 0 | 0 | #DIV/0! | 0%
| Greenbacker Renewable Energy Corporation | 58966 | Fairfield Wind | MT | Teton | NWMT | IPP Non-CHP | T 1-6 |  | 10 | 10 | 10 | Onshore Wind Turbine | WND | WT | 2014 |  |  | (OP) Operating | [8 empty] | 47.7233 | -111.9653 | 0 | 0 | #DIV/0! | 0%
| WestRock Seminole | 50803 | Seminole Mill | FL | Duval | JEA | Industrial CHP | GEN3 |  | 30 | 20 | 18 | Natural Gas Steam Turbine | NG | ST | 1957 |  |  | (OP) Operating | [8 empty] | 30.4178 | -81.5978 | 0 | 0 | #DIV/0! | 0%
| Baltimore Gas & Electric Co | 68335 | Fairhaven | MD | Anne Arundel | PJM | Electric Utility | FAIRH |  | 2.5 | 0.7 | 0.7 | Batteries | MWH | BA | 2024 |  |  | (OP) Operating | 7.1 | [7 empty] | 38.7538 | -76.5894 | 0 | 0 | #DIV/0! | 0%
| MN8 Energy LLC | 60423 | Fairhaven C CSG | MA | Bristol | ISNE | IPP Non-CHP | FCPV |  | 1.6 | 1.6 | 1.6 | Solar Photovoltaic | SUN | PV | 2017 |  |  | (OP) Operating |  | 2.4 | [6 empty] | 41.663 | -70.8632 | 0 | 0 | #DIV/0! | 0%
| Fairhaven MA 1, LLC | 65279 | Fairhaven E | MA | Franklin | ISNE | IPP Non-CHP | FHS |  | 2 | 2 | 2 | Solar Photovoltaic | SUN | PV | 2021 |  |  | (OP) Operating |  | 2.8 | [6 empty] | 42.642 | -72.896 | 0 | 0 | #DIV/0! | 0%
| Consolidated Edison Development Inc. | 64705 | Fairhaven MA 2 | MA | Bristol | ISNE | IPP Non-CHP | FHAF |  | 2.9 | 2.9 | 2.9 | Solar Photovoltaic | SUN | PV | 2021 |  |  | (OP) Operating |  | 4.2 | [6 empty] | 41.666 | -70.8783 | 0 | 0 | #DIV/0! | 0%
| Seward Generating LLC | 3130 | Seward (PA) | PA | Indiana | PJM | IPP Non-CHP | FB1 |  | 585 | 521 | 521 | Conventional Steam Coal | WC | ST | 2004 |  |  | (OP) Operating | [8 empty] | 40.4062 | -79.0337 | 0 | 24598401.647 | #DIV/0! | 0%
| Fairhaven Wind LLC | 59725 | Fairhaven Wind | MA | Bristol | ISNE | IPP Non-CHP | FHWTG |  | 3 | 3 | 3 | Onshore Wind Turbine | WND | WT | 2012 |  |  | (OP) Operating | [8 empty] | 41.6391 | -70.8734 | 0 | 0 | #DIV/0! | 0%
| Borough of Chambersburg | 7397 | Falling Spring | PA | Franklin | PJM | Electric Utility | 5 |  | 7.2 | 7.1 | 7.1 | Natural Gas Internal Combustion Engine | NG | IC | 1978.3333 |  |  | (OP) Operating | [8 empty] | 39.9389 | -77.6583 | 0 | 0 | #DIV/0! | 0%
| Minnesota Municipal Power Agny | 60647 | Shakopee Energy Park | MN | Scott | MISO | Electric Utility | SQA01 |  | 46.5 | 46.5 | 46.5 | Natural Gas Internal Combustion Engine | NG | IC | 2017 |  |  | (OP) Operating | [8 empty] | 44.7836 | -93.4811 | 0 | 0 | #DIV/0! | 0%
| Southern Minnesota Mun P Agny | 56415 | Fairmont Wind | MN | Martin | MISO | Electric Utility | WND1 |  | 5.4 | 5.2 | 5.2 | Onshore Wind Turbine | WND | WT | 2003.75 |  |  | (OP) Operating | [8 empty] | 43.575 | -94.4467 | 0 | 0 | #DIV/0! | 0%
| AES Distributed Energy | 59052 | Fairmont-FLS 100 | NC | Robeson | DUK | IPP Non-CHP | GEN 1 |  | 4 | 3 | 3 | Solar Photovoltaic | SUN | PV | 2013 |  |  | (OP) Operating |  | 5.1 | [6 empty] | 34.52 | -79.13 | 0 | 0 | #DIV/0! | 0%
| Madison Energy Investments LLC | 68262 | Fairview Farms | MD | Harford | PJM | IPP Non-CHP | FVFPV |  | 30 | 30 | 30 | Solar Photovoltaic | SUN | PV | 2024 |  |  | (OP) Operating |  | 37.9 | [6 empty] | 39.5169 | -76.2736 | 0 | 0 | #DIV/0! | 0%
| NuGen Capital Management | 58974 | Fairview Farms Solar | MA | Franklin | ISNE | IPP Non-CHP | PV1 |  | 2 | 2.3 | 1.3 | Solar Photovoltaic | SUN | PV | 2014 |  |  | (OP) Operating |  | 2.4 | [6 empty] | 42.4597 | -72.6103 | 0 | 0 | #DIV/0! | 0%
| USF Surry, LLC | 59333 | Faison Solar | NC | Duplin | CPLE | IPP Non-CHP | FAIS1 |  | 2 | 2 | 2 | Solar Photovoltaic | SUN | PV | 2015 |  |  | (OP) Operating |  | 2.2 | [6 empty] | 35.0697 | -78.1161 | 0 | 0 | #DIV/0! | 0%
| International Bound & Wtr Comm | 6410 | Falcon Dam & Power | TX | Starr | ERCO | Electric Utility | 1 |  | 31.5 | 30.5 | 30.5 | Conventional Hydroelectric | WAT | HY | 1954 |  |  | (OP) Operating | [8 empty] | 26.5575 | -99.1642 | 0 | 0 | #DIV/0! | 0%
| HEN Infrastructure, L.L.C. | 66792 | Falfurrias BESS | TX | Brooks | ERCO | IPP Non-CHP | FALFU |  | 9.9 | 9.9 | 9.9 | Batteries | MWH | BA | 2024 |  |  | (OP) Operating | 9.9 | [7 empty] | 27.2424 | -98.1406 | 0 | 0 | #DIV/0! | 0%
| PacifiCorp | 296 | Fall Creek | CA | Siskiyou | PACW | Electric Utility | 1 |  | 2.1 | 1.9 | 1.9 | Conventional Hydroelectric | WAT | HY | 1906.6667 |  |  | (OP) Operating | [8 empty] | 41.9856 | -122.3605 | 0 | 0 | #DIV/0! | 0%
| MN8 Energy LLC | 60738 | Fall River Solar CSG | MA | Bristol | ISNE | IPP Non-CHP | PV1 |  | 2 | 2 | 2 | Solar Photovoltaic | SUN | PV | 2013 |  |  | (OP) Operating |  | 2.5 | [6 empty] | 41.7513 | -71.1145 | 0 | 0 | #DIV/0! | 0%
| Greenbacker Renewable Energy Corporation | 64968 | Fall River Solar, LLC | SD | Fall River | SWPP | IPP Non-CHP | 452 |  | 80 | 80 | 80 | Solar Photovoltaic | SUN | PV | 2023 |  |  | (OP) Operating |  | 98.9 | [6 empty] | 43.1552 | -103.3439 | 0 | 0 | #DIV/0! | 0%
| San Diego Gas & Electric Co | 61365 | Fallbrook Energy Storage | CA | San Diego | CISO | Electric Utility | FBES |  | 40 | 40 | 40 | Batteries | MWH | BA | 2023 |  |  | (OP) Operating | 40 | [7 empty] | 33.3842 | -117.2353 | 0 | 0 | #DIV/0! | 0%
| Kansas Electric Power Coop Inc | 7973 | Sharpe | KS | Coffey | SWPP | Electric Utility | 1 |  | 20 | 20 | 20 | Petroleum Liquids | DFO | IC | 2002 |  |  | (OP) Operating | [8 empty] | 38.275 | -95.6839 | 0 | 0 | #DIV/0! | 0%
| Alaska Power and Telephone Co | 56146 | False Island | AK | Prince of Wales Ketchikan |  | Electric Utility | 1 |  | 3.8 | 3.8 | 3.8 | Petroleum Liquids | DFO | IC | 2013 |  |  | (OP) Operating | [8 empty] | 55.4892 | -133.1345 | 0 | 0 | #DIV/0! | 0%
| Shawnee Power, LLC | 3114 | Shawnee (PA) | PA | Monroe | PJM | IPP Non-CHP | 1 |  | 20 | 20.6 | 24 | Petroleum Liquids | DFO | GT | 1972 |  |  | (OP) Operating | [8 empty] | 41.0612 | -75.0582 | 0 | 0 | #DIV/0! | 0%
| Eagle Creek Renewable Energy, LLC | 52187 | Falls Creek | OR | Linn | PACW | IPP Non-CHP | GE-1 |  | 4.1 | 3.9 | 4.8 | Conventional Hydroelectric | WAT | HY | 1984 |  |  | (OP) Operating | [8 empty] | 44.3968 | -122.3502 | 0 | 0 | #DIV/0! | 0%
| Falls Creek Garden LLC | 63394 | Falls Creek Garden | MN | Rice | MISO | IPP Non-CHP | CGS |  | 1 | 1 | 1 | Solar Photovoltaic | SUN | PV | 2020 |  |  | (OP) Operating |  | 1.3 | [6 empty] | 44.1757 | -93.1427 | 0 | 0 | #DIV/0! | 0%
| Eagle Creek Renewable Energy, LLC | 54895 | Falls Hydro | NC | Stanly | YAD | Electric Utility | YF1 |  | 31.4 | 30 | 30.5 | Conventional Hydroelectric | WAT | HY | 1920 |  |  | (OP) Operating | [8 empty] | 35.3944 | -80.0753 | 0 | 0 | #DIV/0! | 0%
| Marysville Hydro Partners | 54668 | Falls River Hydro | ID | Fremont | BPAT | IPP Non-CHP | 1 |  | 9 | 9 | 9 | Conventional Hydroelectric | WAT | HY | 1993 |  |  | (OP) Operating | [8 empty] | 44.0597 | -111.3535 | 0 | 0 | #DIV/0! | 0%
| FirstLight Power Resources Services LLC | 560 | Falls Village | CT | Litchfield | ISNE | IPP Non-CHP | 1 |  | 9 | 9.9 | 11.1 | Conventional Hydroelectric | WAT | HY | 1914 |  |  | (OP) Operating | [8 empty] | 41.9573 | -73.3693 | 0 | 0 | #DIV/0! | 0%
| Citizens Enterprises Corporation | 67149 | Falmouth 2 Solar | MA | Barnstable | ISNE | IPP Non-CHP | PV1 |  | 1.5 | 1.5 | 1.5 | Solar Photovoltaic | SUN | PV | 2021 |  |  | (OP) Operating |  | 2.1 | [6 empty] | 41.611 | -70.597 | 0 | 0 | #DIV/0! | 0%
| Citizens Enterprises Corporation | 61562 | Falmouth Landfill Solar | MA | Barnstable | ISNE | IPP Non-CHP | FAL1 |  | 3 | 3 | 3 | Solar Photovoltaic | SUN | PV | 2017 |  |  | (OP) Operating |  | 4 | [6 empty] | 41.6101 | -70.5986 | 0 | 0 | #DIV/0! | 0%
| Duke Energy Florida, LLC | 66639 | Falmouth Renewable Energy Center | FL | Suwannee | FPC | Electric Utility | PV1 |  | 74.9 | 74.9 | 74.9 | Solar Photovoltaic | SUN | PV | 2024 |  |  | (OP) Operating |  | 102.9 | [6 empty] | 30.3436 | -83.1562 | 0 | 0 | #DIV/0! | 0%
| City of Farmer City - (IL) | 941 | Farmer City | IL | DeWitt | MISO | Electric Utility | 1 |  | 11.3 | 9.7 | 9.7 | Natural Gas Internal Combustion Engine | NG | IC | 1979.8333 |  |  | (OP) Operating | [8 empty] | 40.2461 | -88.6388 | 0 | 0 | #DIV/0! | 0%
| Portland General Electric Co | 3045 | Faraday | OR | Clackamas | PGE | Electric Utility | 6 |  | 37.2 | 41.9 | 41.9 | Conventional Hydroelectric | WAT | HY | 2001.3333 |  |  | (OA) Out of service but expected to return to service in next calendar year | [8 empty] | 45.268 | -122.3201 | 0 | 0 | #DIV/0! | 0%
| Interstate Power and Light Co | 67096 | Fareway Customer Hosted 1 MW Solar | IA | Boone | MISO | Electric Utility | PV1 |  | 1 | 1 | 1 | Solar Photovoltaic | SUN | PV | 2024 |  |  | (OP) Operating | [8 empty] | 42.0632 | -93.8566 | 0 | 0 | #DIV/0! | 0%
| Riverside Investments LLC | 58384 | Fargo Drop | ID | Canyon | IPCO | IPP Non-CHP | GEN1 |  | 1.1 | 1.1 | 0 | Conventional Hydroelectric | WAT | HY | 2013 |  |  | (OP) Operating | [8 empty] | 43.625 | -116.8997 | 0 | 0 | #DIV/0! | 0%
| WM Renewable Energy LLC | 57165 | Farmers Branch Renewable Energy Facility | TX | Denton | ERCO | IPP Non-CHP | GEN1 |  | 3.2 | 3.2 | 3.2 | Landfill Gas | LFG | IC | 2011 |  |  | (OP) Operating | [8 empty] | 33.0311 | -96.9572 | 0 | 0 | #DIV/0! | 0%
| Farley Road Solar, LLC | 61294 | Farley Road Community Solar | MA | Worcester | ISNE | IPP Non-CHP | 02419 |  | 1.9 | 1.9 | 1.5 | Solar Photovoltaic | SUN | PV | 2017 |  |  | (OP) Operating |  | 2.4 | [6 empty] | 42.1 | -72 | 0 | 0 | #DIV/0! | 0%
| Farmers Electric Coop - (IA) | 62461 | Farmers Electric Cooperative - Kalona | IA | Johnson | MISO | Electric Utility | 1 |  | 6 | 6 | 6 | Petroleum Liquids | DFO | IC | 2002.6667 |  |  | (SB) Standby/Backup: available for service but not normally used | [8 empty] | 41.5667 | -91.7367 | 0 | 0 | #DIV/0! | 0%
| NorthWestern Energy - (SD) | 3342 | Faulkton | SD | Faulk | SWPP | Electric Utility | 1 |  | 2.7 | 2.5 | 2.5 | Petroleum Liquids | DFO | IC | 1969 |  |  | (SB) Standby/Backup: available for service but not normally used | [8 empty] | 45.0367 | -99.1202 | 0 | 0 | #DIV/0! | 0%
| Avangrid Power LLC | 56767 | Farmers City Wind LLC | MO | Atchison | MISO | IPP Non-CHP | 1 |  | 146 | 146 | 146 | Onshore Wind Turbine | WND | WT | 2009 |  |  | (OP) Operating | [8 empty] | 40.575 | -95.5228 | 0 | 0 | #DIV/0! | 0%
| Today's Power, Inc. | 66610 | Farmers Electric Cooperative | AR | Jackson | MISO | Electric Utility | SOL |  | 1 | 1 | 1 | Solar Photovoltaic | SUN | PV | 2019 |  |  | (OP) Operating |  | 1.4 | [6 empty] | 35.6296 | -91.2305 | 0 | 0 | #DIV/0! | 0%
| City of Fayette - (MO) | 2125 | Fayette | MO | Howard | AECI | Electric Utility | GT1 |  | 10.9 | 9.2 | 9.2 | Petroleum Liquids | DFO | IC | 1979 |  |  | (OS) Out of service and NOT expected to return to service in next calendar year | [8 empty] | 39.1406 | -92.68 | 0 | 0 | #DIV/0! | 0%
| Arevon Energy, Inc. | 59203 | Farmersville | CA | Tulare | CISO | IPP Non-CHP | PV1 |  | 4.5 | 4.5 | 4.5 | Solar Photovoltaic | SUN | PV | 2014 |  |  | (OP) Operating |  | 1.8 | [6 empty] | 36.19 | -119.12 | 0 | 0 | #DIV/0! | 0%
| HEN Infrastructure, L.L.C. | 65812 | Farmersville (TX) | TX | Collin | ERCO | IPP Non-CHP | FRMVL |  | 9.9 | 9.9 | 9.9 | Batteries | MWH | BA | 2024 |  |  | (OP) Operating | 9.9 | [7 empty] | 33.1611 | -96.4091 | 0 | 0 | #DIV/0! | 0%
| SBESS TX7 LLC | 67843 | Farmersville West | TX | Collin | ERCO | IPP Non-CHP | FARM |  | 9.9 | 9.9 | 9.9 | Batteries | MWH | BA | 2025 |  |  | (OP) Operating | 24.7 | [7 empty] | 33.158 | -96.402 | 0 | 0 | #DIV/0! | 0%
| Nautilus Solar Solutions | 67388 | Farmingdale FA01 | ME | Kennebec | ISNE | IPP Non-CHP | SC |  | 4.9 | 4.9 | 4.9 | Solar Photovoltaic | SUN | PV | 2022 |  |  | (OP) Operating |  | 7.3 | [6 empty] | 44.2471 | -69.8005 | 0 | 0 | #DIV/0! | 0%
| Madison Energy Investments LLC | 67462 | Farmington | ME | Franklin | ISNE | IPP Non-CHP | FMPV1 |  | 4.9 | 4.9 | 4.9 | Solar Photovoltaic | SUN | PV | 2023 |  |  | (OP) Operating |  | 6.5 | [6 empty] | 44.655 | -70.151 | 0 | 0 | #DIV/0! | 0%
| Farmington Holdco LLC | 60832 | Farmington Holdco Solar | MN | Dakota | MISO | IPP Non-CHP | FARMI |  | 5 | 5 | 5 | Solar Photovoltaic | SUN | PV | 2017 |  |  | (OP) Operating |  | 6.2 | [6 empty] | 44.6231 | -93.134 | 0 | 0 | #DIV/0! | 0%
| Farmington Solar, LLC | 64337 | Farmington Solar | ME | Franklin | ISNE | IPP Non-CHP | FNS |  | 77 | 77 | 77 | Solar Photovoltaic | SUN | PV | 2021 |  |  | (OP) Operating |  | 81 | [6 empty] | 44.6547 | -70.1008 | 0 | 0 | #DIV/0! | 0%
| Missouri Jnt Muni.Pwr Elec. Ut. Comm. | 61450 | Farmington Solar Farm | MO | St Francois | SWPP | IPP Non-CHP | FSF1 |  | 2.5 | 2.5 | 2.5 | Solar Photovoltaic | SUN | PV | 2018 |  |  | (OP) Operating |  | 3.1 | [6 empty] | 37.7553 | -90.4277 | 0 | 0 | #DIV/0! | 0%
| Strata Manager, LLC | 58318 | Farrington Farm | NC | Chatham | CPLE | IPP Non-CHP | 1 |  | 1 | 1 | 1 | Solar Photovoltaic | SUN | PV | 2012 |  |  | (OP) Operating |  | 1.1 | [6 empty] | 35.8328 | -79.025 | 0 | 0 | #DIV/0! | 0%
| Altus Power America Management, LLC | 63046 | FastSun 1 CSG | MN | Meeker | MISO | IPP Non-CHP | FS1 |  | 1 | 1 | 1 | Solar Photovoltaic | SUN | PV | 2019 |  |  | (OP) Operating |  | 1.3 | [6 empty] | 45.0723 | -94.3067 | 0 | 0 | #DIV/0! | 0%
| Altus Power America Management, LLC | 63038 | FastSun 10 CSG | MN | Goodhue | MISO | IPP Non-CHP | FS10 |  | 1 | 1 | 1 | Solar Photovoltaic | SUN | PV | 2020 |  |  | (OP) Operating |  | 1.4 | [6 empty] | 44.2915 | -92.7195 | 0 | 0 | #DIV/0! | 0%
| Altus Power America Management, LLC | 63037 | FastSun 11 CSG | MN | Goodhue | MISO | IPP Non-CHP | FS11 |  | 1 | 1 | 1 | Solar Photovoltaic | SUN | PV | 2020 |  |  | (OP) Operating |  | 1.4 | [6 empty] | 44.3009 | -92.7362 | 0 | 0 | #DIV/0! | 0%
| Altus Power America Management, LLC | 63035 | FastSun 13 CSG | MN | Douglas | MISO | IPP Non-CHP | FS13 |  | 1 | 1 | 1 | Solar Photovoltaic | SUN | PV | 2019 |  |  | (OP) Operating |  | 1.3 | [6 empty] | 45.8417 | -95.148 | 0 | 0 | #DIV/0! | 0%
| Altus Power America Management, LLC | 63036 | FastSun 14 CSG | MN | Blue Earth | MISO | IPP Non-CHP | FS14 |  | 1 | 1 | 1 | Solar Photovoltaic | SUN | PV | 2019 |  |  | (OP) Operating |  | 1.4 | [6 empty] | 44.179 | -93.8652 | 0 | 0 | #DIV/0! | 0%
| Altus Power America Management, LLC | 63034 | FastSun 18 CSG | MN | Winona | MISO | IPP Non-CHP | FS18 |  | 1 | 1 | 1 | Solar Photovoltaic | SUN | PV | 2020 |  |  | (OP) Operating |  | 1.3 | [6 empty] | 43.8654 | -91.3275 | 0 | 0 | #DIV/0! | 0%
| Altus Power America Management, LLC | 63033 | FastSun 19 CSG | MN | Dakota | MISO | IPP Non-CHP | FS19 |  | 1 | 1 | 1 | Solar Photovoltaic | SUN | PV | 2020 |  |  | (OP) Operating |  | 1.4 | [6 empty] | 44.6552 | -93.1108 | 0 | 0 | #DIV/0! | 0%
| Altus Power America Management, LLC | 62696 | FastSun 2 CSG | MN | Dakota | MISO | IPP Non-CHP | FS2 |  | 1 | 1 | 1 | Solar Photovoltaic | SUN | PV | 2020 |  |  | (OP) Operating |  | 1.4 | [6 empty] | 44.5317 | -92.9792 | 0 | 0 | #DIV/0! | 0%
| Altus Power America Management, LLC | 63577 | FastSun 21 CSG | MN | Sherburne | MISO | IPP Non-CHP | FS21 |  | 1 | 1 | 1 | Solar Photovoltaic | SUN | PV | 2021 |  |  | (OP) Operating |  | 1.5 | [6 empty] | 45.4981 | -94.1147 | 0 | 0 | #DIV/0! | 0%
| Altus Power America Management, LLC | 63042 | FastSun 3 CSG | MN | Stearns | MISO | IPP Non-CHP | FS3 |  | 1 | 1 | 1 | Solar Photovoltaic | SUN | PV | 2019 |  |  | (OP) Operating |  | 1.4 | [6 empty] | 45.6177 | -94.4865 | 0 | 0 | #DIV/0! | 0%
| Altus Power America Management, LLC | 63576 | FastSun 4 CSG | MN | Washington | MISO | IPP Non-CHP | FS4 |  | 1 | 1 | 1 | Solar Photovoltaic | SUN | PV | 2021 |  |  | (OP) Operating |  | 1.4 | [6 empty] | 45.1904 | -92.959 | 0 | 0 | #DIV/0! | 0%
| Altus Power America Management, LLC | 63045 | FastSun 5 CSG | MN | Winona | MISO | IPP Non-CHP | FS5 |  | 1 | 1 | 1 | Solar Photovoltaic | SUN | PV | 2020 |  |  | (OP) Operating |  | 1.4 | [6 empty] | 43.8595 | -91.3196 | 0 | 0 | #DIV/0! | 0%
| Altus Power America Management, LLC | 63043 | FastSun 7 CSG | MN | McLeod | MISO | IPP Non-CHP | FS7 |  | 1 | 1 | 1 | Solar Photovoltaic | SUN | PV | 2019 |  |  | (OP) Operating |  | 1.2 | [6 empty] | 44.7192 | -94.4941 | 0 | 0 | #DIV/0! | 0%
| Altus Power America Management, LLC | 63039 | FastSun 8 CSG | MN | Nicollet | MISO | IPP Non-CHP | FS8 |  | 1 | 1 | 1 | Solar Photovoltaic | SUN | PV | 2019 |  |  | (OP) Operating |  | 1.4 | [6 empty] | 44.2605 | -94.2908 | 0 | 0 | #DIV/0! | 0%
| Altus Power America Management, LLC | 63040 | FastSun 9 CSG | MN | Goodhue | MISO | IPP Non-CHP | FS9 |  | 1 | 1 | 1 | Solar Photovoltaic | SUN | PV | 2020 |  |  | (OP) Operating |  | 1.4 | [6 empty] | 44.2954 | -92.6957 | 0 | 0 | #DIV/0! | 0%
| Altus Power America Management, LLC | 63966 | FastSun12 CSG | MN | Rice | MISO | IPP Non-CHP | FS12 |  | 1 | 1 | 1 | Solar Photovoltaic | SUN | PV | 2021 |  |  | (OP) Operating |  | 1.4 | [6 empty] | 44.2201 | -93.457 | 0 | 0 | #DIV/0! | 0%
| HEN Infrastructure, L.L.C. | 65813 | Faulkner | TX | Reeves | ERCO | IPP Non-CHP | FAULK |  | 9.9 | 9.9 | 9.9 | Batteries | MWH | BA | 2022 |  |  | (OP) Operating | 9.9 | [7 empty] | 31.2624 | -103.7949 | 0 | 0 | #DIV/0! | 0%
| Shell Chemical LP - Geismar | 56248 | Shell Chemical | LA | Ascension | MISO | Industrial CHP | 101G |  | 80 | 69 | 76.4 | Natural Gas Fired Combustion Turbine | NG | GT | 2002 |  |  | (OP) Operating | [8 empty] | 30.1875 | -90.984 | 0 | 0 | #DIV/0! | 0%
| Faunce Corner Road Dartmouth Solar 1, LLC | 65669 | Faunce Corner Community Solar | MA | Bristol | ISNE | IPP Non-CHP | FCBA |  | 2 | 2 | 2 | Batteries | MWH | BA | 2022 |  |  | (OP) Operating | 3.9 | [7 empty] | 41.6728 | -70.9895 | 0 | 0 | #DIV/0! | 0%
| Florida Power & Light Co | 65919 | Fawn | FL | Martin | FPL | Electric Utility | 1 |  | 74.5 | 74.5 | 74.5 | Solar Photovoltaic | SUN | PV | 2025 |  |  | (OP) Operating | [8 empty] | 27.0548 | -80.3796 | 0 | 0 | #DIV/0! | 0%
| MidAmerican Energy Co | 7850 | Shenandoah | IA | Page | MISO | Electric Utility | 1 |  | 20 | 20 | 20 | Petroleum Liquids | DFO | IC | 2000 |  |  | (OP) Operating | [8 empty] | 40.7707 | -95.3768 | 0 | 0 | #DIV/0! | 0%
| 2016 ESA Project Company, LLC | 64753 | FDX010.0 FedEx Fuel Cell | CT | Middlesex | ISNE | IPP Non-CHP | FDX10 |  | 1 | 1 | 1 | Other Natural Gas | NG | FC | 2018 |  |  | (OP) Operating | [8 empty] | 41.5948 | -72.7132 | 0 | 0 | #DIV/0! | 0%
| National Grid Generation LLC | 2518 | Shoreham | NY | Suffolk | NYIS | Electric Utility | GT1 |  | 71.5 | 65.7 | 84.7 | Petroleum Liquids | DFO | GT | 1968.5 |  |  | (OP) Operating | [8 empty] | 40.9616 | -72.865 | 0 | 0 | #DIV/0! | 0%
| National Grid Renewables | 67166 | Fayette Solar | OH | Ross | PJM | IPP Non-CHP | FYTSL |  | 45 | 45 | 45 | Solar Photovoltaic | SUN | PV | 2025 |  |  | (OP) Operating | [8 empty] | 39.383 | -83.4 | 0 | 0 | #DIV/0! | 0%
| Nabholz Solar FPS Ozarks, LLC | 67518 | Fayetteville Public Schools (Ozarks) | AR | Washington | SWPP | IPP Non-CHP | 63583 |  | 1 | 1 | 0.8 | Solar Photovoltaic | SUN | PV | 2023 |  |  | (OP) Operating |  | 1.3 | [6 empty] | 36.0049 | -94.0205 | 0 | 0 | #DIV/0! | 0%
| Nabholz Solar FPS, LLC | 67519 | Fayetteville Public Schools (SWEPCO) | AR | Logan | MISO | IPP Non-CHP | 63617 |  | 4 | 4 | 3.2 | Solar Photovoltaic | SUN | PV | 2023 |  |  | (OP) Operating |  | 5.3 | [6 empty] | 35.1474 | -93.8709 | 0 | 0 | #DIV/0! | 0%
| City of Fennimore - (WI) | 4114 | Fennimore | WI | Grant | MISO | Electric Utility | 4 |  | 7.4 | 7.4 | 7.4 | Petroleum Liquids | DFO | IC | 1982.6 |  |  | (SB) Standby/Backup: available for service but not normally used | [8 empty] | 42.9828 | -90.6558 | 0 | 0 | #DIV/0! | 0%
| Exxon Mobil Production Co | 56312 | Shute Creek Facility | WY | Lincoln | PACE | Industrial CHP | 021A |  | 144 | 102.3 | 106.5 | Other Gases | OG | GT | 2005 |  |  | (OP) Operating | [8 empty] | 41.8805 | -110.0904 | 0 | 0 | #DIV/0! | 0%
| Federal Road Solar 1, LLC | 60065 | Federal Road Solar 1, LLC CSG | MA | Plymouth | ISNE | IPP Non-CHP | FEDRD |  | 4.4 | 4.4 | 4.4 | Solar Photovoltaic | SUN | PV | 2015 |  |  | (OP) Operating |  | 6 | [6 empty] | 41.8069 | -70.7257 | 0 | 0 | #DIV/0! | 0%
| Convergent Energy and Power LP | 66499 | Federalsburg Energy Storage 1 LLC | MD | Caroline | PJM | IPP Non-CHP | FDBA1 |  | 2 | 2 | 2 | Batteries | MWH | BA | 2021 |  |  | (OP) Operating | 2.4 | [7 empty] | 38.6402 | -75.7111 | 0 | 0 | #DIV/0! | 0%
| DG Illinois Solar, LLC | 64919 | FedEx Chicago Solar Facility | IL | Cook | PJM | IPP Non-CHP | FDXIL |  | 1.5 | 1.5 | 1.5 | Solar Photovoltaic | SUN | PV | 2020 |  |  | (OP) Operating |  | 1.8 | [6 empty] | 41.7539 | -87.7894 | 0 | 0 | #DIV/0! | 0%
| NW Stadium Solar Plant | 57747 | FedEx Field Solar Facility | MD | Prince Georges | PJM | IPP Non-CHP | 1 |  | 2 | 2 | 2 | Solar Photovoltaic | SUN | PV | 2011 |  |  | (OP) Operating |  | 2.4 | [6 empty] | 38.9078 | -76.8644 | 0 | 0 | #DIV/0! | 0%
| SoCore Energy LLC | 67801 | FedEx Hagerstown | MD | Washington | PJM | IPP Non-CHP | PV1 |  | 1.8 | 1.8 | 1.8 | Solar Photovoltaic | SUN | PV | 2015 |  |  | (OP) Operating |  | 2.7 | [6 empty] | 39.6385 | -77.7923 | 0 | 0 | #DIV/0! | 0%
| VCP Realty, LLC | 65046 | FedEx Middletown | CT | Middlesex | ISNE | IPP Non-CHP | VCP15 |  | 1.5 | 1.5 | 1.5 | Solar Photovoltaic | SUN | PV | 2024 |  |  | (OP) Operating |  | 2 | [6 empty] | 41.5972 | -72.7193 | 0 | 0 | #DIV/0! | 0%
| Scale Sustainable I, LLC | 57776 | FedEx Woodbridge | NJ | Middlesex | PJM | IPP Non-CHP | 1 |  | 2 | 2 | 1 | Solar Photovoltaic | SUN | PV | 2009 |  |  | (OP) Operating |  | 2.4 | [6 empty] | 40.5064 | -74.3235 | 0 | 0 | #DIV/0! | 0%
| Erie Boulevard Hydropower LP | 10530 | Feeder Dam Hydro Plant | NY | Saratoga | NYIS | IPP Non-CHP | 1 |  | 5 | 4.7 | 5 | Conventional Hydroelectric | WAT | HY | 1924 |  |  | (OP) Operating | [8 empty] | 43.2899 | -73.6658 | 0 | 0 | #DIV/0! | 0%
| DG Central 1, LLC | 64821 | FELPS 1 - Calaveras | TX | Wilson | ERCO | IPP Non-CHP | FLPS1 |  | 1 | 1 | 1 | Solar Photovoltaic | SUN | PV | 2021 |  |  | (OP) Operating |  | 1.4 | [6 empty] | 29.2204 | -98.2509 | 0 | 0 | #DIV/0! | 0%
| DG Central 1, LLC | 64823 | FELPS 2 - Calaveras | TX | Wilson | ERCO | IPP Non-CHP | FLPS2 |  | 1 | 1 | 1 | Solar Photovoltaic | SUN | PV | 2021 |  |  | (OP) Operating |  | 2 | [6 empty] | 29.2209 | -98.2517 | 0 | 0 | #DIV/0! | 0%
| DG Central 1, LLC | 64824 | FELPS 3 - Floresville South | TX | Wilson | ERCO | IPP Non-CHP | FLPS3 |  | 1 | 1 | 1 | Solar Photovoltaic | SUN | PV | 2021 |  |  | (OP) Operating |  | 1.6 | [6 empty] | 29.1292 | -98.1063 | 0 | 0 | #DIV/0! | 0%
| DG Central 1, LLC | 64825 | FELPS 4 - Floresville South | TX | Wilson | ERCO | IPP Non-CHP | FLPS4 |  | 1 | 1 | 1 | Solar Photovoltaic | SUN | PV | 2021 |  |  | (OP) Operating |  | 1.6 | [6 empty] | 29.1287 | -98.107 | 0 | 0 | #DIV/0! | 0%
| DG Central 1, LLC | 64826 | FELPS 5- Floresville South | TX | Wilson | ERCO | IPP Non-CHP | FLPS5 |  | 1 | 1 | 1 | Solar Photovoltaic | SUN | PV | 2021 |  |  | (OP) Operating |  | 1.4 | [6 empty] | 29.1282 | -98.1073 | 0 | 0 | #DIV/0! | 0%
| DG Central 1, LLC | 64827 | FELPS 6- Floresville West | TX | Wilson | ERCO | IPP Non-CHP | FLPS6 |  | 1 | 1 | 1 | Solar Photovoltaic | SUN | PV | 2021 |  |  | (OP) Operating |  | 1.4 | [6 empty] | 29.134 | -98.1933 | 0 | 0 | #DIV/0! | 0%
| DG Central 1, LLC | 64828 | FELPS 7- Floresville West | TX | Wilson | ERCO | IPP Non-CHP | FLPS7 |  | 1 | 1 | 1 | Solar Photovoltaic | SUN | PV | 2021 |  |  | (OP) Operating |  | 1.4 | [6 empty] | 29.1336 | -98.1928 | 0 | 0 | #DIV/0! | 0%
| Fall River Rural Elec Coop Inc | 6359 | Felt | ID | Teton | PACE | Electric Utility | 1 |  | 7.4 | 5.9 | 5.9 | Conventional Hydroelectric | WAT | HY | 1966.25 |  |  | (OP) Operating | [8 empty] | 43.9135 | -111.2833 | 0 | 0 | #DIV/0! | 0%
| Ecoplexus, Inc | 62210 | Felton CSG PV1-5 | MN | Dakota | MISO | IPP Non-CHP | FELT1 |  | 5 | 5 | 5 | Solar Photovoltaic | SUN | PV | 2019 |  |  | (OP) Operating |  | 1.3 | [6 empty] | 44.5417 | -92.9736 | 0 | 0 | #DIV/0! | 0%
| Fence Post Solar Project, LLC | 66801 | Fence Post Solar Hybrid Project, LLC | TX | Navarro | ERCO | IPP Non-CHP | FNCBE |  | 308 | 306 | 306 | Batteries | MWH | BA | 2024 |  |  | (OP) Operating | 115 | [7 empty] | 32.0728 | -96.2239 | 0 | 0 | #DIV/0! | 0%
| CHI Energy Inc | 55790 | Fenner Wind | NY | Madison | NYIS | IPP Non-CHP | 1 |  | 30 | 30 | 30 | Onshore Wind Turbine | WND | WT | 2001 |  |  | (OP) Operating | [8 empty] | 42.989 | -75.7625 | 0 | 0 | #DIV/0! | 0%
| Sierra Pacific Industries | 56406 | Sierra Pacific Burlington Facility | WA | Skagit | PSEI | Industrial CHP | GEN1 |  | 28 | 24.6 | 24.7 | Wood/Wood Waste Biomass | WDS | ST | 2007 |  |  | (OP) Operating | [8 empty] | 48.4481 | -122.4331 | 0 | 0 | #DIV/0! | 0%
| Butter Solar, LLC | 62847 | Fennimore Solar | WI | Grant | MISO | IPP Non-CHP | FEN6 |  | 3 | 3 | 3 | Solar Photovoltaic | SUN | PV | 2019 |  |  | (OP) Operating |  | 4.1 | [6 empty] | 42.971 | -90.662 | 0 | 0 | #DIV/0! | 0%
| EDF Renewable Asset Holdings, Inc. | 56617 | Fenton Wind Farm | MN | Murray | MISO | IPP Non-CHP | 1 |  | 205.5 | 205.5 | 205.5 | Onshore Wind Turbine | WND | WT | 2007 |  |  | (OP) Operating | [8 empty] | 43.8528 | -96.0183 | 0 | 0 | #DIV/0! | 0%
| DTE Electric Company | 1729 | Fermi | MI | Monroe | MISO | Electric Utility | 2 |  | 1281 | 1192 | 1236 | Nuclear | NUC | ST | 1970.4 |  |  | (OP) Operating | [8 empty] | 41.9631 | -83.2581 | 0 | 0 | #DIV/0! | 0%
| Fern Solar LLC | 62798 | Fern Solar LLC | NC | Edgecombe | PJM | IPP Non-CHP | FERN |  | 100 | 100 | 100 | Solar Photovoltaic | SUN | PV | 2020 |  |  | (OP) Operating |  | 134 | [6 empty] | 36.0033 | -77.6964 | 0 | 0 | #DIV/0! | 0%
| Sierra Pacific Industries | 50110 | Sierra Pacific Burney Facility | CA | Shasta | CISO | Industrial CHP | GEN1 |  | 20 | 18.9 | 17.9 | Wood/Wood Waste Biomass | WDS | ST | 1986 |  |  | (OP) Operating | [8 empty] | 40.8767 | -121.7016 | 0 | 0 | #DIV/0! | 0%
| Fiber Recovery, Inc | 61652 | Fiber Recovery, Inc. | WI | Marathon | MISO | IPP CHP | ENG1 |  | 2.4 | 2.4 | 2.4 | Landfill Gas | LFG | IC | 2008 |  |  | (OP) Operating | [8 empty] | 44.8875 | -89.3859 | 0 | 0 | #DIV/0! | 0%
| Sierra Pacific Industries | 50112 | Sierra Pacific Quincy Facility | CA | Plumas | CISO | Industrial Non-CHP | GEN3 |  | 35.2 | 24 | 24 | Wood/Wood Waste Biomass | WDS | ST | 2018 |  |  | (OP) Operating | [8 empty] | 39.9412 | -120.9092 | 0 | 0 | #DIV/0! | 0%
| Ecos Energy LLC | 64219 | Few Solar | CT | Tolland | ISNE | IPP Non-CHP | FEW |  | 1 | 1 | 1 | Solar Photovoltaic | SUN | PV | 2021 |  |  | (OP) Operating |  | 1.2 | [6 empty] | 42.0311 | -72.5044 | 0 | 0 | #DIV/0! | 0%
| Fey Windfarm LLC | 56204 | Fey Windfarm LLC | MN | Pipestone | MISO | IPP Non-CHP | 1 |  | 2 | 2 | 2 | Onshore Wind Turbine | WND | WT | 2003 |  |  | (OP) Operating | [8 empty] | 44.0364 | -96.0736 | 0 | 0 | #DIV/0! | 0%
| FFP MD Freeland Project1, LLC | 67297 | FFP - MD Foxhall | MD | Baltimore | PJM | IPP Non-CHP | P5658 |  | 2 | 2 | 2 | Solar Photovoltaic | SUN | PV | 2023 |  |  | (OP) Operating |  | 2.8 | [6 empty] | 39.6835 | -76.7391 | 0 | 0 | #DIV/0! | 0%
| Distributed Solar Development, LLC | 66827 | FFP - NY Burch CSG | NY | Washington | NYIS | IPP Non-CHP | P5651 |  | 2.5 | 2.5 | 2.5 | Solar Photovoltaic | SUN | PV | 2024 |  |  | (OP) Operating |  | 2.9 | [6 empty] | 43.3227 | -73.468 | 0 | 0 | #DIV/0! | 0%
| FFP NY Goshen Project1, LLC | 67281 | FFP - NY Urbanski | NY | Orange | NYIS | IPP Non-CHP | 5653 |  | 8.4 | 8.4 | 8.4 | Solar Photovoltaic | SUN | PV | 2024 |  |  | (OP) Operating |  | 5.1 | [6 empty] | 41.3309 | -74.4034 | 0 | 0 | #DIV/0! | 0%
| FFP NY Goshen Project2, LLC | 67282 | FFP - NY Varano | NY | Orange | NYIS | IPP Non-CHP | 5654 |  | 10 | 10 | 10 | Solar Photovoltaic | SUN | PV | 2024 |  |  | (OP) Operating |  | 7.1 | [6 empty] | 41.3753 | -74.3929 | 0 | 0 | #DIV/0! | 0%
| Distributed Solar Development, LLC | 66829 | FFP - NY Werner CSG | NY | Monroe | NYIS | IPP Non-CHP | P5650 |  | 5 | 5 | 5 | Solar Photovoltaic | SUN | PV | 2024 |  |  | (OP) Operating |  | 7.32 | [6 empty] | 42.9661 | -77.6839 | 0 | 0 | #DIV/0! | 0%
| Kootenai Renewable Energy LLC | 57902 | Fighting Creek LFGTE Plant | ID | Kootenai | AVA | Electric Utility | G-123 |  | 3.2 | 3.2 | 3.2 | Landfill Gas | LFG | IC | 2012 |  |  | (OP) Operating | [8 empty] | 47.5317 | -116.93 | 0 | 0 | #DIV/0! | 0%
| SunE Solar XVII Project 1, LLC | 59787 | Fiddler's Canyon #1 | UT | Iron | PACE | IPP Non-CHP | FID1 |  | 3 | 3 | 3 | Solar Photovoltaic | SUN | PV | 2015 |  |  | (OP) Operating |  | 3.9 | [6 empty] | 37.7503 | -113.2537 | 0 | 0 | #DIV/0! | 0%
| SunE Solar XVII Project 2, LLC | 59786 | Fiddler's Canyon #2 | UT | Iron | PACE | IPP Non-CHP | FID2 |  | 3 | 3 | 3 | Solar Photovoltaic | SUN | PV | 2015 |  |  | (OP) Operating |  | 3.9 | [6 empty] | 37.7947 | -113.2837 | 0 | 0 | #DIV/0! | 0%
| SunE Solar XVII Project 3, LLC | 59932 | Fiddler's Canyon 3 | UT | Iron | PACE | IPP Non-CHP | FID3 |  | 3 | 3 | 3 | Solar Photovoltaic | SUN | PV | 2015 |  |  | (OP) Operating |  | 3.9 | [6 empty] | 37.7313 | -113.2166 | 0 | 0 | #DIV/0! | 0%
| Signal Hill Generating LLC | 50127 | Signal Hill Generating LLC | TX | Wichita | ERCO | IPP Non-CHP | GTA | CC1 | 80 | 76.1 | 75.1 | Natural Gas Fired Combined Cycle | NG | CT | 1987 |  |  | (OP) Operating | [8 empty] | 33.8625 | -98.5894 | 0 | 0 | #DIV/0! | 0%
| Bear Swamp Power Company LLC | 8004 | Fife Brook | MA | Berkshire | ISNE | IPP Non-CHP | GEN1 |  | 11.2 | 11.2 | 11.2 | Conventional Hydroelectric | WAT | HY | 1974 |  |  | (OP) Operating | [8 empty] | 42.6857 | -72.9776 | 0 | 0 | #DIV/0! | 0%
| Big Sky Wind, LLC | 64197 | Fifth Standard Solar PV, LLC (Hybrid) | CA | Fresno | CISO | IPP Non-CHP | FTHSB |  | 287 | 267 | 267 | Batteries | MWH | BA | 2023 |  |  | (OP) Operating | 137 | [7 empty] | 36.1532 | -120.1045 | 0 | 0 | #DIV/0! | 0%
| Finley BioEnergy LLC | 58687 | Finley Buttes Landfill Gas | OR | Morrow | BPAT | IPP Non-CHP | GEN1 |  | 4.8 | 4.8 | 4.8 | Landfill Gas | LFG | IC | 2007 |  |  | (OP) Operating | [8 empty] | 45.69 | -119.61 | 0 | 0 | #DIV/0! | 0%
| AP Solar 2, LLC | 62945 | Fighting Jays Solar Project | TX | Fort Bend | ERCO | IPP Non-CHP | FJSOL |  | 227.5 | 227.5 | 227.5 | Solar Photovoltaic | SUN | PV | 2022 |  |  | (OP) Operating |  | 350 | [6 empty] | 29.3584 | -95.7464 | 0 | 0 | #DIV/0! | 0%
| Idaho Power Co | 66328 | Filer BESS | ID | Twin Falls | IPCO | Electric Utility | 1 |  | 2 | 2 | 2 | Batteries | MWH | BA | 2025 |  |  | (OP) Operating | 4 | [7 empty] | 42.5716 | -114.5951 | 0 | 0 | #DIV/0! | 0%
| UPC Power Solutions | 56561 | Filet Wind (5) LLC | TX | Sherman | SWPP | IPP Non-CHP | JDW5 |  | 10 | 10 | 10 | Onshore Wind Turbine | WND | WT | 2006 |  |  | (OP) Operating | [8 empty] | 36.4453 | -101.8761 | 0 | 0 | #DIV/0! | 0%
| National Grid Renewables | 67168 | Fillmore County Solar Project | MN | Fillmore | MISO | IPP Non-CHP | FILCO |  | 45 | 45 | 45 | Solar Photovoltaic | SUN | PV | 2024 |  |  | (OP) Operating |  | 58.5 | [6 empty] | 43.552 | -92.357 | 0 | 0 | #DIV/0! | 0%
| Cleveland Cliffs Inc | 10849 | Silver Bay Power | MN | Lake | MISO | Industrial CHP | GEN1 |  | 131.6 | 105 | 105 | Conventional Steam Coal | SUB | ST | 1958.5 |  |  | (OS) Out of service and NOT expected to return to service in next calendar year | [8 empty] | 47.2866 | -91.2605 | 0 | 0 | #DIV/0! | 0%
| AES Distributed Energy | 62999 | Finchville Solar, LLC Hybrid CSG | NY | Orange | NYIS | IPP Non-CHP | BESS |  | 8 | 8 | 8 | Batteries | MWH | BA | 2020 |  |  | (OP) Operating | 4.4 | [7 empty] | 41.4565 | -74.5465 | 0 | 0 | #DIV/0! | 0%
| Findlay Wind Farm | 60015 | Findlay Wind Farm | OH | Hancock | PJM | Industrial Non-CHP | WNDW1 |  | 3 | 3 | 3 | Onshore Wind Turbine | WND | WT | 2015 |  |  | (OP) Operating | [8 empty] | 41.1012 | -83.6444 | 0 | 0 | #DIV/0! | 0%
| Finger Lakes Solar I, LLC | 61210 | Finger Lakes Solar I | NY | Ontario | NYIS | IPP Non-CHP | FLS1 |  | 1.9 | 2 | 2 | Solar Photovoltaic | SUN | PV | 2016 |  |  | (OP) Operating |  | 2.9 | [6 empty] | 42.814 | -77.0456 | 0 | 0 | #DIV/0! | 0%
| Sky Global Power One Pledgor, LLC | 59938 | Sky Global Power One | TX | Colorado | ERCO | IPP Non-CHP | UNIT1 |  | 51 | 49.8 | 50.4 | Natural Gas Internal Combustion Engine | NG | IC | 2016 |  |  | (OP) Operating | [8 empty] | 29.5503 | -96.5378 | 0 | 0 | #DIV/0! | 0%
| Generate Capital | 66220 | Finney Solar | NY | Montgomery | NYIS | IPP Non-CHP | 10999 |  | 5 | 5 | 5 | Solar Photovoltaic | SUN | PV | 2021 |  |  | (OP) Operating |  | 7.5 | [6 empty] | 42.9795 | -74.2751 | 0 | 0 | #DIV/0! | 0%
| Fire Island Wind LLC | 58425 | Fire Island Wind | AK | Anchorage |  | IPP Non-CHP | WT1 |  | 18 | 18 | 18 | Onshore Wind Turbine | WND | WT | 2012 |  |  | (OP) Operating | [8 empty] | 61.13 | -150.2436 | 0 | 0 | #DIV/0! | 0%
| Mike Woolf Farming | 63994 | Firebaugh-CCS-PV-1 | CA | Fresno | CISO | Industrial Non-CHP | MWF01 |  | 1 | 1 | 0.6 | Solar Photovoltaic | SUN | PV | 2015 |  |  | (OP) Operating |  | 1.2 | [6 empty] | 36.7347 | -120.6128 | 0 | 0 | #DIV/0! | 0%
| SkyHigh 2 Solar | 64391 | Firestone Walker Brewery - Phase 1 | CA | San Luis Obispo | CISO | IPP Non-CHP | FWBP1 |  | 1.6 | 1.6 | 1.6 | Solar Photovoltaic | SUN | PV | 2020 |  |  | (OP) Operating |  | 2.4 | [6 empty] | 35.5959 | -120.6943 | 0 | 0 | #DIV/0! | 0%
| Madison Energy Holdings LLC | 62043 | First Baptist Church of Glenarden | MD | Prince Georges | PJM | IPP Non-CHP | FBCG1 |  | 1.5 | 1.6 | 1.5 | Solar Photovoltaic | SUN | PV | 2018 |  |  | (OP) Operating |  | 2.1 | [6 empty] | 38.82 | -76.87 | 0 | 0 | #DIV/0! | 0%
| Florida Power & Light Co | 65424 | First City Solar Energy Center | FL | Escambia | FPL | Electric Utility | 1 |  | 74.5 | 74.5 | 74.5 | Solar Photovoltaic | SUN | PV | 2023 |  |  | (OP) Operating |  | 103 | [6 empty] | 30.9199 | -87.34 | 0 | 0 | #DIV/0! | 0%
| Bluestone Coke LLC | 50359 | Sloss Industries Corp | AL | Jefferson | SOCO | Industrial CHP | 10 |  | 25 | 16 | 14 | Natural Gas Steam Turbine | NG | ST | 1958 |  |  | (OS) Out of service and NOT expected to return to service in next calendar year | [8 empty] | 33.5682 | -86.7987 | 0 | 0 | #DIV/0! | 0%
| Connecticut Mun Elec Engy Coop | 57600 | Fishers Island 1 | NY | Suffolk | ISNE | Electric Utility | FI1 |  | 2.6 | 2.5 | 2.5 | Petroleum Liquids | DFO | IC | 2010 |  |  | (OP) Operating | [8 empty] | 41.2686 | -72.01 | 0 | 0 | #DIV/0! | 0%
| Smithfield Fresh Meats Corp. | 54823 | Smithfield Farmland Corp Bladen | NC | Bladen | CPLE | Industrial Non-CHP | GEN1 |  | 28.5 | 28.5 | 28.5 | Petroleum Liquids | DFO | IC | 1995.5789 |  |  | (SB) Standby/Backup: available for service but not normally used | [8 empty] | 34.7463 | -78.8073 | 0 | 0 | #DIV/0! | 0%
| Cardinal Renewables | 63331 | Firwood Solar, LLC | OR | Clackamas | PGE | IPP Non-CHP | ORFWD |  | 10 | 10 | 10 | Solar Photovoltaic | SUN | PV | 2020 |  |  | (OP) Operating |  | 15.2 | [6 empty] | 45.35 | -122.25 | 0 | 0 | #DIV/0! | 0%
| PacifiCorp | 3026 | Fish Creek | OR | Douglas | PACW | Electric Utility | 1 |  | 11 | 10.4 | 10.4 | Conventional Hydroelectric | WAT | HY | 1952 |  |  | (OP) Operating | [8 empty] | 43.2742 | -122.449 | 0 | 0 | #DIV/0! | 0%
| Fish Springs Ranch Solar, LLC | 64148 | Fish Springs | NV | Washoe | NEVP | IPP Non-CHP | FISH |  | 125 | 125 | 125 | Solar Photovoltaic | SUN | PV | 2022 |  |  | (OP) Operating |  | 130 | [6 empty] | 40.0747 | -119.9742 | 0 | 0 | #DIV/0! | 0%
| Fisher Road Solar I, LLC | 60075 | Fisher Road Solar | MA | Bristol | ISNE | IPP Non-CHP | SYFRS |  | 4.6 | 4.6 | 4.6 | Solar Photovoltaic | SUN | PV | 2015 |  |  | (OP) Operating |  | 6 | [6 empty] | 41.5933 | -71.0181 | 0 | 0 | #DIV/0! | 0%
| Strata Manager, LLC | 61089 | Fisher Solar Farm - NC | NC | Stanly | DUK | IPP Non-CHP | 1 |  | 5 | 5 | 5 | Solar Photovoltaic | SUN | PV | 2015 |  |  | (OP) Operating |  | 6.5 | [6 empty] | 35.2413 | -80.0346 | 0 | 0 | #DIV/0! | 0%
| Homer Electric Assn Inc | 57206 | Soldotna | AK | Kenai Peninsula |  | Electric Utility | 1 |  | 96.5 | 90.5 | 95.5 | Natural Gas Fired Combustion Turbine | NG | GT | 2018 |  |  | (OP) Operating | [8 empty] | 60.4994 | -150.9972 | 0 | 0 | #DIV/0! | 0%
| Duke Energy Carolinas, LLC | 3257 | Fishing Creek | SC | Chester | DUK | Electric Utility | 1 |  | 42.3 | 51 | 51 | Conventional Hydroelectric | WAT | HY | 1916 |  |  | (OP) Operating | [8 empty] | 34.6 | -80.8928 | 0 | 0 | #DIV/0! | 0%
| WM Renewable Energy LLC | 56527 | Fitchburg Gas Recovery | MA | Worcester | ISNE | IPP Non-CHP | GEN1 |  | 4.8 | 4.8 | 4.8 | Landfill Gas | LFG | IC | 2007.6667 |  |  | (OP) Operating | [8 empty] | 42.5354 | -71.8481 | 0 | 0 | #DIV/0! | 0%
| WM Renewable Energy LLC | 56529 | Five Oaks Gas Recovery | IL | Christian | MISO | IPP Non-CHP | GEN1 |  | 3.2 | 3.2 | 3.2 | Landfill Gas | LFG | IC | 2008 |  |  | (OP) Operating | [8 empty] | 39.5678 | -89.3683 | 0 | 0 | #DIV/0! | 0%
| Flathead Electric Coop Inc | 64505 | Flathead Landfill to Gas Energy Facility | MT | Flathead | BPAT | Electric Utility | LFGE1 |  | 3.2 | 3.2 | 3.2 | Landfill Gas | LFG | IC | 2016 |  |  | (OP) Operating | [8 empty] | 48.3131 | -114.3421 | 0 | 0 | #DIV/0! | 0%
| Fitchburg Renewables, LLC | 64045 | Fitchburg Renewables | MA | Worcester | ISNE | IPP Non-CHP | 4648 |  | 4 | 4 | 3.2 | Solar Photovoltaic | SUN | PV | 2020 |  |  | (OP) Operating |  | 5.1 | [6 empty] | 42.6044 | -71.7957 | 0 | 0 | #DIV/0! | 0%
| Florida Power & Light Co | 60006 | FIU Solar | FL | Miami Dade | FPL | Electric Utility | 1 |  | 1.2 | 0.8 | 0.8 | Solar Photovoltaic | SUN | PV | 2016 |  |  | (OP) Operating |  | 1.4 | [6 empty] | 25.77 | -80.3677 | 0 | 0 | #DIV/0! | 0%
| Consumers Energy Co - (MI) | 1704 | Five Channels | MI | Iosco | MISO | Electric Utility | 1 |  | 6 | 6.3 | 6.5 | Conventional Hydroelectric | WAT | HY | 1912 |  |  | (OP) Operating | [8 empty] | 44.4555 | -83.6763 | 0 | 0 | #DIV/0! | 0%
| Erie Boulevard Hydropower LP | 2562 | Five Falls | NY | St Lawrence | NYIS | IPP Non-CHP | 1 |  | 24 | 22.4 | 23.5 | Conventional Hydroelectric | WAT | HY | 1955 |  |  | (OP) Operating | [8 empty] | 44.5275 | -74.8492 | 0 | 0 | #DIV/0! | 0%
| Five Forks Solar | 59951 | Five Forks Solar | NC | Warren | PJM | IPP Non-CHP | 5FRK |  | 20 | 20 | 20 | Solar Photovoltaic | SUN | PV | 2019 |  |  | (OP) Operating |  | 26 | [6 empty] | 36.5155 | -78.0337 | 0 | 0 | #DIV/0! | 0%
| Maas Energy Works | 65168 | Five H Farms Solar Array | CA | Merced | CISO | IPP Non-CHP | FHF |  | 1 | 1.1 | 1.1 | Solar Photovoltaic | SUN | PV | 2021 |  |  | (OP) Operating |  | 2.2 | [6 empty] | 37.1204 | -120.2928 | 0 | 0 | #DIV/0! | 0%
| Bloom Energy | 62575 | FLEX Gibraltar | CA | Santa Clara | CISO | IPP Non-CHP | FLX01 |  | 1.5 | 1.5 | 1.5 | Other Natural Gas | NG | FC | 2017 |  |  | (OP) Operating | [8 empty] | 37.4173 | -121.8941 | 0 | 0 | #DIV/0! | 0%
| North Carolina El Member Corp | 65250 | Five Points BESS | NC | Randolph | CPLE | Electric Utility | BAT1 |  | 5 | 5 | 5 | Batteries | MWH | BA | 2024 |  |  | (OP) Operating | 10 | [7 empty] | 35.6325 | -79.682 | 0 | 0 | #DIV/0! | 0%
| Boralex US Operations LLC | 59523 | Five Points Solar Park | CA | Fresno | CISO | IPP Non-CHP | FRFSP |  | 60 | 60 | 50 | Solar Photovoltaic | SUN | PV | 2016 |  |  | (OP) Operating |  | 84.1 | [6 empty] | 36.3869 | -120.2367 | 0 | 0 | #DIV/0! | 0%
| Pacific Gas & Electric Co. | 57498 | Five Points Solar Station | CA | Fresno | CISO | Electric Utility | 1 |  | 15 | 15 | 15 | Solar Photovoltaic | SUN | PV | 2011 |  |  | (OP) Operating |  | 17.6 | [6 empty] | 36.4003 | -120.1033 | 0 | 0 | #DIV/0! | 0%
| Five Wells Solar Center, LLC | 66420 | Five Wells Solar Center - Hybrid | TX | Bell | ERCO | IPP Non-CHP | FWBAT |  | 617.9 | 579 | 579 | Batteries | MWH | BA | 2023.5 |  |  | (OP) Operating | 250 | [7 empty] | 30.9986 | -97.259 | 0 | 0 | #DIV/0! | 0%
| Onward Energy | 63187 | FL Solar 4, LLC | FL | Leon | TAL | IPP Non-CHP | FL4 |  | 42 | 42 | 42 | Solar Photovoltaic | SUN | PV | 2019 |  |  | (OP) Operating |  | 55 | [6 empty] | 30.2354 | -84.2233 | 0 | 0 | #DIV/0! | 0%
| Renewable World Energies LLC | 55684 | Flambeau Crowley Rapids Project | WI | Price | MISO | IPP Non-CHP | GEN1 |  | 1.5 | 1.5 | 1.5 | Conventional Hydroelectric | WAT | HY | 1930 |  |  | (OP) Operating | [8 empty] | 45.8683 | -90.5844 | 0 | 0 | #DIV/0! | 0%
| Dairyland Power Coop | 4142 | Flambeau Hydroelectric Station | WI | Rusk | MISO | Electric Utility | 1 |  | 22 | 24.1 | 24.1 | Conventional Hydroelectric | WAT | HY | 1951 |  |  | (OP) Operating | [8 empty] | 45.4918 | -91.0472 | 0 | 0 | #DIV/0! | 0%
| Renewable World Energies LLC | 55685 | Flambeau Lower Project | WI | Price | MISO | IPP Non-CHP | GEN1 |  | 1.2 | 1.2 | 1.2 | Conventional Hydroelectric | WAT | HY | 1923 |  |  | (OP) Operating | [8 empty] | 45.9135 | -90.4475 | 0 | 0 | #DIV/0! | 0%
| Flambeau Solar Partners, LLC | 61595 | Flambeau Solar Partners | WI | Price | MISO | IPP Non-CHP | FLAMB |  | 2.5 | 2.5 | 2.5 | Solar Photovoltaic | SUN | PV | 2017 |  |  | (OP) Operating |  | 3.4 | [6 empty] | 45.7368 | -90.471 | 0 | 0 | #DIV/0! | 0%
| U S Bureau of Reclamation | 6405 | Flaming Gorge | UT | Daggett | WAUW | Electric Utility | 1 |  | 151.8 | 151.8 | 151.8 | Conventional Hydroelectric | WAT | HY | 1963.3333 |  |  | (OP) Operating | [8 empty] | 40.9146 | -109.4217 | 0 | 0 | #DIV/0! | 0%
| Cypress Creek Renewables | 58726 | Flash Solar | NC | Catawba | DUK | IPP Non-CHP | PV1 |  | 5 | 5 | 5 | Solar Photovoltaic | SUN | PV | 2015 |  |  | (OP) Operating |  | 6.4 | [6 empty] | 35.7581 | -81.2294 | 0 | 0 | #DIV/0! | 0%
| UPC Power Solutions | 56839 | Flat Iron Wind (7) LLC | TX | Moore | SWPP | IPP Non-CHP | 1 |  | 10 | 10 | 10 | Onshore Wind Turbine | WND | WT | 2008 |  |  | (OP) Operating | [8 empty] | 36.0264 | -101.9 | 0 | 0 | #DIV/0! | 0%
| Ecoplexus, Inc | 59514 | Flat Meeks PV 1 | NC | Martin | PJM | IPP Non-CHP | FLAT1 |  | 5 | 5 | 5 | Solar Photovoltaic | SUN | PV | 2017 |  |  | (OP) Operating |  | 6.5 | [6 empty] | 35.8067 | -77.2706 | 0 | 0 | #DIV/0! | 0%
| AE Power Services LLC | 57787 | Flat Ridge 2 Wind Energy LLC | KS | Kingman | SWPP | IPP Non-CHP | 1 |  | 470.4 | 470.4 | 470.4 | Onshore Wind Turbine | WND | WT | 2012 |  |  | (OP) Operating | [8 empty] | 37.3665 | -98.2611 | 0 | 0 | #DIV/0! | 0%
| Invenergy Services LLC | 64407 | Flat Ridge 3 | KS | Kingman | SWPP | IPP Non-CHP | FRW3 |  | 128 | 128 | 128 | Onshore Wind Turbine | WND | WT | 2021 |  |  | (OP) Operating | [8 empty] | 37.447 | -98.4002 | 0 | 0 | #DIV/0! | 0%
| AE Power Services LLC | 56879 | Flat Ridge Wind Energy LLC | KS | Barber | SWPP | IPP Non-CHP | 1 |  | 44 | 44 | 44 | Onshore Wind Turbine | WND | WT | 2009 |  |  | (OP) Operating | [8 empty] | 37.3764 | -98.4583 | 0 | 0 | #DIV/0! | 0%
| Evergy Kansas Central, Inc | 56819 | Flat Ridge Wind Farm | KS | Barber | SWPP | Electric Utility | 1 |  | 50 | 50 | 50 | Onshore Wind Turbine | WND | WT | 2009 |  |  | (OP) Operating | [8 empty] | 37.3692 | -98.4603 | 0 | 0 | #DIV/0! | 0%
| Erie Boulevard Hydropower LP | 2563 | Flat Rock | NY | St Lawrence | NYIS | IPP Non-CHP | 1 |  | 5 | 5.2 | 5.2 | Conventional Hydroelectric | WAT | HY | 1924 |  |  | (OP) Operating | [8 empty] | 44.2217 | -75.0742 | 0 | 0 | #DIV/0! | 0%
| BHE Renewables, LLC | 61212 | Flat Top Wind I | TX | Mills | ERCO | IPP Non-CHP | FTWI |  | 200 | 200 | 200 | Onshore Wind Turbine | WND | WT | 2018 |  |  | (OP) Operating | [8 empty] | 31.6845 | -98.6034 | 0 | 0 | #DIV/0! | 0%
| Flat Water Wind Farm LLC | 57283 | Flat Water Wind Farm LLC | NE | Richardson | SWPP | IPP Non-CHP | WTG1 |  | 60 | 60 | 60 | Onshore Wind Turbine | WND | WT | 2010 |  |  | (OP) Operating | [8 empty] | 40.0011 | -95.9289 | 0 | 0 | #DIV/0! | 0%
| Sappi Fine Paper North America-Somerset | 50406 | Somerset Plant | ME | Somerset | ISNE | Industrial CHP | GEN1 |  | 107.1 | 99.8 | 99.8 | Wood/Wood Waste Biomass | BLQ | ST | 1983 |  |  | (OP) Operating | [8 empty] | 44.7035 | -69.6474 | 0 | 0 | #DIV/0! | 0%
| U S Bureau of Reclamation | 518 | Flatiron | CO | Larimer | WACM | Electric Utility | 1 |  | 94.5 | 94.5 | 94.5 | Conventional Hydroelectric | WAT | HY | 1954 |  |  | (OP) Operating | [8 empty] | 40.365 | -105.236 | 0 | 0 | #DIV/0! | 0%
| Strata Manager, LLC | 64527 | Flatwood Farm | NC | Chatham | CPLE | IPP Non-CHP | 16507 |  | 5 | 5 | 5 | Solar Photovoltaic | SUN | PV | 2018 |  |  | (OP) Operating |  | 6.5 | [6 empty] | 35.588 | -79.0323 | 0 | 0 | #DIV/0! | 0%
| Truckee Meadows Water Authority | 6513 | Fleish | NV | Washoe | NEVP | IPP Non-CHP | 1 |  | 2.5 | 2.5 | 2.2 | Conventional Hydroelectric | WAT | HY | 1914 |  |  | (OP) Operating | [5 empty] | 2027 | 7 | 0.4 | 39.2851 | -119.5933 | 0 | 0 | #DIV/0! | 0%
| Consolidated Edison Development Inc. | 57485 | Flemington Solar | NJ | Hunterdon | PJM | IPP Non-CHP | FSNJ |  | 8 | 7.9 | 7.9 | Solar Photovoltaic | SUN | PV | 2011 |  |  | (OP) Operating |  | 10 | [6 empty] | 40.4839 | -74.8567 | 0 | 0 | #DIV/0! | 0%
| Cypress Creek Renewables | 58808 | Flemming Solar Center LLC | NC | Pitt | CPLE | IPP Non-CHP | FSC1 |  | 5 | 5 | 5 | Solar Photovoltaic | SUN | PV | 2014 |  |  | (OP) Operating |  | 6.4 | [6 empty] | 35.6689 | -77.3839 | 0 | 0 | #DIV/0! | 0%
| Sonoco Products Co | 57919 | Sonoco Products Co | SC | Darlington | CPLE | Industrial CHP | 2 |  | 40.5 | 40.5 | 40.5 | Natural Gas Steam Turbine | NG | ST | 1951.3333 |  |  | (SB) Standby/Backup: available for service but not normally used | [8 empty] | 34.3853 | -80.0678 | 0 | 0 | #DIV/0! | 0%
| AERA Energy LLC | 50752 | South Belridge Cogeneration Facility | CA | Kern | CISO | Industrial CHP | GEN1 |  | 94.2 | 57 | 63 | Natural Gas Fired Combustion Turbine | NG | GT | 1985.3333 |  |  | (OP) Operating | [8 empty] | 35.4386 | -119.7075 | 0 | 0 | #DIV/0! | 0%
| Hydrodynamics Inc | 58392 | Flint Creek Hydroelectric LLC | MT | Granite | NWMT | IPP Non-CHP | GEN1 |  | 2 | 2 | 2 | Conventional Hydroelectric | WAT | HY | 2013 |  |  | (OP) Operating | [8 empty] | 46.2275 | -113.2947 | 0 | 0 | #DIV/0! | 0%
| Cypress Creek Renewables | 60370 | Flint Hill Solar, LLC | NC | Moore | CPLE | IPP Non-CHP | FHSPV |  | 5.2 | 5.2 | 5.2 | Solar Photovoltaic | SUN | PV | 2016 |  |  | (OP) Operating |  | 7.1 | [6 empty] | 35.4027 | -79.5531 | 0 | 0 | #DIV/0! | 0%
| City of Flora - (IL) | 56117 | Flora Site A | IL | Clay | MISO | Electric Utility | 1 |  | 5.4 | 5.4 | 5.4 | Petroleum Liquids | DFO | IC | 2001 |  |  | (OP) Operating | [8 empty] | 38.6693 | -88.4635 | 0 | 0 | #DIV/0! | 0%
| Georgia Power Co | 706 | Flint River | GA | Dougherty | SOCO | Electric Utility | 1 |  | 5.4 | 6.3 | 6 | Conventional Hydroelectric | WAT | HY | 1922.3333 |  |  | (OP) Operating | [8 empty] | 31.6026 | -84.137 | 0 | 0 | #DIV/0! | 0%
| City of Flora - (IL) | 56118 | Flora Site B | IL | Clay | MISO | Electric Utility | 4 |  | 3.6 | 3.6 | 3.6 | Petroleum Liquids | DFO | IC | 2001 |  |  | (OP) Operating | [8 empty] | 38.6714 | -88.4894 | 0 | 0 | #DIV/0! | 0%
| Flodquist Community Solar LLC | 63650 | Flodquist Community Solar LLC CSG | MN | Chisago | MISO | IPP Non-CHP | TC3 |  | 1 | 1 | 1 | Solar Photovoltaic | SUN | PV | 2021 |  |  | (OP) Operating |  | 1.5 | [6 empty] | 45.4894 | -92.857 | 0 | 0 | #DIV/0! | 0%
| Tampa Electric Co | 66920 | South Tampa Resiliency Project | FL | Hillsborough | TEC | Electric Utility | MPS01 |  | 37.6 | 37.6 | 37.6 | Natural Gas Internal Combustion Engine | NG | IC | 2025 |  |  | (OP) Operating | [8 empty] | 27.8633 | -82.5174 | 0 | 0 | #DIV/0! | 0%
| Citrus World Inc | 10275 | Florida's Natural Growers | FL | Polk | FPC | Industrial CHP | CE50 |  | 10.7 | 7.9 | 9.4 | Natural Gas Fired Combustion Turbine | NG | GT | 1994.5 |  |  | (OP) Operating | [8 empty] | 27.9114 | -81.6006 | 0 | 0 | #DIV/0! | 0%
| CHI Operations Inc | 55574 | Florence Hills LLC | MN | Lincoln | MISO | IPP Non-CHP | FH30 |  | 1.9 | 1.9 | 1.9 | Onshore Wind Turbine | WND | WT | 2001 |  |  | (OP) Operating | [8 empty] | 44.2297 | -96.225 | 0 | 0 | #DIV/0! | 0%
| University of New Mexico | 50906 | Ford Utilities Center | NM | Bernalillo | PNM | Commercial CHP | 3 |  | 14.8 | 12.9 | 14 | Natural Gas Fired Combustion Turbine | NG | GT | 2010 |  |  | (OP) Operating | [8 empty] | 35.0841 | -106.6252 | 0 | 0 | #DIV/0! | 0%
| Altus Power America Management, LLC | 60990 | Florence Solar W3-080, LLC | NJ | Burlington | PJM | IPP Non-CHP | PV1 |  | 7.9 | 7.9 | 7.9 | Solar Photovoltaic | SUN | PV | 2016 |  |  | (OP) Operating |  | 9.9 | [6 empty] | 40.0956 | -74.7876 | 0 | 0 | #DIV/0! | 0%
| Fordham University | 63544 | Fordham University | NY | Bronx | NYIS | Commercial Non-CHP | DC350 |  | 2.9 | 2.9 | 2.9 | Petroleum Liquids | DFO | IC | 2009.5714 |  |  | (SB) Standby/Backup: available for service but not normally used | [8 empty] | 40.8613 | -73.8874 | 0 | 0 | #DIV/0! | 0%
| Flower Valley | 64915 | Flower Valley I | TX | Reeves | ERCO | IPP Non-CHP | FLRV1 |  | 9.9 | 9.9 | 9.9 | Batteries | MWH | BA | 2021 | 8 | 2032 | (OP) Operating | 19.8 | [7 empty] | 31.1973 | -103.3618 | 0 | 0 | #DIV/0! | 0%
| Flower Valley II | 66007 | Flower Valley II | TX | Reeves | ERCO | IPP Non-CHP | BA |  | 101 | 101 | 101 | Batteries | MWH | BA | 2022 |  |  | (OP) Operating | 200 | [7 empty] | 31.1973 | -103.3618 | 0 | 0 | #DIV/0! | 0%
| Altus Power America Management, LLC | 62487 | Flowers Solar LLC | NC | Johnston | CPLE | IPP Non-CHP | FLOW |  | 4.3 | 4.3 | 4.3 | Solar Photovoltaic | SUN | PV | 2019 |  |  | (OP) Operating |  | 5.9 | [6 empty] | 35.4122 | -78.6031 | 0 | 0 | #DIV/0! | 0%
| Greenbacker Renewable Energy Corporation | 61031 | Floyd Road Solar Farm | NC | Northampton | PJM | IPP Non-CHP | PV1 |  | 5 | 5 | 5 | Solar Photovoltaic | SUN | PV | 2017 |  |  | (OP) Operating |  | 6.8 | [6 empty] | 36.5059 | -77.6775 | 0 | 0 | #DIV/0! | 0%
| Cypress Creek Renewables | 60147 | Floyd Solar, LLC | NC | Robeson | DUK | IPP Non-CHP | FLS1 |  | 6.5 | 6.5 | 6.5 | Solar Photovoltaic | SUN | PV | 2016 |  |  | (OP) Operating |  | 6.6 | [6 empty] | 34.5091 | -79.1359 | 0 | 0 | #DIV/0! | 0%
| AES Distributed Energy | 59552 | FLS Solar 170, LLC | NC | Robeson | CPLE | IPP Non-CHP | FLS1 |  | 2 | 2 | 2 | Solar Photovoltaic | SUN | PV | 2014 |  |  | (OP) Operating |  | 2.6 | [6 empty] | 34.6 | -78.97 | 0 | 0 | #DIV/0! | 0%
| AES Distributed Energy | 59551 | FLS Solar 200, LLC | NC | Robeson | CPLE | IPP Non-CHP | FLS1 |  | 4.3 | 4.3 | 4.3 | Solar Photovoltaic | SUN | PV | 2014 |  |  | (OP) Operating |  | 4.7 | [6 empty] | 34.5819 | -78.94 | 0 | 0 | #DIV/0! | 0%
| Cypress Creek Renewables | 59646 | FLS Solar 230 (Warren) | NC | Duplin | CPLE | IPP Non-CHP | FLS1 |  | 4.8 | 4.8 | 4.8 | Solar Photovoltaic | SUN | PV | 2015 |  |  | (OP) Operating |  | 6.3 | [6 empty] | 35.0161 | -77.8219 | 0 | 0 | #DIV/0! | 0%
| TC Energy | 59245 | Fluvanna | TX | Scurry | ERCO | IPP Non-CHP | FLUV1 |  | 155.4 | 155.4 | 155.4 | Onshore Wind Turbine | WND | WT | 2017 |  |  | (OP) Operating | [8 empty] | 32.9319 | -101.1436 | 0 | 0 | #DIV/0! | 0%
| Avangrid Power LLC | 56172 | Flying Cloud Power Partners LLC | IA | Dickinson | MISO | IPP Non-CHP | FC |  | 43.5 | 43.5 | 43.5 | Onshore Wind Turbine | WND | WT | 2003 |  |  | (OP) Operating | [8 empty] | 43.3897 | -95.2997 | 0 | 0 | #DIV/0! | 0%
| Kodiak Electric Assn Inc | 60563 | Flywheel Energy Storage System Microgrid | AK | Kodiak Island |  | Electric Utility | FESS |  | 2 | 2 | 2 | Flywheels | MWH | FW | 2015 |  |  | (OP) Operating | 2 | [7 empty] | 57.7801 | -152.4438 | 0 | 0 | #DIV/0! | 0%
| Foard City Wind, LLC | 61402 | Foard City Wind | TX | Foard | ERCO | IPP Non-CHP | FOARD |  | 352.8 | 350.3 | 350.3 | Onshore Wind Turbine | WND | WT | 2019 |  |  | (OP) Operating | [8 empty] | 33.9153 | -99.7403 | 0 | 0 | #DIV/0! | 0%
| Fogarty Solar LLC | 63747 | Fogarty CSG | NY | Orange | NYIS | IPP Non-CHP | GRA |  | 2 | 2 | 2 | Solar Photovoltaic | SUN | PV | 2021 |  |  | (OP) Operating |  | 3 | [6 empty] | 41.5087 | -74.35 | 0 | 0 | #DIV/0! | 0%
| U S Bureau of Reclamation | 441 | Folsom | CA | Sacramento | BANC | Electric Utility | 1 |  | 198.6 | 215.1 | 215.1 | Conventional Hydroelectric | WAT | HY | 1955 |  |  | (OP) Operating | [8 empty] | 38.7067 | -121.1584 | 0 | 0 | #DIV/0! | 0%
| Ecoplexus, Inc | 61698 | Folsom SP and CSP Sacramento | CA | Sacramento | BANC | IPP Non-CHP | FOLSM |  | 1.3 | 1.3 | 1.3 | Solar Photovoltaic | SUN | PV | 2019 |  |  | (OP) Operating |  | 1.6 | [6 empty] | 38.687 | -121.16 | 0 | 0 | #DIV/0! | 0%
| ALLETE, Inc. | 1894 | Fond Du Lac | MN | St Louis | MISO | Electric Utility | 1 |  | 12 | 13.1 | 13.1 | Conventional Hydroelectric | WAT | HY | 1924 |  |  | (OP) Operating | [8 empty] | 46.6668 | -92.2939 | 0 | 0 | #DIV/0! | 0%
| SoCore Energy LLC | 67815 | Fond du Lac Community Solar | WI | Fond Du Lac | MISO | IPP Non-CHP | PV1 |  | 1 | 1 | 1 | Solar Photovoltaic | SUN | PV | 2021 |  |  | (OP) Operating |  | 1.2 | [6 empty] | 43.734 | -88.473 | 0 | 0 | #DIV/0! | 0%
| Southern California Edison Co | 332 | Fontana | CA | San Bernardino | CISO | Electric Utility | 1 |  | 3 | 3 | 3 | Conventional Hydroelectric | WAT | HY | 1917 |  |  | (OP) Operating | [8 empty] | 34.1552 | -117.3971 | 0 | 0 | #DIV/0! | 0%
| Tennessee Valley Authority | 2779 | Fontana Dam | NC | Swain | TVA | Electric Utility | 1 |  | 254.7 | 304.2 | 304.2 | Conventional Hydroelectric | WAT | HY | 1948 |  |  | (OP) Operating | [8 empty] | 35.4507 | -83.805 | 0 | 0 | #DIV/0! | 0%
| Forward Fontanelle Power, LLC | 58457 | Fontanelle | IA | Adair | MISO | IPP Non-CHP | 1 |  | 1.6 | 1.6 | 1.6 | Onshore Wind Turbine | WND | WT | 2012 |  |  | (OP) Operating | [8 empty] | 41.3389 | -94.57 | 0 | 0 | #DIV/0! | 0%
| U S Bureau of Reclamation | 4185 | Fontenelle | WY | Lincoln | WAUW | Electric Utility | 1 |  | 10 | 11.2 | 11.2 | Conventional Hydroelectric | WAT | HY | 1968 |  |  | (OP) Operating | [8 empty] | 42.027 | -110.064 | 0 | 0 | #DIV/0! | 0%
| Consumers Energy Co - (MI) | 1705 | Foote | MI | Iosco | MISO | Electric Utility | 1 |  | 9 | 3 | 3.3 | Conventional Hydroelectric | WAT | HY | 1918 |  |  | (OP) Operating | [8 empty] | 44.4354 | -83.4407 | 0 | 0 | #DIV/0! | 0%
| PacifiCorp | 67916 | Foote Creek Rim | WY | Carbon | PACE | Electric Utility | 1 |  | 134.8 | 134.8 | 134.8 | Onshore Wind Turbine | WND | WT | 2024 |  |  | (OP) Operating | [8 empty] | 41.6283 | -106.2013 | 0 | 0 | #DIV/0! | 0%
| Los Angeles Department of Water & Power | 396 | Foothill | CA | Los Angeles | LDWP | Electric Utility | 1 |  | 8.8 | 8.6 | 8.6 | Conventional Hydroelectric | WAT | HY | 1971 |  |  | (OP) Operating | [8 empty] | 34.3182 | -118.4944 | 0 | 0 | #DIV/0! | 0%
| Metropolitan Water District of S CA | 6645 | Foothill Feeder | CA | Los Angeles | CISO | Electric Utility | 1 | A184 | 9 | 7.1 | 6.7 | Conventional Hydroelectric | WAT | HY | 1981 |  |  | (OP) Operating | [8 empty] | 34.5148 | -118.6092 | 0 | 0 | #DIV/0! | 0%
| Ameresco San Joaquin Solar LLC | 65089 | Foothill Sanitary Landfill - Solar Array | CA | San Joaquin | PACW | IPP Non-CHP | 05452 | 1 | 3.6 | 3.5 | 2.4 | Solar Photovoltaic | SUN | PV | 2021 |  |  | (OP) Operating |  | 5.3 | [6 empty] | 38.0424 | -120.9338 | 0 | 0 | #DIV/0! | 0%
| Denver City & County-Foothills | 10070 | Foothills Hydro Plant | CO | Douglas | WACM | IPP Non-CHP | GEN1 |  | 3.1 | 3.1 | 3.1 | Conventional Hydroelectric | WAT | HY | 1985 |  |  | (OP) Operating | [8 empty] | 39.4588 | -105.0657 | 0 | 0 | #DIV/0! | 0%
| Arizona Public Service Co | 57997 | Foothills Solar Plant Hybrid | AZ | Yuma | AZPS | Electric Utility | FH38M |  | 73 | 70 | 70 | Batteries | MWH | BA | 2016.3333 |  |  | (OP) Operating | 105 | [7 empty] | 32.6486 | -114.4287 | 0 | 0 | #DIV/0! | 0%
| Altus Power America Management, LLC | 58583 | Forbes Street Solar | RI | Providence | ISNE | IPP Non-CHP | FSS1 |  | 3 | 3 | 3 | Solar Photovoltaic | SUN | PV | 2013 |  |  | (OP) Operating |  | 3.7 | [6 empty] | 41.7731 | -71.3389 | 0 | 0 | #DIV/0! | 0%
| South Feather Water and Power Agency | 417 | Forbestown | CA | Butte | CISO | Electric Utility | 1 |  | 41.9 | 37.5 | 37.5 | Conventional Hydroelectric | WAT | HY | 1963 |  |  | (OP) Operating | [8 empty] | 39.551 | -121.2788 | 0 | 0 | #DIV/0! | 0%
| Ford Ridge | 65350 | Ford County Wind Farm LLC | IL | Ford | MISO | IPP Non-CHP | FORDC |  | 121.3 | 121.3 | 121.3 | Onshore Wind Turbine | WND | WT | 2022 |  |  | (OP) Operating | [8 empty] | 40.5563 | -88.3495 | 0 | 0 | #DIV/0! | 0%
| Ford Hydro Ltd Partnership | 54674 | Ford Hydro LP | ID | Clearwater | AVA | IPP Non-CHP | GEN1 |  | 1.2 | 0.6 | 1.5 | Conventional Hydroelectric | WAT | HY | 1988 |  |  | (OP) Operating | [8 empty] | 46.3838 | -115.9493 | 0 | 0 | #DIV/0! | 0%
| Virginia Electric & Power Co | 10774 | Southampton Power Station | VA | Southampton | PJM | Electric Utility | 1 |  | 71.1 | 51 | 53.7 | Wood/Wood Waste Biomass | WDS | ST | 1992 |  |  | (OP) Operating | [8 empty] | 36.6525 | -76.9953 | 0 | 5020744.764 | #DIV/0! | 0%
| Chugach Electric Assn Inc | 57036 | Southcentral Power Project | AK | Anchorage |  | Electric Utility | 1 | CC10 | 203.9 | 169.7 | 203.4 | Natural Gas Fired Combined Cycle | NG | CT | 2013 |  |  | (OP) Operating | [8 empty] | 61.1674 | -149.9053 | 0 | 0 | #DIV/0! | 0%
| Chevron USA Inc | 50751 | Southeast Kern River Cogen | CA | Kern | CISO | Industrial CHP | GTG1 |  | 30.8 | 26.8 | 28.1 | Natural Gas Fired Combustion Turbine | NG | GT | 1989 |  |  | (OP) Operating | [8 empty] | 35.4206 | -118.9644 | 0 | 0 | #DIV/0! | 0%
| Foreman's Hill CSG LLC | 61690 | Foreman's Hill Community Solar | MN | Goodhue | MISO | IPP Non-CHP | FOREM |  | 5 | 5 | 5 | Solar Photovoltaic | SUN | PV | 2018 |  |  | (OP) Operating |  | 7.1 | [6 empty] | 44.5533 | -92.6369 | 0 | 0 | #DIV/0! | 0%
| Constellation Power, Inc | 3170 | Southwark | PA | Philadelphia | PJM | IPP Non-CHP | 3 |  | 74.4 | 52 | 74 | Petroleum Liquids | DFO | GT | 1967.25 |  |  | (OP) Operating | [8 empty] | 39.9144 | -75.135 | 0 | 0 | #DIV/0! | 0%
| Butter Solar, LLC | 62861 | Forest City Solar | IA | Winnebago | MISO | IPP Non-CHP | FOR7 |  | 3 | 3 | 3 | Solar Photovoltaic | SUN | PV | 2019 |  |  | (OP) Operating |  | 4 | [6 empty] | 43.276 | -93.629 | 0 | 0 | #DIV/0! | 0%
| Big Sky Wind, LLC | 56394 | Forest Creek Wind Farm LLC | TX | Glasscock | ERCO | IPP Non-CHP | 1 |  | 124.2 | 124.2 | 124.2 | Onshore Wind Turbine | WND | WT | 2006 |  |  | (OP) Operating | [8 empty] | 32.039 | -101.22 | 0 | 0 | #DIV/0! | 0%
| Forest Lake Holdco LLC | 60837 | Forest Lake Solar CSG | MN | Washington | MISO | IPP Non-CHP | FORES |  | 5 | 5 | 5 | Solar Photovoltaic | SUN | PV | 2017 |  |  | (OP) Operating |  | 6.5 | [6 empty] | 45.2535 | -92.894 | 0 | 0 | #DIV/0! | 0%
| Clear Energy Capital, LLC | 50768 | Forestport | NY | Oneida | NYIS | IPP Non-CHP | 1 |  | 3.4 | 3.4 | 3.4 | Conventional Hydroelectric | WAT | HY | 1987 |  |  | (OP) Operating | [8 empty] | 43.4425 | -75.216 | 0 | 0 | #DIV/0! | 0%
| Los Angeles Department of Water & Power | 59651 | Forever 21 Retail, Inc. | CA | Los Angeles | LDWP | IPP Non-CHP | W4161 |  | 1.3 | 1.3 | 1 | Solar Photovoltaic | SUN | PV | 2015 |  |  | (OP) Operating |  | 1.7 | [6 empty] | 34.0714 | -118.1961 | 0 | 0 | #DIV/0! | 0%
| Fork in the Road Solar LLC | 66909 | Fork in the Road Solar | NY | Dutchess | NYIS | IPP Non-CHP | FIR |  | 1.4 | 1.4 | 1.4 | Solar Photovoltaic | SUN | PV | 2025 |  |  | (OP) Operating | [8 empty] | 41.95 | -73.75 | 0 | 0 | #DIV/0! | 0%
| City of Spencer - (IA) | 1186 | Spencer Gas Turbine | IA | Clay | MISO | Electric Utility | GT1 |  | 23.8 | 17 | 20 | Petroleum Liquids | KER | GT | 1970 |  |  | (OP) Operating | [8 empty] | 43.1446 | -95.1443 | 0 | 0 | #DIV/0! | 0%
| Hypower Energy, LLC | 50350 | Forks of Butte Hydro Project | CA | Butte | CISO | IPP Non-CHP | GEN1 |  | 14.5 | 14.5 | 14.5 | Conventional Hydroelectric | WAT | HY | 1992 |  |  | (OP) Operating | [8 empty] | 39.8693 | -121.6319 | 0 | 0 | #DIV/0! | 0%
| Sierra Pacific Industries | 59658 | SPI Anderson 2 | CA | Shasta | CISO | Industrial CHP | GEN1 |  | 30.2 | 27.2 | 27.2 | Wood/Wood Waste Biomass | WDS | ST | 2015 |  |  | (OP) Operating | [8 empty] | 40.4723 | -122.3242 | 0 | 0 | #DIV/0! | 0%
| Basin Electric Power Coop | 6092 | Spirit Mound | SD | Clay | SWPP | Electric Utility | 1 |  | 135 | 95 | 120 | Petroleum Liquids | DFO | GT | 1978 |  |  | (OP) Operating | [8 empty] | 42.8977 | -96.9905 | 0 | 0 | #DIV/0! | 0%
| Great River Energy | 56786 | Spiritwood Station | ND | Stutsman | MISO | Electric Utility | 1 |  | 106.2 | 96.9 | 96.9 | Natural Gas Steam Turbine | NG | ST | 2014 |  |  | (OP) Operating | [8 empty] | 46.9264 | -98.4997 | 0 | 5318454.086 | #DIV/0! | 0%
| Greenbacker Renewable Energy Corporation | 64262 | Forrest City- Eldridge Road | AR | St Francis | MISO | IPP Non-CHP | 453 |  | 1 | 1 | 1 | Solar Photovoltaic | SUN | PV | 2021 |  |  | (OP) Operating |  | 1.3 | [6 empty] | 35.0379 | -90.8071 | 0 | 0 | #DIV/0! | 0%
| Greenbacker Renewable Energy Corporation | 64261 | Forrest City- Prison Site | AR | St Francis | MISO | IPP Non-CHP | 361 |  | 1 | 1 | 1 | Solar Photovoltaic | SUN | PV | 2021 |  |  | (OP) Operating |  | 1.3 | [6 empty] | 34.9795 | -90.806 | 0 | 0 | #DIV/0! | 0%
| Acciona Energy USA Global, LLC | 63985 | Fort Bend Solar LLC | TX | Fort Bend | ERCO | IPP Non-CHP | FBS |  | 240 | 240 | 240 | Solar Photovoltaic | SUN | PV | 2023 |  |  | (OP) Operating |  | 316.3 | [6 empty] | 29.5603 | -95.9804 | 0 | 0 | #DIV/0! | 0%
| Georgia Power Co | 59862 | Fort Benning Solar Facility | AL | Russell | SOCO | Electric Utility | 1 |  | 30 | 30 | 30 | Solar Photovoltaic | SUN | PV | 2015 |  |  | (OP) Operating |  | 41.5 | [6 empty] | 32.304 | -84.9899 | 0 | 0 | #DIV/0! | 0%
| Ameresco Federal Solutions | 61887 | Fort Bliss (DEA EPIC) | TX | El Paso | EPE | IPP Non-CHP | DEPIC |  | 2 | 2 | 2 | Solar Photovoltaic | SUN | PV | 2018 |  |  | (OP) Operating |  | 2.5 | [6 empty] | 31.83 | -106.3729 | 0 | 0 | #DIV/0! | 0%
| Ameresco Federal Solutions | 64050 | Fort Bragg - Camp Mackall PV BESS System | NC | Richmond | CPLE | IPP Non-CHP | CMABS |  | 3 | 3 | 3 | Batteries | MWH | BA | 2023 |  |  | (OP) Operating | 2 | [7 empty] | 35.029 | -79.485 | 0 | 0 | #DIV/0! | 0%
| DG Southwest Solar Portfolio 2019, LLC | 63844 | Fort Calhoun Community Solar | NE | Washington | SWPP | IPP Non-CHP | FTCAL |  | 5 | 5 | 5 | Solar Photovoltaic | SUN | PV | 2019 |  |  | (OP) Operating |  | 7 | [6 empty] | 41.4566 | -96.0048 | 0 | 0 | #DIV/0! | 0%
| Department of the Army, Fort Carson | 63022 | Fort Carson Battery Energy Storage Syste | CO | El Paso | WACM | Commercial Non-CHP | 1 |  | 4.2 | 4.2 | 4.2 | Batteries | MWH | BA | 2018 |  |  | (OP) Operating | 8.5 | [7 empty] | 38.7455 | -104.7777 | 0 | 0 | #DIV/0! | 0%
| Doyon Utilities - Fort Greely | 54834 | Fort Greely Power Plant | AK | Southeast Fairbanks |  | Commercial Non-CHP | EN-4 |  | 7.4 | 7.4 | 7.4 | Petroleum Liquids | DFO | IC | 1984.5 |  |  | (SB) Standby/Backup: available for service but not normally used | [8 empty] | 63.9736 | -145.7166 | 0 | 0 | #DIV/0! | 0%
| Montevue Lane Solar, LLC | 61552 | Fort Detrick Solar PV | MD | Frederick | PJM | IPP Non-CHP | FDSBS |  | 21.7 | 21.7 | 18.6 | Batteries | MWH | BA | 2020 |  |  | (OP) Operating | 6 | [7 empty] | 39.44 | -77.45 | 0 | 0 | #DIV/0! | 0%
| Connecticut Mun Elec Engy Coop | 57599 | Fort Hill 1, 2, 3 & 4 | CT | New London | ISNE | Electric Utility | FH1 |  | 10.4 | 10 | 10 | Petroleum Liquids | DFO | IC | 2010 |  |  | (OP) Operating | [8 empty] | 41.4711 | -72.1022 | 0 | 0 | #DIV/0! | 0%
| Florida Power & Light Co | 64300 | Fort Drum Energy Center | FL | Okeechobee | FPL | Electric Utility | FORTD |  | 74.5 | 74.5 | 74.5 | Solar Photovoltaic | SUN | PV | 2021 |  |  | (OP) Operating |  | 96.7 | [6 empty] | 27.6079 | -80.7581 | 0 | 0 | #DIV/0! | 0%
| Standard Solar | 67061 | Fort Fairfield | ME | Somerset | ISNE | IPP Non-CHP | FTFAI |  | 5 | 5 | 5 | Solar Photovoltaic | SUN | PV | 2023 |  |  | (OP) Operating |  | 7.5 | [6 empty] | 46.7732 | -67.8508 | 0 | 0 | #DIV/0! | 0%
| USCE-Tulsa District | 3003 | Fort Gibson | OK | Cherokee | SPA | Electric Utility | 1 |  | 44.8 | 51.2 | 51.2 | Conventional Hydroelectric | WAT | HY | 1953 |  |  | (OP) Operating | [8 empty] | 35.8693 | -95.2269 | 0 | 0 | #DIV/0! | 0%
| Georgia Power Co | 59863 | Fort Gordon Solar Facility | GA | Richmond | SOCO | Electric Utility | 1 |  | 30 | 30 | 30 | Solar Photovoltaic | SUN | PV | 2016 |  |  | (OP) Operating |  | 42.5 | [6 empty] | 33.3866 | -82.1401 | 0 | 0 | #DIV/0! | 0%
| City of Spokane | 50886 | Spokane Waste to Energy | WA | Spokane | AVA | IPP Non-CHP | GEN1 |  | 26 | 22.7 | 22.7 | Municipal Solid Waste | MSW | ST | 1991 |  |  | (OP) Operating | [8 empty] | 47.6263 | -117.5042 | 0 | 0 | #DIV/0! | 0%
| Duke Energy Florida, LLC | 64533 | Fort Green Solar Power Plant | FL | Hardee | FPC | Electric Utility | PV1 |  | 74.9 | 74.9 | 74.9 | Solar Photovoltaic | SUN | PV | 2022 |  |  | (OP) Operating |  | 126.7 | [6 empty] | 27.6411 | -81.9416 | 0 | 0 | #DIV/0! | 0%
| Fort Hays State University | 61540 | Fort Hays State University Wind Farm | KS | Ellis | SWPP | Commercial Non-CHP | WIND1 |  | 4 | 4 | 4 | Onshore Wind Turbine | WND | WT | 2013 |  |  | (OP) Operating | [8 empty] | 38.8743 | -99.4052 | 0 | 0 | #DIV/0! | 0%
| City of Riverside - (CA) | 56144 | Springs Generating Station | CA | Riverside | CISO | Electric Utility | 1 |  | 40 | 40 | 40 | Natural Gas Fired Combustion Turbine | NG | GT | 2002 |  |  | (OP) Operating | [8 empty] | 33.9308 | -117.2933 | 0 | 0 | #DIV/0! | 0%
| Tucson Electric Power Co | 58972 | Fort Huachuca Solar PV Project | AZ | Cochise | TEPC | Electric Utility | FHUA2 |  | 17.7 | 18 | 18 | Solar Photovoltaic | SUN | PV | 2015.5 |  |  | (OP) Operating |  | 5 | [6 empty] | 31.5553 | -110.35 | 0 | 0 | #DIV/0! | 0%
| Standard Solar | 62408 | Fort Indiantown Gap | PA | Lebanon | PJM | IPP Non-CHP | X0028 |  | 3 | 3 | 3 | Solar Photovoltaic | SUN | PV | 2019 |  |  | (OP) Operating |  | 4.4 | [6 empty] | 40.4276 | -76.5731 | 0 | 0 | #DIV/0! | 0%
| Tennessee Valley Authority | 3402 | Fort Loudoun | TN | Loudon | TVA | Electric Utility | 1 |  | 153.3 | 168.2 | 161.7 | Conventional Hydroelectric | WAT | HY | 1946 |  |  | (OP) Operating | [8 empty] | 35.7917 | -84.2431 | 0 | 0 | #DIV/0! | 0%
| Veolia Energy Operating Service | 54081 | Spruance Operating Services LLC | VA | Richmond City | PJM | IPP CHP | GEN3 |  | 114.8 | 55 | 55 | Natural Gas Steam Turbine | NG | ST | 1992 |  |  | (OP) Operating | [8 empty] | 37.4556 | -77.4308 | 0 | 5687690.667 | #DIV/0! | 0%
| Monongahela Power Co | 66898 | Fort Martin Solar | WV | Monongalia | PJM | Electric Utility | FTMS |  | 18.9 | 18.9 | 18.9 | Solar Photovoltaic | SUN | PV | 2024 |  |  | (OP) Operating |  | 23.04 | [6 empty] | 39.7078 | -79.9488 | 0 | 0 | #DIV/0! | 0%
| Fort Miller Associates | 50514 | Fort Miller Hydroelectric Facility | NY | Saratoga | NYIS | IPP Non-CHP | GEN1 |  | 5 | 5 | 5 | Conventional Hydroelectric | WAT | HY | 1984 |  |  | (OP) Operating | [8 empty] | 43.1609 | -73.5841 | 0 | 0 | #DIV/0! | 0%
| City of St Marys - (OH) | 2942 | St Marys | OH | Auglaize | PJM | Electric Utility | 7 |  | 25 | 22.4 | 22.4 | Petroleum Liquids | DFO | GT | 1995.5 |  |  | (SB) Standby/Backup: available for service but not normally used | [8 empty] | 40.5458 | -84.3889 | 0 | 0 | #DIV/0! | 0%
| Tennessee Valley Authority | 3401 | Fort Patrick Henry | TN | Sullivan | TVA | Electric Utility | 1 |  | 59.4 | 40.7 | 40.7 | Conventional Hydroelectric | WAT | HY | 1953.5 |  |  | (OP) Operating | [8 empty] | 36.4982 | -82.5086 | 0 | 0 | #DIV/0! | 0%
| USACE-Omaha | 6623 | Fort Peck | MT | McCone | WAUW | Electric Utility | 1 |  | 179.7 | 218 | 218 | Conventional Hydroelectric | WAT | HY | 1952.8 |  |  | (OP) Operating | [8 empty] | 48.0122 | -106.4123 | 0 | 0 | #DIV/0! | 0%
| Dominion Renewable Energy | 65322 | Fort Powhatan Solar | VA | Prince George | PJM | Electric Utility | FTPW |  | 150 | 150 | 150 | Solar Photovoltaic | SUN | PV | 2022 |  |  | (OP) Operating |  | 204 | [6 empty] | 37.26 | -77.08 | 0 | 0 | #DIV/0! | 0%
| USACE-Omaha | 3373 | Fort Randall | SD | Charles Mix | SWPP | Electric Utility | 1 |  | 320 | 360 | 360 | Conventional Hydroelectric | WAT | HY | 1954.625 |  |  | (OP) Operating | [8 empty] | 43.0653 | -98.5539 | 0 | 0 | #DIV/0! | 0%
| Fort Rock Solar I, LLC | 63636 | Fort Rock I | OR | Lake | BPAT | IPP Non-CHP | FR1 |  | 9.9 | 9.9 | 9.9 | Solar Photovoltaic | SUN | PV | 2020 |  |  | (OP) Operating |  | 14.9 | [6 empty] | 43.3201 | -121.0035 | 0 | 0 | #DIV/0! | 0%
| Fort Rock Solar IV LLC | 63926 | Fort Rock IV | OR | Lake | BPAT | IPP Non-CHP | FRIV |  | 10 | 10 | 10 | Solar Photovoltaic | SUN | PV | 2020 |  |  | (OP) Operating |  | 15.1 | [6 empty] | 43.3899 | -120.9561 | 0 | 0 | #DIV/0! | 0%
| Alabama Power Co | 60679 | Fort Rucker Solar Array | AL | Dale | SOCO | Electric Utility | 1 |  | 10.6 | 10.6 | 10.6 | Solar Photovoltaic | SUN | PV | 2017 |  |  | (OP) Operating |  | 12.7 | [6 empty] | 31.3311 | -85.7302 | 0 | 0 | #DIV/0! | 0%
| Schuylkill Energy Resource Inc | 54634 | St Nicholas Cogen Project | PA | Schuylkill | PJM | IPP CHP | SNCP |  | 99.2 | 86 | 86 | Conventional Steam Coal | WC | ST | 1990 |  |  | (OP) Operating | [8 empty] | 40.8222 | -76.1736 | 0 | 10133558.736 | #DIV/0! | 0%
| Georgia Power Co | 59865 | Fort Stewart Solar Facility | GA | Liberty | SOCO | Electric Utility | 1 |  | 30 | 30 | 30 | Solar Photovoltaic | SUN | PV | 2016 |  |  | (OP) Operating |  | 43.5 | [6 empty] | 31.9047 | -81.5954 | 0 | 0 | #DIV/0! | 0%
| Georgia Power Co | 63062 | Fort Valley State University Solar | GA | Peach | SOCO | Electric Utility | 1 |  | 10.8 | 10.8 | 10.8 | Solar Photovoltaic | SUN | PV | 2022 |  |  | (OP) Operating |  | 15.1 | [6 empty] | 32.5016 | -83.8834 | 0 | 0 | #DIV/0! | 0%
| Wisconsin Public Service Corp | 56942 | Forward Wind Energy Center | WI | Dodge | MISO | Electric Utility | 1 |  | 129 | 129 | 129 | Onshore Wind Turbine | WND | WT | 2008.5 |  |  | (OP) Operating | [8 empty] | 43.6161 | -88.4969 | 0 | 0 | #DIV/0! | 0%
| Forward Windpower, LLC | 56699 | Forward Windpower LLC | PA | Somerset | PJM | IPP Non-CHP | 1 |  | 29.4 | 29.4 | 29.4 | Onshore Wind Turbine | WND | WT | 2008 |  |  | (OP) Operating | [8 empty] | 40.0853 | -78.8633 | 0 | 0 | #DIV/0! | 0%
| Greenbacker Renewable Energy Corporation | 56308 | Fossil Gulch | ID | Gooding | IPCO | IPP Non-CHP | 1 |  | 10.5 | 10.5 | 10.5 | Onshore Wind Turbine | WND | WT | 2005 |  |  | (OP) Operating | [8 empty] | 42.8581 | -114.9494 | 0 | 0 | #DIV/0! | 0%
| USACE Northwestern Division | 6552 | Foster | OR | Linn | BPAT | Electric Utility | 1 |  | 20 | 20 | 20 | Conventional Hydroelectric | WAT | HY | 1968 |  |  | (OP) Operating | [8 empty] | 44.4146 | -122.6712 | 0 | 0 | #DIV/0! | 0%
| Foster Solar, LLC | 65637 | Foster Solar | RI | Providence | ISNE | IPP Non-CHP | 2481 |  | 1.2 | 1.1 | 1 | Solar Photovoltaic | SUN | PV | 2016 |  |  | (OP) Operating |  | 1.2 | [6 empty] | 41.8424 | -71.7146 | 0 | 0 | #DIV/0! | 0%
| St Paul Cogeneration LLC | 56643 | St Paul Cogeneration | MN | Ramsey | MISO | IPP CHP | 1 |  | 37 | 33 | 25 | Wood/Wood Waste Biomass | WDS | ST | 2003 |  |  | (OP) Operating | [8 empty] | 44.9429 | -93.0966 | 0 | 0 | #DIV/0! | 0%
| NJR Clean Energy Ventures Corporation | 67252 | Foul Rift Solar Farm | NJ | Warren | PJM | IPP Non-CHP | FLRFT |  | 15.4 | 15.4 | 15.4 | Solar Photovoltaic | SUN | PV | 2025 |  |  | (OP) Operating | [8 empty] | 40.8 | -75.09 | 0 | 0 | #DIV/0! | 0%
| Foundation HA Energy Generation, LLC | 57791 | Foundation AB | CA | Solano | CISO | IPP Non-CHP | WTG1 |  | 1.5 | 1.5 | 1.5 | Onshore Wind Turbine | WND | WT | 2011 |  |  | (OP) Operating | [8 empty] | 38.2322 | -122.0928 | 0 | 0 | #DIV/0! | 0%
| Foundation CA Fund IX Manager, LLC | 61442 | Foundation California Training Facility | CA | Monterey | CISO | IPP Non-CHP | WTG1 |  | 1.8 | 1.8 | 1.8 | Onshore Wind Turbine | WND | WT | 2018 |  |  | (OP) Operating | [8 empty] | 36.464 | -121.382 | 0 | 0 | #DIV/0! | 0%
| Foundation CA Fund VIII Manager, LLC | 61066 | Foundation CDCR LAC | CA | Los Angeles | CISO | IPP Non-CHP | WTG1 |  | 1.9 | 1.9 | 1.9 | Onshore Wind Turbine | WND | WT | 2017 |  |  | (OP) Operating | [8 empty] | 34.691 | -118.221 | 0 | 0 | #DIV/0! | 0%
| Foundation CA Fund VI Manager LLC | 58102 | Foundation Cemex BMQ | CA | San Bernardino | CISO | IPP Non-CHP | WTG1 |  | 3 | 3 | 3 | Onshore Wind Turbine | WND | WT | 2012 |  |  | (OP) Operating | [8 empty] | 34.6231 | -117.1125 | 0 | 0 | #DIV/0! | 0%
| Foundation CA Fund V Manager, LLC | 58112 | Foundation Cemex Madison | CA | Yolo | CISO | IPP Non-CHP | WTG1 |  | 1 | 1 | 1 | Onshore Wind Turbine | WND | WT | 2012 |  |  | (OP) Operating | [8 empty] | 38.6928 | -121.9325 | 0 | 0 | #DIV/0! | 0%
| Foundation CA Fund VI Manager LLC | 58101 | Foundation Cemex River Plant | CA | San Bernardino | CISO | IPP Non-CHP | WTG1 |  | 3.2 | 3.2 | 3.2 | Onshore Wind Turbine | WND | WT | 2012 |  |  | (OP) Operating | [8 empty] | 34.5619 | -117.3072 | 0 | 0 | #DIV/0! | 0%
| Foundation CA Fund X Manager LLC | 62654 | Foundation Dole Fresh Vegetables | CA | Monterey | CISO | IPP Non-CHP | WTG1 |  | 5.6 | 5.6 | 5.6 | Onshore Wind Turbine | WND | WT | 2022 |  |  | (OP) Operating | [8 empty] | 36.4593 | -121.3501 | 0 | 0 | #DIV/0! | 0%
| Foundation HA Energy Generation, LLC | 57792 | Foundation IE | CA | San Bernardino | CISO | IPP Non-CHP | WTG1 |  | 1 | 1 | 1 | Onshore Wind Turbine | WND | WT | 2011 |  |  | (OP) Operating | [8 empty] | 34.0847 | -117.5294 | 0 | 0 | #DIV/0! | 0%
| Foundation CA Fund IX Manager, LLC | 61443 | Foundation Mann Packing | CA | Monterey | CISO | IPP Non-CHP | WTG1 |  | 1.8 | 1.8 | 1.8 | Onshore Wind Turbine | WND | WT | 2019 |  |  | (OP) Operating | [8 empty] | 36.504 | -121.454 | 0 | 0 | #DIV/0! | 0%
| Foundation CA Fund V Manager, LLC | 58114 | Foundation NWNA | CA | Riverside | CISO | IPP Non-CHP | WTG1 |  | 5.1 | 5.1 | 5.1 | Onshore Wind Turbine | WND | WT | 2014 |  |  | (OP) Operating | [8 empty] | 33.9142 | -116.7492 | 0 | 0 | #DIV/0! | 0%
| Foundation CA Fund V Manager, LLC | 58113 | Foundation RRM | CA | Riverside | CISO | IPP Non-CHP | WTG1 |  | 2 | 2 | 2 | Onshore Wind Turbine | WND | WT | 2012 |  |  | (OP) Operating | [8 empty] | 33.9172 | -116.815 | 0 | 0 | #DIV/0! | 0%
| Foundation CA Fund IX Manager, LLC | 61444 | Foundation SaIinas Valley State Prison | CA | Monterey | CISO | IPP Non-CHP | WTG1 |  | 1.8 | 1.8 | 1.8 | Onshore Wind Turbine | WND | WT | 2018 |  |  | (OP) Operating | [8 empty] | 36.474 | -121.371 | 0 | 0 | #DIV/0! | 0%
| Foundation CA Fund VIII Manager, LLC | 61067 | Foundation Scheid Vineyards | CA | Monterey | CISO | IPP Non-CHP | WTG1 |  | 1.9 | 1.9 | 1.9 | Onshore Wind Turbine | WND | WT | 2017 |  |  | (OP) Operating | [8 empty] | 36.2745 | -121.1916 | 0 | 0 | #DIV/0! | 0%
| Foundation HA Energy Generation, LLC | 57626 | Foundation ST | CA | San Joaquin | CISO | IPP Non-CHP | WTG1 |  | 2 | 2 | 2 | Onshore Wind Turbine | WND | WT | 2011 |  |  | (OP) Operating | [8 empty] | 37.7142 | -121.5217 | 0 | 0 | #DIV/0! | 0%
| Foundation CA Fund VI Manager LLC | 58104 | Foundation Superior Farms | CA | Solano | CISO | Industrial Non-CHP | WTG1 |  | 1 | 1 | 1 | Onshore Wind Turbine | WND | WT | 2012 |  |  | (OP) Operating | [8 empty] | 38.42 | -121.8181 | 0 | 0 | #DIV/0! | 0%
| Foundation CA Fund VI Manager LLC | 58105 | Foundation Wal-Mart Red Bluff | CA | Tehama | CISO | Commercial Non-CHP | WTG1 |  | 1 | 1 | 1 | Onshore Wind Turbine | WND | WT | 2012 |  |  | (OP) Operating | [8 empty] | 40.1111 | -122.1939 | 0 | 0 | #DIV/0! | 0%
| AES Distributed Energy | 62302 | Founders Homestead Farms Solar | RI | Newport | ISNE | IPP Non-CHP | RFH01 |  | 4.5 | 4.5 | 4.5 | Solar Photovoltaic | SUN | PV | 2019 |  |  | (OP) Operating |  | 5.8 | [6 empty] | 41.5768 | -71.2782 | 0 | 0 | #DIV/0! | 0%
| Greenbacker Renewable Energy Corporation | 64907 | Fountain | MN | Fillmore | MISO | IPP Non-CHP | 511 |  | 3 | 3 | 3 | Solar Photovoltaic | SUN | PV | 2021 |  |  | (OP) Operating |  | 3.8 | [6 empty] | 43.7461 | -92.1294 | 0 | 0 | #DIV/0! | 0%
| Dominion Energy Inc. | 68774 | Fountain Creek Solar | VA | Greensville | PJM | Electric Utility | FTCR |  | 80 | 80 | 80 | Solar Photovoltaic | SUN | PV | 2024 |  |  | (OP) Operating | [8 empty] | 36.59 | -77.67 | 0 | 0 | #DIV/0! | 0%
| Westbound Solar LLC | 64584 | Fountain Folkston | GA | Charlton | SOCO | IPP Non-CHP | GPFTF |  | 2.1 | 2.1 | 2.1 | Solar Photovoltaic | SUN | PV | 2019 |  |  | (OP) Operating |  | 2.8 | [6 empty] | 30.9164 | -81.9602 | 0 | 0 | #DIV/0! | 0%
| Little Rock Water Reclamation Authority | 10050 | Fourche Creek Wastewater | AR | Pulaski | MISO | Commercial CHP | 4 |  | 1.3 | 1.3 | 1.3 | Other Waste Biomass | OBG | IC | 2009 |  |  | (OP) Operating | [8 empty] | 34.6968 | -92.165 | 0 | 0 | #DIV/0! | 0%
| City of Independence - (MO) | 2135 | Station H | MO | Jackson | SWPP | Electric Utility | 1 |  | 43 | 39 | 39 | Natural Gas Fired Combustion Turbine | NG | GT | 1973 |  |  | (OP) Operating | [8 empty] | 39.1067 | -94.3804 | 0 | 0 | #DIV/0! | 0%
| Echo 2 | 56969 | Four Corners Windfarm LLC | OR | Umatilla | PACW | IPP Non-CHP | 1 |  | 8 | 8 | 8 | Onshore Wind Turbine | WND | WT | 2009 |  |  | (OP) Operating | [8 empty] | 45.7286 | -119.4181 | 0 | 0 | #DIV/0! | 0%
| Echo 2 | 56970 | Four Mile Canyon Windfarm LLC | OR | Morrow | PACW | IPP Non-CHP | 1 |  | 10 | 10 | 10 | Onshore Wind Turbine | WND | WT | 2009 |  |  | (OP) Operating | [8 empty] | 45.6447 | -119.4533 | 0 | 0 | #DIV/0! | 0%
| Eagle Creek Renewable Energy, LLC | 54341 | Four Mile Hydropower Project | MI | Alpena | MISO | IPP Non-CHP | 1 |  | 2 | 2 | 2 | Conventional Hydroelectric | WAT | HY | 1993.75 |  |  | (OP) Operating | [8 empty] | 45.0933 | -83.5025 | 0 | 0 | #DIV/0! | 0%
| Foxwoods Resort Casino | 57666 | Foxwoods CoGen | CT | New London | ISNE | Commercial CHP | CT1 | 1 | 16.2 | 14.5 | 15.1 | Natural Gas Fired Combined Cycle | NG | CT | 2012 |  |  | (OP) Operating | [8 empty] | 41.4731 | -71.9606 | 0 | 0 | #DIV/0! | 0%
| Florida Power & Light Co | 65927 | Fourmile Creek | FL | Calhoun | FPL | Electric Utility | 1 |  | 74.5 | 74.5 | 74.5 | Solar Photovoltaic | SUN | PV | 2024 |  |  | (OP) Operating |  | 108.03 | [6 empty] | 30.4399 | -85.2759 | 0 | 0 | #DIV/0! | 0%
| Fourmile Wind Energy, LLC | 58904 | Fourmile Ridge | MD | Garrett | PJM | IPP Non-CHP | 1 |  | 40 | 40 | 40 | Onshore Wind Turbine | WND | WT | 2014 |  |  | (OP) Operating | [8 empty] | 39.6411 | -79.0111 | 0 | 0 | #DIV/0! | 0%
| Albany Engineering Corporation | 10467 | Fourth Branch Hydroelectric Facility | NY | Saratoga | NYIS | IPP Non-CHP | 1 |  | 3.3 | 3.3 | 3.3 | Conventional Hydroelectric | WAT | HY | 1987 |  |  | (OP) Operating | [8 empty] | 42.7876 | -73.6917 | 0 | 0 | #DIV/0! | 0%
| Pattern Operators LP | 59547 | Fowler Ridge IV Wind Farm LLC | IN | Benton | PJM | IPP Non-CHP | 1 |  | 150 | 150 | 150 | Onshore Wind Turbine | WND | WT | 2016 |  |  | (OP) Operating | [8 empty] | 40.6206 | -87.3781 | 0 | 0 | #DIV/0! | 0%
| AE Power Services LLC | 56777 | Fowler Ridge Wind Farm LLC | IN | Benton | PJM | IPP Non-CHP | FIA |  | 588.3 | 588.3 | 588.3 | Onshore Wind Turbine | WND | WT | 2011.8 |  |  | (OP) Operating | [8 empty] | 40.5839 | -87.3336 | 0 | 0 | #DIV/0! | 0%
| John Laing US Solar Corp. | 60624 | Fox Creek Solar | NC | Franklin | CPLE | IPP Non-CHP | PV1 |  | 50.2 | 50.2 | 50.2 | Solar Photovoltaic | SUN | PV | 2018 |  |  | (OP) Operating |  | 65.2 | [6 empty] | 36.1269 | -78.2731 | 0 | 0 | #DIV/0! | 0%
| Ecoplexus, Inc | 61484 | Fox CSG, LLC | MN | Chisago | MISO | IPP Non-CHP | FOX1 |  | 5 | 5 | 5 | Solar Photovoltaic | SUN | PV | 2018 |  |  | (OP) Operating |  | 1.3 | [6 empty] | 45.3926 | -92.6813 | 0 | 0 | #DIV/0! | 0%
| City of Portland - (MI) | 1851 | Frank Jenkins | MI | Ionia | MISO | Electric Utility | 4 |  | 3.8 | 3.5 | 3.5 | Petroleum Liquids | DFO | IC | 1982.3333 |  |  | (SB) Standby/Backup: available for service but not normally used | [8 empty] | 42.8686 | -84.8956 | 0 | 0 | #DIV/0! | 0%
| Fox Garden LLC | 66576 | Fox Garden | MN | Waseca | MISO | IPP Non-CHP | MNC07 |  | 0.9 | 1 | 1 | Solar Photovoltaic | SUN | PV | 2024 |  |  | (OP) Operating |  | 1.5 | [6 empty] | 43.9751 | -93.4916 | 0 | 0 | #DIV/0! | 0%
| Consolidated Edison Co-NY Inc | 65035 | Fox Hills Battery Station | NY | Richmond | NYIS | Electric Utility | ESSFH |  | 7.5 | 7.5 | 7.5 | Batteries | MWH | BA | 2023 |  |  | (OP) Operating | 30 | [7 empty] | 40.6108 | -74.0772 | 0 | 0 | #DIV/0! | 0%
| Fox Island Wind LLC | 57354 | Fox Island Wind LLC | ME | Knox | ISNE | IPP Non-CHP | 1 |  | 4.5 | 4.5 | 4.5 | Onshore Wind Turbine | WND | WT | 2009 |  |  | (OP) Operating | [5 empty] | 2029 | 12 | 0.3 | 44.0942 | -68.8658 | 0 | 0 | #DIV/0! | 0%
| EDF Renewable Asset Holdings, Inc. | 67239 | Fox Squirrel Solar | OH | Madison | PJM | IPP Non-CHP | FOX01 |  | 577 | 577 | 577 | Solar Photovoltaic | SUN | PV | 2023 |  |  | (OP) Operating |  | 753 | [6 empty] | 39.7775 | -83.3671 | 0 | 0 | #DIV/0! | 0%
| Florida Power & Light Co | 65916 | Fox Trail | FL | Brevard | FPL | Electric Utility | 1 |  | 74.5 | 74.5 | 74.5 | Solar Photovoltaic | SUN | PV | 2025 |  |  | (OP) Operating | [8 empty] | 27.8461 | -80.674 | 0 | 0 | #DIV/0! | 0%
| Foxconn | 59683 | Foxconn Ohio | OH | Trumbull | PJM | Industrial Non-CHP | 12345 |  | 2.2 | 1.7 | 0.6 | Solar Photovoltaic | SUN | PV | 2015 |  |  | (OP) Operating |  | 2.2 | [6 empty] | 41.148 | -80.8838 | 0 | 0 | #DIV/0! | 0%
| Strata Manager, LLC | 59563 | Foxfire Solar Farm | NC | Moore | CPLE | IPP Non-CHP | PV1 |  | 5 | 5 | 5 | Solar Photovoltaic | SUN | PV | 2015 |  |  | (OP) Operating |  | 6.5 | [6 empty] | 35.2206 | -79.5519 | 0 | 0 | #DIV/0! | 0%
| Urban Grid Solar | 66841 | Foxglove Solar | VA | Frederick | PJM | IPP Non-CHP | FOXG1 |  | 75 | 75 | 75 | Solar Photovoltaic | SUN | PV | 2024 |  |  | (OP) Operating |  | 96.5 | [6 empty] | 39.0738 | -78.2801 | 0 | 0 | #DIV/0! | 0%
| Foxhound Solar, LLC | 67171 | Foxhound | VA | Halifax | PJM | IPP Non-CHP | F2024 |  | 83 | 83 | 83 | Solar Photovoltaic | SUN | PV | 2024 |  |  | (OP) Operating |  | 108 | [6 empty] | 36.8759 | -78.7419 | 0 | 0 | #DIV/0! | 0%
| Foxtail Wind, LLC | 61747 | Foxtail Wind, LLC | ND | Dickey | MISO | Electric Utility | 1 |  | 150 | 150 | 150 | Onshore Wind Turbine | WND | WT | 2020 |  |  | (OP) Operating | [8 empty] | 46.0982 | -98.8801 | 0 | 0 | #DIV/0! | 0%
| City of Independence - (MO) | 2136 | Station I | MO | Jackson | SWPP | Electric Utility | 1 |  | 38 | 38 | 38 | Petroleum Liquids | DFO | GT | 1972 |  |  | (OP) Operating | [8 empty] | 39.056 | -94.393 | 0 | 0 | #DIV/0! | 0%
| Florida Power & Light Co | 65438 | FPL Cavendish Solar Energy Center | FL | Okeechobee | FPL | Electric Utility | 1 |  | 74.5 | 74.5 | 74.5 | Solar Photovoltaic | SUN | PV | 2023 |  |  | (OP) Operating |  | 96.9 | [6 empty] | 27.627 | -80.8042 | 0 | 0 | #DIV/0! | 0%
| Florida Power & Light Co | 65422 | FPL Chipola River Solar Energy Center | FL | Calhoun | FPL | Electric Utility | 1 |  | 74.5 | 74.5 | 74.5 | Solar Photovoltaic | SUN | PV | 2023 |  |  | (OP) Operating |  | 96 | [6 empty] | 30.4546 | -85.2785 | 0 | 0 | #DIV/0! | 0%
| Florida Power & Light Co | 65593 | FPL Cypress Pond Solar | FL | Washington | FPL | Electric Utility | 1 |  | 74.5 | 74.5 | 74.5 | Solar Photovoltaic | SUN | PV | 2023 |  |  | (OP) Operating |  | 103 | [6 empty] | 30.4213 | -85.441 | 0 | 0 | #DIV/0! | 0%
| FPL Energy Ashtabula Wind LLC | 56919 | FPL Energy Ashtabula Wind LLC | ND | Barnes | MISO | IPP Non-CHP | GE15 |  | 148.5 | 148.5 | 148.5 | Onshore Wind Turbine | WND | WT | 2008 |  |  | (OP) Operating | [8 empty] | 47.1294 | -97.8853 | 0 | 0 | #DIV/0! | 0%
| FPL Energy Burleigh County Wind LLC | 56357 | FPL Energy Burleigh County Wind | ND | Burleigh | MISO | IPP Non-CHP | GE |  | 49.5 | 49.5 | 49.5 | Onshore Wind Turbine | WND | WT | 2005.5 |  |  | (OP) Operating | [8 empty] | 47.1167 | -100.7333 | 0 | 0 | #DIV/0! | 0%
| FPL Energy Crystal Lake Wind II LLC | 56925 | FPL Energy Crystal Lake Wind II LLC | IA | Hancock | MISO | IPP Non-CHP | CL25 |  | 200 | 199 | 199 | Onshore Wind Turbine | WND | WT | 2009 |  |  | (OP) Operating | [8 empty] | 43.2737 | -93.8 | 0 | 0 | #DIV/0! | 0%
| FPL Energy Crystal Lake Wind LLC | 56923 | FPL Energy Crystal Lake Wind LLC | IA | Hancock | MISO | IPP Non-CHP | GE15 |  | 150 | 150 | 150 | Onshore Wind Turbine | WND | WT | 2008 |  |  | (OP) Operating | [8 empty] | 43.2125 | -93.8311 | 0 | 0 | #DIV/0! | 0%
| FPL Energy Illinois Wind LLC | 57325 | FPL Energy Illinois Wind LLC Hybrid | IL | DeKalb | PJM | IPP Non-CHP | BFT |  | 237.5 | 237.5 | 237.5 | Batteries | MWH | BA | 2011.5 |  |  | (OP) Operating | 8.3 | [7 empty] | 41.7678 | -88.8867 | 0 | 0 | #DIV/0! | 0%
| FPL Energy Montezuma Wind | 57201 | FPL Energy Montezuma Winds LLC | CA | Solano | CISO | IPP Non-CHP | S2.3 |  | 36.8 | 36.8 | 36.8 | Onshore Wind Turbine | WND | WT | 2010 |  |  | (OP) Operating | [8 empty] | 38.1636 | -121.7966 | 0 | 0 | #DIV/0! | 0%
| FPL Energy North Dakota Wind LLC | 56099 | FPL Energy North Dakota Wind I/II | ND | LaMoure | MISO | IPP Non-CHP | GE15 |  | 61.5 | 61.5 | 61.5 | Onshore Wind Turbine | WND | WT | 2003 |  |  | (OP) Operating | [8 empty] | 46.3272 | -98.8984 | 0 | 0 | #DIV/0! | 0%
| FPL Energy Oliver County Wind | 56392 | FPL Energy Oliver Wind I LLC | ND | Oliver | MISO | IPP Non-CHP | 1 |  | 50.6 | 50.6 | 50.6 | Onshore Wind Turbine | WND | WT | 2006 |  |  | (OP) Operating | [8 empty] | 47.1528 | -101.1977 | 0 | 0 | #DIV/0! | 0%
| FPL Energy Oliver County Wind II LLC | 56573 | FPL Energy Oliver Wind II LLC | ND | Oliver | MISO | IPP Non-CHP | 2 |  | 48 | 48 | 48 | Onshore Wind Turbine | WND | WT | 2007 |  |  | (OP) Operating | [8 empty] | 47.1528 | -101.1977 | 0 | 0 | #DIV/0! | 0%
| FPL Energy Story Wind LLC | 56924 | FPL Energy Story Wind LLC | IA | Story | MISO | IPP Non-CHP | GE15 |  | 150 | 150 | 150 | Onshore Wind Turbine | WND | WT | 2008 |  |  | (OP) Operating | [8 empty] | 42.1044 | -93.2722 | 0 | 0 | #DIV/0! | 0%
| FPL Energy Vansycle LLC | 55989 | FPL Energy Vansycle LLC (OR) | OR | Umatilla | BPAT | IPP Non-CHP | V-47 |  | 122.8 | 122.8 | 122.8 | Onshore Wind Turbine | WND | WT | 2001 |  |  | (OP) Operating | [8 empty] | 46.0128 | -118.8162 | 0 | 0 | #DIV/0! | 0%
| FPL Energy Vansycle LLC | 55560 | FPL Energy Vansycle LLC (WA) | WA | Walla Walla | BPAT | IPP Non-CHP | V-47 |  | 176.9 | 176.9 | 176.9 | Onshore Wind Turbine | WND | WT | 2001 |  |  | (OP) Operating | [8 empty] | 46.06 | -118.917 | 0 | 0 | #DIV/0! | 0%
| Florida Power & Light Co | 65594 | FPL Etonia Creek | FL | Putnam | FPL | Electric Utility | 1 |  | 74.5 | 74.5 | 74.5 | Solar Photovoltaic | SUN | PV | 2023 |  |  | (OP) Operating |  | 104.3 | [6 empty] | 29.7672 | -81.7775 | 0 | 0 | #DIV/0! | 0%
| Florida Power & Light Co | 65427 | FPL Flowers Creek Solar Energy Center | FL | Calhoun | FPL | Electric Utility | 1 |  | 74.5 | 74.5 | 74.5 | Solar Photovoltaic | SUN | PV | 2023 |  |  | (OP) Operating |  | 86.5 | [6 empty] | 30.57 | -85.0402 | 0 | 0 | #DIV/0! | 0%
| Florida Power & Light Co | 65592 | FPL Saw Palmetto Solar Energy Center | FL | Bay | FPL | Electric Utility | 1 |  | 74.5 | 74.5 | 74.5 | Solar Photovoltaic | SUN | PV | 2023 |  |  | (OP) Operating |  | 103 | [6 empty] | 30.4198 | -85.4415 | 0 | 0 | #DIV/0! | 0%
| Florida Power & Light Co | 65429 | FPL Shirer Branch Solar Energy Center | FL | Calhoun | FPL | Electric Utility | 1 |  | 74.5 | 74.5 | 74.5 | Solar Photovoltaic | SUN | PV | 2023 |  |  | (OP) Operating |  | 103 | [6 empty] | 30.3962 | -85.2797 | 0 | 0 | #DIV/0! | 0%
| Framingham State University | 59717 | Framingham State University Plant | MA | Middlesex | ISNE | Commercial Non-CHP | ACPV |  | 3.2 | 3.2 | 3.2 | Solar Photovoltaic | SUN | PV | 2010.1 |  |  | (OP) Operating |  | 0.8 | [6 empty] | 42.2979 | -71.4361 | 0 | 0 | #DIV/0! | 0%
| Francis Scott Key Mall | 63253 | Francis Scott Key Mall | MD | Frederick | PJM | Commercial Non-CHP | FSK |  | 1.6 | 1.6 | 1.6 | Solar Photovoltaic | SUN | PV | 2018 |  |  | (OP) Operating |  | 2.1 | [6 empty] | 39.3859 | -77.4095 | 0 | 0 | #DIV/0! | 0%
| AES Distributed Energy | 62287 | Francisco St. Solar | CA | Los Angeles | LDWP | Commercial Non-CHP | W7190 |  | 1.2 | 1 | 1 | Solar Photovoltaic | SUN | PV | 2018 |  |  | (OP) Operating |  | 1.3 | [6 empty] | 33.8482 | -118.3055 | 0 | 0 | #DIV/0! | 0%
| Power Depot Group A, LLC | 65540 | Frankel | TX | Andrews | ERCO | IPP Non-CHP | FRA1 |  | 9 | 7.5 | 9 | Petroleum Liquids | DFO | IC | 2013 |  |  | (OP) Operating | [8 empty] | 32.3814 | -102.7828 | 0 | 0 | #DIV/0! | 0%
| City of Franklin - (NE) | 2238 | Franklin (NE) | NE | Franklin | SWPP | Electric Utility | 1 |  | 3.9 | 3.9 | 3.9 | Natural Gas Internal Combustion Engine | NG | IC | 1965.25 |  |  | (OP) Operating | [8 empty] | 40.0892 | -98.9508 | 0 | 0 | #DIV/0! | 0%
| Entergy Louisiana LLC | 1404 | Sterlington | LA | Ouachita | MISO | Electric Utility | 7A | PB01 | 59.3 | 45.5 | 50 | Natural Gas Fired Combustion Turbine | NG | GT | 1973 |  |  | (OP) Operating | [8 empty] | 32.7047 | -92.0792 | 0 | 0 | #DIV/0! | 0%
| Turlock Irrigation District | 50219 | Frankenheimer Power Plant | CA | Stanislaus | CISO | IPP Non-CHP | U1 |  | 5.3 | 4 | 4.3 | Conventional Hydroelectric | WAT | HY | 1983 |  |  | (OP) Operating | [8 empty] | 37.8304 | -120.807 | 0 | 0 | #DIV/0! | 0%
| MN8 Energy LLC | 60732 | Frankford Solar | NJ | Sussex | PJM | IPP Non-CHP | PV1 |  | 8.2 | 8.2 | 8.2 | Solar Photovoltaic | SUN | PV | 2012 |  |  | (OP) Operating |  | 9.8 | [6 empty] | 41.1666 | -74.7017 | 0 | 0 | #DIV/0! | 0%
| Los Angeles Department of Water & Power | 397 | Franklin (CA) | CA | Los Angeles | LDWP | Electric Utility | 1 |  | 2 | 2 | 2 | Conventional Hydroelectric | WAT | HY | 1921 |  |  | (OA) Out of service but expected to return to service in next calendar year | [8 empty] | 34.1039 | -118.4134 | 0 | 0 | #DIV/0! | 0%
| Northbrook Carolina Hydro II, LLC | 2745 | Franklin (NC) | NC | Macon | DUK | IPP Non-CHP | 1 |  | 1 | 1 | 1 | Conventional Hydroelectric | WAT | HY | 1925 |  |  | (OP) Operating | [8 empty] | 35.2194 | -83.3708 | 0 | 0 | #DIV/0! | 0%
| Stillwater Utilities Authority | 59647 | Stillwater Energy Center | OK | Payne | SWPP | Electric Utility | 1 |  | 56.4 | 55.8 | 55.8 | Natural Gas Internal Combustion Engine | NG | IC | 2016 |  |  | (OP) Operating | [8 empty] | 36.1619 | -97.0369 | 0 | 0 | #DIV/0! | 0%
| Erie Boulevard Hydropower LP | 2564 | Franklin (NY) | NY | Franklin | NYIS | IPP Non-CHP | 1 |  | 2 | 2 | 2 | Conventional Hydroelectric | WAT | HY | 1918.5 |  |  | (OP) Operating | [8 empty] | 44.4372 | -73.9725 | 0 | 0 | #DIV/0! | 0%
| CD US Solar MT 2 LLC | 59178 | Franklin 1 | MA | Norfolk | ISNE | IPP Non-CHP | KRS04 |  | 3 | 3 | 3 | Solar Photovoltaic | SUN | PV | 2013 |  |  | (OP) Operating |  | 3.6 | [6 empty] | 42.0406 | -71.3936 | 0 | 0 | #DIV/0! | 0%
| CD US Solar MT 2 LLC | 59179 | Franklin 2 | MA | Norfolk | ISNE | IPP Non-CHP | KRS05 |  | 4 | 4 | 4 | Solar Photovoltaic | SUN | PV | 2013 |  |  | (OP) Operating |  | 4.8 | [6 empty] | 42.0542 | -71.3917 | 0 | 0 | #DIV/0! | 0%
| Idaho Power Co | 67183 | Franklin Battery Storage | ID | Twin Falls | IPCO | Electric Utility | FRBS |  | 60 | 60 | 60 | Batteries | MWH | BA | 2025 |  |  | (OP) Operating | 240 | [7 empty] | 42.193 | -114.6101 | 0 | 0 | #DIV/0! | 0%
| MidAmerican Energy Co | 64986 | Franklin County Solar | IA | Franklin | MISO | Electric Utility | FCS |  | 7 | 7 | 7 | Solar Photovoltaic | SUN | PV | 2022 |  |  | (OP) Operating |  | 9.1 | [6 empty] | 42.7208 | -93.2061 | 0 | 0 | #DIV/0! | 0%
| Interstate Power and Light Co | 57844 | Franklin County Wind Farm | IA | Franklin | MISO | Electric Utility | 1 |  | 99 | 99 | 99 | Onshore Wind Turbine | WND | WT | 2012 |  |  | (OP) Operating | [8 empty] | 42.6067 | -93.3364 | 0 | 0 | #DIV/0! | 0%
| Bloom Energy | 57809 | Franklin Templeton San Mateo | CA | San Mateo | CISO | IPP Non-CHP | FRK00 |  | 1.1 | 1 | 1 | Other Natural Gas | NG | FC | 2011 |  |  | (OP) Operating | [8 empty] | 37.5425 | -122.2928 | 0 | 0 | #DIV/0! | 0%
| Northwestern Wisconsin Elec Co | 4020 | Frederic Diesel | WI | Polk | MISO | Electric Utility | 10 |  | 13.7 | 13.5 | 13.8 | Petroleum Liquids | DFO | IC | 1972.4444 |  |  | (OP) Operating | [8 empty] | 45.6548 | -92.4651 | 0 | 0 | #DIV/0! | 0%
| Safari Energy, LLC | 64276 | Franklin Milliken | GA | Franklin | SOCO | IPP Non-CHP | FM |  | 3 | 3 | 3 | Solar Photovoltaic | SUN | PV | 2020 |  |  | (OP) Operating |  | 4 | [6 empty] | 34.4421 | -83.0991 | 0 | 0 | #DIV/0! | 0%
| Prologis Logistics Services Incorporated | 68136 | Franklin Park 3-SLCHI803 | IL | Cook | PJM | IPP Non-CHP | CH803 |  | 1.2 | 1.2 | 1.2 | Solar Photovoltaic | SUN | PV | 2025 |  |  | (OP) Operating |  | 1.6 | [6 empty] | 41.9473 | -87.8609 | 0 | 0 | #DIV/0! | 0%
| Ecos Energy LLC | 62021 | Franklin Solar | CT | New London | ISNE | IPP Non-CHP | FRANK |  | 1 | 1 | 1 | Solar Photovoltaic | SUN | PV | 2018 |  |  | (OP) Operating |  | 1.2 | [6 empty] | 41.656 | -72.159 | 0 | 0 | #DIV/0! | 0%
| NJR Clean Energy Ventures Corporation | 63149 | Franklin Solar | NJ | Warren | PJM | IPP Non-CHP | FRANK |  | 8.8 | 8.8 | 8.8 | Solar Photovoltaic | SUN | PV | 2020 |  |  | (OP) Operating |  | 10 | [6 empty] | 40.72 | -75.06 | 0 | 0 | #DIV/0! | 0%
| Dimension Energy LLC | 66963 | Franklin Solar 1 LLC Community Solar | NJ | Somerset | PJM | IPP Non-CHP | FRAN1 |  | 3 | 3 | 3 | Solar Photovoltaic | SUN | PV | 2023 |  |  | (OP) Operating |  | 3.7 | [6 empty] | 40.526 | -74.5591 | 0 | 0 | #DIV/0! | 0%
| Strata Manager, LLC | 59579 | Franklin Solar 2 | NC | Franklin | CPLE | IPP Non-CHP | PV1 |  | 2 | 2 | 2 | Solar Photovoltaic | SUN | PV | 2014 |  |  | (OP) Operating |  | 2.7 | [6 empty] | 36.1269 | -78.1525 | 0 | 0 | #DIV/0! | 0%
| Dimension Energy LLC | 66964 | Franklin Solar 2 LLC Community Solar | NJ | Somerset | PJM | IPP Non-CHP | FRAN2 |  | 3.8 | 3.8 | 3.8 | Solar Photovoltaic | SUN | PV | 2023 |  |  | (OP) Operating |  | 4.9 | [6 empty] | 40.4808 | -74.4947 | 0 | 0 | #DIV/0! | 0%
| Franklin Solar Idaho | 67190 | Franklin Solar Hybrid | ID | Twin Falls | IPCO | IPP Non-CHP | FRKLN |  | 100 | 100 | 100 | Solar Photovoltaic | SUN | PV | 2024 |  |  | (OP) Operating |  | 130 | [6 empty] | 42.2042 | -114.6099 | 0 | 0 | #DIV/0! | 0%
| Helios NY I, LLC | 62784 | Franklin Solar Site | NY | Franklin | NYIS | IPP Non-CHP | FRANK |  | 1.6 | 1.6 | 1.6 | Solar Photovoltaic | SUN | PV | 2018 |  |  | (OP) Operating |  | 2.1 | [6 empty] | 44.8683 | -74.3065 | 0 | 0 | #DIV/0! | 0%
| Leyline Renewable Energy, LLC | 58802 | Franklin Solar, LLC | NC | Franklin | CPLE | IPP Non-CHP | INV1 |  | 2 | 2 | 2 | Solar Photovoltaic | SUN | PV | 2013 |  |  | (OP) Operating |  | 0.6 | [6 empty] | 36.0975 | -78.1678 | 0 | 0 | #DIV/0! | 0%
| Frederick County Virginia | 57754 | Frederick County LFGTE Facility | VA | Frederick | PJM | Commercial Non-CHP | 1 |  | 2 | 2 | 2 | Landfill Gas | LFG | IC | 2010 |  |  | (OP) Operating | [8 empty] | 39.1408 | -78.0975 | 0 | 0 | #DIV/0! | 0%
| Cypress Creek Renewables | 59708 | Franklinton Solar | NC | Franklin | CPLE | IPP Non-CHP | 5MWPV |  | 5 | 5 | 5 | Solar Photovoltaic | SUN | PV | 2017 |  |  | (OP) Operating |  | 7 | [6 empty] | 36.0811 | -78.3538 | 0 | 0 | #DIV/0! | 0%
| FRB Solar LLC | 57930 | FRB Solar Farm | AZ | Pima | TEPC | IPP Non-CHP | UAST |  | 1.9 | 1.9 | 1.9 | Solar Photovoltaic | SUN | PV | 2011 |  |  | (OP) Operating |  | 2 | [6 empty] | 32.1081 | -110.8247 | 0 | 0 | #DIV/0! | 0%
| City of Sullivan - (IL) | 969 | Sullivan (IL) | IL | Moultrie | MISO | Electric Utility | 1 |  | 23.7 | 24.1 | 24.1 | Petroleum Liquids | DFO | IC | 1982.6364 |  |  | (OP) Operating | [8 empty] | 39.5967 | -88.6119 | 0 | 0 | #DIV/0! | 0%
| United Power, Inc | 67302 | Frederick Battery Storage | CO | Weld | WACM | Electric Utility | FREBA |  | 7.8 | 7.8 | 7.8 | Batteries | MWH | BA | 2024 |  |  | (OP) Operating | 31.3 | [7 empty] | 40.1046 | -104.9845 | 0 | 0 | #DIV/0! | 0%
| Tesla Inc. | 63496 | Frederick County - Landfill | MD | Frederick | PJM | IPP Non-CHP | PV1 |  | 2 | 2 | 2 | Solar Photovoltaic | SUN | PV | 2019 |  |  | (OP) Operating |  | 2.7 | [6 empty] | 39.3733 | -77.3499 | 0 | 0 | #DIV/0! | 0%
| Sunbury Generation LP | 3152 | Sunbury Generation LP | PA | Snyder | PJM | IPP Non-CHP | CTG1 |  | 52.7 | 41 | 41 | Petroleum Liquids | DFO | GT | 1969.6667 |  |  | (SB) Standby/Backup: available for service but not normally used | [8 empty] | 40.8361 | -76.825 | 0 | 0 | #DIV/0! | 0%
| Sunshine Gas Producers LLC | 58429 | Sunshine Gas Producers | CA | Los Angeles | CISO | IPP Non-CHP | 1 |  | 23 | 20 | 20 | Landfill Gas | LFG | GT | 2014 |  |  | (OP) Operating | [8 empty] | 34.3357 | -118.5192 | 0 | 0 | #DIV/0! | 0%
| DTE Electric Company | 1744 | Superior | MI | Washtenaw | MISO | Electric Utility | 1 |  | 64 | 52 | 76 | Petroleum Liquids | DFO | GT | 1966 |  |  | (OP) Operating | [8 empty] | 42.2639 | -83.6422 | 0 | 0 | #DIV/0! | 0%
| City of Fredonia - (KS) | 65374 | Fredonia | KS | Wilson | SWPP | Electric Utility | GEN1 |  | 3 | 3 | 3 | Petroleum Liquids | DFO | IC | 2023 |  |  | (OP) Operating | [8 empty] | 37.5471 | -95.8153 | 0 | 0 | #DIV/0! | 0%
| Village of Freeburg - (IL) | 943 | Freeburg | IL | St Clair | MISO | Electric Utility | 1 |  | 15.8 | 15.8 | 15.8 | Petroleum Liquids | DFO | IC | 1980.0909 |  |  | (OS) Out of service and NOT expected to return to service in next calendar year | [8 empty] | 38.4256 | -89.9144 | 0 | 0 | #DIV/0! | 0%
| Duke Energy Florida, LLC | 638 | Suwannee River | FL | Suwannee | FPC | Electric Utility | P1 |  | 197.7 | 145 | 194 | Natural Gas Fired Combustion Turbine | NG | GT | 1980 |  |  | (OP) Operating | [8 empty] | 30.3764 | -83.1806 | 0 | 0 | #DIV/0! | 0%
| PPM Solar LLC | 66570 | Fredonia Solar (KS) | KS | Wilson | SWPP | IPP Non-CHP | FS1 |  | 2 | 2 | 2 | Solar Photovoltaic | SUN | PV | 2024 |  |  | (OP) Operating |  | 2.52 | [6 empty] | 37.5473 | -95.8177 | 0 | 0 | #DIV/0! | 0%
| Greenbacker Renewable Energy Corporation | 64692 | Fredonia Solar LLC | NY | Chautauqua | ISNE | IPP Non-CHP | 533 |  | 1.1 | 1.1 | 1.1 | Solar Photovoltaic | SUN | PV | 2021 |  |  | (OP) Operating |  | 1.4 | [6 empty] | 42.453 | -79.3408 | 0 | 0 | #DIV/0! | 0%
| Northern States Power Co - Minnesota | 64623 | Freeborn Wind Farm | MN | Freeborn | MISO | Electric Utility | FBW01 |  | 218 | 200 | 200 | Onshore Wind Turbine | WND | WT | 2021 |  |  | (OP) Operating | [8 empty] | 43.5131 | -93.1886 | 0 | 0 | #DIV/0! | 0%
| Madison Gas & Electric Co | 3993 | Sycamore (WI) | WI | Dane | MISO | Electric Utility | 1 |  | 41.6 | 30.3 | 41.5 | Natural Gas Fired Combustion Turbine | NG | GT | 1969 |  |  | (OP) Operating | [8 empty] | 43.1133 | -89.3128 | 0 | 0 | #DIV/0! | 0%
| Freedom Solar, LLC | 61833 | Freedom Solar | SC | Dillon | DUK | IPP Non-CHP | PGRC9 |  | 5 | 5 | 5 | Solar Photovoltaic | SUN | PV | 2017 |  |  | (OP) Operating |  | 7.1 | [6 empty] | 34.287 | -79.148 | 0 | 0 | #DIV/0! | 0%
| Freehold Solar, LLC | 64788 | Freehold(CSG) | NY | Greene | NYIS | IPP Non-CHP | FRHOL |  | 2 | 2 | 2 | Solar Photovoltaic | SUN | PV | 2021 |  |  | (OP) Operating |  | 3 | [6 empty] | 42.3704 | -74.038 | 0 | 0 | #DIV/0! | 0%
| Westbound Solar LLC | 62887 | Freeman Avenue | GA | Sumter | SOCO | IPP Non-CHP | FREAV |  | 1.4 | 1.4 | 1.4 | Solar Photovoltaic | SUN | PV | 2019 |  |  | (OP) Operating |  | 1.8 | [6 empty] | 32.182 | -84.1476 | 0 | 0 | #DIV/0! | 0%
| Heelstone Energy Holdings, LLC | 59912 | Freemont Solar Center LLC | NC | Lincoln | DUK | IPP Non-CHP | FREE |  | 5 | 5 | 5 | Solar Photovoltaic | SUN | PV | 2016 |  |  | (OP) Operating |  | 6.4 | [6 empty] | 35.4276 | -80.9972 | 0 | 0 | #DIV/0! | 0%
| Sycamore Cogeneration Co | 50134 | Sycamore Cogeneration | CA | Kern | CISO | IPP CHP | GTAG |  | 300 | 300 | 312 | Natural Gas Fired Combustion Turbine | NG | GT | 1987 |  |  | (OP) Operating | [8 empty] | 35.4526 | -118.9853 | 0 | 0 | #DIV/0! | 0%
| Sylvamo Corporation - Eastover | 52151 | Sylvamo Corporation Eastover Facility | SC | Richland | SCEG | Industrial CHP | GEN1 |  | 109.6 | 103 | 103 | Wood/Wood Waste Biomass | BLQ | ST | 1987.5 |  |  | (OP) Operating | [8 empty] | 33.8872 | -80.6397 | 0 | 0 | #DIV/0! | 0%
| Michigan State University | 10328 | T B Simon Power Plant | MI | Ingham | MISO | Commercial CHP | GEN1 |  | 127.5 | 125.6 | 127.3 | Natural Gas Steam Turbine | NG | ST | 1997.3333 |  |  | (OP) Operating | [8 empty] | 42.7178 | -84.4836 | 0 | 1981158.7 | #DIV/0! | 0%
| Generate Fremont Digester, LLC. | 59785 | Fremont Community Digester, LLC | MI | Newaygo | MISO | IPP CHP | 19001 |  | 5.8 | 5.8 | 5.8 | Other Waste Biomass | OBG | IC | 2012 |  |  | (OP) Operating | [8 empty] | 43.4597 | -85.9761 | 0 | 0 | #DIV/0! | 0%
| Evergy Kansas Central, Inc | 66883 | FreeState Crooked Post Solar I | KS | Shawnee | SWPP | Electric Utility | FCS1 |  | 1.6 | 1.6 | 1.6 | Solar Photovoltaic | SUN | PV | 2023 |  |  | (OP) Operating |  | 2.1 | [6 empty] | 38.9935 | -95.8156 | 0 | 0 | #DIV/0! | 0%
| Evergy Kansas Central, Inc | 66882 | FreeState Kiro Solar I | KS | Shawnee | SWPP | Electric Utility | FKS1 |  | 1 | 1 | 1 | Solar Photovoltaic | SUN | PV | 2023 |  |  | (OP) Operating |  | 1.4 | [6 empty] | 39.1088 | -95.7867 | 0 | 0 | #DIV/0! | 0%
| Evergy Kansas Central, Inc | 66884 | FreeState Stull Solar I | KS | Douglas | SWPP | Electric Utility | FSS1 |  | 1.3 | 1.3 | 1.3 | Solar Photovoltaic | SUN | PV | 2023 |  |  | (OP) Operating |  | 1.7 | [6 empty] | 38.9901 | -95.4276 | 0 | 0 | #DIV/0! | 0%
| Texas Medical Center Central | 57504 | TECO CHP-1 | TX | Harris | ERCO | Commercial CHP | CHP1 |  | 98 | 97 | 97 | Natural Gas Fired Combustion Turbine | NG | GT | 2017 |  |  | (OP) Operating | [8 empty] | 29.7035 | -95.3983 | 0 | 0 | #DIV/0! | 0%
| Navisun LLC | 67367 | Freetown MA 1, LLC | MA | Bristol | ISNE | IPP Non-CHP | FREET |  | 1 | 1 | 1 | Solar Photovoltaic | SUN | PV | 2022 |  |  | (OP) Operating |  | 1.6 | [6 empty] | 41.7606 | -70.9678 | 0 | 0 | #DIV/0! | 0%
| Mass Solar, LLC | 58283 | Freetown Solar | MA | Bristol | ISNE | IPP Non-CHP | 1 |  | 4.5 | 4.5 | 4.5 | Solar Photovoltaic | SUN | PV | 2015 |  |  | (OP) Operating |  | 5.8 | [6 empty] | 41.7664 | -70.9808 | 0 | 0 | #DIV/0! | 0%
| Golden Springs Development Company LLC | 60183 | Freeway Springs | CA | Los Angeles | CISO | IPP Non-CHP | FSPRI |  | 2 | 2 | 2 | Solar Photovoltaic | SUN | PV | 2016 |  |  | (OP) Operating |  | 2.8 | [6 empty] | 33.8926 | -118.0376 | 0 | 0 | #DIV/0! | 0%
| Marina Energy LLC | 60759 | Freeze Solar | NJ | Middlesex | PJM | IPP Non-CHP | PV1 |  | 1.5 | 1.5 | 1.5 | Solar Photovoltaic | SUN | PV | 2013 | 1 | 2028 | (OP) Operating |  | 1.8 | [6 empty] | 40.3763 | -74.5279 | 0 | 0 | #DIV/0! | 0%
| North Carolina El Member Corp | 63693 | Freight Line Solar, LLC | NC | Duplin | CPLE | Electric Utility | 13503 |  | 2 | 2 | 2 | Solar Photovoltaic | SUN | PV | 2020 |  |  | (OP) Operating |  | 2.8 | [6 empty] | 34.9689 | -77.7624 | 0 | 0 | #DIV/0! | 0%
| Tesla Inc. | 65131 | Fremont - Kato Rd | CA | Alameda | CISO | IPP Non-CHP | PV1 |  | 1.4 | 1.4 | 1.4 | Solar Photovoltaic | SUN | PV | 2016.5 |  |  | (OP) Operating |  | 0.6 | [6 empty] | 37.4792 | -121.9323 | 0 | 0 | #DIV/0! | 0%
| Tesla Inc. | 65072 | Fremont CA AutoFactory | CA | Alameda | CISO | Industrial Non-CHP | RF67 |  | 0.3 | 0.3 | 0.3 | Solar Photovoltaic | SUN | PV | 2022 |  |  | (OP) Operating |  | 0.4 | [6 empty] | 37.4925 | -121.9446 | 0 | 0 | #DIV/0! | 0%
| U S Bureau of Reclamation | 4176 | Fremont Canyon | WY | Natrona | WAUW | Electric Utility | 1 |  | 66.8 | 66.8 | 66.8 | Conventional Hydroelectric | WAT | HY | 1960.5 |  |  | (OP) Operating | [8 empty] | 42.4766 | -106.7959 | 0 | 0 | #DIV/0! | 0%
| Greenbacker Renewable Energy Corporation | 64031 | Fremont CO 1, LLC | CO | Fremont | PSCO | IPP Non-CHP | 228 |  | 1.8 | 1.8 | 1.8 | Solar Photovoltaic | SUN | PV | 2020 |  |  | (OP) Operating |  | 2 | [6 empty] | 38.4645 | -105.2125 | 0 | 0 | #DIV/0! | 0%
| Eastman Chemical Co-TN Ops | 50481 | Tennessee Eastman Operations | TN | Sullivan | PJM | Industrial CHP | TG10 |  | 194.3 | 194.3 | 194.3 | Conventional Steam Coal | BIT | ST | 1963.7895 |  |  | (OP) Operating | [8 empty] | 36.5219 | -82.5431 | 0 | 15305709.58 | #DIV/0! | 0%
| NextEra Renewable Fuels, LLC | 56510 | Frey Farm Landfill | PA | Lancaster | PJM | IPP CHP | GEN1 |  | 3.2 | 3.2 | 3.2 | Landfill Gas | LFG | IC | 2006 |  |  | (OP) Operating | [8 empty] | 39.9589 | -76.4442 | 0 | 0 | #DIV/0! | 0%
| Dominion Renewable Energy | 59103 | Fremont Farm LLC | NC | Wayne | CPLE | IPP Non-CHP | 1 |  | 5 | 5 | 5 | Solar Photovoltaic | SUN | PV | 2017 |  |  | (OP) Operating |  | 6.5 | [6 empty] | 35.5319 | -77.9692 | 0 | 0 | #DIV/0! | 0%
| TES Filer City Station LP | 50835 | TES Filer City Station | MI | Manistee | MISO | IPP CHP | GEN1 |  | 70 | 60 | 60 | Conventional Steam Coal | BIT | ST | 1990 |  |  | (OP) Operating | [8 empty] | 44.2173 | -86.2891 | 0 | 3410325.782 | #DIV/0! | 0%
| French King Solar LLC | 66585 | French King Solar LLC | MA | Franklin | ISNE | IPP Non-CHP | 07152 |  | 5 | 5 | 5 | Solar Photovoltaic | SUN | PV | 2022 |  |  | (OP) Operating |  | 6.9 | [6 empty] | 42.5945 | -72.4895 | 0 | 0 | #DIV/0! | 0%
| Eagle Creek Renewable Energy, LLC | 50437 | French Landing Dam | MI | Wayne | MISO | IPP Non-CHP | FRL1 |  | 1.6 | 1.6 | 1.6 | Conventional Hydroelectric | WAT | HY | 1988 |  |  | (OP) Operating | [8 empty] | 42.2143 | -83.4407 | 0 | 0 | #DIV/0! | 0%
| Placer County Water Agency | 424 | French Meadows | CA | Placer | CISO | Electric Utility | 1 |  | 15.3 | 16 | 16 | Conventional Hydroelectric | WAT | HY | 1966 |  |  | (OP) Operating | [8 empty] | 39.078 | -120.4061 | 0 | 0 | #DIV/0! | 0%
| French Paper Co | 10656 | French Paper Hydro | MI | Berrien | PJM | Industrial Non-CHP | 1 |  | 1.3 | 1.2 | 1.2 | Conventional Hydroelectric | WAT | HY | 1925 |  |  | (OP) Operating | [8 empty] | 41.8203 | -86.2592 | 0 | 0 | #DIV/0! | 0%
| SoCore Energy LLC | 67802 | French Road Solar | ME | Aroostook | ISNE | IPP Non-CHP | PV1 |  | 2.5 | 2.5 | 2.5 | Solar Photovoltaic | SUN | PV | 2024 |  |  | (OP) Operating |  | 3 | [6 empty] | 46.637 | -68.393 | 0 | 0 | #DIV/0! | 0%
| French Road Solar II, LLC | 66083 | French Road Solar II | IL | Kane | MISO | IPP Non-CHP | 7063 |  | 2 | 2 | 1.8 | Solar Photovoltaic | SUN | PV | 2022 |  |  | (OP) Operating |  | 2.7 | [6 empty] | 42.0605 | -88.5451 | 0 | 0 | #DIV/0! | 0%
| Altus Power America Management, LLC | 60994 | French's Landfill PV | NJ | Ocean | PJM | Commercial Non-CHP | GEN1 |  | 5.1 | 5 | 5 | Solar Photovoltaic | SUN | PV | 2014 |  |  | (OP) Operating |  | 6.1 | [6 empty] | 40.1097 | -74.1302 | 0 | 0 | #DIV/0! | 0%
| Consolidated Edison Development Inc. | 57486 | Frenchtown I Solar | NJ | Hunterdon | PJM | IPP Non-CHP | F1NJ |  | 3 | 3 | 3 | Solar Photovoltaic | SUN | PV | 2012 |  |  | (OP) Operating |  | 3.5 | [6 empty] | 40.5217 | -75.0122 | 0 | 0 | #DIV/0! | 0%
| Consolidated Edison Development Inc. | 57487 | Frenchtown II Solar | NJ | Hunterdon | PJM | IPP Non-CHP | F2NJ |  | 3 | 3 | 3 | Solar Photovoltaic | SUN | PV | 2011 |  |  | (OP) Operating |  | 3.5 | [6 empty] | 40.5144 | -74.9769 | 0 | 0 | #DIV/0! | 0%
| Consolidated Edison Development Inc. | 58564 | Frenchtown III Solar | NJ | Hunterdon | PJM | IPP Non-CHP | F3NJ |  | 7.9 | 7.9 | 7.9 | Solar Photovoltaic | SUN | PV | 2013 |  |  | (OP) Operating |  | 11.5 | [6 empty] | 40.4825 | -75.0181 | 0 | 0 | #DIV/0! | 0%
| Forefront Power, LLC | 63420 | Fresno Bullard High School Hybrid | CA | Fresno | CISO | IPP Non-CHP | 903 |  | 1.6 | 1.6 | 1.6 | Solar Photovoltaic | SUN | PV | 2020 |  |  | (OP) Operating |  | 1.4 | [6 empty] | 36.8186 | -119.8104 | 0 | 0 | #DIV/0! | 0%
| Wellhead Services, Inc | 10156 | Fresno Cogen Partners | CA | Fresno | CISO | IPP CHP | BESS1 |  | 86.8 | 86.8 | 86.8 | Batteries | MWH | BA | 2009.3333 |  |  | (OP) Operating | 16 | [7 empty] | 36.617 | -120.0998 | 2177.69 | 24210.458 | 11.1175 | 0.2864%
| Fresno Community Solar Developers, LLC | 66715 | Fresno Community Solar | CA | Fresno | CISO | IPP Non-CHP | FREPV |  | 10 | 10 | 10 | Solar Photovoltaic | SUN | PV | 2024 |  |  | (OP) Operating |  | 13.6 | [6 empty] | 36.696 | -119.885 | 0 | 0 | #DIV/0! | 0%
| Forefront Power, LLC | 63421 | Fresno Hoover High School Hybrid | CA | Fresno | CISO | IPP Non-CHP | 291 |  | 1.4 | 1.4 | 1.4 | Solar Photovoltaic | SUN | PV | 2020 |  |  | (OP) Operating |  | 1.4 | [6 empty] | 36.8178 | -119.7707 | 0 | 0 | #DIV/0! | 0%
| Wellhead Services, Inc | 60083 | Fresno Solar | CA | Fresno | CISO | IPP Non-CHP | PV-S |  | 3 | 3 | 3 | Solar Photovoltaic | SUN | PV | 2015 |  |  | (OP) Operating |  | 1.6 | [6 empty] | 36.6168 | -120.1051 | 0 | 0 | #DIV/0! | 0%
| Forefront Power, LLC | 63422 | Fresno Sunnyside High School Hybrid | CA | Fresno | CISO | IPP Non-CHP | 1122 |  | 1.8 | 1.8 | 1.8 | Solar Photovoltaic | SUN | PV | 2020 |  |  | (OP) Operating |  | 1.7 | [6 empty] | 36.734 | -119.7178 | 0 | 0 | #DIV/0! | 0%
| Frito Lay Incorporated Dayville | 58664 | Frito Lay Incorporated | CT | Windham | ISNE | Industrial Non-CHP | COGEN |  | 4.6 | 3.6 | 4.6 | Natural Gas Fired Combustion Turbine | NG | GT | 2009 |  |  | (OP) Operating | [8 empty] | 41.8628 | -71.8917 | 0 | 0 | #DIV/0! | 0%
| KSI II Consolidated, LLC | 62504 | Frey Rd #1 Community Solar Farm | NY | Wayne | NYIS | IPP Non-CHP | 1159 |  | 2 | 2 | 2 | Solar Photovoltaic | SUN | PV | 2020 |  |  | (OP) Operating |  | 2.4 | [6 empty] | 43.0999 | -77.3451 | 0 | 0 | #DIV/0! | 0%
| KSI II Consolidated, LLC | 62521 | Frey Rd #2 Community Solar Farm | NY | Wayne | NYIS | IPP Non-CHP | 1442 |  | 1.4 | 1.4 | 1.4 | Solar Photovoltaic | SUN | PV | 2020 |  |  | (OP) Operating |  | 2 | [6 empty] | 43.0999 | -77.3435 | 0 | 0 | #DIV/0! | 0%
| Friant Power Authority | 50393 | Friant Hydro Facility | CA | Fresno | CISO | IPP Non-CHP | FR1 |  | 37.5 | 39.4 | 39.4 | Conventional Hydroelectric | WAT | HY | 1993.25 |  |  | (OP) Operating | [8 empty] | 36.9977 | -119.7035 | 0 | 0 | #DIV/0! | 0%
| Greenbacker Renewable Energy Corporation | 66160 | Friendship I | MD | Howard | PJM | IPP Non-CHP | 569 |  | 2 | 2 | 2 | Solar Photovoltaic | SUN | PV | 2023 |  |  | (OP) Operating |  | 3.2 | [6 empty] | 39.3095 | -76.9792 | 0 | 0 | #DIV/0! | 0%
| Wyman Hill Solar, LLC | 66162 | Friendship II | MD | Howard | PJM | IPP Non-CHP | 570 |  | 2 | 2 | 2 | Solar Photovoltaic | SUN | PV | 2023 |  |  | (OP) Operating |  | 3.1 | [6 empty] | 39.3095 | -76.9792 | 0 | 0 | #DIV/0! | 0%
| PAR Petroleum | 10093 | Tesoro Hawaii | HI | Honolulu | NA | Industrial CHP | GEN1 |  | 20 | 20 | 20 | Petroleum Liquids | WO | GT | 1982 |  |  | (OP) Operating | [8 empty] | 21.3032 | -158.0914 | 0 | 0 | #DIV/0! | 0%
| Central Rivers Power US, LLC | 10798 | Fries Hydroelectric Project | VA | Grayson | PJM | IPP Non-CHP | GEN1 |  | 5.4 | 5 | 4.9 | Conventional Hydroelectric | WAT | HY | 1945 |  |  | (OP) Operating | [8 empty] | 36.7151 | -80.9856 | 0 | 0 | #DIV/0! | 0%
| Timberline Energy LLC | 59143 | Front Range Project | CO | Weld | WACM | IPP Non-CHP | FR-1 |  | 3.2 | 3.1 | 3.1 | Landfill Gas | LFG | IC | 2011 |  |  | (OP) Operating | [8 empty] | 40.0294 | -105.0047 | 0 | 0 | #DIV/0! | 0%
| Nautilus Solar Solutions | 63086 | Frog Hollow CSG | NY | Ulster | NYIS | IPP Non-CHP | 1731 |  | 2 | 2 | 2 | Solar Photovoltaic | SUN | PV | 2019 |  |  | (OP) Operating |  | 3 | [6 empty] | 41.7393 | -74.4967 | 0 | 0 | #DIV/0! | 0%
| City of Chicopee - (MA) | 7396 | Front Street | MA | Hampden | ISNE | Electric Utility | 1 |  | 8.1 | 8.4 | 8.4 | Petroleum Liquids | DFO | IC | 1978 |  |  | (OP) Operating | [8 empty] | 42.1483 | -72.5911 | 0 | 0 | #DIV/0! | 0%
| Tesoro Refng Marketing Co Mntn Region | 56509 | Tesoro SLC Cogeneration Plant | UT | Salt Lake | PACE | Industrial CHP | 1 |  | 30.4 | 23 | 25.6 | Natural Gas Fired Combustion Turbine | NG | GT | 2004 |  |  | (OP) Operating | [8 empty] | 40.7931 | -111.9038 | 0 | 0 | #DIV/0! | 0%
| TPC Group, LLC | 50229 | Texas Petrochemicals | TX | Harris | ERCO | Industrial CHP | TG2 |  | 35 | 35 | 35 | Natural Gas Steam Turbine | NG | ST | 1972 |  |  | (OP) Operating | [8 empty] | 29.6981 | -95.2547 | 0 | 0 | #DIV/0! | 0%
| Frontenac Holdco LLC | 61919 | Frontenac Holdco LLC, CSG | MN | Goodhue | MISO | IPP Non-CHP | FRONT |  | 5 | 5 | 5 | Solar Photovoltaic | SUN | PV | 2019 |  |  | (OP) Operating |  | 7.2 | [6 empty] | 44.5017 | -92.3587 | 0 | 0 | #DIV/0! | 0%
| THUMS Long Beach Company | 56051 | THUMS | CA | Los Angeles | CISO | Industrial Non-CHP | GEN1 |  | 57.4 | 45 | 45 | Natural Gas Fired Combustion Turbine | NG | GT | 2003 |  |  | (OP) Operating | [8 empty] | 33.7684 | -118.2141 | 0 | 0 | #DIV/0! | 0%
| City of Fort Pierre - (SD) | 56148 | Ft. Pierre | SD | Stanley | SWPP | Electric Utility | 5 |  | 6 | 6 | 6 | Petroleum Liquids | DFO | IC | 2004 |  |  | (OP) Operating | [8 empty] | 44.3681 | -100.3808 | 0 | 0 | #DIV/0! | 0%
| MN8 Energy LLC | 62275 | Frontier HS Solar Project | CA | Kern | CISO | Commercial Non-CHP | FHSSP |  | 1.4 | 1.4 | 1.4 | Solar Photovoltaic | SUN | PV | 2018 |  |  | (OP) Operating |  | 1.5 | [6 empty] | 35.4182 | -119.1489 | 0 | 0 | #DIV/0! | 0%
| Boralex US Operations LLC | 60039 | Frontier Solar LLC | CA | Stanislaus | CISO | IPP Non-CHP | FTRS |  | 20 | 20 | 18 | Solar Photovoltaic | SUN | PV | 2016 |  |  | (OP) Operating |  | 28 | [6 empty] | 37.3799 | -121.1307 | 0 | 0 | #DIV/0! | 0%
| Duke Energy Renewables Services | 60218 | Frontier Windpower | OK | Kay | SPA | IPP Non-CHP | FC1 |  | 200 | 200 | 200 | Onshore Wind Turbine | WND | WT | 2016 |  |  | (OP) Operating | [8 empty] | 36.8389 | -97.181 | 0 | 0 | #DIV/0! | 0%
| Duke Energy Renewables Services | 62837 | Frontier Windpower II | OK | Kay | SWPP | IPP Non-CHP | FW2 |  | 351.8 | 351.8 | 351.8 | Onshore Wind Turbine | WND | WT | 2021 |  |  | (OP) Operating | [8 empty] | 36.8248 | -97.0298 | 0 | 0 | #DIV/0! | 0%
| Generate ER-NG, LLC | 66595 | FTBLID2 | TX | Fort Bend | ERCO | IPP Non-CHP | FLD10 | FLID | 11.2 | 11.2 | 11.2 | Natural Gas Internal Combustion Engine | NG | IC | 2021 |  |  | (OP) Operating | [8 empty] | 29.5753 | -95.6369 | 0 | 0 | #DIV/0! | 0%
| Fruitland Creek Solar, LLC | 65747 | Fruitland Creek Solar (CSG) | OR | Marion | PGE | IPP Non-CHP | FC22 |  | 1.8 | 1.8 | 1.8 | Solar Photovoltaic | SUN | PV | 2022 |  |  | (OP) Operating |  | 2.1 | [6 empty] | 44.9301 | -122.9375 | 0 | 0 | #DIV/0! | 0%
| FRV SI Transport Solar, L.P. (Sacremento) | 57506 | FRV SI Transport Solar LP | CA | Sacramento | CISO | IPP Non-CHP | SEIM |  | 1 | 1 | 1 | Solar Photovoltaic | SUN | PV | 2010 |  |  | (OP) Operating |  | 1.2 | [6 empty] | 38.4869 | -121.3911 | 0 | 0 | #DIV/0! | 0%
| Nautilus Solar Solutions | 67389 | Fryeburg | ME | Oxford | ISNE | IPP Non-CHP | SC |  | 4.9 | 4.9 | 4.9 | Solar Photovoltaic | SUN | PV | 2023 |  |  | (OP) Operating |  | 6.9 | [6 empty] | 44.021 | -70.9578 | 0 | 0 | #DIV/0! | 0%
| Sierra Pacific Power Co | 59472 | Ft. Churchill PV | NV | Lyon | NEVP | Commercial Non-CHP | NVC7 |  | 19.9 | 19.5 | 19.5 | Solar Photovoltaic | SUN | PV | 2015 |  |  | (OP) Operating |  | 20.3 | [6 empty] | 39.1281 | -119.14 | 0 | 0 | #DIV/0! | 0%
| Annadale Community Clean Energy Projects LLC | 64748 | Fuel Cell 18A Sneden Avenue | NY | Richmond | NYIS | IPP Non-CHP | CR18A |  | 3.6 | 3.5 | 3.5 | Other Natural Gas | NG | FC | 2020 |  |  | (OP) Operating | [8 empty] | 40.5404 | -74.1768 | 0 | 0 | #DIV/0! | 0%
| Annadale Community Clean Energy Projects LLC | 64749 | Fuel Cell 18B Sneden Avenue | NY | Richmond | NYIS | IPP Non-CHP | CR18B |  | 4.2 | 4 | 4 | Other Natural Gas | NG | FC | 2020 |  |  | (OP) Operating | [8 empty] | 40.5405 | -74.1766 | 0 | 0 | #DIV/0! | 0%
| Family Tree Farms | 63993 | FTF-PackingShed | CA | Tulare | CISO | Industrial Non-CHP | FTF02 |  | 1 | 1 | 0.7 | Solar Photovoltaic | SUN | PV | 2013 |  |  | (OP) Operating |  | 1.1 | [6 empty] | 36.5469 | -119.4302 | 0 | 0 | #DIV/0! | 0%
| Bronx Community Clean Energy Project LLC | 64747 | Fuel Cell 3245 Yates Avenue | NY | Bronx | NYIS | IPP Non-CHP | C3245 |  | 5 | 5 | 5 | Other Natural Gas | NG | FC | 2022 |  |  | (OP) Operating | [8 empty] | 40.8732 | -73.8552 | 0 | 0 | #DIV/0! | 0%
| Ticona Polymers Inc | 10243 | Ticona Polymers Inc | TX | Nueces | ERCO | Industrial CHP | GEN5 |  | 44.2 | 32.5 | 38 | Natural Gas Fired Combustion Turbine | NG | GT | 1989 |  |  | (OP) Operating | [8 empty] | 27.5697 | -97.8228 | 0 | 0 | #DIV/0! | 0%
| Sylvamo North America LLC | 54099 | Ticonderoga Mill | NY | Essex | NYIS | Industrial CHP | GEN1 |  | 42.1 | 41 | 39 | Natural Gas Steam Turbine | NG | ST | 1970 |  |  | (OP) Operating | [8 empty] | 43.8914 | -73.397 | 0 | 3215836.096 | #DIV/0! | 0%
| Innovative Energy Systems Inc | 57003 | Fulton LFGTE Facility | NY | Fulton | NYIS | IPP Non-CHP | GEN1 |  | 3.2 | 3.2 | 3.2 | Landfill Gas | LFG | IC | 2010 |  |  | (OP) Operating | [8 empty] | 43.0142 | -74.4739 | 0 | 0 | #DIV/0! | 0%
| Fuyao Glass Illinois, Inc | 54360 | Fuyao Glass Illinois Inc. | IL | Macon | MISO | Industrial Non-CHP | PORT |  | 4.7 | 4.7 | 4.7 | Petroleum Liquids | DFO | IC | 1980 |  |  | (SB) Standby/Backup: available for service but not normally used | [8 empty] | 39.779 | -88.9016 | 0 | 0 | #DIV/0! | 0%
| Erie Boulevard Hydropower LP | 2566 | Fulton Hydro | NY | Oswego | NYIS | IPP Non-CHP | 1 |  | 1.3 | 0.2 | 1 | Conventional Hydroelectric | WAT | HY | 1926 |  |  | (OP) Operating | [8 empty] | 43.3241 | -76.419 | 0 | 0 | #DIV/0! | 0%
| Titus Power, LLC | 3115 | Titus | PA | Berks | PJM | IPP Non-CHP | 4 |  | 36 | 31.1 | 35 | Petroleum Liquids | DFO | GT | 1968.5 |  |  | (OP) Operating | [8 empty] | 40.3056 | -75.9081 | 0 | 0 | #DIV/0! | 0%
| Strata Manager, LLC | 58331 | Fuquay Farm | NC | Wake | CPLE | IPP Non-CHP | FUQUA |  | 5 | 5 | 5 | Solar Photovoltaic | SUN | PV | 2013 |  |  | (OP) Operating |  | 6.4 | [6 empty] | 35.5644 | -78.7103 | 0 | 0 | #DIV/0! | 0%
| KSI II Consolidated, LLC | 62508 | Furnace Rd Community Solar Farm | NY | Wayne | NYIS | IPP Non-CHP | 1420 |  | 3 | 3 | 3 | Solar Photovoltaic | SUN | PV | 2020 |  |  | (OP) Operating |  | 4 | [6 empty] | 43.241 | -77.27 | 0 | 0 | #DIV/0! | 0%
| Fusion Solar Centre, L.L.C | 58876 | Fusion Solar Center LLC | CT | New London | ISNE | IPP Non-CHP | PV |  | 20 | 20 | 20 | Solar Photovoltaic | SUN | PV | 2018 |  |  | (OP) Operating |  | 31.2 | [6 empty] | 41.6239 | -72.0431 | 0 | 0 | #DIV/0! | 0%
| Consolidated Edison Solutions Inc. | 59622 | Future Generation Wind | MA | Plymouth | ISNE | IPP Non-CHP | FGMA |  | 8 | 7.9 | 7.9 | Onshore Wind Turbine | WND | WT | 2016 |  |  | (OP) Operating | [8 empty] | 41.7744 | -70.6158 | 0 | 0 | #DIV/0! | 0%
| G2 Energy LLC | 58320 | G2 Energy Hay Rd | CA | Solano | CISO | IPP Non-CHP | 362 |  | 1.6 | 1.5 | 1.5 | Landfill Gas | LFG | IC | 2013 |  |  | (OP) Operating | [8 empty] | 38.3147 | -121.8336 | 0 | 0 | #DIV/0! | 0%
| Midwest Power Partners LLC | 56588 | G Flow Wind LLC | MN | Nobles | MISO | IPP Non-CHP | 1 |  | 1.3 | 1.3 | 1.3 | Onshore Wind Turbine | WND | WT | 2006 |  |  | (OP) Operating | [8 empty] | 43.5861 | -95.7761 | 0 | 0 | #DIV/0! | 0%
| Justin McNeilus | 56054 | G McNeilus Wind Farm Dodge Center | MN | Dodge | MISO | IPP Non-CHP | GM1 |  | 43 | 43 | 43 | Onshore Wind Turbine | WND | WT | 2003 |  |  | (OP) Operating | [8 empty] | 43.9785 | -92.8511 | 0 | 0 | #DIV/0! | 0%
| G2 Energy LLC | 57128 | G2 Energy Marion LLC | FL | Marion | FPC | IPP Non-CHP | 357 |  | 2.4 | 2.3 | 2.3 | Landfill Gas | LFG | IC | 2009.5 |  |  | (OP) Operating | [8 empty] | 29.1229 | -82.0554 | 0 | 0 | #DIV/0! | 0%
| G&S Operations LLC | 59366 | G&S Wantage Solar LLC | NJ | Sussex | PJM | IPP Non-CHP | PV1 |  | 8.5 | 8.5 | 8.5 | Solar Photovoltaic | SUN | PV | 2014 |  |  | (OP) Operating |  | 9.4 | [6 empty] | 41.1892 | -74.5917 | 0 | 0 | #DIV/0! | 0%
| GSEone | 62505 | G.S.E. One LLC | TX | Fannin | ERCO | IPP Non-CHP | 1 |  | 83 | 82.5 | 82.5 | Solar Photovoltaic | SUN | PV | 2021 |  |  | (OP) Operating |  | 105.2 | [6 empty] | 33.5004 | -96.1465 | 0 | 0 | #DIV/0! | 0%
| G2 Energy LLC | 57133 | G2 Energy Ostrom Road LLC | CA | Yuba | CISO | IPP Non-CHP | 359 |  | 3.5 | 3.3 | 3.3 | Landfill Gas | LFG | IC | 2011 |  |  | (OP) Operating | [8 empty] | 39.0728 | -121.3992 | 0 | 0 | #DIV/0! | 0%
| TDX North Slope Generating Inc. | 58278 | TNSG North Plant | AK | North Slope |  | Electric Utility | 13 |  | 25.7 | 23.1 | 27.9 | Petroleum Liquids | DFO | IC | 2011 |  |  | (SB) Standby/Backup: available for service but not normally used | [8 empty] | 70.2353 | -148.3836 | 0 | 0 | #DIV/0! | 0%
| Galena Electric Utility | 7437 | Galena Electric Utility | AK | Yukon Koyukuk |  | Electric Utility | 2A |  | 3.1 | 3.1 | 3.1 | Petroleum Liquids | DFO | IC | 2014.4 |  |  | (OP) Operating | [8 empty] | 64.7442 | -156.8736 | 0 | 0 | #DIV/0! | 0%
| NineDot Holdings, LLC | 67883 | Gabby Giffords Clean Energy, LLC | NY | Richmond | NYIS | IPP Non-CHP | ND003 |  | 8 | 8 | 8 | Batteries | MWH | BA | 2024 |  |  | (OP) Operating | 21.7 | [7 empty] | 40.5526 | -74.1509 | 0 | 0 | #DIV/0! | 0%
| American Mun Power-Ohio, Inc | 7918 | Galion | OH | Crawford | PJM | Electric Utility | 1 |  | 5.4 | 5.4 | 5.4 | Petroleum Liquids | DFO | IC | 2001 |  |  | (OP) Operating | [8 empty] | 40.7303 | -82.7939 | 0 | 0 | #DIV/0! | 0%
| FRP Gadsden County Solar, LLC | 67205 | Gadsden County Solar | FL | Gadsden | FPC | IPP Non-CHP | GADS |  | 74.5 | 74.5 | 74.5 | Solar Photovoltaic | SUN | PV | 2024 |  |  | (OP) Operating |  | 108.02 | [6 empty] | 30.6565 | -84.7244 | 0 | 0 | #DIV/0! | 0%
| Gaines Solar | 62216 | Gaines Solar | SC | Lee | CPLE | IPP Non-CHP | 41 |  | 2 | 2 | 2 | Solar Photovoltaic | SUN | PV | 2020 |  |  | (OP) Operating |  | 2.7 | [6 empty] | 34.1924 | -80.2185 | 0 | 0 | #DIV/0! | 0%
| Cypress Creek Renewables | 60633 | Gainey Solar, LLC | NC | Bladen | DUK | IPP Non-CHP | PV1 |  | 2 | 2 | 2 | Solar Photovoltaic | SUN | PV | 2016 |  |  | (OP) Operating |  | 2.8 | [6 empty] | 34.499 | -78.653 | 0 | 0 | #DIV/0! | 0%
| Gala Solar, LLC | 64973 | Gala (CSG) | IL | Stephenson | PJM | IPP Non-CHP | GALA |  | 2 | 2 | 2 | Solar Photovoltaic | SUN | PV | 2021 |  |  | (OP) Operating |  | 3 | [6 empty] | 42.3563 | -89.837 | 0 | 0 | #DIV/0! | 0%
| Galactic Wind | 62161 | Galactic Wind | WI | Dane | MISO | Commercial Non-CHP | GWT |  | 9.9 | 9.9 | 9.9 | Onshore Wind Turbine | WND | WT | 2012 |  |  | (OP) Operating | [8 empty] | 43.1016 | -89.3319 | 0 | 0 | #DIV/0! | 0%
| Ormat Nevada Inc | 56540 | Galena 2 Geothermal Power Plant | NV | Washoe | NEVP | IPP Non-CHP | GEN1 |  | 16.5 | 12 | 15 | Geothermal | GEO | BT | 2014.5 |  |  | (OP) Operating | [8 empty] | 39.3732 | -119.7645 | 0 | 0 | #DIV/0! | 0%
| Ormat Nevada Inc | 56541 | Galena 3 Geothermal Power Plant | NV | Washoe | NEVP | IPP Non-CHP | OEC31 |  | 31.6 | 20 | 31.6 | Geothermal | GEO | BT | 2018 |  |  | (OP) Operating | [8 empty] | 39.3887 | -119.7489 | 0 | 0 | #DIV/0! | 0%
| City of Lake Worth Beach - (FL) | 673 | Tom G Smith | FL | Palm Beach | FMPP | Electric Utility | GT1 |  | 98.7 | 93.5 | 100.5 | Petroleum Liquids | DFO | GT | 1969.3333 |  |  | (OP) Operating | [8 empty] | 26.6128 | -80.0677 | 0 | 0 | #DIV/0! | 0%
| AEP Onsite Partners, LLC | 63399 | Galesburg Solar Array | IL | Henderson | MISO | IPP Non-CHP | GWA01 |  | 1.4 | 1.4 | 1.4 | Solar Photovoltaic | SUN | PV | 2020 |  |  | (OP) Operating |  | 1.9 | [6 empty] | 40.9199 | -90.9484 | 0 | 0 | #DIV/0! | 0%
| Douglas County | 50938 | Galesville Project | OR | Douglas | PACW | IPP Non-CHP | GV1 |  | 1.6 | 1.6 | 2 | Conventional Hydroelectric | WAT | HY | 1987 |  |  | (OP) Operating | [8 empty] | 42.8489 | -123.1778 | 0 | 0 | #DIV/0! | 0%
| City of Gallatin - (MO) | 2127 | Gallatin (MO) | MO | Daviess | AECI | Electric Utility | 2A |  | 7.2 | 7 | 7 | Petroleum Liquids | DFO | IC | 1986.5 |  |  | (OA) Out of service but expected to return to service in next calendar year | [8 empty] | 39.9172 | -93.9539 | 0 | 0 | #DIV/0! | 0%
| Toray Plastics America | 61857 | Toray Plastic America's CHP Plant | RI | Washington | ISNE | Industrial CHP | CG1 | CG1A | 20 | 19.3 | 20 | Natural Gas Fired Combustion Turbine | NG | GT | 2010.3333 |  |  | (OP) Operating | [8 empty] | 41.5938 | -71.4276 | 0 | 0 | #DIV/0! | 0%
| Alaska Village Elec Coop, Inc | 57062 | Gambell | AK | Nome |  | Electric Utility | 1B |  | 1.8 | 1.8 | 1.8 | Petroleum Liquids | DFO | IC | 2011.3333 |  |  | (OP) Operating | [8 empty] | 63.7771 | -171.7124 | 0 | 0 | #DIV/0! | 0%
| Los Angeles County Sanitation | 10091 | Total Energy Facilities | CA | Los Angeles | CISO | Commercial CHP | G2 | CC1 | 38.4 | 31.4 | 34.4 | Other Waste Biomass | OBG | CT | 1994 |  |  | (OP) Operating | [8 empty] | 33.7683 | -118.2836 | 0 | 0 | #DIV/0! | 0%
| SMS DC CS01B, LLC | 65896 | Gallaudet Uni Community Solar | DC | District of Columbia | PJM | IPP Non-CHP | GUCS1 |  | 2 | 2 | 2 | Solar Photovoltaic | SUN | PV | 2025 |  |  | (OP) Operating | [8 empty] | 38.9072 | -76.9937 | 0 | 0 | #DIV/0! | 0%
| 225DD 8me LLC | 61920 | Galloway 1 Solar Farm | TX | Concho | ERCO | IPP Non-CHP | GSM01 |  | 250 | 250 | 250 | Solar Photovoltaic | SUN | PV | 2021 |  |  | (OP) Operating |  | 319 | [6 empty] | 31.4359 | -99.7966 | 0 | 0 | #DIV/0! | 0%
| 224WB 8me LLC | 63343 | Galloway 2 Solar Farm | TX | Concho | ERCO | IPP Non-CHP | GS2SF |  | 110 | 110 | 110 | Solar Photovoltaic | SUN | PV | 2023 |  |  | (OP) Operating |  | 146.6 | [6 empty] | 31.4462 | -99.903 | 0 | 0 | #DIV/0! | 0%
| NJR Clean Energy Ventures Corporation | 63698 | Galloway Landfill | NJ | Monmouth | PJM | IPP Non-CHP | GALLO |  | 2.3 | 2.3 | 2.3 | Solar Photovoltaic | SUN | PV | 2020 |  |  | (OP) Operating |  | 3.3 | [6 empty] | 40.1724 | -74.0232 | 0 | 0 | #DIV/0! | 0%
| Cypress Creek Renewables | 67636 | Galt | IL | Whiteside | PJM | IPP Non-CHP | GALT |  | 5 | 5 | 5 | Solar Photovoltaic | SUN | PV | 2024 |  |  | (OP) Operating |  | 6.5 | [6 empty] | 41.7844 | -89.761 | 0 | 0 | #DIV/0! | 0%
| Wolverine Power Supply Coop | 1873 | Tower | MI | Cheboygan | MISO | Electric Utility | GT4 |  | 21.3 | 19.3 | 24.7 | Petroleum Liquids | DFO | GT | 1971 |  |  | (OP) Operating | [8 empty] | 45.3628 | -84.295 | 0 | 0 | #DIV/0! | 0%
| Gambit Energy Storage LLC | 64528 | Gambit Energy Storage - Angleton Storage | TX | Brazoria | ERCO | IPP Non-CHP | 1 |  | 100 | 100 | 100 | Batteries | MWH | BA | 2021 |  |  | (OP) Operating | 200 | [7 empty] | 29.168 | -95.4451 | 0 | 0 | #DIV/0! | 0%
| Oppidum Renewables USA, LLC | 61127 | Gamble Solar | NC | Rutherford | DUK | IPP Non-CHP | 12348 |  | 3 | 3 | 3 | Solar Photovoltaic | SUN | PV | 2019 |  |  | (OP) Operating |  | 4.5 | [6 empty] | 35.3484 | -81.8174 | 0 | 0 | #DIV/0! | 0%
| Enel Green Power NA, Inc. | 67284 | Ganado Solar | TX | Jackson | ERCO | IPP Non-CHP | GBA |  | 221 | 221 | 221 | Batteries | MWH | BA | 2023.5 |  |  | (OP) Operating | 115 | [7 empty] | 29.1091 | -96.5288 | 0 | 0 | #DIV/0! | 0%
| Centerstream STL, LLC | 56309 | Trigen St. Louis | MO | St Louis | MISO | IPP CHP | CT-1 | G401 | 34.2 | 33.4 | 34.8 | Natural Gas Fired Combined Cycle | NG | CS | 1999.1667 |  |  | (OP) Operating | [8 empty] | 38.6359 | -90.1809 | 0 | 0 | #DIV/0! | 0%
| Gans Solar, LLC | 65902 | Gans Solar | PA | Fayette | PJM | IPP Non-CHP | 5 |  | 14 | 14 | 14 | Solar Photovoltaic | SUN | PV | 2024 |  |  | (OP) Operating |  | 19.5 | [6 empty] | 39.7501 | -79.8358 | 0 | 0 | #DIV/0! | 0%
| PowerSouth Energy Cooperative | 53 | Gantt | AL | Covington | SOCO | Electric Utility | 3 |  | 3 | 2.6 | 2.6 | Conventional Hydroelectric | WAT | HY | 1955.5 |  |  | (OP) Operating | [8 empty] | 31.4033 | -86.4795 | 0 | 0 | #DIV/0! | 0%
| MN8 Energy LLC | 56909 | Gap Pacific Distribution Center | CA | Fresno | CISO | Commercial Non-CHP | 1 |  | 2.4 | 1.2 | 1.2 | Solar Photovoltaic | SUN | PV | 2008 |  |  | (OP) Operating |  | 0.8 | [6 empty] | 36.7816 | -119.7069 | 0 | 0 | #DIV/0! | 0%
| DTE Sustainable Generation | 65497 | Garden 1 Solar Park | MI | Delta | MISO | IPP Non-CHP | GRDS1 |  | 0.9 | 0.9 | 0.9 | Solar Photovoltaic | SUN | PV | 2016 |  |  | (OP) Operating |  | 1.1 | [6 empty] | 45.7962 | -86.5346 | 0 | 0 | #DIV/0! | 0%
| DTE Sustainable Generation | 65498 | Garden 2 Solar Park | MI | Delta | MISO | IPP Non-CHP | GRDS2 |  | 1.4 | 1.4 | 1.4 | Solar Photovoltaic | SUN | PV | 2022 |  |  | (OP) Operating |  | 1.7 | [6 empty] | 45.798 | -86.5344 | 0 | 0 | #DIV/0! | 0%
| City of Garnett - (KS) | 1278 | Garnett Municipal | KS | Anderson | SWPP | Electric Utility | 1 |  | 11.7 | 10.2 | 10.2 | Petroleum Liquids | DFO | IC | 1964.7143 |  |  | (OP) Operating | [8 empty] | 38.2697 | -95.2447 | 0 | 0 | #DIV/0! | 0%
| HEN Infrastructure, L.L.C. | 66791 | Garden City East BESS | TX | Glasscock | ERCO | IPP Non-CHP | GRDNE |  | 9.9 | 9.9 | 9.9 | Batteries | MWH | BA | 2024 |  |  | (OP) Operating | 9.9 | [7 empty] | 31.8672 | -101.4694 | 0 | 0 | #DIV/0! | 0%
| Garden Wind LLC | 57469 | Garden Wind LLC | IA | Hardin | MISO | IPP Non-CHP | GE1.5 |  | 150 | 150 | 150 | Onshore Wind Turbine | WND | WT | 2009 |  |  | (OP) Operating | [8 empty] | 42.2244 | -93.3736 | 0 | 0 | #DIV/0! | 0%
| KEI (Maine) Power Management (III) LLC | 50688 | Gardiner | ME | Kennebec | ISNE | IPP Non-CHP | GEN1 |  | 1 | 1 | 1 | Conventional Hydroelectric | WAT | HY | 1985 |  |  | (OP) Operating | [8 empty] | 44.2218 | -69.7857 | 0 | 0 | #DIV/0! | 0%
| Otter River Road Solar LLC | 62870 | Gardner - Otter River Road | MA | Worcester | ISNE | IPP Non-CHP | 79711 |  | 2.5 | 2.5 | 2.5 | Solar Photovoltaic | SUN | PV | 2019 |  |  | (OP) Operating |  | 3.3 | [6 empty] | 42.603 | -72.0392 | 0 | 0 | #DIV/0! | 0%
| Tropicana Products Inc | 50971 | Tropicana Products Bradenton | FL | Manatee | FPL | Industrial CHP | GEN1 |  | 46.8 | 31 | 35 | Natural Gas Fired Combustion Turbine | NG | GT | 1990 |  |  | (OP) Operating | [8 empty] | 27.4834 | -82.5483 | 0 | 0 | #DIV/0! | 0%
| Gardner Solar 1, LLC | 58937 | Gardner Solar 1 | MA | Worcester | ISNE | IPP Non-CHP | GRDN1 |  | 2 | 2 | 2 | Solar Photovoltaic | SUN | PV | 2014 |  |  | (OP) Operating |  | 2.5 | [6 empty] | 42.5864 | -72.0308 | 0 | 0 | #DIV/0! | 0%
| Central Rivers Power MA, LLC | 1634 | Gardners Falls | MA | Franklin | ISNE | IPP Non-CHP | GF2 |  | 3.5 | 3.5 | 3.5 | Conventional Hydroelectric | WAT | HY | 1929.25 |  |  | (OP) Operating | [8 empty] | 42.5914 | -72.7308 | 0 | 0 | #DIV/0! | 0%
| Gardy's Mill Solar, LLC | 65016 | Gardy's Mill Solar | VA | Westmoreland | PJM | IPP Non-CHP | GMS |  | 14 | 14 | 14 | Solar Photovoltaic | SUN | PV | 2020 |  |  | (OP) Operating |  | 16.8 | [6 empty] | 38.0067 | -76.607 | 0 | 0 | #DIV/0! | 0%
| NJR Clean Energy Ventures Corporation | 62680 | Garfield Solar | NJ | Bergen | PJM | IPP Non-CHP | GARFE |  | 4.2 | 4.2 | 4.2 | Solar Photovoltaic | SUN | PV | 2019 |  |  | (OP) Operating |  | 0.5 | [6 empty] | 40.8886 | -74.1222 | 0 | 0 | #DIV/0! | 0%
| Shoshone Irrigation District | 57551 | Garland Canal Power Plant | WY | Park | PACE | IPP Non-CHP | MAIN |  | 2.9 | 2.6 | 2 | Conventional Hydroelectric | WAT | HY | 1983 |  |  | (OP) Operating | [8 empty] | 44.7264 | -108.8644 | 0 | 0 | #DIV/0! | 0%
| AEP Onsite Partners, LLC | 62843 | Garnet Solar (NY) | NY | Warren | NYIS | IPP Non-CHP | PV1 |  | 1.9 | 1.9 | 1.9 | Solar Photovoltaic | SUN | PV | 2018 |  |  | (OP) Operating |  | 2.6 | [6 empty] | 43.7239 | -74.0624 | 0 | 0 | #DIV/0! | 0%
| Garnet Solar Generation Station I LLC | 58528 | Garnet Solar Generation Station I LLC | CA | Riverside | CISO | IPP Non-CHP | WDT44 |  | 4 | 4 | 4 | Solar Photovoltaic | SUN | PV | 2014 |  |  | (OP) Operating |  | 5 | [6 empty] | 33.8906 | -116.5431 | 0 | 0 | #DIV/0! | 0%
| Terra-Gen Operating Co-Wind | 57302 | Garnet Wind Energy Center | CA | Riverside | CISO | IPP Non-CHP | 1 |  | 6.5 | 6.5 | 6.5 | Onshore Wind Turbine | WND | WT | 2009 |  |  | (OP) Operating | [8 empty] | 33.9053 | -116.5825 | 0 | 0 | #DIV/0! | 0%
| Connecticut Mun Elec Engy Coop | 57601 | Gary Court 1 & 2 | CT | New London | ISNE | Electric Utility | GC1 |  | 5.2 | 5 | 5 | Petroleum Liquids | DFO | IC | 2010 |  |  | (OP) Operating | [8 empty] | 41.3367 | -72.02 | 0 | 0 | #DIV/0! | 0%
| Strata Manager, LLC | 58866 | Garrell Solar Farm | NC | Columbus | CPLE | IPP Non-CHP | 1 |  | 5 | 5 | 5 | Solar Photovoltaic | SUN | PV | 2013 |  |  | (OP) Operating |  | 5.2 | [6 empty] | 34.3253 | -78.7931 | 0 | 0 | #DIV/0! | 0%
| Tesla Inc. | 60847 | Garrett County - DPU Treatment Plant | MD | Garrett | PJM | IPP Non-CHP | PV1 |  | 1.2 | 1.2 | 1.2 | Solar Photovoltaic | SUN | PV | 2017 |  |  | (OP) Operating |  | 1.7 | [6 empty] | 39.5052 | -79.393 | 0 | 0 | #DIV/0! | 0%
| SOLV Energy, LLC | 63301 | Garrett Solar | OR | Lake | PACW | IPP Non-CHP | 1888 |  | 10 | 10 | 10 | Solar Photovoltaic | SUN | PV | 2019 |  |  | (OP) Operating |  | 13.1 | [6 empty] | 42.16 | -120.4 | 0 | 0 | #DIV/0! | 0%
| USACE-Omaha | 2815 | Garrison | ND | Mercer | SWPP | Electric Utility | 1 |  | 583.4 | 510 | 510 | Conventional Hydroelectric | WAT | HY | 1957.6 |  |  | (OP) Operating | [8 empty] | 47.4945 | -101.4115 | 0 | 0 | #DIV/0! | 0%
| Bowater Newport Coosa Pines Op | 54216 | U S Alliance Coosa Pines | AL | Talladega | SOCO | Industrial CHP | GEN7 |  | 25.9 | 24.9 | 24.9 | Wood/Wood Waste Biomass | BLQ | ST | 2007 |  |  | (OP) Operating | [8 empty] | 33.3281 | -86.3568 | 0 | 0 | #DIV/0! | 0%
| Central Rivers Power NH, LLC | 2357 | Garvins Falls | NH | Merrimack | ISNE | IPP Non-CHP | 1 |  | 12.4 | 12.3 | 12.4 | Conventional Hydroelectric | WAT | HY | 1953 |  |  | (OP) Operating | [8 empty] | 43.1655 | -71.5094 | 0 | 0 | #DIV/0! | 0%
| University of California-LA | 52073 | UCLA So Campus Cogen Project | CA | Los Angeles | LDWP | Commercial CHP | GEN-A | CC1 | 44.9 | 37 | 39.7 | Natural Gas Fired Combined Cycle | NG | CT | 2003.6667 |  |  | (OP) Operating | [8 empty] | 34.0692 | -118.4439 | 0 | 0 | #DIV/0! | 0%
| Altus Power America Management, LLC | 61942 | Gary Solar | SC | Lee | CPLE | IPP Non-CHP | 8 |  | 2 | 2 | 2 | Solar Photovoltaic | SUN | PV | 2018 |  |  | (OP) Operating |  | 2.5 | [6 empty] | 34.1991 | -80.2217 | 0 | 0 | #DIV/0! | 0%
| City of San Diego | 50492 | Gas Utilization Facility | CA | San Diego | CISO | Commercial CHP | 1 |  | 6.1 | 5.6 | 6.1 | Other Waste Biomass | OBG | IC | 1990.6667 |  |  | (OP) Operating | [8 empty] | 32.6792 | -117.2467 | 0 | 0 | #DIV/0! | 0%
| Duke Energy Renewables Services | 59641 | Garysburg Solar | NC | Northampton | PJM | IPP Non-CHP | 5MWPV |  | 5 | 5 | 5 | Solar Photovoltaic | SUN | PV | 2016 |  |  | (OP) Operating |  | 6.2 | [6 empty] | 36.468 | -77.592 | 0 | 0 | #DIV/0! | 0%
| Indiana Municipal Power Agency | 65315 | Gas City 2 | IN | Grant | PJM | Electric Utility | GASC2 |  | 1.8 | 1.8 | 1.4 | Solar Photovoltaic | SUN | PV | 2023 |  |  | (OP) Operating |  | 2.4 | [6 empty] | 40.4787 | -85.5581 | 0 | 0 | #DIV/0! | 0%
| Indiana Municipal Power Agency | 62767 | Gas City Solar Park | IN | Grant | MISO | Electric Utility | SGASC |  | 2.5 | 2.5 | 2 | Solar Photovoltaic | SUN | PV | 2020 |  |  | (OP) Operating |  | 3.3 | [6 empty] | 40.4812 | -85.5703 | 0 | 0 | #DIV/0! | 0%
| Gaston County Solid Waste and Recycling Division | 61758 | Gaston County Renewable Energy Center | NC | Gaston | DUK | IPP Non-CHP | GEN1 |  | 4.2 | 4.2 | 4.2 | Landfill Gas | LFG | IC | 2011 |  |  | (OP) Operating | [8 empty] | 35.3857 | -81.172 | 0 | 0 | #DIV/0! | 0%
| City of Gastonia | 57629 | Gaston Memorial Hospital | NC | Gaston | DUK | Commercial Non-CHP | GMH1 |  | 1.8 | 1.8 | 1.8 | Petroleum Liquids | DFO | IC | 2006 |  |  | (OP) Operating | [8 empty] | 35.2747 | -81.1383 | 0 | 0 | #DIV/0! | 0%
| Southern Power Co | 61445 | Gaskell West 1 Solar Facility | CA | Kern | CISO | IPP Non-CHP | PV1 |  | 20 | 20 | 20 | Solar Photovoltaic | SUN | PV | 2018 |  |  | (OP) Operating |  | 28 | [6 empty] | 34.8328 | -118.5636 | 0 | 0 | #DIV/0! | 0%
| Scale Sustainable I, LLC | 62474 | Gaskill Rd Community Solar Farm CSG | NY | Tioga | NYIS | IPP Non-CHP | 928 |  | 5 | 5 | 5 | Solar Photovoltaic | SUN | PV | 2019 |  |  | (OP) Operating |  | 6.3 | [6 empty] | 42.116 | -76.183 | 0 | 0 | #DIV/0! | 0%
| Virginia Electric & Power Co | 2756 | Gaston | NC | Halifax | PJM | Electric Utility | 1 |  | 177.6 | 220 | 220 | Conventional Hydroelectric | WAT | HY | 1963 |  |  | (OP) Operating | [8 empty] | 36.4991 | -77.8115 | 0 | 0 | #DIV/0! | 0%
| North Carolina Mun Power Agny #1 | 56954 | Gastonia Prime Power Park | NC | Gaston | DUK | Electric Utility | 1 |  | 11.8 | 11.2 | 11.2 | Petroleum Liquids | DFO | IC | 2011 |  |  | (OP) Operating | [8 empty] | 35.3017 | -81.2092 | 0 | 0 | #DIV/0! | 0%
| Cypress Creek Renewables | 61961 | Gaston II | SC | Lexington | SCEG | IPP Non-CHP | GEN1 |  | 7.5 | 7.5 | 7.5 | Solar Photovoltaic | SUN | PV | 2018 |  |  | (OP) Operating |  | 10.4 | [6 empty] | 33.7784 | -81.1102 | 0 | 0 | #DIV/0! | 0%
| North Carolina Mun Power Agny #1 | 56262 | Gastonia, Tulip Drive | NC | Gaston | DUK | Electric Utility | DG3 |  | 5.4 | 5.4 | 5.4 | Petroleum Liquids | DFO | IC | 2005 |  |  | (OP) Operating | [8 empty] | 35.2891 | -81.2052 | 0 | 0 | #DIV/0! | 0%
| Northbrook Carolina Hydro II, LLC | 3258 | Gaston Shoals | SC | Cherokee | DUK | IPP Non-CHP | 3 |  | 6.7 | 7.5 | 7.5 | Conventional Hydroelectric | WAT | HY | 1912.75 |  |  | (OA) Out of service but expected to return to service in next calendar year | [8 empty] | 35.1381 | -81.5975 | 0 | 0 | #DIV/0! | 0%
| Duke Energy Renewables Services | 59642 | Gaston Solar | NC | Northampton | PJM | IPP Non-CHP | 5MWPV |  | 5 | 5 | 5 | Solar Photovoltaic | SUN | PV | 2016 |  |  | (OP) Operating |  | 6.2 | [6 empty] | 36.5147 | -77.6561 | 0 | 0 | #DIV/0! | 0%
| Cypress Creek Renewables | 61530 | Gaston Solar I - SC | SC | Lexington | SCEG | IPP Non-CHP | GEN1 |  | 10.2 | 10.2 | 10.2 | Solar Photovoltaic | SUN | PV | 2018 |  |  | (OP) Operating |  | 14.8 | [6 empty] | 33.7747 | -81.1106 | 0 | 0 | #DIV/0! | 0%
| Duke Energy Carolinas, LLC | 62669 | Gaston Solar Power Plant | NC | Gaston | DUK | Electric Utility | PV1 |  | 25 | 25 | 25 | Solar Photovoltaic | SUN | PV | 2020 |  |  | (OP) Operating |  | 36.3 | [6 empty] | 35.3224 | -81.1343 | 0 | 0 | #DIV/0! | 0%
| City of Manassas - (VA) | 7798 | Gateway Gen | VA | Prince William | PJM | Electric Utility | 1 |  | 3.6 | 3.4 | 3.4 | Petroleum Liquids | DFO | IC | 2002.5 |  |  | (OP) Operating | [8 empty] | 38.7253 | -77.5097 | 0 | 0 | #DIV/0! | 0%
| Adapture Renewables, Inc. | 60359 | Gastonia Solar Center | NC | Gaston | DUK | IPP Non-CHP | 60916 |  | 4.3 | 4.3 | 4.3 | Solar Photovoltaic | SUN | PV | 2018 |  |  | (OP) Operating |  | 5.7 | [6 empty] | 35.229 | -81.1891 | 0 | 0 | #DIV/0! | 0%
| University of Connecticut | 58159 | UCONN Cogen Facility | CT | Tolland | ISNE | Commercial CHP | CGT1 | STG1 | 25.7 | 24.1 | 24.1 | Natural Gas Fired Combined Cycle | NG | CT | 2006 |  |  | (OP) Operating | [8 empty] | 41.8092 | -72.2542 | 0 | 0 | #DIV/0! | 0%
| Oppidum Renewables USA, LLC | 58673 | Gates Solar LLC | NC | Gates | PJM | IPP Non-CHP | GATES |  | 5 | 5 | 5 | Solar Photovoltaic | SUN | PV | 2015 |  |  | (OP) Operating |  | 6.5 | [6 empty] | 36.4508 | -76.8036 | 0 | 0 | #DIV/0! | 0%
| Pacific Gas & Electric Co. | 57892 | Gates Solar Station | CA | Fresno | CISO | Electric Utility | 1 |  | 20 | 20 | 20 | Solar Photovoltaic | SUN | PV | 2013 |  |  | (OP) Operating |  | 27.7 | [6 empty] | 36.1764 | -120.1142 | 0 | 0 | #DIV/0! | 0%
| Weber Basin Water Conserv Dist | 3697 | Gateway | UT | Morgan | PACE | Electric Utility | 1 |  | 4 | 4 | 4 | Conventional Hydroelectric | WAT | HY | 1958 |  |  | (OP) Operating | [8 empty] | 41.1365 | -111.8314 | 0 | 0 | #DIV/0! | 0%
| Gateway Energy Storage, LLC | 63834 | Gateway Energy Storage System | CA | San Diego | CISO | IPP Non-CHP | GTWAY |  | 250 | 250 | 250 | Batteries | MWH | BA | 2020 |  |  | (OP) Operating | 700 | [7 empty] | 32.5706 | -116.9106 | 0 | 0 | #DIV/0! | 0%
| Trigen-Cinergy Solutions College Park | 56038 | UMCP CHP Plant | MD | Prince Georges | PJM | IPP CHP | 1 |  | 27.4 | 20.8 | 26.7 | Natural Gas Fired Combustion Turbine | NG | GT | 2003 |  |  | (OP) Operating | [8 empty] | 38.9858 | -76.9355 | 0 | 0 | #DIV/0! | 0%
| Gay & Robinson Inc | 50333 | Gay Robinson | HI | Kauai | NA | Industrial Non-CHP | DSL5 |  | 8.7 | 8.3 | 8.3 | Petroleum Liquids | DFO | IC | 2005.25 |  |  | (SB) Standby/Backup: available for service but not normally used | [8 empty] | 21.9178 | -159.6294 | 0 | 0 | #DIV/0! | 0%
| Luminace Solar MC, LLC | 61794 | Gateway Solar | MD | Worcester | PJM | IPP Non-CHP | GTWYN |  | 7.6 | 7.6 | 7.6 | Solar Photovoltaic | SUN | PV | 2019 |  |  | (OP) Operating |  | 6.5 | [6 empty] | 38.3769 | -75.2742 | 0 | 0 | #DIV/0! | 0%
| Duke Energy Renewables Services | 58842 | Gato Montes Solar, LLC | AZ | Pima | TEPC | IPP Non-CHP | 1 |  | 5 | 5 | 5 | Solar Photovoltaic | SUN | PV | 2012 |  |  | (OP) Operating |  | 6.1 | [6 empty] | 32.1028 | -110.8197 | 0 | 0 | #DIV/0! | 0%
| Vesper Energy Development LLC | 65214 | Gaucho Solar | PA | Beaver | PJM | IPP Non-CHP | GCHOS |  | 20 | 20 | 20 | Solar Photovoltaic | SUN | PV | 2023 |  |  | (OP) Operating |  | 29.1 | [6 empty] | 40.5116 | -80.3134 | 0 | 0 | #DIV/0! | 0%
| Central Rivers Power WV, LLC | 56333 | Gauley River Power Partners | WV | Nicholas | PJM | IPP Non-CHP | GEN1 |  | 80 | 80 | 50 | Conventional Hydroelectric | WAT | HY | 2001 |  |  | (OP) Operating | [8 empty] | 38.2192 | -80.8906 | 0 | 0 | #DIV/0! | 0%
| Gavilan District College Solar Project | 61993 | Gavilan Community College Solar Project | CA | Santa Clara | CISO | Commercial Non-CHP | GDCBA |  | 1.9 | 1.7 | 0.9 | Batteries | MWH | BA | 2018.5 |  |  | (OP) Operating | 0.5 | [7 empty] | 37.0038 | -121.5936 | 0 | 0 | #DIV/0! | 0%
| Union Carbide Corp-Seadrift | 50150 | Union Carbide Seadrift Cogen | TX | Calhoun | ERCO | Industrial CHP | GE10 | G621 | 168 | 153 | 177 | Natural Gas Steam Turbine | NG | ST | 1983.5 |  |  | (OP) Operating | [8 empty] | 28.5105 | -96.7706 | 0 | 0 | #DIV/0! | 0%
| USACE-Omaha | 6624 | Gavins Point | NE | Cedar | SWPP | Electric Utility | 1 |  | 132.3 | 102 | 102 | Conventional Hydroelectric | WAT | HY | 1956.3333 |  |  | (OP) Operating | [8 empty] | 42.8488 | -97.4815 | 0 | 0 | #DIV/0! | 0%
| Reworld Union (NJ), LLC | 50960 | Union County Resource Recovery | NJ | Union | PJM | Commercial Non-CHP | GEN1 |  | 45 | 37.5 | 38.5 | Municipal Solid Waste | MSW | ST | 1994 |  |  | (OP) Operating | [8 empty] | 40.6013 | -74.2664 | 0 | 0 | #DIV/0! | 0%
| Carstensen Wind, LLC (Longroad) | 65898 | Gaylord Rockies CHP | CO | Adams | PSCO | IPP CHP | T0041 |  | 4 | 4 | 4 | Natural Gas Internal Combustion Engine | NG | IC | 2022 |  |  | (OP) Operating | [8 empty] | 39.82 | -104.75 | 0 | 0 | #DIV/0! | 0%
| Power Depot Group A, LLC | 65541 | GCWA | TX | Galveston | ERCO | IPP Non-CHP | IPS1 |  | 7.2 | 7.2 | 7.2 | Petroleum Liquids | DFO | IC | 2013.3333 |  |  | (OP) Operating | [8 empty] | 29.3801 | -94.9534 | 0 | 0 | #DIV/0! | 0%
| Associated Electric Coop, Inc | 6563 | Unionville | MO | Putnam | AECI | Electric Utility | 1 |  | 53.2 | 40 | 44 | Petroleum Liquids | DFO | GT | 1976 |  |  | (OP) Operating | [8 empty] | 40.4593 | -93.0218 | 0 | 0 | #DIV/0! | 0%
| GCC Trident LLC | 68260 | GCC Trident Solar Project | MT | Gallatin | NWMT | Industrial Non-CHP | GCC1 |  | 4 | 4 | 4 | Solar Photovoltaic | SUN | PV | 2023.5 |  |  | (OP) Operating |  | 2.5 | [6 empty] | 45.9373 | -111.4637 | 0 | 0 | #DIV/0! | 0%
| University of Minnesota Central Utilities | 59197 | Univ Minnesota CHP Plant | MN | Hennepin | MISO | IPP CHP | CTG-1 |  | 21 | 18 | 22 | Natural Gas Fired Combustion Turbine | NG | GT | 2017 |  |  | (OP) Operating | [8 empty] | 44.9786 | -93.2408 | 0 | 0 | #DIV/0! | 0%
| GD Glocester White Oak I, LLC | 64334 | GD Glocester White Oak I, LLC | RI | Providence | ISNE | IPP Non-CHP | GDWH |  | 1.8 | 1.8 | 1.8 | Solar Photovoltaic | SUN | PV | 2020 |  |  | (OP) Operating |  | 2.2 | [6 empty] | 41.8615 | -71.5962 | 0 | 0 | #DIV/0! | 0%
| GD Hopkinton Main I, LLC | 63893 | GD Hopkinton Main I, LLC | RI | Washington | ISNE | IPP Non-CHP | MAIN1 |  | 10.6 | 10.6 | 10.6 | Solar Photovoltaic | SUN | PV | 2020 |  |  | (OP) Operating |  | 3.1 | [6 empty] | 41.4383 | -71.7811 | 0 | 0 | #DIV/0! | 0%
| GD Johnson Scituate I, LLC | 65473 | GD Johnson Scituate I, LLC | RI | Providence | ISNE | IPP Non-CHP | GDJSI |  | 4.3 | 4.3 | 4.3 | Solar Photovoltaic | SUN | PV | 2021 |  |  | (OP) Operating |  | 4.7 | [6 empty] | 41.8071 | -71.5054 | 0 | 0 | #DIV/0! | 0%
| GD Richmond Buttonwoods I, LLC | 62567 | GD Richmond Buttonwoods I, LLC | RI | Washington | ISNE | IPP Non-CHP | GDBUT |  | 1.3 | 1.3 | 1.3 | Solar Photovoltaic | SUN | PV | 2020 |  |  | (OP) Operating |  | 1.6 | [6 empty] | 41.5229 | -71.6841 | 0 | 0 | #DIV/0! | 0%
| GD West Greenwich Nooseneck I, LLC | 67116 | GD West Greenwich Nooseneck I, LLC | RI | Kent | ISNE | IPP Non-CHP | NORTH |  | 20 | 20 | 20 | Solar Photovoltaic | SUN | PV | 2022 |  |  | (OP) Operating |  | 12.8 | [6 empty] | 41.606 | -71.647 | 0 | 0 | #DIV/0! | 0%
| GD West Greenwich Victory I, LLC | 62568 | GD West Greenwich Victory I, LLC | RI | Kent | ISNE | IPP Non-CHP | GDVIC |  | 1.8 | 1.8 | 1.8 | Solar Photovoltaic | SUN | PV | 2020 |  |  | (OP) Operating |  | 2.2 | [6 empty] | 41.6579 | -71.6875 | 0 | 0 | #DIV/0! | 0%
| GDIM 1, LLC | 65474 | GDIM 1, LLC | RI | Providence | ISNE | IPP Non-CHP | GDIM1 |  | 9.6 | 9.6 | 9.6 | Solar Photovoltaic | SUN | PV | 2021 |  |  | (OP) Operating |  | 12.6 | [6 empty] | 41.9667 | -71.526 | 0 | 0 | #DIV/0! | 0%
| GDIM 2, LLC | 65475 | GDIM 2, LLC | RI | Providence | ISNE | IPP Non-CHP | GDIM2 |  | 9.6 | 9.6 | 9.6 | Solar Photovoltaic | SUN | PV | 2021 |  |  | (OP) Operating |  | 11.5 | [6 empty] | 41.9673 | -71.5196 | 0 | 0 | #DIV/0! | 0%
| GDIM 3, LLC | 65476 | GDIM 3, LLC | RI | Providence | ISNE | IPP Non-CHP | GDIM3 |  | 9.6 | 9.6 | 9.6 | Solar Photovoltaic | SUN | PV | 2021 |  |  | (OP) Operating |  | 13 | [6 empty] | 41.9631 | -71.5169 | 0 | 0 | #DIV/0! | 0%
| GDIM 4, LLC | 65477 | GDIM 4, LLC | RI | Providence | ISNE | IPP Non-CHP | GDIM4 |  | 9.6 | 9.6 | 9.6 | Solar Photovoltaic | SUN | PV | 2021 |  |  | (OP) Operating |  | 12.2 | [6 empty] | 41.9631 | -71.5169 | 0 | 0 | #DIV/0! | 0%
| DG New York Solar, LLC | 64102 | GE 19th Hole | NY | Fulton | NYIS | IPP Non-CHP | GE19H |  | 7.7 | 7.7 | 7.7 | Solar Photovoltaic | SUN | PV | 2018 |  |  | (OP) Operating |  | 10.4 | [6 empty] | 42.9856 | -74.3131 | 0 | 0 | #DIV/0! | 0%
| Geddes 1 Solar, LLC | 64459 | Geddes 1 Solar, LLC | MI | Saginaw | MISO | IPP Non-CHP | FACG1 |  | 2 | 2 | 2 | Solar Photovoltaic | SUN | PV | 2020 |  |  | (OP) Operating |  | 2.9 | [6 empty] | 43.4338 | -84.1187 | 0 | 0 | #DIV/0! | 0%
| Geddes 2 Solar, LLC | 64498 | Geddes 2 Solar, LLC | MI | Saginaw | MISO | IPP Non-CHP | FACG2 |  | 2 | 2 | 2 | Solar Photovoltaic | SUN | PV | 2021 |  |  | (OP) Operating |  | 2.8 | [6 empty] | 43.428 | -84.1193 | 0 | 0 | #DIV/0! | 0%
| DG Illinois Solar, LLC | 64920 | GE-Hitachi Solar - Morris, IL | IL | Grundy | PJM | IPP Non-CHP | GEHIL |  | 0.9 | 0.9 | 0.9 | Solar Photovoltaic | SUN | PV | 2020 |  |  | (OP) Operating |  | 1.3 | [6 empty] | 41.3815 | -88.2724 | 0 | 0 | #DIV/0! | 0%
| 2016 ESA Project Company, LLC | 63714 | GEN005 Antibody Fuel Cell | CA | San Diego | CISO | IPP Non-CHP | GEN05 |  | 2.5 | 2.5 | 2.5 | Other Natural Gas | NG | FC | 2019 |  |  | (OP) Operating | [8 empty] | 33.2109 | -117.299 | 0 | 0 | #DIV/0! | 0%
| University of North Carolina | 54276 | Univ of NC Chapel Hill Cogen Facility | NC | Orange | DUK | Commercial CHP | ES001 |  | 32 | 32.3 | 32.7 | Petroleum Liquids | DFO | IC | 2001.6667 |  |  | (SB) Standby/Backup: available for service but not normally used | [8 empty] | 35.9069 | -79.0617 | 0 | 766718.807 | #DIV/0! | 0%
| Ameresco, Inc - GELD | 61539 | GELD Solar Farm | MA | Middlesex | ISNE | IPP Non-CHP | GELD |  | 2.3 | 2.3 | 2.3 | Solar Photovoltaic | SUN | PV | 2016 |  |  | (OP) Operating |  | 3 | [6 empty] | 42.2623 | -71.5 | 0 | 0 | #DIV/0! | 0%
| GE Wind Energy LLC | 62642 | GE-Lubbock | TX | Lubbock | SWPP | IPP Non-CHP | GE-P2 |  | 8.7 | 8.7 | 8.7 | Onshore Wind Turbine | WND | WT | 2016.6667 |  |  | (OP) Operating | [8 empty] | 33.5915 | -102.0569 | 0 | 0 | #DIV/0! | 0%
| City of Idaho Falls - (ID) | 790 | Gem State | ID | Bonneville | PACE | Electric Utility | 1 |  | 23.4 | 23.4 | 23.4 | Conventional Hydroelectric | WAT | HY | 1988 |  |  | (OP) Operating | [8 empty] | 43.4202 | -112.1019 | 0 | 0 | #DIV/0! | 0%
| Gemini Community Solar | 60940 | Gemini Community Solar | MN | Washington | MISO | IPP Non-CHP | LGCS1 |  | 3 | 2.7 | 2.7 | Solar Photovoltaic | SUN | PV | 2017 |  |  | (OP) Operating |  | 1.3 | [6 empty] | 45.3003 | -92.8044 | 0 | 0 | #DIV/0! | 0%
| Gemini Solar | 63352 | Gemini Solar Hybrid | NV | Clark | NEVP | IPP Non-CHP | ARBE1 |  | 1070 | 1070 | 1070 | Solar Photovoltaic | SUN | PV | 2024 |  |  | (OP) Operating |  | 966.8 | [6 empty] | 36.4678 | -114.806 | 0 | 0 | #DIV/0! | 0%
| University of Alaska | 50711 | University of Alaska Fairbanks | AK | Fairbanks North Star |  | Commercial CHP | GEN1 |  | 39.6 | 35.7 | 39.4 | Conventional Steam Coal | SUB | ST | 1985.8 |  |  | (OS) Out of service and NOT expected to return to service in next calendar year | [8 empty] | 64.8542 | -147.8221 | 0 | 0 | #DIV/0! | 0%
| University of Colorado | 54372 | University of Colorado | CO | Boulder | PSCO | Commercial CHP | GT1 | CC1 | 33 | 31 | 33 | Natural Gas Fired Combined Cycle | NG | CT | 1992 |  |  | (OP) Operating | [8 empty] | 40.0076 | -105.2692 | 0 | 0 | #DIV/0! | 0%
| Duke Energy Florida, LLC | 7345 | University of Florida | FL | Alachua | FPC | Electric Utility | P1 |  | 54.2 | 44 | 50 | Natural Gas Fired Combustion Turbine | NG | GT | 1994 |  |  | (OP) Operating | [8 empty] | 29.6403 | -82.3486 | 0 | 3278003.157 | #DIV/0! | 0%
| Tesla Inc. | 60844 | Genentech Vacaville Meter #1 | CA | Solano | CISO | IPP Non-CHP | PV1 |  | 6.1 | 6.1 | 6.1 | Solar Photovoltaic | SUN | PV | 2017 |  |  | (OP) Operating |  | 5 | [6 empty] | 38.3908 | -121.9478 | 0 | 0 | #DIV/0! | 0%
| Tesla Inc. | 60231 | Genentech-Oceanside Hybrid | CA | San Diego | CISO | IPP Non-CHP | BA1 |  | 6.5 | 6.5 | 6.5 | Batteries | MWH | BA | 2016 |  |  | (OP) Operating | 2 | [7 empty] | 33.2111 | -117.2996 | 0 | 0 | #DIV/0! | 0%
| Generate Colchester Fuel Cells, LLC | 66053 | Generate Colchester Fuel Cells, LLC | CT | New London | ISNE | IPP Non-CHP | GCFC |  | 10 | 10 | 10 | Other Natural Gas | NG | FC | 2021 |  |  | (OP) Operating | [8 empty] | 41.5941 | -72.3313 | 0 | 0 | #DIV/0! | 0%
| Today's Power, Inc. | 65351 | General Dynamics | AR | Ouachita | MISO | Industrial Non-CHP | GD |  | 7 | 7 | 7 | Solar Photovoltaic | SUN | PV | 2020 |  |  | (OP) Operating |  | 2.4 | [6 empty] | 33.602 | -92.541 | 0 | 0 | #DIV/0! | 0%
| General Electric Aircraft Engines | 10029 | General Electric Aircraft Engines | MA | Essex | ISNE | Industrial Non-CHP | PV |  | 1.5 | 1.5 | 1.5 | Solar Photovoltaic | SUN | PV | 2017 |  |  | (OP) Operating |  | 2 | [6 empty] | 42.45 | -70.9739 | 0 | 0 | #DIV/0! | 0%
| University of Illinois | 54780 | University of Illinois Abbott Power Plt | IL | Champaign | MISO | Commercial CHP | T1 |  | 80.3 | 79.3 | 84.3 | Natural Gas Steam Turbine | NG | ST | 1974.3636 |  |  | (OP) Operating | [8 empty] | 40.1052 | -88.2415 | 0 | 0 | #DIV/0! | 0%
| Luminace Solar Maryland, LLC | 59841 | General Motors Corp at White Marsh MD | MD | Baltimore | PJM | IPP Non-CHP | PV1 |  | 1 | 1 | 1 | Solar Photovoltaic | SUN | PV | 2011 |  |  | (OP) Operating |  | 1.2 | [6 empty] | 39.3716 | -76.4405 | 0 | 0 | #DIV/0! | 0%
| University of Illinois | 54044 | University of Illinois Cogen Facility | IL | Cook | PJM | Commercial CHP | CT1 |  | 59.9 | 55.7 | 59.9 | Natural Gas Fired Combustion Turbine | NG | GT | 1999.8 |  |  | (OP) Operating | [8 empty] | 41.8675 | -87.6524 | 0 | 0 | #DIV/0! | 0%
| Generate Capital | 66489 | Genesee - CCR Solar | NY | Monroe | NYIS | IPP Non-CHP | 10951 |  | 3.7 | 3.7 | 3.7 | Solar Photovoltaic | SUN | PV | 2022 |  |  | (OP) Operating |  | 5.2 | [6 empty] | 43.3109 | -77.7858 | 0 | 0 | #DIV/0! | 0%
| University of Iowa | 54775 | University of Iowa Main Power Plant | IA | Johnson | MISO | Commercial CHP | DG7 |  | 40.5 | 40.5 | 40.5 | Petroleum Liquids | DFO | IC | 2009 |  |  | (OS) Out of service and NOT expected to return to service in next calendar year | [8 empty] | 41.6572 | -91.54 | 0 | 0 | #DIV/0! | 0%
| WM Renewable Energy LLC | 57410 | Geneva | OH | Ashtabula | PJM | IPP Non-CHP | GEN1 |  | 4 | 4 | 4 | Landfill Gas | LFG | IC | 2013 |  |  | (OP) Operating | [8 empty] | 41.795 | -80.91 | 0 | 0 | #DIV/0! | 0%
| Helios Energy New York 15 LLC | 66777 | Geneseo Solar | NY | Livingston | NYIS | IPP Non-CHP | GEN1 |  | 5 | 5 | 5 | Solar Photovoltaic | SUN | PV | 2021 |  |  | (OP) Operating |  | 7.5 | [6 empty] | 42.821 | -77.72 | 0 | 0 | #DIV/0! | 0%
| University of Michigan | 50431 | University of Michigan | MI | Washtenaw | MISO | Commercial CHP | CT6 | CC1 | 60 | 57 | 60.5 | Natural Gas Fired Combined Cycle | NG | CT | 1990 |  |  | (OP) Operating | [8 empty] | 42.2812 | -83.7346 | 0 | 0 | #DIV/0! | 0%
| Genesis Solar LLC | 57394 | Genesis Solar Energy Project | CA | Riverside | CISO | IPP Non-CHP | GEN01 |  | 250 | 250 | 250 | Solar Thermal without Energy Storage | SUN | ST | 2013.5 |  |  | (OP) Operating | [8 empty] | 33.665 | -114.9981 | 0 | 0 | #DIV/0! | 0%
| Village of Genoa - (OH) | 56181 | Genoa Diesel Generating Station | OH | Ottawa | PJM | Electric Utility | 1 |  | 6 | 6 | 6 | Petroleum Liquids | DFO | IC | 2004 |  |  | (OP) Operating | [8 empty] | 41.5092 | -83.3606 | 0 | 0 | #DIV/0! | 0%
| University of Notre Dame | 50366 | University of Notre Dame | IN | St Joseph | PJM | Commercial CHP | GEN1 |  | 39.6 | 39.4 | 37.9 | Natural Gas Steam Turbine | NG | ST | 1983.0833 |  |  | (OP) Operating | [8 empty] | 41.7094 | -86.2367 | 0 | 0 | #DIV/0! | 0%
| University of Rochester | 58157 | University of Rochester | NY | Monroe | NYIS | Commercial CHP | HP |  | 25.4 | 24.2 | 24.2 | Natural Gas Steam Turbine | NG | ST | 2005 |  |  | (OA) Out of service but expected to return to service in next calendar year | [8 empty] | 43.1239 | -77.6289 | 0 | 0 | #DIV/0! | 0%
| Ormat Nevada Inc | 54038 | Geo East Mesa II | CA | Imperial | IID | IPP Non-CHP | GEN1 |  | 21.6 | 14.4 | 21.6 | Geothermal | GEO | ST | 1989 |  |  | (OS) Out of service and NOT expected to return to service in next calendar year | [8 empty] | 32.7757 | -115.2637 | 0 | 0 | #DIV/0! | 0%
| Koosh, Inc. | 50718 | GeoBon II | ID | Lincoln | IPCO | IPP Non-CHP | HYD1 |  | 1 | 1 | 0.9 | Conventional Hydroelectric | WAT | HY | 1986 |  |  | (OP) Operating | [8 empty] | 42.9544 | -114.4626 | 0 | 0 | #DIV/0! | 0%
| U S Borax Inc | 50115 | US Borax | CA | Kern | CISO | Industrial CHP | GEN1 |  | 48.2 | 39 | 42 | Natural Gas Fired Combustion Turbine | NG | GT | 1984 |  |  | (OP) Operating | [8 empty] | 35.0329 | -117.701 | 0 | 0 | #DIV/0! | 0%
| US Magnesium | 58191 | US Magnesium | UT | Tooele | PACE | Industrial CHP | GT1 |  | 48 | 33 | 39 | Natural Gas Fired Combustion Turbine | NG | GT | 1972 |  |  | (OP) Operating | [8 empty] | 40.9133 | -112.7339 | 0 | 0 | #DIV/0! | 0%
| USG Paper LLC | 10425 | USG Paper, LLC - Orange Mill | TX | Orange | MISO | Industrial CHP | TG |  | 48 | 33.2 | 33.8 | Wood/Wood Waste Biomass | BLQ | ST | 1967 |  |  | (OS) Out of service and NOT expected to return to service in next calendar year | [8 empty] | 30.2178 | -93.7422 | 0 | 0 | #DIV/0! | 0%
| Robbins Lumber Inc | 64408 | Georges River Energy | ME | Waldo | ISNE | IPP CHP | WEG |  | 10 | 8.5 | 8.5 | Wood/Wood Waste Biomass | WDS | ST | 2018 |  |  | (OP) Operating | [8 empty] | 44.3331 | -69.2019 | 0 | 0 | #DIV/0! | 0%
| Doyon Utilities - Ft. Wainwright | 50308 | Utility Plants Section | AK | Fairbanks North Star |  | Electric Utility | GEN1 | F401 | 20 | 22.1 | 22.9 | Conventional Steam Coal | SUB | ST | 1963.5 |  |  | (OP) Operating | [8 empty] | 64.8256 | -147.6486 | 0 | 0 | #DIV/0! | 0%
| Florida Power & Light Co | 65907 | Georges Lake | FL | Putnam | FPL | Electric Utility | 1 |  | 74.5 | 74.5 | 74.5 | Solar Photovoltaic | SUN | PV | 2024 |  |  | (OP) Operating |  | 104.06 | [6 empty] | 29.757 | -81.7591 | 0 | 0 | #DIV/0! | 0%
| South Carolina Public Service Authority | 56995 | Georgetown LFGTE | SC | Georgetown | SC | Electric Utility | G1 |  | 1.3 | 1 | 1 | Landfill Gas | LFG | IC | 2010 |  |  | (OS) Out of service and NOT expected to return to service in next calendar year | [8 empty] | 33.4536 | -79.3161 | 0 | 0 | #DIV/0! | 0%
| Cube District Energy, LLC | 61385 | Georgia LFG Oak Grove Plant | GA | Barrow | SOCO | IPP Non-CHP | GM01 |  | 6.6 | 6.3 | 6.3 | Landfill Gas | LFG | IC | 2016 |  |  | (OP) Operating | [8 empty] | 33.965 | -83.7656 | 0 | 0 | #DIV/0! | 0%
| Greenbacker Renewable Energy Corporation | 66985 | Georgetown (Polk Burnett) | WI | Polk | MISO | IPP Non-CHP | 722 |  | 2 | 2 | 2 | Solar Photovoltaic | SUN | PV | 2023 |  |  | (OP) Operating |  | 2.5 | [6 empty] | 45.4769 | -92.368 | 0 | 0 | #DIV/0! | 0%
| Public Service Co of Colorado | 472 | Georgetown Hydro | CO | Clear Creek | PSCO | Electric Utility | 1 |  | 1.2 | 1.6 | 1.2 | Conventional Hydroelectric | WAT | HY | 1907 |  |  | (OP) Operating | [8 empty] | 39.6919 | -105.6978 | 0 | 0 | #DIV/0! | 0%
| Cube District Energy, LLC | 61386 | Georgia LFG Pine Ridge Plant | GA | Spalding | SOCO | IPP Non-CHP | GM01 |  | 6.6 | 6.3 | 6.3 | Landfill Gas | LFG | IC | 2016 |  |  | (OP) Operating | [8 empty] | 33.2442 | -84.122 | 0 | 0 | #DIV/0! | 0%
| Strata Manager, LLC | 66727 | Georgia Ballard BESS | VT | Franklin | ISNE | IPP Non-CHP | GBBES |  | 5 | 5 | 5 | Batteries | MWH | BA | 2023 |  |  | (OP) Operating | 10 | [7 empty] | 44.6977 | -73.1247 | 0 | 0 | #DIV/0! | 0%
| Cube District Energy, LLC | 61387 | Georgia LFG Richland Creek Plant | GA | Gwinnett | SOCO | IPP Non-CHP | GM01 |  | 11.2 | 10.8 | 10.8 | Landfill Gas | LFG | IC | 2016 |  |  | (OP) Operating | [8 empty] | 34.1271 | -84.0334 | 0 | 0 | #DIV/0! | 0%
| GP Center Holdings LLC | 54906 | Georgia Pacific Center | GA | Fulton | SOCO | Commercial Non-CHP | 01 |  | 1.4 | 1.4 | 1.4 | Petroleum Liquids | DFO | IC | 1982 |  |  | (SB) Standby/Backup: available for service but not normally used | [8 empty] | 33.7575 | -84.3869 | 0 | 0 | #DIV/0! | 0%
| UNS Electric, Inc | 6515 | Valencia | AZ | Santa Cruz | TEPC | Electric Utility | GT1 |  | 108 | 60.3 | 65.6 | Natural Gas Fired Combustion Turbine | NG | GT | 1993.25 |  |  | (SB) Standby/Backup: available for service but not normally used | [8 empty] | 31.3635 | -110.9313 | 0 | 0 | #DIV/0! | 0%
| Greenbacker Renewable Energy Corporation | 58238 | Georgia Mountain Community Wind Farm | VT | Chittenden | ISNE | IPP Non-CHP | GMCW |  | 10 | 10 | 10 | Onshore Wind Turbine | WND | WT | 2012 |  |  | (OP) Operating | [8 empty] | 44.6617 | -73.07 | 0 | 0 | #DIV/0! | 0%
| Valero Refining Co California | 55851 | Valero Refinery Cogeneration Unit 1 | CA | Solano | CISO | Industrial CHP | GT 1 |  | 49.9 | 45.4 | 46.8 | Natural Gas Fired Combustion Turbine | NG | GT | 2002 |  |  | (OP) Operating | [8 empty] | 38.0736 | -122.1411 | 0 | 0 | #DIV/0! | 0%
| Luminace Solar Georgia 2, LLC | 61397 | Georgia Power at Jakin GA PV | GA | Early | SOCO | IPP Non-CHP | PV1 |  | 1.5 | 1.5 | 1.5 | Solar Photovoltaic | SUN | PV | 2017 |  |  | (OP) Operating |  | 1.8 | [6 empty] | 31.138 | -85.031 | 0 | 0 | #DIV/0! | 0%
| Luminace Solar Georgia 2, LLC | 61459 | Georgia Power at Swainsboro | GA | Emanuel | SOCO | IPP Non-CHP | PV1 |  | 2.9 | 2.9 | 2.9 | Solar Photovoltaic | SUN | PV | 2017 |  |  | (OP) Operating |  | 4.3 | [6 empty] | 32.605 | -82.321 | 0 | 0 | #DIV/0! | 0%
| Luminace Solar Georgia, LLC | 59843 | Georgia Power at Wadley GA | GA | Jefferson | SEPA | IPP Non-CHP | PV1 |  | 1 | 1 | 1 | Solar Photovoltaic | SUN | PV | 2014 |  |  | (OP) Operating |  | 1.2 | [6 empty] | 32.883 | -82.41 | 0 | 0 | #DIV/0! | 0%
| GP Big Island LLC | 50479 | Georgia-Pacific Big Island | VA | Bedford | PJM | Industrial CHP | BHG1 |  | 7.9 | 7.4 | 7.4 | Conventional Hydroelectric | WAT | HY | 1935 |  |  | (OP) Operating | [8 empty] | 37.534 | -79.357 | 0 | 621205.892 | #DIV/0! | 0%
| Valero Wilmington | 63285 | Valero Wilmington Cogeneration Plant | CA | Los Angeles | LDWP | Industrial CHP | 79G1 |  | 33.5 | 32.2 | 35.3 | Natural Gas Fired Combustion Turbine | NG | GT | 2017 |  |  | (OP) Operating | [8 empty] | 33.7787 | -118.2385 | 0 | 0 | #DIV/0! | 0%
| Wisconsin Electric Power Co | 4042 | Valley (WI) | WI | Milwaukee | MISO | Electric Utility | 1 |  | 274.7 | 266.6 | 231.1 | Natural Gas Steam Turbine | NG | ST | 1968.6667 |  |  | (OP) Operating | [8 empty] | 43.0303 | -87.9233 | 0 | 8115377.403 | #DIV/0! | 0%
| Public Service Co of Colorado | 477 | Valmont | CO | Boulder | PSCO | Electric Utility | 6 |  | 59.3 | 43 | 51 | Natural Gas Fired Combustion Turbine | NG | GT | 1973 | 12 | 2026 | (OP) Operating | [8 empty] | 40.0195 | -105.202 | 0 | 0 | #DIV/0! | 0%
| Domtar Industries Inc | 50395 | Georgia-Pacific Corp - Nekoosa Mill | WI | Wood | MISO | Industrial CHP | HY1 |  | 39 | 35.1 | 36.1 | Conventional Hydroelectric | WAT | HY | 1939.2222 |  |  | (OP) Operating | [8 empty] | 44.3142 | -89.8964 | 0 | 0 | #DIV/0! | 0%
| City of Vernon | 7436 | Vernon | CA | Los Angeles | CISO | Electric Utility | JH1 |  | 30 | 18 | 20.6 | Petroleum Liquids | DFO | IC | 1933 |  |  | (OS) Out of service and NOT expected to return to service in next calendar year | [8 empty] | 33.9986 | -118.2219 | 0 | 0 | #DIV/0! | 0%
| Wolverine Power Supply Coop | 1881 | Vestaburg | MI | Montcalm | MISO | Electric Utility | 8 |  | 23.7 | 18.5 | 25.5 | Natural Gas Fired Combustion Turbine | NG | GT | 1972 |  |  | (OP) Operating | [8 empty] | 43.4016 | -84.9141 | 0 | 0 | #DIV/0! | 0%
| Georgia-Pacific Wood Products LLC | 61927 | Georgia-Pacific Taylorsville Plywood | MS | Smith | SOCO | Industrial CHP | CTG1 |  | 7.2 | 6.2 | 8.2 | Natural Gas Fired Combustion Turbine | NG | GT | 2018 |  |  | (OP) Operating | [8 empty] | 31.8372 | -89.4635 | 0 | 0 | #DIV/0! | 0%
| Georgia-Pacific Toledo LLC | 58109 | Georgia-Pacific Toledo Mill | OR | Lincoln | BPAT | Industrial CHP | TG2 |  | 18.8 | 13.4 | 13.4 | Wood/Wood Waste Biomass | BLQ | ST | 2007 |  |  | (OP) Operating | [8 empty] | 44.6119 | -123.9319 | 0 | 0 | #DIV/0! | 0%
| Invista | 10790 | Victoria Texas Plant | TX | Victoria | ERCO | Industrial CHP | GEN1 |  | 102.4 | 75 | 88 | Natural Gas Fired Combustion Turbine | NG | GT | 1987 |  |  | (OP) Operating | [8 empty] | 28.6751 | -96.956 | 0 | 0 | #DIV/0! | 0%
| Virginia Electric & Power Co | 56808 | Virginia City Hybrid Energy Center | VA | Wise | PJM | Electric Utility | 1 |  | 668 | 610 | 626 | Conventional Steam Coal | BIT | ST | 2012 |  |  | (OP) Operating | [8 empty] | 36.9164 | -82.3381 | 0 | 12205978.454 | #DIV/0! | 0%
| Vermont Public Power Supply Authority | 63203 | VPPSA Project 10 | VT | Franklin | ISNE | Electric Utility | 12510 |  | 47.2 | 38 | 47.3 | Petroleum Liquids | DFO | GT | 2010 |  |  | (OP) Operating | [8 empty] | 44.9167 | -73.1 | 0 | 0 | #DIV/0! | 0%
| Northern California Power Agny | 7368 | Geothermal 1 | CA | Sonoma | CISO | Electric Utility | 1 |  | 110 | 60 | 64 | Geothermal | GEO | ST | 1983 |  |  | (OP) Operating | [8 empty] | 38.752 | -122.7195 | 0 | 0 | #DIV/0! | 0%
| Northern California Power Agny | 7369 | Geothermal 2 | CA | Sonoma | CISO | Electric Utility | 3 |  | 110 | 65 | 67 | Geothermal | GEO | ST | 1985.5 |  |  | (SB) Standby/Backup: available for service but not normally used | [8 empty] | 38.7492 | -122.7117 | 0 | 0 | #DIV/0! | 0%
| Hawaii Electric Light Co Inc | 772 | W H Hill | HI | Hawaii |  | Electric Utility | 5 |  | 37.1 | 35.5 | 35.5 | Petroleum Liquids | RFO | ST | 1969.5 |  |  | (OP) Operating | [8 empty] | 19.7041 | -155.0607 | 0 | 0 | #DIV/0! | 0%
| Gettysburg Energy and Nutrient Rec Facility LLC | 58565 | Gettysburg Energy & Nutrient Rec Facilit | PA | Adams | PJM | IPP CHP | GENRF |  | 3.3 | 2.5 | 2.7 | Other Waste Biomass | OBS | ST | 2013 |  |  | (OS) Out of service and NOT expected to return to service in next calendar year | [8 empty] | 39.9503 | -77.1253 | 0 | 0 | #DIV/0! | 0%
| National Grid Renewables | 63317 | Geranium Solar, LLC | MN | Kandiyohi | MISO | IPP Non-CHP | GERNM |  | 1 | 1 | 1 | Solar Photovoltaic | SUN | PV | 2020 |  |  | (OP) Operating |  | 1.5 | [6 empty] | 44.9646 | -95.2295 | 0 | 0 | #DIV/0! | 0%
| Duke Energy Progress - (NC) | 2716 | W H Weatherspoon | NC | Robeson | CPLE | Electric Utility | GT1 |  | 163 | 124 | 164 | Petroleum Liquids | DFO | GT | 1970.5 |  |  | (OP) Operating | [8 empty] | 34.5875 | -78.9755 | 0 | 35561.3 | #DIV/0! | 0%
| Cypress Creek Renewables | 60480 | Germantown Solar, LLC | NC | Forsyth | DUK | IPP Non-CHP | PV1 |  | 1.5 | 1.5 | 1.5 | Solar Photovoltaic | SUN | PV | 2015 |  |  | (OP) Operating |  | 2.1 | [6 empty] | 36.2463 | -80.2546 | 0 | 0 | #DIV/0! | 0%
| Wadham Energy Ltd Partners | 50293 | Wadham Energy LP | CA | Colusa | CISO | IPP Non-CHP | GEN1 |  | 29.1 | 26.5 | 26.5 | Other Waste Biomass | AB | ST | 1989 |  |  | (OP) Operating | [8 empty] | 39.1062 | -122.1096 | 0 | 0 | #DIV/0! | 0%
| Geysers Power Co LLC | 286 | Geysers Unit 5-20 | CA | Sonoma | CISO | IPP Non-CHP | U11 |  | 1163 | 644 | 673 | Geothermal | GEO | ST | 1977.9167 |  |  | (OP) Operating | [8 empty] | 38.777 | -122.745 | 0 | 0 | #DIV/0! | 0%
| Giga Texas Energy LLC | 67860 | GFTX BESS | TX | Travis | ERCO | IPP Non-CHP | GFTX |  | 125 | 125 | 125 | Batteries | MWH | BA | 2024 |  |  | (OP) Operating | 250 | [7 empty] | 30.2283 | -97.6188 | 0 | 0 | #DIV/0! | 0%
| Hawaiian Electric Co Inc | 766 | Waiau | HI | Honolulu |  | Electric Utility | W10 |  | 474.6 | 456.6 | 456.6 | Petroleum Liquids | DFO | GT | 1962.125 |  |  | (OP) Operating | [8 empty] | 21.389 | -157.9615 | 0 | 0 | #DIV/0! | 0%
| Altus Power America Management, LLC | 66482 | Ghent (NY) | NY | Columbia | NYIS | IPP Non-CHP | GHENT |  | 3.3 | 3.3 | 3.3 | Solar Photovoltaic | SUN | PV | 2021 |  |  | (OP) Operating |  | 4.3 | [6 empty] | 42.2774 | -73.7092 | 0 | 0 | #DIV/0! | 0%
| Florida Power & Light Co | 65038 | Ghost Orchid Solar Energy Center | FL | Hendry | FPL | Electric Utility | 1 |  | 74.5 | 74.5 | 74.5 | Solar Photovoltaic | SUN | PV | 2022 |  |  | (OP) Operating |  | 103.6 | [6 empty] | 26.4172 | -81.0353 | 0 | 0 | #DIV/0! | 0%
| Turlock Irrigation District | 4256 | Walnut | CA | Stanislaus | TIDC | Electric Utility | 1 |  | 49.8 | 47 | 49.8 | Natural Gas Fired Combustion Turbine | NG | GT | 1986 |  |  | (OP) Operating | [8 empty] | 37.4903 | -120.9044 | 0 | 0 | #DIV/0! | 0%
| Green Street Power Partners | 62010 | Gibbon Solar | MN | Sibley | MISO | IPP Non-CHP | PGRK1 |  | 3.3 | 3.3 | 3.3 | Solar Photovoltaic | SUN | PV | 2019 |  |  | (OP) Operating |  | 4.5 | [6 empty] | 44.5209 | -94.5244 | 0 | 0 | #DIV/0! | 0%
| Nautilus Solar Solutions | 63089 | Gibbons CSG | MD | Worcester | PJM | IPP Non-CHP | 15122 |  | 2 | 2 | 2 | Solar Photovoltaic | SUN | PV | 2019 |  |  | (OP) Operating |  | 2.5 | [6 empty] | 38.1154 | -75.2149 | 0 | 0 | #DIV/0! | 0%
| Occidental Permian Ltd | 52122 | Wasson CO2 Removal Plant | TX | Yoakum | SWPP | Industrial CHP | GEN1 |  | 23.4 | 18.4 | 17.7 | Natural Gas Fired Combustion Turbine | NG | GT | 1988 |  |  | (OP) Operating | [8 empty] | 33.0099 | -102.7569 | 0 | 0 | #DIV/0! | 0%
| City of Waterloo - (IL) | 971 | Waterloo | IL | Monroe | MISO | Electric Utility | 1 |  | 30.2 | 28.3 | 29.1 | Petroleum Liquids | DFO | IC | 1974.3846 |  |  | (SB) Standby/Backup: available for service but not normally used | [8 empty] | 38.3348 | -90.1589 | 0 | 0 | #DIV/0! | 0%
| Pacific Gas & Electric Co. | 57521 | Giffen | CA | Fresno | CISO | Electric Utility | 1 |  | 10 | 10 | 10 | Solar Photovoltaic | SUN | PV | 2012 |  |  | (OP) Operating |  | 13.1 | [6 empty] | 36.5303 | -120.3161 | 0 | 0 | #DIV/0! | 0%
| Giffen Solar Park, LLC | 59522 | Giffen Solar Park | CA | Fresno | CISO | IPP Non-CHP | FRGSP |  | 20 | 20 | 18 | Solar Photovoltaic | SUN | PV | 2017 |  |  | (OP) Operating |  | 27.9 | [6 empty] | 36.5447 | -120.3161 | 0 | 0 | #DIV/0! | 0%
| Nautilus Solar Solutions | 63056 | Gifford CSG | NY | Schenectady | NYIS | IPP Non-CHP | 131 |  | 2 | 2 | 2 | Solar Photovoltaic | SUN | PV | 2018 |  |  | (OP) Operating |  | 3 | [6 empty] | 42.824 | -74.0709 | 0 | 0 | #DIV/0! | 0%
| Arizona Public Service Co | 59020 | Gila Bend Hybrid | AZ | Maricopa | AZPS | Electric Utility | GB36M |  | 73.4 | 68 | 68 | Batteries | MWH | BA | 2018.5 |  |  | (OP) Operating | 96 | [7 empty] | 32.9408 | -112.8814 | 0 | 0 | #DIV/0! | 0%
| Waterside Power, LLC | 56189 | Waterside Power, LLC | CT | Fairfield | ISNE | IPP Non-CHP | 4 |  | 69.6 | 69.9 | 71.7 | Petroleum Liquids | DFO | GT | 2004.6667 |  |  | (OP) Operating | [8 empty] | 41.0372 | -73.5564 | 0 | 26164.6 | #DIV/0! | 0%
| Missouri Basin Muni Power Agny | 7247 | Watertown Power Plant | SD | Codington | SWPP | Electric Utility | 1 |  | 67.5 | 45 | 55 | Petroleum Liquids | DFO | GT | 1978 |  |  | (OP) Operating | [8 empty] | 44.9017 | -97.1083 | 0 | 0 | #DIV/0! | 0%
| ARCO Products Co-Watson | 50216 | Watson Cogeneration | CA | Los Angeles | CISO | Industrial CHP | GN91 | CC1 | 405 | 398 | 398 | Natural Gas Fired Combined Cycle | NG | CT | 1987.6667 |  |  | (OP) Operating | [8 empty] | 33.8166 | -118.2448 | 0 | 0 | #DIV/0! | 0%
| The Gillette Company | 54225 | Gillette SBMC | MA | Suffolk | ISNE | Industrial CHP | CTG3 | 1 | 14.2 | 14.2 | 14.2 | Natural Gas Fired Combustion Turbine | NG | GT | 1994 |  |  | (OP) Operating | [8 empty] | 42.3436 | -71.0559 | 0 | 0 | #DIV/0! | 0%
| City of Stuart - (IA) | 7857 | Gilliam South | IA | Adair | MISO | Electric Utility | 1 |  | 4.3 | 4 | 4.1 | Petroleum Liquids | DFO | IC | 2006.5 |  |  | (OP) Operating | [8 empty] | 41.4961 | -94.3272 | 0 | 0 | #DIV/0! | 0%
| Gilbert Solar Facility I, LLC | 58543 | Gilbert Solar Facility I, LLC | AZ | Maricopa | AZPS | IPP Non-CHP | 1 |  | 2 | 1.9 | 1.9 | Solar Photovoltaic | SUN | PV | 2011 |  |  | (OP) Operating |  | 2.2 | [6 empty] | 33.3559 | -111.8024 | 0 | 0 | #DIV/0! | 0%
| FRP Gilchrist County Solar, LLC | 67207 | Gilchrist County Solar | FL | Alachua | FPC | IPP Non-CHP | GILS |  | 74.5 | 74.5 | 74.5 | Solar Photovoltaic | SUN | PV | 2024 |  |  | (OP) Operating |  | 108.1 | [6 empty] | 29.6183 | -82.6702 | 0 | 0 | #DIV/0! | 0%
| Terraform Arcadia | 62663 | Gilcrest Solar | CO | Weld | WACM | IPP Non-CHP | SO390 |  | 1.5 | 1.5 | 1.5 | Solar Photovoltaic | SUN | PV | 2018 |  |  | (OP) Operating |  | 2 | [6 empty] | 40.2894 | -104.7836 | 0 | 0 | #DIV/0! | 0%
| SunShare Management | 65609 | Gilcrest Sun CSG | CO | Weld | PSCO | IPP Non-CHP | GLCRS |  | 1.8 | 1.8 | 1.8 | Solar Photovoltaic | SUN | PV | 2021 |  |  | (OP) Operating |  | 2.2 | [6 empty] | 40.2938 | -104.8062 | 0 | 0 | #DIV/0! | 0%
| SunShare Management | 64386 | Gilcrest V CSG | CO | Weld | PSCO | IPP Non-CHP | GLCRV |  | 4.8 | 4.8 | 4.8 | Solar Photovoltaic | SUN | PV | 2021 |  |  | (OP) Operating |  | 5 | [6 empty] | 40.318 | -104.7707 | 0 | 0 | #DIV/0! | 0%
| Strata Manager, LLC | 65505 | Gilead | NC | Montgomery | CPLE | IPP Non-CHP | GILEA |  | 3.5 | 3.5 | 3.5 | Solar Photovoltaic | SUN | PV | 2019 |  |  | (OP) Operating |  | 4.6 | [6 empty] | 35.1985 | -80.0132 | 0 | 0 | #DIV/0! | 0%
| Gilead Sciences Inc. Foster City | 65409 | Gilead Foster City Solar Project | CA | San Mateo | CISO | IPP Non-CHP | GFCS1 |  | 1.6 | 1.5 | 0.7 | Solar Photovoltaic | SUN | PV | 2021 |  |  | (OP) Operating |  | 1.1 | [6 empty] | 37.5686 | -122.278 | 0 | 0 | #DIV/0! | 0%
| Gilead Sciences Inc. | 65408 | Gilead Oceanside Solar Project | CA | San Diego | CISO | IPP Non-CHP | GOSSB |  | 2.2 | 2.1 | 1.6 | Batteries | MWH | BA | 2021 |  |  | (OP) Operating | 3 | [7 empty] | 33.2131 | -117.3042 | 0 | 0 | #DIV/0! | 0%
| Gilead Sciences, Inc. - La Verne | 65569 | Gilead Sciences La Verne Rooftop Solar | CA | Los Angeles | CISO | Industrial Non-CHP | GSRBA |  | 2.8 | 2.7 | 2.5 | Batteries | MWH | BA | 2021 |  |  | (OP) Operating | 2.1 | [7 empty] | 34.0962 | -117.7819 | 0 | 0 | #DIV/0! | 0%
| Midwest Generations EME LLC | 883 | Waukegan | IL | Lake | PJM | IPP Non-CHP | 311 |  | 112 | 107.8 | 143.7 | Petroleum Liquids | DFO | GT | 1968 |  |  | (SB) Standby/Backup: available for service but not normally used | [8 empty] | 42.3833 | -87.8133 | 0 | 15500.6 | #DIV/0! | 0%
| Waverly Municipal Elec Utility | 6554 | Waverly Municipal Electric North Plant | IA | Bremer | MISO | Electric Utility | 10 |  | 25.1 | 25.1 | 25.1 | Petroleum Liquids | DFO | IC | 1993.125 |  |  | (OP) Operating | [8 empty] | 42.7317 | -92.4711 | 0 | 0 | #DIV/0! | 0%
| Ampersand Gilman Hydro LP | 10608 | Gilman Mill | VT | Essex | ISNE | IPP Non-CHP | GEN1 |  | 4.8 | 4.3 | 4.3 | Conventional Hydroelectric | WAT | HY | 1958.5 |  |  | (OP) Operating | [8 empty] | 44.4122 | -71.7228 | 0 | 0 | #DIV/0! | 0%
| City of Girard - (KS) | 1279 | Girard | KS | Crawford | SWPP | Electric Utility | 1 |  | 10.8 | 9.5 | 9.6 | Petroleum Liquids | DFO | IC | 1977.75 |  |  | (OP) Operating | [8 empty] | 37.5077 | -94.8393 | 0 | 0 | #DIV/0! | 0%
| American Mun Power-Ohio, Inc | 66448 | Girard (PA) RTO BTM | PA | Erie | PJM | Electric Utility | PB1 |  | 2.7 | 2.7 | 2.7 | Petroleum Liquids | DFO | IC | 2022 |  |  | (OP) Operating | [8 empty] | 42.0033 | -80.3202 | 0 | 0 | #DIV/0! | 0%
| State Correctnl Inst Laurel Highlands | 59759 | Glades Pike Generation Plant | PA | Somerset | PJM | Commercial Non-CHP | CAT1 |  | 3.2 | 3.2 | 3.2 | Landfill Gas | LFG | IC | 2011 |  |  | (OP) Operating | [8 empty] | 40.0067 | -79.041 | 0 | 0 | #DIV/0! | 0%
| Duke Energy Progress - (NC) | 7538 | Wayne County Energy Complex | NC | Wayne | CPLE | Electric Utility | 1 |  | 979.7 | 822 | 975 | Natural Gas Fired Combustion Turbine | NG | GT | 2001.8 |  |  | (OP) Operating | [8 empty] | 35.3758 | -78.0981 | 0 | 0 | #DIV/0! | 0%
| Cypress Creek Renewables | 59426 | GKS Solar | NC | Perquimans | PJM | IPP Non-CHP | GKS1 |  | 5 | 5 | 5 | Solar Photovoltaic | SUN | PV | 2015 |  |  | (OP) Operating |  | 6.6 | [6 empty] | 36.2483 | -76.5019 | 0 | 0 | #DIV/0! | 0%
| GL Wind LLC | 57813 | GL Wind | MN | Winona | MISO | IPP Non-CHP | TURB1 |  | 5 | 4.8 | 4.8 | Onshore Wind Turbine | WND | WT | 2011 |  |  | (OP) Operating | [8 empty] | 43.9917 | -91.8778 | 0 | 0 | #DIV/0! | 0%
| Puget Sound Energy Inc | 60444 | Glacier Battery Storage | WA | Whatcom | PSEI | Electric Utility | GLA |  | 2 | 2 | 2 | Batteries | MWH | BA | 2016 |  |  | (OP) Operating | 4.4 | [7 empty] | 48.888 | -121.9462 | 0 | 0 | #DIV/0! | 0%
| Wisconsin Electric Power Co | 57199 | Glacier Hills | WI | Columbia | MISO | Electric Utility | 1 |  | 162 | 162 | 162 | Onshore Wind Turbine | WND | WT | 2011 |  |  | (OP) Operating | [8 empty] | 43.5639 | -89.1481 | 0 | 0 | #DIV/0! | 0%
| Glacier Sands Wind Power, LLC | 64381 | Glacier Sands Wind Power, LLC | IL | Mason | MISO | IPP Non-CHP | GS001 |  | 185 | 185 | 185 | Onshore Wind Turbine | WND | WT | 2021 |  |  | (OP) Operating | [8 empty] | 40.2614 | -89.7009 | 0 | 0 | #DIV/0! | 0%
| EDF Renewable Asset Holdings, Inc. | 62035 | Glaciers Edge Wind Project | IA | Cherokee | MISO | IPP Non-CHP | GEW |  | 211.7 | 200 | 200 | Onshore Wind Turbine | WND | WT | 2019 |  |  | (OP) Operating | [8 empty] | 42.862 | -95.772 | 0 | 0 | #DIV/0! | 0%
| East Kentucky Power Coop, Inc | 60137 | Glasgow LFGTE | KY | Barren | PJM | Electric Utility | 1 |  | 1 | 0.9 | 0.9 | Landfill Gas | LFG | IC | 2015 |  |  | (OP) Operating | [8 empty] | 36.9874 | -85.9575 | 0 | 0 | #DIV/0! | 0%
| Glass House Camarillo Cultivation | 58432 | Glass House Camarillo Cultivation | CA | Ventura | CISO | IPP CHP | COG1 |  | 13.2 | 13.2 | 13.2 | Natural Gas Internal Combustion Engine | NG | IC | 2012.3333 |  |  | (OP) Operating | [8 empty] | 34.1797 | -119.0831 | 0 | 0 | #DIV/0! | 0%
| Strata Manager, LLC | 65506 | Gladstone Farm | NC | Moore | CPLE | IPP Non-CHP | GLADS |  | 5 | 5 | 5 | Solar Photovoltaic | SUN | PV | 2019 |  |  | (OP) Operating |  | 6.9 | [6 empty] | 35.2135 | -79.5571 | 0 | 0 | #DIV/0! | 0%
| City of Wayne | 2312 | Wayne IC | NE | Wayne | SWPP | Electric Utility | 1 |  | 21.8 | 20.2 | 20.2 | Petroleum Liquids | DFO | IC | 1968 |  |  | (OP) Operating | [8 empty] | 42.2278 | -97.0183 | 0 | 0 | #DIV/0! | 0%
| City of Webster City - (IA) | 1198 | Webster City | IA | Hamilton | MISO | Electric Utility | 6 |  | 21.3 | 20.7 | 25 | Petroleum Liquids | DFO | GT | 1972 |  |  | (OP) Operating | [8 empty] | 42.471 | -93.815 | 0 | 0 | #DIV/0! | 0%
| Southern Power Co | 64750 | Glass Sands Wind Facility | OK | Murray | SWPP | IPP Non-CHP | 1 |  | 117 | 118.3 | 118.3 | Onshore Wind Turbine | WND | WT | 2021 |  |  | (OP) Operating | [8 empty] | 34.5142 | -96.9159 | 0 | 0 | #DIV/0! | 0%
| Public Service Co of Oklahoma | 2966 | Weleetka | OK | Okfuskee | SWPP | Electric Utility | 4 |  | 110 | 110 | 136 | Natural Gas Fired Combustion Turbine | NG | GT | 1971.3333 | 1 | 2030 | (OP) Operating | [8 empty] | 35.3233 | -96.1352 | 0 | 62317.4 | #DIV/0! | 0%
| Green Mountain Power Corp | 3714 | Glen | VT | Rutland | ISNE | Electric Utility | 1 |  | 2 | 2 | 2 | Conventional Hydroelectric | WAT | HY | 1920 |  |  | (OP) Operating | [8 empty] | 43.6367 | -72.976 | 0 | 0 | #DIV/0! | 0%
| U S Bureau of Reclamation | 153 | Glen Canyon Dam | AZ | Coconino | WALC | Electric Utility | 1 |  | 1312 | 1312 | 1312 | Conventional Hydroelectric | WAT | HY | 1964.875 |  |  | (OP) Operating | [8 empty] | 36.9366 | -111.4839 | 0 | 0 | #DIV/0! | 0%
| Hawks Nest Hydro LLC | 50010 | Glen Ferris Hydro | WV | Fayette | PJM | Industrial Non-CHP | GEN1 |  | 6.2 | 6.2 | 6.2 | Conventional Hydroelectric | WAT | HY | 1913.25 |  |  | (OP) Operating | [8 empty] | 38.1483 | -81.2147 | 0 | 0 | #DIV/0! | 0%
| Generate Capital | 67611 | Glen Mary 1 | NY | Tioga | NYIS | IPP Non-CHP | 10993 |  | 4.9 | 4.9 | 4.9 | Solar Photovoltaic | SUN | PV | 2021 |  |  | (OP) Operating |  | 6.9 | [6 empty] | 42.1088 | -76.2972 | 0 | 0 | #DIV/0! | 0%
| Generate Capital | 67612 | Glen Mary 2 | NY | Tioga | NYIS | IPP Non-CHP | 10994 |  | 2.2 | 2.2 | 2.2 | Solar Photovoltaic | SUN | PV | 2021 |  |  | (OP) Operating |  | 3.1 | [6 empty] | 42.1061 | -76.2907 | 0 | 0 | #DIV/0! | 0%
| Eagle Creek Renewable Energy, LLC | 50512 | Glen Park Hydroelectric Project | NY | Jefferson | NYIS | IPP Non-CHP | GEN1 |  | 32.6 | 32.6 | 32.6 | Conventional Hydroelectric | WAT | HY | 1999 |  |  | (OP) Operating | [8 empty] | 44.0006 | -75.9612 | 0 | 0 | #DIV/0! | 0%
| ALLETE Clean Energy | 62938 | Glen Ullin Energy Center | ND | Morton | MISO | IPP Non-CHP | 39001 |  | 106.7 | 106.7 | 106.7 | Onshore Wind Turbine | WND | WT | 2019 |  |  | (OP) Operating | [8 empty] | 46.9641 | -101.8165 | 0 | 0 | #DIV/0! | 0%
| Montana-Dakota Utilities Co | 57172 | Glen Ullin Station 6 | ND | Morton | MISO | Electric Utility | 1 |  | 5.3 | 5.3 | 5.3 | All Other | WH | ST | 2009 |  |  | (OP) Operating | [8 empty] | 46.8214 | -101.7564 | 0 | 0 | #DIV/0! | 0%
| Wellhead Services, Inc | 55874 | Wellhead Power Panoche | CA | Fresno | CISO | IPP Non-CHP | 8 |  | 56.7 | 56.7 | 56.7 | Natural Gas Fired Combustion Turbine | NG | GT | 1973 |  |  | (OP) Operating | [8 empty] | 36.6535 | -120.5783 | 0 | 0 | #DIV/0! | 0%
| Copper Valley Elec Assn, Inc | 6305 | Glennallen | AK | Valdez Cordova |  | Electric Utility | 6 |  | 9.2 | 9 | 9 | Petroleum Liquids | DFO | IC | 1990.25 |  |  | (OP) Operating | [8 empty] | 62.1104 | -145.5325 | 0 | 0 | #DIV/0! | 0%
| City of Glendale - (CA) | 60974 | Glendale Battery Energy Storage System | CA | Los Angeles | LDWP | Electric Utility | 2BESS |  | 2 | 2 | 2 | Batteries | MWH | BA | 2017 |  |  | (OP) Operating | 1 | [7 empty] | 34.1623 | -118.2837 | 0 | 0 | #DIV/0! | 0%
| City of Wellington - (KS) | 1330 | Wellington 1 | KS | Sumner | SWPP | Electric Utility | 4 |  | 24 | 23.5 | 23.5 | Natural Gas Steam Turbine | NG | ST | 1993.3333 |  |  | (OP) Operating | [8 empty] | 37.2614 | -97.4057 | 0 | 0 | #DIV/0! | 0%
| U S Bureau of Reclamation | 4177 | Glendo | WY | Platte | WAUW | Electric Utility | 1 |  | 38 | 38 | 36.5 | Conventional Hydroelectric | WAT | HY | 1958.5 |  |  | (OP) Operating | [8 empty] | 42.4673 | -104.9555 | 0 | 0 | #DIV/0! | 0%
| AES Distributed Energy | 64719 | Glenmere Lake | NY | Orange | ISNE | IPP Non-CHP | BESS |  | 4 | 4 | 4 | Batteries | MWH | BA | 2021 |  |  | (OP) Operating | 7.5 | [7 empty] | 41.3698 | -74.366 | 0 | 0 | #DIV/0! | 0%
| City of Wellington - (KS) | 7339 | Wellington 2 | KS | Sumner | SWPP | Electric Utility | 6 |  | 20 | 21 | 21 | Natural Gas Fired Combustion Turbine | NG | GT | 1989 |  |  | (OP) Operating | [8 empty] | 37.2678 | -97.3497 | 0 | 0 | #DIV/0! | 0%
| PacifiCorp | 56841 | Glenrock | WY | Converse | PACE | Electric Utility | 1 |  | 165.6 | 138 | 138 | Onshore Wind Turbine | WND | WT | 2008.5 |  |  | (OP) Operating | [8 empty] | 43.0181 | -105.8353 | 0 | 0 | #DIV/0! | 0%
| NY USLE Glenville Freemans Bridge LLC | 66816 | Glenville Solar (CSG) | NY | Schenectady | NYIS | IPP Non-CHP | GLEN |  | 4.3 | 4.3 | 4.3 | Solar Photovoltaic | SUN | PV | 2023 |  |  | (OP) Operating |  | 5.9 | [6 empty] | 42.8395 | -73.9326 | 0 | 0 | #DIV/0! | 0%
| NextEra Renewable Fuels, LLC | 56512 | GLRA Landfill | PA | Lebanon | PJM | IPP Non-CHP | GEN1 |  | 3.2 | 3.2 | 3.2 | Landfill Gas | LFG | IC | 2007 |  |  | (OP) Operating | [8 empty] | 40.3664 | -76.4931 | 0 | 0 | #DIV/0! | 0%
| Erie Boulevard Hydropower LP | 2568 | Glenwood Hydro | NY | Orleans | NYIS | IPP Non-CHP | 1 |  | 1.5 | 1.5 | 1.2 | Conventional Hydroelectric | WAT | HY | 1950 |  |  | (OP) Operating | [8 empty] | 43.2358 | -78.3906 | 0 | 0 | #DIV/0! | 0%
| City of Cleveland - (OH) | 2909 | West 41st Street | OH | Cuyahoga | PJM | Electric Utility | 1 |  | 32 | 32 | 36 | Natural Gas Fired Combustion Turbine | NG | GT | 1970 |  |  | (OP) Operating | [8 empty] | 41.474 | -81.7145 | 0 | 0 | #DIV/0! | 0%
| Greenbacker Renewable Energy Corporation | 64385 | Gliden (Op Zone) | NC | Chowan | PJM | IPP Non-CHP | 304 |  | 5 | 5 | 5 | Solar Photovoltaic | SUN | PV | 2020 |  |  | (OP) Operating |  | 7.2 | [6 empty] | 36.3016 | -76.6036 | 0 | 0 | #DIV/0! | 0%
| Glopak Corporation | 61248 | Glopak Solar PV Power Plant | NJ | Middlesex | PJM | Industrial Non-CHP | INV1R |  | 1 | 1 | 1 | Solar Photovoltaic | SUN | PV | 2011.5 |  |  | (OP) Operating |  | 0.5 | [6 empty] | 40.5754 | -74.3928 | 0 | 0 | #DIV/0! | 0%
| Altus Power America Management, LLC | 66485 | Gloucester | NJ | Camden | PJM | IPP Non-CHP | GLSTR |  | 2.4 | 2.4 | 2.4 | Solar Photovoltaic | SUN | PV | 2019 |  |  | (OP) Operating |  | 3 | [6 empty] | 39.886 | -75.109 | 0 | 0 | #DIV/0! | 0%
| MN8 Energy LLC | 60752 | Gloucester Community College Solar | NJ | Gloucester | PJM | IPP Non-CHP | PV1 |  | 2.3 | 2.3 | 2.3 | Solar Photovoltaic | SUN | PV | 2014 |  |  | (OP) Operating |  | 3 | [6 empty] | 39.7808 | -75.1229 | 0 | 0 | #DIV/0! | 0%
| Dominion Energy Inc. | 63031 | Gloucester Solar | VA | Gloucester | PJM | Electric Utility | GLSO |  | 19.9 | 19.8 | 19.8 | Solar Photovoltaic | SUN | PV | 2019 |  |  | (OP) Operating |  | 27.8 | [6 empty] | 37.45 | -76.45 | 0 | 0 | #DIV/0! | 0%
| Glover Creek Solar, LLC | 66047 | Glover Creek Solar, LLC | KY | Metcalfe | PJM | IPP Non-CHP | GLOVE |  | 55 | 55 | 55 | Solar Photovoltaic | SUN | PV | 2024 |  |  | (OP) Operating |  | 75.55 | [6 empty] | 36.9014 | -85.712 | 0 | 0 | #DIV/0! | 0%
| Gloversville Community Solar LLC | 62357 | Gloversville Landfill Solar | NY | Fulton | NYIS | IPP Non-CHP | 08158 |  | 5 | 5 | 5 | Solar Photovoltaic | SUN | PV | 2021 |  |  | (OP) Operating |  | 6.9 | [6 empty] | 43.053 | -74.3084 | 0 | 0 | #DIV/0! | 0%
| City of Manassas - (VA) | 7439 | Godwin Drive Plant | VA | Prince William | PJM | Electric Utility | C10 |  | 6.3 | 6 | 6 | Petroleum Liquids | DFO | IC | 1991 |  |  | (OP) Operating | [8 empty] | 38.7405 | -77.5081 | 0 | 0 | #DIV/0! | 0%
| Green Mountain Power Corp | 60874 | GMP Solar - Hartford | VT | Windsor | ISNE | Electric Utility | GMPSH |  | 5 | 5 | 5 | Solar Photovoltaic | SUN | PV | 2016 |  |  | (OP) Operating |  | 7 | [6 empty] | 43.6321 | -72.4186 | 0 | 0 | #DIV/0! | 0%
| Green Mountain Power Corp | 60562 | GMP Solar - Panton Hybrid | VT | Addison | ISNE | Electric Utility | GMPBP |  | 5.9 | 5.9 | 5.9 | Batteries | MWH | BA | 2017 |  |  | (OP) Operating | 4 | [7 empty] | 44.0858 | -73.1954 | 0 | 0 | #DIV/0! | 0%
| Green Mountain Power Corp | 60547 | GMP Solar - Richmond | VT | Chittenden | ISNE | Electric Utility | PV1 |  | 1.9 | 1.9 | 1.9 | Solar Photovoltaic | SUN | PV | 2016 |  |  | (OP) Operating |  | 2 | [6 empty] | 44.4269 | -73.0085 | 0 | 0 | #DIV/0! | 0%
| Green Mountain Power Corp | 60877 | GMP Solar - Williamstown | VT | Orange | ISNE | Electric Utility | GMPSN |  | 5 | 5 | 5 | Solar Photovoltaic | SUN | PV | 2016 |  |  | (OP) Operating |  | 7 | [6 empty] | 44.1361 | -72.5105 | 0 | 0 | #DIV/0! | 0%
| Green Mountain Power Corp | 60875 | GMP Solar - Williston | VT | Chittenden | ISNE | Electric Utility | GMPSW |  | 4.7 | 4.7 | 4.7 | Solar Photovoltaic | SUN | PV | 2016 |  |  | (OP) Operating |  | 6.8 | [6 empty] | 44.4655 | -73.1032 | 0 | 0 | #DIV/0! | 0%
| Green Mountain Power Corp | 62383 | GMP Solar/Storage-Essex Hybrid | VT | Chittenden | ISNE | Electric Utility | GMPBE |  | 6.5 | 6.5 | 6.5 | Batteries | MWH | BA | 2019 |  |  | (OP) Operating | 8 | [7 empty] | 44.2859 | -73.0234 | 0 | 0 | #DIV/0! | 0%
| Green Mountain Power Corp | 62382 | GMP Solar/Storage-Ferrisburgh Hybrid | VT | Addison | ISNE | Electric Utility | GMPBF |  | 7 | 7 | 7 | Batteries | MWH | BA | 2019 |  |  | (OP) Operating | 8 | [7 empty] | 44.1334 | -73.1441 | 0 | 0 | #DIV/0! | 0%
| Green Mountain Power Corp | 62381 | GMP Solar/Storage-Milton Hybrid | VT | Chittenden | ISNE | Electric Utility | GMPBM |  | 7 | 7 | 7 | Batteries | MWH | BA | 2019 |  |  | (OP) Operating | 8 | [7 empty] | 44.3921 | -73.1023 | 0 | 0 | #DIV/0! | 0%
| Madison Gas & Electric Co | 7799 | West Marinette 34 | WI | Marinette | MISO | Electric Utility | 34 |  | 83 | 70.6 | 94.9 | Natural Gas Fired Combustion Turbine | NG | GT | 2000 |  |  | (OP) Operating | [8 empty] | 45.0869 | -87.6892 | 0 | 0 | #DIV/0! | 0%
| Alaska Power and Telephone Co | 7751 | Goat Lake Hydro | AK | Skagway Hoonah Angoon |  | Electric Utility | 1 |  | 4 | 4 | 4 | Conventional Hydroelectric | WAT | HY | 1997 |  |  | (OP) Operating | [8 empty] | 59.5357 | -135.2123 | 0 | 0 | #DIV/0! | 0%
| Georgia Power Co | 707 | Goat Rock | AL | Lee | SOCO | Electric Utility | 3 |  | 38.6 | 38.6 | 39.4 | Conventional Hydroelectric | WAT | HY | 1959.3333 |  |  | (OP) Operating | [8 empty] | 32.6096 | -85.0795 | 0 | 0 | #DIV/0! | 0%
| Goat Wind LLC | 56754 | Goat Wind LP | TX | Sterling | ERCO | IPP Non-CHP | 1 |  | 149.6 | 149.6 | 149.6 | Onshore Wind Turbine | WND | WT | 2008.5 |  |  | (OP) Operating | [8 empty] | 31.9519 | -100.7914 | 0 | 0 | #DIV/0! | 0%
| Power Depot Group A, LLC | 65542 | Goldsmith | TX | Ector | ERCO | IPP Non-CHP | GS1 |  | 9 | 7.5 | 9 | Petroleum Liquids | DFO | IC | 2013 |  |  | (OP) Operating | [8 empty] | 31.9753 | -102.635 | 0 | 0 | #DIV/0! | 0%
| Gohman Community Solar LLC | 63484 | Gohman Community Solar (CSG) | MN | Sherburne | MISO | IPP Non-CHP | GOHMN |  | 1.1 | 1.1 | 1.1 | Solar Photovoltaic | SUN | PV | 2020 |  |  | (OP) Operating |  | 1.4 | [6 empty] | 45.4357 | -94.0448 | 0 | 0 | #DIV/0! | 0%
| Alaska Electric Light & Power Co. | 63 | Gold Creek | AK | Juneau |  | Electric Utility | 1 |  | 9.7 | 9.7 | 9.7 | Conventional Hydroelectric | WAT | HY | 1946.875 |  |  | (OP) Operating | [8 empty] | 58.3107 | -134.4174 | 0 | 0 | #DIV/0! | 0%
| Captona Lippitt Ave Cranston LLC | 64108 | Gold Meadow Farms | RI | Kent | ISNE | IPP Non-CHP | CPRI7 |  | 16.2 | 16.2 | 16.2 | Solar Photovoltaic | SUN | PV | 2019 |  |  | (OP) Operating |  | 21.3 | [6 empty] | 41.7349 | -71.5282 | 0 | 0 | #DIV/0! | 0%
| Gold Mine Solar, LLC | 64412 | Gold Mine | SC | Greenwood | DUK | IPP Non-CHP | GMINE |  | 1.5 | 1.5 | 1.5 | Solar Photovoltaic | SUN | PV | 2020 |  |  | (OP) Operating |  | 2.1 | [6 empty] | 34.0726 | -82.2263 | 0 | 0 | #DIV/0! | 0%
| Foundation HA Energy Generation, LLC | 59328 | Golden Acorn Casino | CA | San Diego | CISO | Commercial Non-CHP | GAC1 |  | 1 | 1 | 1 | Onshore Wind Turbine | WND | WT | 2014 |  |  | (OP) Operating | [8 empty] | 32.7021 | -116.3546 | 0 | 0 | #DIV/0! | 0%
| Golden Fields Solar III, LLC | 63859 | Golden Field Solar III, LLC | CA | Kern | CISO | IPP Non-CHP | RCBA |  | 339 | 339 | 339 | Batteries | MWH | BA | 2022 |  |  | (OP) Operating | 147 | [7 empty] | 34.847 | -118.395 | 0 | 0 | #DIV/0! | 0%
| MN8 Energy LLC | 60590 | Golden Fields Solar I, LLC | CA | Kern | CISO | IPP Non-CHP | RS1 |  | 54 | 54 | 54 | Solar Photovoltaic | SUN | PV | 2016 |  |  | (OP) Operating |  | 67.4 | [6 empty] | 34.839 | -118.3868 | 0 | 0 | #DIV/0! | 0%
| Avangrid Power LLC | 63710 | Golden Hill Wind | OR | Sherman | AVRN | IPP Non-CHP | GH1 |  | 201.3 | 201.3 | 201.3 | Onshore Wind Turbine | WND | WT | 2022 |  |  | (OP) Operating | [8 empty] | 45.5627 | -120.7085 | 0 | 0 | #DIV/0! | 0%
| Golden Hills Interconnection Wind, LLC | 61222 | Golden Hills North Wind Energy Center | CA | Alameda | CISO | IPP Non-CHP | 1 |  | 46 | 46 | 46 | Onshore Wind Turbine | WND | WT | 2017 |  |  | (OP) Operating | [8 empty] | 37.7692 | -121.6302 | 0 | 0 | #DIV/0! | 0%
| Golden Hills Solar, LLC | 61315 | Golden Hills Solar | MA | Worcester | ISNE | IPP Non-CHP | 02196 |  | 4.7 | 4.7 | 3.8 | Solar Photovoltaic | SUN | PV | 2017 |  |  | (OP) Operating |  | 6 | [6 empty] | 42.4 | -72 | 0 | 0 | #DIV/0! | 0%
| Golden Hills Wind, LLC | 60049 | Golden Hills Wind | CA | Alameda | CISO | IPP Non-CHP | GE |  | 85.9 | 85.9 | 85.9 | Onshore Wind Turbine | WND | WT | 2015 |  |  | (OP) Operating | [8 empty] | 37.7133 | -121.6404 | 0 | 0 | #DIV/0! | 0%
| Interstate Power and Light Co | 62081 | Golden Plains | IA | Winnebago | MISO | Electric Utility | 1 |  | 199.8 | 199.8 | 199.8 | Onshore Wind Turbine | WND | WT | 2020 |  |  | (OP) Operating | [8 empty] | 43.4306 | -94.0164 | 0 | 0 | #DIV/0! | 0%
| Cardinal Renewables | 64443 | Golden Solar | VT | Caledonia | ISNE | IPP Non-CHP | GOLD |  | 2.2 | 2.2 | 2.2 | Solar Photovoltaic | SUN | PV | 2021 |  |  | (OP) Operating |  | 3.3 | [6 empty] | 44.4342 | -71.9712 | 0 | 0 | #DIV/0! | 0%
| Golden Spread Electric Cooperative, Inc | 57866 | Golden Spread Panhandle Wnd Rch | TX | Oldham | SWPP | Electric Utility | PWR |  | 78.2 | 78.2 | 78.2 | Onshore Wind Turbine | WND | WT | 2011 |  |  | (OP) Operating | [8 empty] | 35.2436 | -102.21 | 0 | 0 | #DIV/0! | 0%
| Golden Springs Development Company LLC | 57796 | Golden Springs Building C-1 | CA | Los Angeles | CISO | IPP Non-CHP | 1 |  | 1.2 | 1.2 | 1.2 | Solar Photovoltaic | SUN | PV | 2012 |  |  | (OP) Operating |  | 1.3 | [6 empty] | 33.9142 | -118.0536 | 0 | 0 | #DIV/0! | 0%
| Golden Springs Development Company LLC | 57797 | Golden Springs Building D | CA | Los Angeles | CISO | IPP Non-CHP | 1 |  | 1.3 | 1.3 | 1.3 | Solar Photovoltaic | SUN | PV | 2012 |  |  | (OP) Operating |  | 1.4 | [6 empty] | 33.9119 | -118.0522 | 0 | 0 | #DIV/0! | 0%
| OE_MS5 | 64529 | Golden Triangle | MS | Lowndes | TVA | IPP Non-CHP | MS5_S |  | 250 | 250 | 250 | Batteries | MWH | BA | 2025 |  |  | (OP) Operating | 200 | [7 empty] | 33.4189 | -88.6189 | 0 | 0 | #DIV/0! | 0%
| OE_MS6 | 65291 | Golden Triangle II | MS | Lowndes | TVA | IPP Non-CHP | MS6_S |  | 200 | 200 | 200 | Batteries | MWH | BA | 2024 |  |  | (OP) Operating | 200 | [7 empty] | 33.4155 | -88.6223 | 0 | 0 | #DIV/0! | 0%
| Idaho Wind Partners 1 LLC | 56435 | Golden Valley Wind Park LLC | ID | Cassia | IPCO | IPP Non-CHP | GVWP |  | 12 | 12 | 12 | Onshore Wind Turbine | WND | WT | 2011 |  |  | (OP) Operating | [8 empty] | 42.4368 | -113.9255 | 0 | 0 | #DIV/0! | 0%
| Golden West Power Partners, LLC | 59974 | Golden West Power Partners LLC | CO | El Paso | PSCO | IPP Non-CHP | GW1 |  | 250 | 250 | 250 | Onshore Wind Turbine | WND | WT | 2015 |  |  | (OP) Operating | [8 empty] | 38.935 | -104.212 | 0 | 0 | #DIV/0! | 0%
| Good Samaritan Hospital | 61551 | Good Samaritan Hospital | NY | Rockland | NYIS | Commercial Non-CHP | EGEN1 |  | 1.9 | 1.9 | 1.9 | Petroleum Liquids | DFO | IC | 2001.3333 |  |  | (SB) Standby/Backup: available for service but not normally used | [8 empty] | 41.1115 | -74.1354 | 0 | 0 | #DIV/0! | 0%
| Altus Power America Management, LLC | 61943 | Goldenrod Solar | SC | Florence | CPLE | IPP Non-CHP | 9 |  | 2 | 2 | 2 | Solar Photovoltaic | SUN | PV | 2019 |  |  | (OP) Operating |  | 2.5 | [6 empty] | 33.9629 | -79.5629 | 0 | 0 | #DIV/0! | 0%
| Goldfinch (Lakeland) | 60124 | Goldfinch | FL | Polk | FMPP | IPP Non-CHP | GFNCH |  | 3 | 3 | 3 | Solar Photovoltaic | SUN | PV | 2016 |  |  | (OP) Operating |  | 3.7 | [6 empty] | 27.9821 | -82.042 | 0 | 0 | #DIV/0! | 0%
| DG Northeast 1, LLC | 64746 | Goldman Sachs Carports Solar | NY | Albany | NYIS | IPP Non-CHP | GSCS |  | 1 | 1 | 1 | Solar Photovoltaic | SUN | PV | 2020 |  |  | (OP) Operating |  | 1.3 | [6 empty] | 42.7657 | -73.7506 | 0 | 0 | #DIV/0! | 0%
| City of Goodland - (KS) | 1280 | Goodland | KS | Sherman | SWPP | Electric Utility | 10 |  | 18.7 | 16.1 | 17.7 | Natural Gas Internal Combustion Engine | NG | IC | 1973.125 |  |  | (OP) Operating | [8 empty] | 39.3416 | -101.7052 | 0 | 0 | #DIV/0! | 0%
| Invenergy Services LLC | 58321 | Goldthwaite Wind Energy Facility | TX | Mills | ERCO | IPP Non-CHP | 1 |  | 150 | 150 | 150 | Onshore Wind Turbine | WND | WT | 2013 |  |  | (OP) Operating | [8 empty] | 31.3833 | -98.4667 | 0 | 0 | #DIV/0! | 0%
| Goleta Energy Storage, LLC | 66394 | Goleta Energy Storage, LLC | CA | Santa Barbara | CISO | IPP Non-CHP | GOLET |  | 60 | 60 | 60 | Batteries | MWH | BA | 2024 |  |  | (OP) Operating | 160 | [7 empty] | 34.4324 | -119.8681 | 0 | 0 | #DIV/0! | 0%
| HEN Infrastructure, L.L.C. | 65814 | Gomez | TX | Pecos | ERCO | IPP Non-CHP | GOMEZ |  | 9.9 | 9.9 | 9.9 | Batteries | MWH | BA | 2023 |  |  | (OP) Operating | 9.9 | [7 empty] | 31.0365 | -103.0242 | 0 | 0 | #DIV/0! | 0%
| Wisconsin Power & Light Co | 64020 | West Riverside Energy Center | WI | Rock | MISO | Electric Utility | CTG3 | S234 | 727.6 | 697.1 | 738.8 | Natural Gas Fired Combined Cycle | NG | CT | 2020.25 |  |  | (OP) Operating | [8 empty] | 42.5821 | -89.0412 | 0 | 0 | #DIV/0! | 0%
| Generate Capital | 67625 | Goodenow Road West Solar 1, LLC | IL | Will | PJM | IPP Non-CHP | 11112 |  | 2 | 2 | 2 | Solar Photovoltaic | SUN | PV | 2024 |  |  | (OP) Operating | [8 empty] | 41.3883 | -87.5956 | 0 | 0 | #DIV/0! | 0%
| Madison Energy Holdings LLC | 63380 | Goodhue Community Solar One LLC CSG | MN | Goodhue | MISO | IPP Non-CHP | 52829 |  | 1 | 1 | 1 | Solar Photovoltaic | SUN | PV | 2020 |  |  | (OP) Operating |  | 1.4 | [6 empty] | 44.2974 | -92.6409 | 0 | 0 | #DIV/0! | 0%
| Madison Energy Holdings LLC | 63417 | Goodhue Community Solar Three LLC CSG | MN | Goodhue | MISO | IPP Non-CHP | 52831 |  | 1 | 1 | 1 | Solar Photovoltaic | SUN | PV | 2020 |  |  | (OP) Operating |  | 1.4 | [6 empty] | 44.2972 | -92.7454 | 0 | 0 | #DIV/0! | 0%
| Madison Energy Holdings LLC | 63533 | Goodhue Community Solar Two LLC | MN | Goodhue | MISO | IPP Non-CHP | 52830 |  | 1 | 1 | 1 | Solar Photovoltaic | SUN | PV | 2020 |  |  | (OP) Operating |  | 1.4 | [6 empty] | 44.2939 | -92.7236 | 0 | 0 | #DIV/0! | 0%
| Searles Valley Minerals Operations Inc. | 10685 | Westend Facility | CA | San Bernardino | CISO | Industrial CHP | PINA |  | 20 | 15 | 15 | Natural Gas Fired Combustion Turbine | NG | GT | 1969 |  |  | (OS) Out of service and NOT expected to return to service in next calendar year | [8 empty] | 35.7075 | -117.3956 | 0 | 0 | #DIV/0! | 0%
| Nevada Gold Mines | 56500 | Western 102 Power Plant | NV | Storey | NEVP | Industrial Non-CHP | A101 |  | 118.6 | 117 | 124 | Natural Gas Internal Combustion Engine | NG | IC | 2005.1333 |  |  | (OP) Operating | [8 empty] | 39.5603 | -119.5108 | 0 | 0 | #DIV/0! | 0%
| FGE Goodnight I, LLC | 59246 | Goodnight | TX | Armstrong | ERCO | IPP Non-CHP | GOOD1 |  | 265.5 | 265.5 | 265.5 | Onshore Wind Turbine | WND | WT | 2024 |  |  | (OP) Operating | [8 empty] | 35.0939 | -101.3261 | 0 | 0 | #DIV/0! | 0%
| PacifiCorp | 56666 | Goodnoe Hills | WA | Klickitat | BPAT | Electric Utility | 1 |  | 103.4 | 94 | 94 | Onshore Wind Turbine | WND | WT | 2008 |  |  | (OP) Operating | [8 empty] | 45.7818 | -120.5212 | 0 | 0 | #DIV/0! | 0%
| Nevada Power Co | 57684 | Goodsprings Waste Heat Recovery | NV | Clark | NEVP | Electric Utility | HR1 |  | 7.5 | 6.5 | 6.5 | All Other | WH | ST | 2010 |  |  | (OP) Operating | [8 empty] | 35.8094 | -115.4114 | 0 | 0 | #DIV/0! | 0%
| Enel Green Power NA, Inc. | 58998 | Goodwell Wind Project LLC | OK | Texas | SWPP | IPP Non-CHP | GWWP |  | 200 | 200 | 200 | Onshore Wind Turbine | WND | WT | 2015 |  |  | (OP) Operating | [8 empty] | 36.5414 | -101.5656 | 0 | 0 | #DIV/0! | 0%
| Metropolitan Dist of Hartford | 54302 | Goodwin Hydroelectric | CT | Hartford | ISNE | IPP Non-CHP | G1 |  | 3.2 | 3 | 3 | Conventional Hydroelectric | WAT | HY | 1986 |  |  | (OA) Out of service but expected to return to service in next calendar year | [8 empty] | 41.9886 | -73.0194 | 0 | 0 | #DIV/0! | 0%
| Western Power and Steam II LLC | 54410 | Western Power & Steam Inc | CA | Kern | CISO | Industrial CHP | CTG |  | 27.7 | 19.6 | 19.5 | Natural Gas Fired Combustion Turbine | NG | GT | 1990 |  |  | (OP) Operating | [8 empty] | 35.4405 | -119.0129 | 0 | 0 | #DIV/0! | 0%
| Hydroland Omega LLC | 50079 | Goodyear Lake Plant | NY | Otsego | NYIS | IPP Non-CHP | GEN1 |  | 1.4 | 1.4 | 1.3 | Conventional Hydroelectric | WAT | HY | 1980 |  |  | (OP) Operating | [8 empty] | 42.5025 | -74.9836 | 0 | 0 | #DIV/0! | 0%
| Google, Inc. | 65568 | Google Moffett Park Solar Project | CA | Santa Clara | CISO | IPP Non-CHP | GMSP1 |  | 2.2 | 2.3 | 2.1 | Solar Photovoltaic | SUN | PV | 2021 |  |  | (OP) Operating |  | 1 | [6 empty] | 37.4053 | -122.0175 | 0 | 0 | #DIV/0! | 0%
| Dahlberg Light & Power Co | 3976 | Gordon | WI | Douglas | MISO | Electric Utility | 3 |  | 7 | 2.8 | 2.8 | Petroleum Liquids | DFO | IC | 1976.5 |  |  | (SB) Standby/Backup: available for service but not normally used | [8 empty] | 46.2367 | -91.7855 | 0 | 0 | #DIV/0! | 0%
| Westlake Chemicals & Vinyls LLC | 55051 | Westlake Plaquemine | LA | Iberville | MISO | Industrial CHP | X773 |  | 306 | 225 | 270 | Natural Gas Fired Combustion Turbine | NG | GT | 1997 |  |  | (OP) Operating | [8 empty] | 30.2586 | -91.185 | 0 | 0 | #DIV/0! | 0%
| ENGIE Generation North America LLC | 62148 | Goose Lake MN DPC-GM | MN | Freeborn | MISO | IPP Non-CHP | PV1 |  | 1.5 | 1.5 | 1.5 | Solar Photovoltaic | SUN | PV | 2019 |  |  | (OP) Operating |  | 1.9 | [6 empty] | 43.6676 | -93.294 | 0 | 0 | #DIV/0! | 0%
| LSE Dorado, LLC | 62992 | Goose Pond Solar | MA | Hampden | ISNE | IPP Non-CHP | GPNOR |  | 4 | 4 | 4 | Solar Photovoltaic | SUN | PV | 2020 |  |  | (OP) Operating |  | 2.9 | [6 empty] | 42.0077 | -72.7807 | 0 | 0 | #DIV/0! | 0%
| Goose Prairie Solar LLC | 67261 | Goose Prairie Solar | WA | Yakima | BPAT | IPP Non-CHP | GOOSE |  | 80 | 80 | 80 | Solar Photovoltaic | SUN | PV | 2024 |  |  | (OP) Operating |  | 102.45 | [6 empty] | 46.5292 | -120.2395 | 0 | 0 | #DIV/0! | 0%
| Reactivate | 67106 | Gooseberry Solar, LLC | IL | Cook | PJM | IPP Non-CHP | GEN1 |  | 2 | 2 | 2 | Solar Photovoltaic | SUN | PV | 2024 |  |  | (OP) Operating |  | 2.9 | [6 empty] | 41.5208 | -87.5723 | 0 | 0 | #DIV/0! | 0%
| Fluvanna Wind Energy LLC | 61417 | Gopher Creek Wind Farm | TX | Borden | ERCO | IPP Non-CHP | GCWF |  | 158 | 158 | 158 | Onshore Wind Turbine | WND | WT | 2019 |  |  | (OP) Operating | [8 empty] | 32.8751 | -101.209 | 0 | 0 | #DIV/0! | 0%
| SoCore Energy LLC | 61426 | Gopher CSG | MN | Chisago | MISO | IPP Non-CHP | PV1 |  | 5 | 5 | 5 | Solar Photovoltaic | SUN | PV | 2018 |  |  | (OP) Operating |  | 7.2 | [6 empty] | 45.3986 | -92.6792 | 0 | 0 | #DIV/0! | 0%
| Wisconsin Public Service Corp | 66059 | Weston RICE | WI | Marathon | MISO | Electric Utility | W11 |  | 131.6 | 131.6 | 131.6 | Natural Gas Internal Combustion Engine | NG | IC | 2023 |  |  | (OP) Operating | [8 empty] | 44.8564 | -89.654 | 0 | 0 | #DIV/0! | 0%
| Gordon Butte Wind LLC | 57748 | Gordon Butte Wind LLC | MT | Meagher | NWMT | IPP Non-CHP | DAW |  | 17.7 | 17.7 | 17.7 | Onshore Wind Turbine | WND | WT | 2016.5 |  |  | (OP) Operating | [8 empty] | 46.4119 | -110.3378 | 0 | 0 | #DIV/0! | 0%
| WestRock (TX) | 50101 | WestRock (TX) | TX | Jasper | MISO | Industrial CHP | GEN1 |  | 57.7 | 59.5 | 60.5 | Wood/Wood Waste Biomass | BLQ | ST | 1968.3333 |  |  | (OP) Operating | [8 empty] | 30.3419 | -94.0656 | 0 | 0 | #DIV/0! | 0%
| Westbound Solar 3, LLC | 68626 | Gordon Pine Hall | GA | Gordon | SOCO | IPP Non-CHP | GPINH |  | 2.4 | 2.4 | 2.4 | Solar Photovoltaic | SUN | PV | 2023 |  |  | (OP) Operating |  | 3 | [6 empty] | 34.4402 | -84.7045 | 0 | 0 | #DIV/0! | 0%
| Westbound Solar 3, LLC | 68618 | Gordon Thompson | GA | Gordon | SOCO | IPP Non-CHP | GTHOM |  | 3 | 3 | 3 | Solar Photovoltaic | SUN | PV | 2022 |  |  | (OP) Operating |  | 4 | [6 empty] | 34.4416 | -84.7063 | 0 | 0 | #DIV/0! | 0%
| Gowrie Municipal Utilities | 1141 | Gowrie | IA | Webster | MISO | Electric Utility | 3 |  | 2.5 | 2.2 | 2.2 | Petroleum Liquids | DFO | IC | 2013 |  |  | (OP) Operating | [8 empty] | 42.2828 | -94.289 | 0 | 0 | #DIV/0! | 0%
| Gore Mountain Solar II, LLC | 61764 | Gore Mountain Solar II | NY | Washington | NYIS | IPP Non-CHP | SNWH2 |  | 2 | 2 | 2 | Solar Photovoltaic | SUN | PV | 2016 |  |  | (OP) Operating |  | 2.5 | [6 empty] | 43.5434 | -73.3231 | 0 | 0 | #DIV/0! | 0%
| City of Seattle - (WA) | 6431 | Gorge | WA | Whatcom | SCL | Electric Utility | 21 |  | 207.3 | 193 | 193 | Conventional Hydroelectric | WAT | HY | 1932 |  |  | (OP) Operating | [8 empty] | 48.6981 | -121.2086 | 0 | 0 | #DIV/0! | 0%
| Green Mountain Power Corp | 6475 | Gorge 18 | VT | Chittenden | ISNE | Electric Utility | 1 |  | 3 | 3 | 3 | Conventional Hydroelectric | WAT | HY | 1928 |  |  | (OP) Operating | [8 empty] | 44.49 | -73.1693 | 0 | 0 | #DIV/0! | 0%
| Central Rivers Power NH, LLC | 2358 | Gorham | NH | Coos | ISNE | IPP Non-CHP | 1 |  | 2.2 | 2 | 2 | Conventional Hydroelectric | WAT | HY | 1920 |  |  | (OP) Operating | [8 empty] | 44.4083 | -71.1954 | 0 | 0 | #DIV/0! | 0%
| CleanCapital Holdings | 65342 | Gorham Solar 1 (CSG) | ME | Cumberland | ISNE | IPP Non-CHP | GS1 |  | 5 | 5 | 5 | Solar Photovoltaic | SUN | PV | 2023 |  |  | (OP) Operating |  | 7 | [6 empty] | 43.6603 | -70.4105 | 0 | 0 | #DIV/0! | 0%
| AE Power Services LLC | 57211 | Goshen Phase II | ID | Bonneville | PACE | IPP Non-CHP | 1 |  | 124.5 | 124.5 | 124.5 | Onshore Wind Turbine | WND | WT | 2010 |  |  | (OP) Operating | [8 empty] | 43.4671 | -111.8364 | 0 | 0 | #DIV/0! | 0%
| Humboldt Bay Mun Water Dist | 10128 | Gosselin Hydro Plant | CA | Trinity | CISO | Commercial Non-CHP | GEN1 |  | 2 | 0.4 | 1 | Conventional Hydroelectric | WAT | HY | 1983 |  |  | (OP) Operating | [8 empty] | 40.37 | -123.4347 | 0 | 0 | #DIV/0! | 0%
| Northbrook Lyons Falls LLC | 56704 | Gouldtown | NY | Lewis | NYIS | IPP Non-CHP | 3 |  | 2 | 2 | 2 | Conventional Hydroelectric | WAT | HY | 1953 |  |  | (OP) Operating | [8 empty] | 43.6126 | -75.3391 | 0 | 0 | #DIV/0! | 0%
| SoCore Energy LLC | 68267 | Government Plaza Solar | CA | Tulare | CISO | IPP Non-CHP | PV1 |  | 1.1 | 1.1 | 1.1 | Solar Photovoltaic | SUN | PV | 2020 |  |  | (OP) Operating |  | 1.2 | [6 empty] | 36.278 | -119.317 | 0 | 0 | #DIV/0! | 0%
| City of Graettinger - (IA) | 1142 | Graettinger | IA | Palo Alto | MISO | Electric Utility | 5 |  | 3.1 | 3.1 | 3.1 | Petroleum Liquids | DFO | IC | 1996 |  |  | (OP) Operating | [8 empty] | 43.2397 | -94.7498 | 0 | 0 | #DIV/0! | 0%
| City of Grafton - (ND) | 2811 | Grafton | ND | Walsh | MISO | Electric Utility | 1 |  | 4 | 4 | 4 | Petroleum Liquids | DFO | IC | 1949.5 |  |  | (SB) Standby/Backup: available for service but not normally used | [8 empty] | 48.43 | -97.4033 | 0 | 0 | #DIV/0! | 0%
| Goya Foods Inc. | 60839 | Goya Foods, Inc- Jersey City Solar | NJ | Hudson | PJM | IPP Non-CHP | PV1 |  | 2.5 | 2.5 | 2.5 | Solar Photovoltaic | SUN | PV | 2015 |  |  | (OP) Operating |  | 3.5 | [6 empty] | 40.7601 | -74.0654 | 0 | 0 | #DIV/0! | 0%
| Goya Foods Inc. | 60840 | Goya Foods, Inc- Secaucus Solar | NJ | Hudson | PJM | IPP Non-CHP | PV1 |  | 1.6 | 1.6 | 1.6 | Solar Photovoltaic | SUN | PV | 2016 |  |  | (OP) Operating |  | 2.1 | [6 empty] | 40.7731 | -74.0774 | 0 | 0 | #DIV/0! | 0%
| Grabinski Solar LLC | 63752 | Grabinski | NY | Orange | NYIS | IPP Non-CHP | GRA |  | 2 | 2 | 2 | Solar Photovoltaic | SUN | PV | 2019 |  |  | (OP) Operating |  | 3 | [6 empty] | 41.5787 | -74.1797 | 0 | 0 | #DIV/0! | 0%
| PacifiCorp | 827 | Grace | ID | Caribou | PACE | Electric Utility | 3 |  | 33 | 33 | 33 | Conventional Hydroelectric | WAT | HY | 1923 |  |  | (OP) Operating | [8 empty] | 42.5367 | -111.794 | 0 | 0 | #DIV/0! | 0%
| Pattern Operators LP | 60317 | Grady Wind Energy Center, LLC | NM | Curry | PNM | IPP Non-CHP | 1 |  | 220.5 | 220.5 | 220.5 | Onshore Wind Turbine | WND | WT | 2019 |  |  | (OP) Operating | [8 empty] | 34.7341 | -103.0922 | 0 | 0 | #DIV/0! | 0%
| WestRock Mill Company, LLC | 54763 | WestRock Demopolis Mill | AL | Marengo | SOCO | Industrial CHP | 2TG |  | 47.4 | 43.5 | 45.7 | Wood/Wood Waste Biomass | BLQ | ST | 1998 |  |  | (OP) Operating | [8 empty] | 32.4541 | -87.9759 | 0 | 0 | #DIV/0! | 0%
| Industrial Power Services Corp. | 59815 | Granby LFG | MA | Hampshire | ISNE | IPP Non-CHP | GLFG1 |  | 3.2 | 2.8 | 2.8 | Landfill Gas | LFG | IC | 2001 |  |  | (OP) Operating | [8 empty] | 42.2273 | -72.5472 | 0 | 0 | #DIV/0! | 0%
| MN8 Energy LLC | 61341 | Grafton PV | MA | Worcester | ISNE | IPP Non-CHP | MSBW1 |  | 2.7 | 2.7 | 2.7 | Solar Photovoltaic | SUN | PV | 2016 |  |  | (OP) Operating |  | 3.7 | [6 empty] | 42.2255 | -71.6626 | 0 | 0 | #DIV/0! | 0%
| CD US Solar MT 2 LLC | 59394 | Grafton Solar | MA | Worcester | ISNE | IPP Non-CHP | KRS03 |  | 1.5 | 1.5 | 1.5 | Solar Photovoltaic | SUN | PV | 2013 |  |  | (OP) Operating |  | 1.7 | [6 empty] | 42.1992 | -71.6792 | 0 | 0 | #DIV/0! | 0%
| Yolo County of | 58205 | Grand Ave Plant | MO | Jackson | SWPP | IPP CHP | 1 |  | 5 | 4.8 | 4.8 | Natural Gas Steam Turbine | NG | ST | 1991 |  |  | (OP) Operating | [8 empty] | 39.1119 | -94.5811 | 0 | 0 | #DIV/0! | 0%
| Graham Solar Center LLC | 58957 | Graham Solar Center LLC | NC | Columbus | CPLE | IPP Non-CHP | GRAH |  | 4.8 | 4.8 | 4.8 | Solar Photovoltaic | SUN | PV | 2014 |  |  | (OP) Operating |  | 6.7 | [6 empty] | 34.3097 | -79.0144 | 0 | 0 | #DIV/0! | 0%
| New York Power Authority | 2627 | Grahamsville | NY | Sullivan | NYIS | Electric Utility | GRHM |  | 18 | 18 | 18 | Conventional Hydroelectric | WAT | HY | 1956 |  |  | (OP) Operating | [8 empty] | 41.8592 | -74.5106 | 0 | 0 | #DIV/0! | 0%
| Erie Boulevard Hydropower LP | 2569 | Granby | NY | Oswego | NYIS | IPP Non-CHP | 1 |  | 10 | 10.2 | 10.4 | Conventional Hydroelectric | WAT | HY | 1983 |  |  | (OP) Operating | [8 empty] | 43.3234 | -76.4208 | 0 | 0 | #DIV/0! | 0%
| Northern Water Hydropower Enterprise | 60119 | Granby Hydro | CO | Grand | PSCO | Commercial Non-CHP | GEN1 |  | 1.2 | 1.2 | 0.2 | Conventional Hydroelectric | WAT | HY | 2016 |  |  | (OP) Operating | [8 empty] | 40.1464 | -105.8683 | 0 | 0 | #DIV/0! | 0%
| Energy Developments, Inc d/b/a EDL | 54757 | Grand Blanc Generating Station | MI | Genesee | MISO | IPP Non-CHP | 4-1 |  | 7.2 | 7.2 | 7.2 | Landfill Gas | LFG | IC | 2001.2857 |  |  | (OP) Operating | [8 empty] | 42.9088 | -83.7251 | 0 | 0 | #DIV/0! | 0%
| Granby Solar, LLC | 63338 | Granby Solar, LLC CSG | MA | Hampshire | ISNE | IPP Non-CHP | 4787 |  | 5 | 5 | 4.8 | Solar Photovoltaic | SUN | PV | 2021.5 |  |  | (OP) Operating |  | 4.8 | [6 empty] | 42.2271 | -72.5222 | 0 | 0 | #DIV/0! | 0%
| Cox Operating LLC | 54927 | Grand Isle Gas Plant / Treating Station | LA | Jefferson | MISO | Industrial Non-CHP | 1 |  | 9 | 8.7 | 9 | Natural Gas Internal Combustion Engine | NG | IC | 1965 |  |  | (OP) Operating | [8 empty] | 29.2521 | -89.9721 | 0 | 0 | #DIV/0! | 0%
| City of Grand Junction - (IA) | 1143 | Grand Junction | IA | Greene | MISO | Electric Utility | 2 |  | 1.7 | 1.7 | 1.7 | Petroleum Liquids | DFO | IC | 1994 |  |  | (OP) Operating | [8 empty] | 42.0296 | -94.3699 | 0 | 0 | #DIV/0! | 0%
| DG Central 1, LLC | 65942 | Grand Casino Hinckley Solar | MN | Pine | MISO | IPP Non-CHP | GRAND |  | 3 | 3 | 3 | Solar Photovoltaic | SUN | PV | 2022 |  |  | (OP) Operating |  | 3.9 | [6 empty] | 46.0066 | -92.9077 | 0 | 0 | #DIV/0! | 0%
| U S Bureau of Reclamation | 6163 | Grand Coulee | WA | Grant | BPAT | Electric Utility | 1 |  | 6809 | 7079 | 7079 | Conventional Hydroelectric | WAT | HY | 1958.1515 |  |  | (OP) Operating | [8 empty] | 47.9575 | -118.9773 | 0 | 0 | #DIV/0! | 0%
| System Energy Resources, Inc | 6072 | Grand Gulf | MS | Claiborne | MISO | Electric Utility | 1 |  | 1440 | 1390.3 | 1404.7 | Nuclear | NUC | ST | 1985 |  |  | (OP) Operating | [8 empty] | 32.0081 | -91.0478 | 0 | 0 | #DIV/0! | 0%
| City of Grand Marais - (MN) | 1976 | Grand Marais | MN | Cook | MISO | Electric Utility | 7 |  | 6.7 | 6.1 | 6.1 | Petroleum Liquids | DFO | IC | 2004 |  |  | (OP) Operating | [8 empty] | 47.7503 | -90.3572 | 0 | 0 | #DIV/0! | 0%
| Energy Developments, Inc d/b/a EDL | 10532 | Grand River | MI | Clinton | MISO | IPP Non-CHP | 2-1 |  | 3.2 | 3.2 | 3.2 | Landfill Gas | LFG | IC | 1993.75 |  |  | (OP) Operating | [8 empty] | 42.791 | -84.6957 | 0 | 0 | #DIV/0! | 0%
| City of Granite Falls - (MN) | 7977 | Granite Falls 2 | MN | Yellow Medicine | MISO | Electric Utility | 1 |  | 6 | 6 | 6 | Petroleum Liquids | DFO | IC | 2003 |  |  | (SB) Standby/Backup: available for service but not normally used | [8 empty] | 44.8047 | -95.557 | 0 | 0 | #DIV/0! | 0%
| Northern States Power Co - Minnesota | 56994 | Grand Meadow | MN | Mower | MISO | Electric Utility | WND67 |  | 100.5 | 100.5 | 100.5 | Onshore Wind Turbine | WND | WT | 2008 |  |  | (OP) Operating | [8 empty] | 43.7189 | -92.705 | 0 | 0 | #DIV/0! | 0%
| Diamond Properties | 63291 | Grand Prix Solar | NY | Westchester | NYIS | Commercial Non-CHP | GPS |  | 1.6 | 1.6 | 1.6 | Solar Photovoltaic | SUN | PV | 2014 |  |  | (OP) Operating |  | 1.9 | [6 empty] | 41.2112 | -73.7225 | 0 | 0 | #DIV/0! | 0%
| Wisconsin Public Service Corp | 1787 | Grand Rapids | MI | Menominee | MISO | Electric Utility | 1 |  | 7.5 | 7.5 | 7.5 | Conventional Hydroelectric | WAT | HY | 1933.4 |  |  | (OP) Operating | [8 empty] | 45.3547 | -87.6494 | 0 | 0 | #DIV/0! | 0%
| Invenergy Services LLC | 59957 | Grand Ridge Battery Projects | IL | LaSalle | PJM | IPP Non-CHP | GIVB |  | 36 | 36 | 36 | Batteries | MWH | BA | 2014 |  |  | (OP) Operating | 1 | [7 empty] | 41.2269 | -88.6836 | 0 | 0 | #DIV/0! | 0%
| Invenergy Services LLC | 57912 | Grand Ridge Solar Farm | IL | LaSalle | PJM | IPP Non-CHP | 1 |  | 20 | 20 | 20 | Solar Photovoltaic | SUN | PV | 2012 |  |  | (OP) Operating |  | 22.8 | [6 empty] | 41.1434 | -88.7583 | 0 | 0 | #DIV/0! | 0%
| Invenergy Services LLC | 56941 | Grand Ridge Wind Energy Center | IL | LaSalle | PJM | IPP Non-CHP | 1 |  | 210 | 210 | 210 | Onshore Wind Turbine | WND | WT | 2008.75 |  |  | (OP) Operating | [8 empty] | 41.2269 | -88.6836 | 0 | 0 | #DIV/0! | 0%
| North Carolina Mun Power Agny #1 | 56549 | Granite Falls Walmart | NC | Caldwell | DUK | Electric Utility | 1 |  | 2.2 | 2 | 2 | Petroleum Liquids | DFO | IC | 2007 |  |  | (OP) Operating | [8 empty] | 35.7811 | -81.3928 | 0 | 0 | #DIV/0! | 0%
| NorWest Energy 14, LLC | 61835 | Grand Ronde Solar | OR | Polk | PGE | IPP Non-CHP | PGRC4 |  | 2.2 | 2.2 | 2.2 | Solar Photovoltaic | SUN | PV | 2017 |  |  | (OP) Operating |  | 3.1 | [6 empty] | 45.054 | -123.61 | 0 | 0 | #DIV/0! | 0%
| Consumers Energy Co - (MI) | 60118 | Grand Valley Solar Gardens | MI | Ottawa | MISO | Electric Utility | 1 |  | 3 | 3 | 3 | Solar Photovoltaic | SUN | PV | 2016 |  |  | (OP) Operating |  | 3.1 | [6 empty] | 42.9531 | -85.9012 | 0 | 0 | #DIV/0! | 0%
| Grand View PV Solar Two, LLC | 60068 | Grand View Solar Two | ID | Elmore | IPCO | IPP Non-CHP | GVS2 |  | 80 | 80 | 68 | Solar Photovoltaic | SUN | PV | 2016 |  |  | (OP) Operating |  | 81 | [6 empty] | 42.9896 | -116.0934 | 0 | 0 | #DIV/0! | 0%
| BHE Renewables, LLC | 58695 | Grande Prairie Wind Farm | NE | Holt | SWPP | IPP Non-CHP | 1 |  | 400 | 400 | 400 | Onshore Wind Turbine | WND | WT | 2016 |  |  | (OP) Operating | [8 empty] | 42.6081 | -98.4283 | 0 | 0 | #DIV/0! | 0%
| Wisconsin Public Service Corp | 4063 | Grandfather Falls | WI | Lincoln | MISO | Electric Utility | 1 |  | 17.2 | 17.2 | 17.2 | Conventional Hydroelectric | WAT | HY | 1938 |  |  | (OP) Operating | [8 empty] | 45.3019 | -89.7917 | 0 | 0 | #DIV/0! | 0%
| Big Sky Wind, LLC | 58596 | Grandview Wind Farm, LLC | TX | Carson | ERCO | IPP Non-CHP | GRVWI |  | 211.2 | 211.2 | 211.2 | Onshore Wind Turbine | WND | WT | 2014 |  |  | (OP) Operating | [8 empty] | 35.2383 | -101.3108 | 0 | 0 | #DIV/0! | 0%
| Ecoplexus, Inc | 59518 | Grandy PV 1 | NC | Currituck | PJM | IPP Non-CHP | GRAND |  | 20 | 20 | 20 | Solar Photovoltaic | SUN | PV | 2020 |  |  | (OP) Operating |  | 25 | [6 empty] | 36.2336 | -75.8808 | 0 | 0 | #DIV/0! | 0%
| Tampa Electric Co | 61656 | Grange Hall Solar | FL | Hillsborough | TEC | Electric Utility | PV1 |  | 61.1 | 61.1 | 61.1 | Solar Photovoltaic | SUN | PV | 2019 |  |  | (OP) Operating |  | 71.4 | [6 empty] | 27.6813 | -82.1647 | 0 | 0 | #DIV/0! | 0%
| PacifiCorp | 3651 | Granite | UT | Salt Lake | PACE | Electric Utility | 1 |  | 2 | 1.2 | 1.2 | Conventional Hydroelectric | WAT | HY | 1896 |  |  | (OP) Operating | [8 empty] | 40.6192 | -111.7821 | 0 | 0 | #DIV/0! | 0%
| United States Steel Granite City Works | 57072 | Granite City Works | IL | Madison | MISO | Industrial CHP | G-1 |  | 78 | 78 | 78 | All Other | PUR | ST | 2010 |  |  | (OP) Operating | [8 empty] | 38.6972 | -90.1283 | 0 | 0 | #DIV/0! | 0%
| City of Granite Falls - (MN) | 1977 | Granite Falls | MN | Chippewa | MISO | Electric Utility | 1 |  | 1.3 | 1.1 | 1.1 | Conventional Hydroelectric | WAT | HY | 1952.6667 |  |  | (OP) Operating | [8 empty] | 44.8117 | -95.5345 | 0 | 0 | #DIV/0! | 0%
| Westrock (LA) | 50810 | Westrock Hodge (LA) | LA | Jackson | MISO | Industrial CHP | NO 7 |  | 66.4 | 66.4 | 66.4 | Wood/Wood Waste Biomass | BLQ | ST | 1967 |  |  | (OP) Operating | [8 empty] | 32.2752 | -92.7277 | 0 | 0 | #DIV/0! | 0%
| WestRock Southeast, LLC | 54004 | WestRock Southeast, LLC. | GA | Laurens | SOCO | Industrial CHP | GEN1 |  | 82.1 | 84 | 86 | Wood/Wood Waste Biomass | WDS | ST | 1989 |  |  | (OP) Operating | [8 empty] | 32.5036 | -82.8443 | 0 | 0 | #DIV/0! | 0%
| Clearway Renewable Operation & Maintenance LLC | 59946 | Granite Mountain Solar East, LLC | UT | Iron | PACE | IPP Non-CHP | GMSE |  | 80 | 80 | 80 | Solar Photovoltaic | SUN | PV | 2016 |  |  | (OP) Operating |  | 101.3 | [6 empty] | 37.7751 | -113.2264 | 0 | 0 | #DIV/0! | 0%
| Clearway Renewable Operation & Maintenance LLC | 59945 | Granite Mountain Solar West, LLC | UT | Iron | PACE | IPP Non-CHP | GMSW |  | 50.4 | 50.4 | 50.4 | Solar Photovoltaic | SUN | PV | 2016 |  |  | (OP) Operating |  | 62.5 | [6 empty] | 37.7989 | -113.322 | 0 | 0 | #DIV/0! | 0%
| Evergreen Wind, LLC | 58604 | Granite Peak Solar Plant | UT | Beaver | PACE | IPP Non-CHP | GPSP1 |  | 3 | 3 | 3 | Solar Photovoltaic | SUN | PV | 2015 |  |  | (OP) Operating |  | 3.4 | [6 empty] | 38.4028 | -112.9889 | 0 | 0 | #DIV/0! | 0%
| NexteraEnergy | 58004 | Granite Reliable Power | NH | Coos | ISNE | IPP Non-CHP | 1 |  | 99 | 99 | 99 | Onshore Wind Turbine | WND | WT | 2012 |  |  | (OP) Operating | [8 empty] | 44.7044 | -71.2925 | 0 | 0 | #DIV/0! | 0%
| Northwestern Wisconsin Elec Co | 4021 | Grantsburg Diesel | WI | Burnett | MISO | Electric Utility | 1A |  | 6.4 | 6.3 | 6.3 | Petroleum Liquids | DFO | IC | 1981.6 |  |  | (OP) Operating | [8 empty] | 45.7792 | -92.678 | 0 | 0 | #DIV/0! | 0%
| Lower Colorado River Authority | 3597 | Granite Shoals | TX | Burnet | ERCO | Electric Utility | 1 |  | 54 | 54 | 54 | Conventional Hydroelectric | WAT | HY | 1951 |  |  | (OP) Operating | [8 empty] | 30.556 | -98.3384 | 0 | 0 | #DIV/0! | 0%
| CalCom Energy | 65485 | Graniterock Quarry | CA | San Benito | CISO | IPP Non-CHP | GRWQ |  | 4.4 | 4.4 | 4.1 | Solar Photovoltaic | SUN | PV | 2022 |  |  | (OP) Operating |  | 5.7 | [6 empty] | 36.8782 | -121.6028 | 0 | 0 | #DIV/0! | 0%
| Augusta Canal Authority | 54462 | Graniteville Enterprise Division | GA | Richmond | SOCO | Industrial Non-CHP | 1 |  | 1.2 | 1 | 1 | Conventional Hydroelectric | WAT | HY | 1921 |  |  | (OP) Operating | [8 empty] | 33.477 | -81.9827 | 0 | 0 | #DIV/0! | 0%
| Gransolar Texas One, LLC | 68244 | Gransolar Texas One, LLC | TX | Milam | ERCO | IPP Non-CHP | GRTX1 |  | 50 | 50 | 50 | Solar Photovoltaic | SUN | PV | 2025 |  |  | (OP) Operating | [8 empty] | 30.5998 | -97.1548 | 0 | 0 | #DIV/0! | 0%
| Wisconsin Power & Light Co | 65007 | Grant County | WI | Grant | MISO | Electric Utility | PV1 |  | 200 | 200 | 200 | Solar Photovoltaic | SUN | PV | 2024 |  |  | (OP) Operating |  | 256 | [6 empty] | 42.719 | -90.701 | 0 | 0 | #DIV/0! | 0%
| Grant County Wind, LLC | 57274 | Grant County Wind LLC | MN | Grant | MISO | IPP Non-CHP | 1 |  | 21 | 20 | 20 | Onshore Wind Turbine | WND | WT | 2010 |  |  | (OP) Operating | [8 empty] | 45.8033 | -95.8844 | 0 | 0 | #DIV/0! | 0%
| Southern Power Co | 60545 | Grant Plains Wind, LLC | OK | Grant | SWPP | IPP Non-CHP | WT |  | 147.2 | 147 | 147 | Onshore Wind Turbine | WND | WT | 2016 |  |  | (OP) Operating | [8 empty] | 36.9708 | -97.7053 | 0 | 0 | #DIV/0! | 0%
| WestRock-West Point Mill | 10017 | WestRock-West Point Mill | VA | King William | PJM | Industrial CHP | GEN8 |  | 101 | 101 | 101 | Wood/Wood Waste Biomass | BLQ | ST | 1968.8 |  |  | (OS) Out of service and NOT expected to return to service in next calendar year | [8 empty] | 37.5392 | -76.8053 | 0 | 1650829.155 | #DIV/0! | 0%
| Southern Power Co | 60013 | Grant Wind, LLC | OK | Grant | SWPP | IPP Non-CHP | GRANT |  | 151.8 | 150 | 150 | Onshore Wind Turbine | WND | WT | 2016 |  |  | (OP) Operating | [8 empty] | 36.9271 | -97.6963 | 0 | 0 | #DIV/0! | 0%
| Lightsource Renewable Energy Asset Management, LLC | 62995 | Grants CDEC 2 | NM | Cibola | PNM | IPP Non-CHP | NMGR1 |  | 4.5 | 4.5 | 4.5 | Solar Photovoltaic | SUN | PV | 2019 |  |  | (OP) Operating |  | 5.8 | [6 empty] | 35.14 | -107.821 | 0 | 0 | #DIV/0! | 0%
| Rochester Public Utilities | 60564 | Westside Energy Station | MN | Olmsted | MISO | Electric Utility | WES1 |  | 46.5 | 46.5 | 46.5 | Natural Gas Internal Combustion Engine | NG | IC | 2018 |  |  | (OP) Operating | [8 empty] | 44.039 | -92.5519 | 0 | 0 | #DIV/0! | 0%
| Southern Power Co | 58487 | Granville Solar PV Power Project | NC | Granville | CPLE | IPP Non-CHP | 1 |  | 2.5 | 2.5 | 2.5 | Solar Photovoltaic | SUN | PV | 2012 |  |  | (OP) Operating |  | 3 | [6 empty] | 36.4117 | -78.5939 | 0 | 0 | #DIV/0! | 0%
| Western Farmers Elec Coop, Inc | 55655 | WFEC GenCo LLC | OK | Caddo | SWPP | Electric Utility | GEN1 |  | 90 | 90 | 90 | Natural Gas Fired Combustion Turbine | NG | GT | 2001 |  |  | (OP) Operating | [8 empty] | 35.0833 | -98.2264 | 0 | 0 | #DIV/0! | 0%
| Wheelabrator Environmental Systems | 10629 | Wheelabrator Baltimore Refuse | MD | Baltimore City | PJM | IPP CHP | GEN1 |  | 64.5 | 61.3 | 61.3 | Municipal Solid Waste | MSW | ST | 1992.5 |  |  | (OP) Operating | [8 empty] | 39.266 | -76.6296 | 0 | 0 | #DIV/0! | 0%
| Greenbacker Renewable Energy Corporation | 64186 | Graphite Solar I | UT | Carbon | PACE | IPP Non-CHP | 394 |  | 80 | 80 | 80 | Solar Photovoltaic | SUN | PV | 2022 |  |  | (OP) Operating |  | 104 | [6 empty] | 39.5484 | -110.7121 | 0 | 0 | #DIV/0! | 0%
| Cypress Creek Renewables | 67638 | Grass River | NY | St Lawrence | NYIS | IPP Non-CHP | GRASS |  | 4.1 | 4.1 | 4.1 | Solar Photovoltaic | SUN | PV | 2024 |  |  | (OP) Operating |  | 5.38 | [6 empty] | 44.6234 | -75.2034 | 0 | 0 | #DIV/0! | 0%
| Dominion Energy Inc. | 64135 | Grassfield Solar | VA | Chesapeake City | PJM | Electric Utility | GFSO |  | 20 | 20 | 20 | Solar Photovoltaic | SUN | PV | 2022 |  |  | (OP) Operating |  | 26.5 | [6 empty] | 36.65 | -76.35 | 0 | 0 | #DIV/0! | 0%
| Dominion Energy Inc. | 62813 | Grasshopper Solar | VA | Mecklenburg | PJM | Electric Utility | GRHS |  | 80 | 80 | 80 | Solar Photovoltaic | SUN | PV | 2020 |  |  | (OP) Operating |  | 103.8 | [6 empty] | 36.85 | -78.45 | 0 | 0 | #DIV/0! | 0%
| Yolo County of | 58217 | Grassland 1&2 Solar Project | CA | Yolo | CISO | IPP Non-CHP | INV4 |  | 2 | 2 | 1.5 | Solar Photovoltaic | SUN | PV | 2013 |  |  | (OP) Operating |  | 2.5 | [6 empty] | 38.5003 | -121.6942 | 0 | 0 | #DIV/0! | 0%
| Yolo County of | 58204 | Grassland 3&4 Solar Project | CA | Yolo | CISO | IPP Non-CHP | INV3 |  | 2 | 2 | 1.5 | Solar Photovoltaic | SUN | PV | 2013 |  |  | (OP) Operating |  | 2.5 | [6 empty] | 38.5003 | -121.6942 | 0 | 0 | #DIV/0! | 0%
| Invenergy Services LLC | 58677 | Gratiot County Wind LLC | MI | Gratiot | MISO | IPP Non-CHP | 1 |  | 110.4 | 110.4 | 110.4 | Onshore Wind Turbine | WND | WT | 2012 |  |  | (OP) Operating | [8 empty] | 43.4081 | -84.4622 | 0 | 0 | #DIV/0! | 0%
| Consumers Energy Co - (MI) | 63687 | Gratiot Farms Wind Project | MI | Montcalm | MISO | Electric Utility | CWP |  | 150 | 150 | 150 | Onshore Wind Turbine | WND | WT | 2020 |  |  | (OP) Operating | [8 empty] | 43.1695 | -84.8653 | 0 | 0 | #DIV/0! | 0%
| DTE Electric Company | 57421 | Gratiot Wind Park | MI | Gratiot | MISO | Electric Utility | 1 |  | 102 | 102 | 102 | Onshore Wind Turbine | WND | WT | 2011 |  |  | (OP) Operating | [8 empty] | 43.4339 | -84.4975 | 0 | 0 | #DIV/0! | 0%
| Walton Solar | 61740 | Gratis Road Solar Facility | GA | Walton | SOCO | IPP Non-CHP | GR01 |  | 3 | 3 | 3 | Solar Photovoltaic | SUN | PV | 2018 |  |  | (OP) Operating |  | 4 | [6 empty] | 33.8446 | -83.6974 | 0 | 0 | #DIV/0! | 0%
| Wheelabrator Environmental Systems | 50883 | Wheelabrator Bridgeport | CT | Fairfield | ISNE | IPP Non-CHP | GEN1 |  | 67 | 58 | 59 | Municipal Solid Waste | MSW | ST | 1988 |  |  | (OP) Operating | [8 empty] | 41.1625 | -73.2083 | 0 | 0 | #DIV/0! | 0%
| Gravel Pit Solar, LLC | 66268 | Gravel Pit Solar, LLC | CT | Hartford | ISNE | IPP Non-CHP | GPS03 |  | 120 | 120 | 120 | Solar Photovoltaic | SUN | PV | 2025 |  |  | (OP) Operating | [8 empty] | 41.8889 | -72.549 | 0 | 0 | #DIV/0! | 0%
| Gray County Wind Energy LLC | 55734 | Gray County Wind Energy | KS | Gray | SWPP | IPP Non-CHP | V47 |  | 112.2 | 112.2 | 112.2 | Onshore Wind Turbine | WND | WT | 2001 |  |  | (OP) Operating | [8 empty] | 37.6133 | -100.3782 | 0 | 0 | #DIV/0! | 0%
| SolRiver Capital LLC | 66377 | Gray Fox Solar LLC | NC | Robeson | DUK | IPP Non-CHP | PV1 |  | 5 | 5 | 5 | Solar Photovoltaic | SUN | PV | 2024 |  |  | (OP) Operating |  | 6.6 | [6 empty] | 34.8626 | -79.1407 | 0 | 0 | #DIV/0! | 0%
| Gray Hawk Solar, LLC | 61272 | Gray Hawk Solar | AZ | Mohave | TEPC | IPP Non-CHP | GHS |  | 55 | 55 | 55 | Solar Photovoltaic | SUN | PV | 2018 |  |  | (OP) Operating |  | 64.5 | [6 empty] | 35.3635 | -113.8978 | 0 | 0 | #DIV/0! | 0%
| Ecos Energy LLC | 66873 | Gray Solar | VT | Rutland | ISNE | IPP Non-CHP | GRAY |  | 2.2 | 2.2 | 2.2 | Solar Photovoltaic | SUN | PV | 2023 |  |  | (OP) Operating |  | 3.2 | [6 empty] | 43.58 | -72.953 | 0 | 0 | #DIV/0! | 0%
| Wheelabrator Environmental Systems | 54746 | Wheelabrator Falls | PA | Bucks | PJM | IPP Non-CHP | WFI1 |  | 53.3 | 43.9 | 43.6 | Municipal Solid Waste | MSW | ST | 1994 |  |  | (OP) Operating | [8 empty] | 40.1626 | -74.7682 | 0 | 0 | #DIV/0! | 0%
| Wheelabrator Environmental Systems | 50878 | Wheelabrator Millbury Facility | MA | Worcester | ISNE | IPP Non-CHP | GEN1 |  | 47.6 | 40 | 40 | Municipal Solid Waste | MSW | ST | 1987 |  |  | (OP) Operating | [8 empty] | 42.2214 | -71.7669 | 0 | 0 | #DIV/0! | 0%
| Wheelabrator Environmental Systems | 50877 | Wheelabrator North Andover | MA | Essex | ISNE | IPP Non-CHP | GEN1 |  | 40.3 | 30 | 30 | Municipal Solid Waste | MSW | ST | 1985 |  |  | (OP) Operating | [8 empty] | 42.7262 | -71.1219 | 0 | 0 | #DIV/0! | 0%
| Wheelabrator Environmental Systems | 50880 | Wheelabrator Saugus | MA | Essex | ISNE | IPP Non-CHP | GEN1 |  | 57.8 | 32.8 | 32.8 | Municipal Solid Waste | MSW | ST | 1985 |  |  | (OP) Operating | [8 empty] | 42.447 | -70.9804 | 0 | 0 | #DIV/0! | 0%
| Grazing Yak Solar, LLC | 62376 | Grazing Yak Solar | CO | El Paso | WACM | IPP Non-CHP | PV1 |  | 35 | 35 | 35 | Solar Photovoltaic | SUN | PV | 2019 |  |  | (OP) Operating |  | 47.3 | [6 empty] | 38.9778 | -104.2527 | 0 | 0 | #DIV/0! | 0%
| SoCore Energy LLC | 67803 | GRE Cambridge Solar | MN | Isanti | MISO | IPP Non-CHP | PV1 |  | 2 | 2 | 2 | Solar Photovoltaic | SUN | PV | 2019 |  |  | (OP) Operating |  | 2.6 | [6 empty] | 45.5885 | -93.1826 | 0 | 0 | #DIV/0! | 0%
| SoCore Energy LLC | 60935 | GRE Marshan Solar | MN | Dakota | MISO | IPP Non-CHP | PV1 |  | 1 | 1 | 1 | Solar Photovoltaic | SUN | PV | 2017 |  |  | (OP) Operating |  | 1.2 | [6 empty] | 44.6922 | -92.8169 | 0 | 0 | #DIV/0! | 0%
| Greasewood II LLC | 67006 | Greasewood II LLC | TX | Pecos | ERCO | IPP Non-CHP | TBSP |  | 306 | 306 | 306 | Solar Photovoltaic | SUN | PV | 2024 |  |  | (OP) Operating |  | 398 | [6 empty] | 31.1041 | -102.6063 | 0 | 0 | #DIV/0! | 0%
| Concho Bluff LLC | 62804 | Greasewood Solar | TX | Pecos | ERCO | IPP Non-CHP | GREA1 |  | 255 | 255 | 255 | Solar Photovoltaic | SUN | PV | 2021 |  |  | (OP) Operating |  | 348 | [6 empty] | 31.031 | -102.4882 | 0 | 0 | #DIV/0! | 0%
| Great Bay Solar I LLC | 59851 | Great Bay Solar 1 | MD | Somerset | PJM | IPP Non-CHP | GBS01 |  | 75 | 75 | 75 | Solar Photovoltaic | SUN | PV | 2018 |  |  | (OP) Operating |  | 99 | [6 empty] | 38.1689 | -75.6975 | 0 | 0 | #DIV/0! | 0%
| CommonWealth New Bedford Energy LLC | 61702 | Greater New Bedford LFG Utiliz. Facility | MA | Bristol | ISNE | IPP Non-CHP | 11052 |  | 3.3 | 3.2 | 3.2 | Landfill Gas | LFG | IC | 2005 |  |  | (OP) Operating | [8 empty] | 41.725 | -70.978 | 0 | 0 | #DIV/0! | 0%
| AES Distributed Energy | 65999 | Great Cove Solar | PA | Fulton | PJM | IPP Non-CHP | GC1 |  | 70 | 70 | 70 | Solar Photovoltaic | SUN | PV | 2023 |  |  | (OP) Operating |  | 83 | [6 empty] | 39.9239 | -78.0412 | 0 | 0 | #DIV/0! | 0%
| AES Clean Energy | 67137 | Great Cove Solar II | PA | Franklin | PJM | IPP Non-CHP | GC2 |  | 150 | 150 | 150 | Solar Photovoltaic | SUN | PV | 2023 |  |  | (OP) Operating |  | 178.6 | [6 empty] | 39.9016 | -77.8682 | 0 | 0 | #DIV/0! | 0%
| Adapture Renewables, Inc. | 61335 | Great Divide Solar, LLC | MT | Lewis and Clark | NWMT | IPP Non-CHP | GDSMT |  | 3 | 3 | 3 | Solar Photovoltaic | SUN | PV | 2017 |  |  | (OP) Operating |  | 4.1 | [6 empty] | 46.8057 | -112.249 | 0 | 0 | #DIV/0! | 0%
| Duke Energy Carolinas, LLC | 3259 | Great Falls (SC) | SC | Chester | DUK | Electric Utility | 1 |  | 12 | 12 | 12 | Conventional Hydroelectric | WAT | HY | 1907 |  |  | (OP) Operating | [8 empty] | 34.5592 | -80.8917 | 0 | 0 | #DIV/0! | 0%
| Tennessee Valley Authority | 3404 | Great Falls (TN) | TN | Warren | TVA | Electric Utility | 1 |  | 33.7 | 35.4 | 35.6 | Conventional Hydroelectric | WAT | HY | 1920 |  |  | (OP) Operating | [8 empty] | 35.8067 | -85.6341 | 0 | 0 | #DIV/0! | 0%
| The Town of Lyndon Electric Department | 3762 | Great Falls (VT) | VT | Caledonia | ISNE | Electric Utility | 1 |  | 1.9 | 1.9 | 1.9 | Conventional Hydroelectric | WAT | HY | 1936.3333 |  |  | (OP) Operating | [8 empty] | 44.5002 | -71.9989 | 0 | 0 | #DIV/0! | 0%
| Eagle Creek Renewable Energy, LLC | 52068 | Great Falls Hydro Project | NJ | Passaic | PJM | IPP Non-CHP | GEN1 |  | 12.3 | 9.9 | 9.9 | Conventional Hydroelectric | WAT | HY | 1985 |  |  | (OP) Operating | [8 empty] | 40.9153 | -74.181 | 0 | 0 | #DIV/0! | 0%
| Great Kiskadee Storage, LLC | 68189 | Great Kiskadee Storage | TX | Hidalgo | ERCO | IPP Non-CHP | GKDBS |  | 100 | 100 | 100 | Batteries | MWH | BA | 2025 |  |  | (OP) Operating | 249.4 | [7 empty] | 26.1043 | -98.1719 | 0 | 0 | #DIV/0! | 0%
| Great Lakes Hydro America LLC | 54134 | Great Lakes Hydro America - ME | ME | Penobscot | ISNE | IPP Non-CHP | BES1 |  | 158 | 153.1 | 150.8 | Batteries | MWH | BA | 1953.0303 |  |  | (OP) Operating | 10 | [7 empty] | 45.6472 | -68.7044 | 0 | 0 | #DIV/0! | 0%
| OYA Great Lakes Seaway LLC | 64092 | Great Lakes Seaway Community Solar | NY | Jefferson | NYIS | IPP Non-CHP | GLSCS |  | 10 | 10 | 10 | Solar Photovoltaic | SUN | PV | 2019 |  |  | (OP) Operating |  | 7.6 | [6 empty] | 44.2548 | -76.0118 | 0 | 0 | #DIV/0! | 0%
| Great Pathfinder Wind | 65715 | Great Pathfinder Wind | IA | Hamilton | MISO | IPP Non-CHP | GPFWF |  | 224.4 | 224.4 | 224.4 | Onshore Wind Turbine | WND | WT | 2023 |  |  | (OP) Operating | [8 empty] | 42.2141 | -93.8767 | 0 | 0 | #DIV/0! | 0%
| Great Plains Windpark Legacy LLC | 56905 | Great Plains Windpark LLC | TX | Hansford | SWPP | IPP Non-CHP | 1 |  | 114 | 114 | 114 | Onshore Wind Turbine | WND | WT | 2009 |  |  | (OP) Operating | [8 empty] | 36.4964 | -101.3917 | 0 | 0 | #DIV/0! | 0%
| Great Prairie Wind LLC | 64665 | Great Prairie Wind | TX | Hansford | SWPP | IPP Non-CHP | GR01 |  | 1027 | 1027 | 1027 | Onshore Wind Turbine | WND | WT | 2022 |  |  | (OP) Operating | [8 empty] | 36.3075 | -101.5322 | 0 | 0 | #DIV/0! | 0%
| Consolidated Edison Development Inc. | 59940 | Great Valley Solar Portfolio Holdings, L | CA | Fresno | CISO | IPP Non-CHP | GVS2 |  | 202.5 | 202.5 | 202.5 | Solar Photovoltaic | SUN | PV | 2017.25 |  |  | (OP) Operating |  | 84.8 | [6 empty] | 36.5812 | -120.3796 | 0 | 0 | #DIV/0! | 0%
| EDF Renewable Asset Holdings, Inc. | 60574 | Great Western Wind Energy, LLC | OK | Ellis | SWPP | IPP Non-CHP | GEN1 |  | 225 | 225 | 225 | Onshore Wind Turbine | WND | WT | 2016 |  |  | (OP) Operating | [8 empty] | 36.1665 | -99.596 | 0 | 0 | #DIV/0! | 0%
| Shasta Sustainable Resource Management, Inc. | 50881 | Wheelabrator Shasta | CA | Shasta | CISO | IPP Non-CHP | GEN1 |  | 54.9 | 56.4 | 56.4 | Wood/Wood Waste Biomass | WDS | ST | 1987 |  |  | (OP) Operating | [8 empty] | 40.4283 | -122.2792 | 0 | 0 | #DIV/0! | 0%
| Green City Recovery, LLC | 60703 | Green City Recovery, LLC | KY | Scott | LGEE | IPP Non-CHP | 1 |  | 2 | 2 | 2 | Landfill Gas | LFG | IC | 2017.5 |  |  | (OP) Operating | [8 empty] | 38.3453 | -84.5489 | 0 | 0 | #DIV/0! | 0%
| Greater Sandhill I LLC | 57377 | Greater Sandhill I | CO | Alamosa | PSCO | IPP Non-CHP | GS-P1 |  | 19 | 19 | 19 | Solar Photovoltaic | SUN | PV | 2010 |  |  | (OP) Operating |  | 10.5 | [6 empty] | 37.6855 | -105.8909 | 0 | 0 | #DIV/0! | 0%
| Wheelabrator Environmental Systems | 50887 | Wheelabrator South Broward | FL | Broward | FPL | IPP Non-CHP | GEN1 |  | 66 | 54 | 54 | Municipal Solid Waste | MSW | ST | 1991 |  |  | (OP) Operating | [8 empty] | 26.0687 | -80.1986 | 0 | 0 | #DIV/0! | 0%
| Midwest Power Partners LLC | 56590 | Green Acres Breeze LLC | MN | Nobles | MISO | IPP Non-CHP | 1 |  | 1.3 | 1.3 | 1.3 | Onshore Wind Turbine | WND | WT | 2006 |  |  | (OP) Operating | [8 empty] | 43.5861 | -95.7803 | 0 | 0 | #DIV/0! | 0%
| SIT Renewables, Inc. | 57849 | Green Acres Solar Facility 1 | CA | Sacramento | BANC | IPP Non-CHP | GASF1 |  | 3 | 2.8 | 2 | Solar Photovoltaic | SUN | PV | 2012 |  |  | (OP) Operating |  | 3.6 | [6 empty] | 38.282 | -121.4647 | 0 | 0 | #DIV/0! | 0%
| SIT Renewables, Inc. | 57850 | Green Acres Solar Facility 2 | CA | Sacramento | BANC | IPP Non-CHP | GASF2 |  | 1 | 0.9 | 0.7 | Solar Photovoltaic | SUN | PV | 2012 |  |  | (OP) Operating |  | 1.2 | [6 empty] | 38.2836 | -121.4613 | 0 | 0 | #DIV/0! | 0%
| AES Distributed Energy | 61339 | Green Beanworks B PV | CA | Los Angeles | CISO | IPP Non-CHP | GBWXB |  | 3 | 3 | 3 | Solar Photovoltaic | SUN | PV | 2018 |  |  | (OP) Operating |  | 3.7 | [6 empty] | 34.688 | -117.9895 | 0 | 0 | #DIV/0! | 0%
| AES Distributed Energy | 61215 | Green Beanworks C PV | CA | Los Angeles | CISO | IPP Non-CHP | GBWXC |  | 3 | 3 | 3 | Solar Photovoltaic | SUN | PV | 2018 |  |  | (OP) Operating |  | 3.7 | [6 empty] | 34.597 | -117.931 | 0 | 0 | #DIV/0! | 0%
| AES Distributed Energy | 61216 | Green Beanworks D PV | CA | Los Angeles | CISO | IPP Non-CHP | GBWXD |  | 3 | 3 | 3 | Solar Photovoltaic | SUN | PV | 2018 |  |  | (OP) Operating |  | 3.7 | [6 empty] | 34.655 | -118.0822 | 0 | 0 | #DIV/0! | 0%
| Green Cow Power LLC | 60721 | Green Cow Power | IN | Elkhart | MISO | Industrial Non-CHP | ENG1 |  | 4.3 | 4.3 | 4.3 | Other Waste Biomass | OBG | IC | 2016.5 |  |  | (OP) Operating | [8 empty] | 41.5367 | -85.9272 | 0 | 0 | #DIV/0! | 0%
| Waste Management Inc | 55765 | Green Knight Energy Center | PA | Northampton | PJM | IPP Non-CHP | TG1 |  | 9.9 | 7.2 | 8.7 | Landfill Gas | LFG | GT | 2001 |  |  | (OP) Operating | [8 empty] | 40.8592 | -75.2627 | 0 | 0 | #DIV/0! | 0%
| Wheelabrator Environmental Systems | 50882 | Wheelabrator Westchester | NY | Westchester | NYIS | IPP CHP | GEN1 |  | 59.7 | 51 | 53.7 | Municipal Solid Waste | MSW | ST | 1984 |  |  | (OP) Operating | [8 empty] | 41.2771 | -73.9423 | 0 | 0 | #DIV/0! | 0%
| Green Energy Machine, LLC | 60911 | Green Energy Machine | IA | Cass | MISO | IPP Non-CHP | GRN |  | 1.7 | 1.7 | 1.7 | Onshore Wind Turbine | WND | WT | 2016 |  |  | (OP) Operating | [8 empty] | 41.373 | -94.754 | 0 | 0 | #DIV/0! | 0%
| Cypress Creek Renewables | 59148 | Green Farm | NC | Martin | PJM | IPP Non-CHP | GREEN |  | 5 | 5 | 5 | Solar Photovoltaic | SUN | PV | 2016 |  |  | (OP) Operating |  | 7 | [6 empty] | 35.8317 | -77.2697 | 0 | 0 | #DIV/0! | 0%
| Albany Engineering Corporation | 61207 | Green Island Hydroelectric Station | NY | Albany | NYIS | IPP Non-CHP | UNIT1 |  | 6 | 6 | 6 | Conventional Hydroelectric | WAT | HY | 1922 |  |  | (OP) Operating | [8 empty] | 42.7481 | -73.6902 | 0 | 0 | #DIV/0! | 0%
| East Kentucky Power Coop, Inc | 56278 | Green Valley LFGTE | KY | Greenup | PJM | Electric Utility | 1 |  | 2.4 | 2.4 | 2.4 | Landfill Gas | LFG | IC | 2003 |  |  | (OP) Operating | [8 empty] | 38.3967 | -82.8088 | 0 | 0 | #DIV/0! | 0%
| City & Borough of Sitka - (AK) | 313 | Green Lake | AK | Sitka |  | Electric Utility | 1 |  | 18.6 | 18.6 | 18.6 | Conventional Hydroelectric | WAT | HY | 1982 |  |  | (OP) Operating | [8 empty] | 56.9863 | -135.1228 | 0 | 0 | #DIV/0! | 0%
| Heritage Sustainable Energy. LLC | 63019 | Green Lake Solar | MI | Grand Traverse | MISO | IPP Non-CHP | GRN1 |  | 1 | 1 | 1 | Solar Photovoltaic | SUN | PV | 2018 |  |  | (OP) Operating |  | 1.2 | [6 empty] | 44.7767 | -85.6923 | 0 | 0 | #DIV/0! | 0%
| EF NY CDG 002, LLC | 65627 | Green Lakes Solar | NY | Onondaga | NYIS | IPP Non-CHP | GL |  | 5 | 5 | 5 | Solar Photovoltaic | SUN | PV | 2022 |  |  | (OP) Operating |  | 7.4 | [6 empty] | 43.05 | -75.95 | 0 | 0 | #DIV/0! | 0%
| Adapture Renewables, Inc. | 61291 | Green Meadow Solar, LLC | MT | Lewis and Clark | NWMT | IPP Non-CHP | GMSMT |  | 3 | 3 | 3 | Solar Photovoltaic | SUN | PV | 2017 |  |  | (OP) Operating |  | 4.2 | [6 empty] | 46.6945 | -112.0636 | 0 | 0 | #DIV/0! | 0%
| Altus Power America Management, LLC | 58097 | Green Meadows | MA | Barnstable | ISNE | IPP Non-CHP | 1 |  | 3.5 | 3.5 | 3.5 | Solar Photovoltaic | SUN | PV | 2014 |  |  | (OP) Operating |  | 4.3 | [6 empty] | 41.6694 | -70.5319 | 0 | 0 | #DIV/0! | 0%
| U S Bureau of Reclamation | 516 | Green Mountain | CO | Summit | WACM | Electric Utility | 1 |  | 26 | 26 | 26 | Conventional Hydroelectric | WAT | HY | 1943 |  |  | (OP) Operating | [8 empty] | 39.8788 | -106.3327 | 0 | 0 | #DIV/0! | 0%
| Green Mountain Storage, LLC | 55370 | Green Mountain Storage, LLC | PA | Somerset | PJM | IPP Non-CHP | BGM |  | 10.4 | 10.4 | 10.4 | Batteries | MWH | BA | 2016 |  |  | (OP) Operating | 10.4 | [7 empty] | 39.8514 | -79.0706 | 0 | 0 | #DIV/0! | 0%
| Florida Power & Light Co | 65918 | Green Pasture | FL | Charlotte | FPL | Electric Utility | 1 |  | 74.5 | 74.5 | 74.5 | Solar Photovoltaic | SUN | PV | 2025 |  |  | (OP) Operating | [8 empty] | 27.0231 | -81.7771 | 0 | 0 | #DIV/0! | 0%
| Green Pastures Wind I, LLC | 59732 | Green Pastures Wind I | TX | Baylor | ERCO | IPP Non-CHP | GPI |  | 150 | 150 | 150 | Onshore Wind Turbine | WND | WT | 2015 |  |  | (OP) Operating | [8 empty] | 33.6282 | -99.4112 | 0 | 0 | #DIV/0! | 0%
| Green Pastures Wind II, LLC | 59733 | Green Pastures Wind II | TX | Knox | ERCO | IPP Non-CHP | GPII |  | 150 | 150 | 150 | Onshore Wind Turbine | WND | WT | 2015 |  |  | (OP) Operating | [8 empty] | 33.646 | -99.5329 | 0 | 0 | #DIV/0! | 0%
| USACE Northwestern Division | 3080 | Green Peter | OR | Linn | BPAT | Electric Utility | 1 |  | 80 | 80 | 80 | Conventional Hydroelectric | WAT | HY | 1967 |  |  | (OA) Out of service but expected to return to service in next calendar year | [8 empty] | 44.4494 | -122.5494 | 0 | 0 | #DIV/0! | 0%
| City of Springville - (UT) | 7028 | Whitehead | UT | Utah | PACE | Electric Utility | K1 |  | 26.5 | 24.4 | 25 | Natural Gas Internal Combustion Engine | NG | IC | 2010.8571 |  |  | (OP) Operating | [8 empty] | 40.1817 | -111.6203 | 0 | 0 | #DIV/0! | 0%
| Green Providence Wind I, LLC | 65478 | Green Providence Wind I, LLC | RI | Providence | ISNE | IPP Non-CHP | GPWI |  | 1.5 | 1.5 | 1.5 | Onshore Wind Turbine | WND | WT | 2021 |  |  | (OP) Operating | [8 empty] | 41.7895 | -71.3848 | 0 | 0 | #DIV/0! | 0%
| Green Providence Wind II, LLC | 65479 | Green Providence Wind II, LLC | RI | Providence | ISNE | IPP Non-CHP | GPWII |  | 3 | 3 | 3 | Onshore Wind Turbine | WND | WT | 2021 |  |  | (OP) Operating | [8 empty] | 41.786 | -71.3855 | 0 | 0 | #DIV/0! | 0%
| Green River Wind Farm Phase 1, LLC | 60471 | Green River Wind Farm | IL | Lee | PJM | IPP Non-CHP | GRNRV |  | 194.3 | 194.3 | 194.3 | Onshore Wind Turbine | WND | WT | 2019 |  |  | (OP) Operating | [8 empty] | 41.6203 | -89.557 | 0 | 0 | #DIV/0! | 0%
| SolRiver Capital LLC | 66349 | Green Solar LLC (CSG) | OR | Jefferson | BPAT | IPP Non-CHP | PV1 |  | 2.9 | 2.9 | 2.9 | Solar Photovoltaic | SUN | PV | 2024 |  |  | (OP) Operating |  | 3.7 | [6 empty] | 44.4873 | -121.2497 | 0 | 0 | #DIV/0! | 0%
| U S Bureau of Reclamation | 6403 | Green Springs | OR | Jackson | BPAT | Electric Utility | 1 |  | 17.2 | 17.2 | 17.2 | Conventional Hydroelectric | WAT | HY | 1960 |  |  | (OP) Operating | [8 empty] | 42.1212 | -122.5479 | 0 | 0 | #DIV/0! | 0%
| WM Illinois Renewable Energy LLC | 55014 | Greene Valley Gas Recovery | IL | DuPage | PJM | IPP Non-CHP | GEN1 |  | 6.6 | 5.8 | 6.6 | Landfill Gas | LFG | GT | 1996 |  |  | (OP) Operating | [8 empty] | 41.7338 | -88.0849 | 0 | 0 | #DIV/0! | 0%
| Greenback Energy, LLC (Longroad) | 56413 | Greenback Energy | MN | Pipestone | MISO | IPP Non-CHP | 1 |  | 1.7 | 1.7 | 1.7 | Onshore Wind Turbine | WND | WT | 2004 |  |  | (OP) Operating | [8 empty] | 44.0208 | -96.4331 | 0 | 0 | #DIV/0! | 0%
| Today's Power, Inc. | 68707 | Greenbush-Heartland | KS | Crawford | SWPP | Electric Utility | GRNBH |  | 1 | 1 | 1 | Solar Photovoltaic | SUN | PV | 2021 |  |  | (OP) Operating |  | 1.4 | [6 empty] | 37.5146 | -94.983 | 0 | 0 | #DIV/0! | 0%
| Greene Community Solar LLC | 66524 | Greene Community Solar | NY | Chenango | NYIS | IPP Non-CHP | 20738 |  | 5 | 5 | 5 | Solar Photovoltaic | SUN | PV | 2024 | 12 | 2059 | (OP) Operating |  | 0 | [6 empty] | 42.2521 | -75.8264 | 0 | 0 | #DIV/0! | 0%
| Puget Sound Energy Inc | 6120 | Whitehorn | WA | Whatcom | PSEI | Electric Utility | 2 |  | 169.2 | 134 | 162.2 | Natural Gas Fired Combustion Turbine | NG | GT | 1981 |  |  | (OP) Operating | [8 empty] | 48.8856 | -122.7516 | 0 | 0 | #DIV/0! | 0%
| Tesla Inc. | 60463 | Greene County Meter #1 | NY | Greene | ISNE | IPP Non-CHP | PV1 |  | 1.6 | 1.6 | 1.6 | Solar Photovoltaic | SUN | PV | 2018 |  |  | (OP) Operating |  | 2.3 | [6 empty] | 42.2948 | -74.0008 | 0 | 0 | #DIV/0! | 0%
| Safari Energy, LLC | 64277 | Greene Durham | GA | Greene | SOCO | IPP Non-CHP | GD |  | 3 | 3 | 3 | Solar Photovoltaic | SUN | PV | 2020 |  |  | (OP) Operating |  | 4 | [6 empty] | 33.6315 | -83.0935 | 0 | 0 | #DIV/0! | 0%
| BP PLC | 52130 | Whiting Refinery | IN | Lake | MISO | Industrial CHP | 31TG |  | 83.8 | 88.6 | 88.6 | Other Gases | OG | ST | 1957.2 |  |  | (OP) Operating | [8 empty] | 41.6703 | -87.4803 | 0 | 6246570.824 | #DIV/0! | 0%
| Indiana Municipal Power Agency | 61053 | Greenfield Solar Park | IN | Hancock | PJM | Electric Utility | SGREE |  | 2.8 | 2.8 | 2.2 | Solar Photovoltaic | SUN | PV | 2017 |  |  | (OP) Operating |  | 3.6 | [6 empty] | 39.7938 | -85.8165 | 0 | 0 | #DIV/0! | 0%
| NSTAR Electric Company | 62063 | Greenfield Solar PV | MA | Franklin | ISNE | Electric Utility | LG400 |  | 2 | 2 | 2 | Solar Photovoltaic | SUN | PV | 2019 |  |  | (OP) Operating |  | 2.8 | [6 empty] | 42.64 | -72.58 | 0 | 0 | #DIV/0! | 0%
| Greenfield Wind Power, LLC | 58458 | Greenfield Wind | IA | Adair | MISO | IPP Non-CHP | 1 |  | 1.6 | 1.6 | 1.6 | Onshore Wind Turbine | WND | WT | 2012 |  |  | (OP) Operating | [8 empty] | 41.29 | -94.485 | 0 | 0 | #DIV/0! | 0%
| Greenbacker Renewable Energy Corporation | 60486 | Greenfield Wind - MT | MT | Teton | NWMT | IPP Non-CHP | 1 |  | 25 | 25 | 25 | Onshore Wind Turbine | WND | WT | 2016 |  |  | (OP) Operating | [8 empty] | 47.723 | -111.963 | 0 | 0 | #DIV/0! | 0%
| Northern States Power Co - Minnesota | 1934 | Wilmarth | MN | Blue Earth | MISO | Electric Utility | 1 |  | 25 | 18 | 18 | Municipal Solid Waste | MSW | ST | 1949.5 | 12 | 2027 | (OP) Operating | [8 empty] | 44.1967 | -94.0009 | 0 | 0 | #DIV/0! | 0%
| Village of Winnetka - (IL) | 972 | Winnetka | IL | Cook | PJM | Electric Utility | 4 |  | 33.4 | 33.4 | 33.4 | Natural Gas Steam Turbine | NG | ST | 1963.8 |  |  | (OS) Out of service and NOT expected to return to service in next calendar year | [8 empty] | 42.1156 | -87.731 | 0 | 0 | #DIV/0! | 0%
| Village of Greenport - (NY) | 2681 | Greenport | NY | Suffolk | NYIS | Electric Utility | 2 |  | 10.1 | 8.5 | 8.6 | Petroleum Liquids | DFO | IC | 1977.4 |  |  | (OS) Out of service and NOT expected to return to service in next calendar year | [8 empty] | 41.1055 | -72.3758 | 0 | 0 | #DIV/0! | 0%
| City of Lakeland - (FL) | 7997 | Winston | FL | Polk | FMPP | Electric Utility | WD01 |  | 50 | 50 | 50 | Petroleum Liquids | DFO | IC | 2001 |  |  | (OP) Operating | [8 empty] | 28.0274 | -82.0164 | 0 | 0 | #DIV/0! | 0%
| Adapture Renewables, Inc. | 64033 | GreenparkSolar | OR | Marion | PGE | IPP Non-CHP | GS |  | 1.3 | 1.3 | 1.3 | Solar Photovoltaic | SUN | PV | 2020 |  |  | (OP) Operating |  | 1.4 | [6 empty] | 44.8794 | -122.9375 | 0 | 0 | #DIV/0! | 0%
| Wolf Run Energy LLC | 61263 | Wolf Run Energy | PA | Bradford | PJM | IPP Non-CHP | GEN1 |  | 22 | 22 | 22 | Natural Gas Internal Combustion Engine | NG | IC | 2019 |  |  | (OP) Operating | [8 empty] | 41.611 | -76.2994 | 0 | 0 | #DIV/0! | 0%
| DTE Energy Services-Woodland | 10836 | Woodland Biomass Power Ltd | CA | Yolo | CISO | IPP Non-CHP | GEN1 |  | 28 | 25 | 25 | Wood/Wood Waste Biomass | WDS | ST | 1989 |  |  | (OP) Operating | [8 empty] | 38.6905 | -121.7371 | 0 | 0 | #DIV/0! | 0%
| Greensburg Wind Farm, LLC | 57118 | Greensburg | KS | Kiowa | SWPP | IPP Non-CHP | GEN 1 |  | 12.5 | 12.5 | 12.5 | Onshore Wind Turbine | WND | WT | 2010 |  |  | (OP) Operating | [8 empty] | 37.5499 | -99.3444 | 0 | 0 | #DIV/0! | 0%
| Today's Power, Inc. | 68694 | Greensburg Solar | KS | Kiowa | SWPP | Electric Utility | GRNBG |  | 1 | 1 | 1 | Solar Photovoltaic | SUN | PV | 2021 |  |  | (OP) Operating |  | 1.4 | [6 empty] | 37.5773 | -99.3215 | 0 | 0 | #DIV/0! | 0%
| Greenstone Solar, LLC | 66109 | Greenstone Solar, LLC | MI | Branch | MISO | IPP Non-CHP | GRSS |  | 20 | 20 | 20 | Solar Photovoltaic | SUN | PV | 2023 |  |  | (OP) Operating |  | 26.8 | [6 empty] | 41.942 | -85.122 | 0 | 0 | #DIV/0! | 0%
| East Texas Electric Coop, Inc | 58944 | Woodville Renewable Power Project | TX | Tyler | MISO | Electric Utility | G1 |  | 49.9 | 46.5 | 46.5 | Wood/Wood Waste Biomass | WDS | ST | 2014 |  |  | (OS) Out of service and NOT expected to return to service in next calendar year | [8 empty] | 30.7483 | -94.4375 | 0 | 0 | #DIV/0! | 0%
| Dominion Energy Inc. | 63745 | Greensville County Solar Project, LLC | VA | Greensville | PJM | IPP Non-CHP | GVSO |  | 80 | 80 | 80 | Solar Photovoltaic | SUN | PV | 2020 |  |  | (OP) Operating |  | 104 | [6 empty] | 36.64 | -77.57 | 0 | 0 | #DIV/0! | 0%
| City of Hamilton - (OH) | 4258 | Greenup Hydro | OH | Scioto | PJM | Electric Utility | 1 |  | 70.2 | 70.2 | 70.2 | Conventional Hydroelectric | WAT | HY | 1982 |  |  | (OP) Operating | [8 empty] | 38.6472 | -82.8594 | 0 | 0 | #DIV/0! | 0%
| Terraform Arcadia | 60512 | Greenville | GA | Meriwether | SOCO | IPP Non-CHP | SO073 |  | 1 | 1 | 1 | Solar Photovoltaic | SUN | PV | 2014 |  |  | (OP) Operating |  | 2 | [6 empty] | 33.0458 | -84.7144 | 0 | 0 | #DIV/0! | 0%
| Altus Power America Management, LLC | 62759 | Greenville CSG | NY | Orange | NYIS | IPP Non-CHP | GV |  | 2 | 2 | 2 | Solar Photovoltaic | SUN | PV | 2019 |  |  | (OP) Operating |  | 2.8 | [6 empty] | 41.356 | -74.622 | 0 | 0 | #DIV/0! | 0%
| Wyandotte Municipal Serv Comm | 1866 | Wyandotte | MI | Wayne | MISO | Electric Utility | 4 |  | 48.9 | 47.9 | 48.9 | Natural Gas Steam Turbine | NG | ST | 1991 | 10 | 2026 | (SB) Standby/Backup: available for service but not normally used | [8 empty] | 42.2081 | -83.1453 | 0 | 0 | #DIV/0! | 0%
| Evergreen Wind, LLC | 58603 | Greenville Solar Plant | UT | Beaver | PACE | IPP Non-CHP | GVSP1 |  | 2.2 | 2.2 | 2.2 | Solar Photovoltaic | SUN | PV | 2015 |  |  | (OP) Operating |  | 2.5 | [6 empty] | 38.2561 | -112.7358 | 0 | 0 | #DIV/0! | 0%
| AES Distributed Energy | 63411 | Greenwich Solar 1, LLC CSG | NY | Washington | NYIS | IPP Non-CHP | RTE40 |  | 5 | 5 | 5 | Solar Photovoltaic | SUN | PV | 2020 |  |  | (OP) Operating |  | 7.3 | [6 empty] | 43.0783 | -73.5331 | 0 | 0 | #DIV/0! | 0%
| Kimura Power LLC | 2854 | Yankee Street | OH | Montgomery | PJM | IPP Non-CHP | 1 |  | 126.6 | 127.8 | 141.5 | Natural Gas Fired Combustion Turbine | NG | GT | 1974.625 |  |  | (OP) Operating | [8 empty] | 39.603 | -84.2047 | 0 | 0 | #DIV/0! | 0%
| Public Serv Comm of Yazoo City | 2067 | Yazoo | MS | Yazoo | MISO | Electric Utility | 2 | CC1 | 34.1 | 33.3 | 35.3 | Natural Gas Fired Combined Cycle | NG | CA | 1955.6667 |  |  | (SB) Standby/Backup: available for service but not normally used | [8 empty] | 32.8458 | -90.4211 | 0 | 0 | #DIV/0! | 0%
| DTE Electric Company | 60019 | Greenwood Solar Farm | MI | St Clair | MISO | Electric Utility | 1 |  | 1.4 | 1.4 | 1.4 | Solar Photovoltaic | SUN | PV | 2016 |  |  | (OP) Operating |  | 2 | [6 empty] | 43.1056 | -82.6964 | 0 | 0 | #DIV/0! | 0%
| USCE-Little Rock District | 188 | Greers Ferry Lake | AR | Cleburne | SPA | Electric Utility | 1 |  | 96 | 90 | 90 | Conventional Hydroelectric | WAT | HY | 1964 |  |  | (OP) Operating | [8 empty] | 35.5207 | -91.9953 | 0 | 0 | #DIV/0! | 0%
| Eagle Creek Renewable Energy, LLC | 50384 | Gregg Falls | NH | Hillsborough | ISNE | IPP Non-CHP | 1 |  | 3.5 | 3.4 | 3.4 | Conventional Hydroelectric | WAT | HY | 1985 |  |  | (OP) Operating | [8 empty] | 43.0168 | -71.5679 | 0 | 0 | #DIV/0! | 0%
| Washington State University | 56016 | Grimes Way | WA | Whitman | AVA | Commercial Non-CHP | 1 |  | 4 | 3.7 | 3.7 | Natural Gas Internal Combustion Engine | NG | IC | 2005 |  |  | (SB) Standby/Backup: available for service but not normally used | [8 empty] | 46.7289 | -117.1514 | 0 | 0 | #DIV/0! | 0%
| Altus Power America Management, LLC | 58370 | Gridley Main | CA | Butte | CISO | IPP Non-CHP | GEN1 |  | 1 | 1 | 1 | Solar Photovoltaic | SUN | PV | 2013 |  |  | (OP) Operating |  | 1.2 | [6 empty] | 39.3733 | -121.6842 | 0 | 0 | #DIV/0! | 0%
| Altus Power America Management, LLC | 58371 | Gridley Main Two | CA | Butte | CISO | IPP Non-CHP | GEN1 |  | 2.5 | 2.5 | 2.5 | Solar Photovoltaic | SUN | PV | 2013 |  |  | (OP) Operating |  | 3 | [6 empty] | 39.3733 | -121.6817 | 0 | 0 | #DIV/0! | 0%
| Griffin Road Solar 2, LLC | 65719 | Griffin Road Solar 2 | MA | Worcester | ISNE | IPP Non-CHP | 4809 |  | 1.4 | 1.4 | 1.2 | Solar Photovoltaic | SUN | PV | 2020 |  |  | (OP) Operating |  | 1.8 | [6 empty] | 42.1461 | -71.9987 | 0 | 0 | #DIV/0! | 0%
| Griffin Road Solar, LLC | 62198 | Griffin Road Solar, LLC CSG | MA | Worcester | ISNE | IPP Non-CHP | 2639 |  | 2 | 2 | 1.6 | Solar Photovoltaic | SUN | PV | 2018 |  |  | (OP) Operating |  | 2.6 | [6 empty] | 42.1466 | -72.0044 | 0 | 0 | #DIV/0! | 0%
| Sol Systems | 62953 | Griffin Solar | TX | McLennan | ERCO | IPP Non-CHP | 1080 |  | 5 | 5 | 5 | Solar Photovoltaic | SUN | PV | 2019 |  |  | (OP) Operating |  | 7.2 | [6 empty] | 31.4741 | -97.1412 | 0 | 0 | #DIV/0! | 0%
| Griffin Trail Wind, LLC | 62411 | Griffin Trail Wind | TX | Knox | ERCO | IPP Non-CHP | GTWND |  | 225.6 | 225.6 | 225.6 | Onshore Wind Turbine | WND | WT | 2021 |  |  | (OP) Operating | [8 empty] | 33.6093 | -99.5823 | 0 | 0 | #DIV/0! | 0%
| Altus Power America Management, LLC | 59019 | Griffith | IN | Lake | MISO | IPP Non-CHP | 1 |  | 2 | 2 | 2 | Solar Photovoltaic | SUN | PV | 2013 |  |  | (OP) Operating |  | 2.3 | [6 empty] | 41.5214 | -87.4361 | 0 | 0 | #DIV/0! | 0%
| Sharp Grossmont Hospital | 10115 | Grossmont Hospital | CA | San Diego | CISO | Commercial CHP | GEN3 |  | 4.5 | 4.2 | 4.4 | Natural Gas Fired Combustion Turbine | NG | GT | 2016 |  |  | (OP) Operating | [8 empty] | 32.7797 | -117.0064 | 0 | 0 | #DIV/0! | 0%
| NorthWestern Energy (MT wind/thermal) | 67766 | Yellowstone County Generating Station | MT | Yellowstone | NWMT | Electric Utility | YGS01 |  | 207 | 165.6 | 165.6 | Natural Gas Internal Combustion Engine | NG | IC | 2024 |  |  | (OP) Operating | [8 empty] | 45.6599 | -108.7608 | 0 | 0 | #DIV/0! | 0%
| Grimm CSG LLC | 61689 | Grimm Community Solar | MN | Renville | MISO | IPP Non-CHP | PV1 |  | 1 | 1 | 1 | Solar Photovoltaic | SUN | PV | 2018 |  |  | (OP) Operating |  | 1.4 | [6 empty] | 44.7314 | -94.6093 | 0 | 0 | #DIV/0! | 0%
| Azimuth 180 Solar Electric, LLC | 65164 | Grinnell College | IA | Poweshiek | MISO | IPP Non-CHP | GRIN |  | 3.9 | 3.9 | 3.9 | Solar Photovoltaic | SUN | PV | 2024 |  |  | (OP) Operating |  | 4 | [6 empty] | 41.76 | -92.72 | 0 | 0 | #DIV/0! | 0%
| Grissom Solar, LLC | 64450 | Grissom Solar, LLC | NC | Halifax | PJM | IPP Non-CHP | GSF01 |  | 15 | 15 | 15 | Solar Photovoltaic | SUN | PV | 2021 |  |  | (OP) Operating |  | 6.9 | [6 empty] | 36.2389 | -77.8975 | 0 | 0 | #DIV/0! | 0%
| City of Santa Clara - (CA) | 7338 | Grizzly | CA | Plumas | CISO | Electric Utility | NA1 |  | 22 | 17.7 | 17.7 | Conventional Hydroelectric | WAT | HY | 1993 |  |  | (OP) Operating | [8 empty] | 39.8893 | -121.2792 | 0 | 0 | #DIV/0! | 0%
| Grizzly Ridge Solar LLC | 66410 | Grizzly Ridge Solar | TX | Hamilton | ERCO | IPP Non-CHP | 375 |  | 100 | 100 | 100 | Solar Photovoltaic | SUN | PV | 2023 |  |  | (OP) Operating |  | 131 | [6 empty] | 31.7382 | -98.2137 | 0 | 0 | #DIV/0! | 0%
| Denver City & County of | 10424 | Gross Hydro Plant | CO | Jefferson | PSCO | IPP Non-CHP | GEN1 |  | 8 | 8 | 8 | Conventional Hydroelectric | WAT | HY | 2007 |  |  | (OP) Operating | [8 empty] | 39.9456 | -105.3565 | 0 | 0 | #DIV/0! | 0%
| Forefront Power, LLC | 67509 | Grossmont College | CA | San Diego | CISO | IPP Non-CHP | 19064 |  | 2.6 | 2.6 | 2.6 | Solar Photovoltaic | SUN | PV | 2023 |  |  | (OP) Operating |  | 3.3 | [6 empty] | 32.8166 | -117.0063 | 0 | 0 | #DIV/0! | 0%
| Yellowstone Energy LP | 50931 | Yellowstone Energy LP | MT | Yellowstone | NWMT | IPP CHP | GEN1 |  | 68 | 52 | 55 | Petroleum Coke | PC | ST | 1995 |  |  | (OP) Operating | [8 empty] | 45.8117 | -108.4278 | 0 | 0 | #DIV/0! | 0%
| MN8 Energy LLC | 62987 | Grossmont HS Solar Project | CA | San Diego | CISO | Commercial Non-CHP | GHSP |  | 1.4 | 1.3 | 0.8 | Solar Photovoltaic | SUN | PV | 2018 |  |  | (OP) Operating |  | 1.5 | [6 empty] | 32.8165 | -116.9996 | 0 | 0 | #DIV/0! | 0%
| Forefront Power, LLC | 66023 | Grossmont-Cuyamaca-Cuyamaca Col. Solar & | CA | San Diego | CISO | IPP Non-CHP | 18009 |  | 2.4 | 2.4 | 2.4 | Solar Photovoltaic | SUN | PV | 2024 |  |  | (OP) Operating |  | 1.7 | [6 empty] | 32.7466 | -116.9389 | 0 | 0 | #DIV/0! | 0%
| Groton BESS 1 LLC | 67185 | Groton BESS 1 | MA | Middlesex | ISNE | IPP Non-CHP | 90911 |  | 2 | 2 | 2 | Batteries | MWH | BA | 2024 |  |  | (OP) Operating | 8.9 | [7 empty] | 42.6091 | -71.5392 | 0 | 0 | #DIV/0! | 0%
| Groton BESS 2 LLC | 67162 | Groton BESS 2 | MA | Middlesex | ISNE | IPP Non-CHP | 90910 |  | 2 | 2 | 2 | Batteries | MWH | BA | 2024 |  |  | (OP) Operating | 8.9 | [7 empty] | 42.6157 | -71.5778 | 0 | 0 | #DIV/0! | 0%
| York County Solid W & R Auth | 50215 | York County Resource Recovery | PA | York | PJM | IPP Non-CHP | GEN1 |  | 36.5 | 30 | 30 | Municipal Solid Waste | MSW | ST | 1989 |  |  | (OP) Operating | [8 empty] | 40.0017 | -76.7183 | 0 | 0 | #DIV/0! | 0%
| Avangrid Power LLC | 58141 | Groton Wind LLC | NH | Grafton | ISNE | IPP Non-CHP | 1 |  | 48 | 48 | 48 | Onshore Wind Turbine | WND | WT | 2012 |  |  | (OP) Operating | [8 empty] | 43.7681 | -71.8189 | 0 | 0 | #DIV/0! | 0%
| Florida Power & Light Co | 65042 | Grove | FL | Indian River | FPL | Electric Utility | 1 |  | 74.5 | 74.5 | 74.5 | Solar Photovoltaic | SUN | PV | 2022 |  |  | (OP) Operating |  | 104.3 | [6 empty] | 27.5809 | -80.6527 | 0 | 0 | #DIV/0! | 0%
| Sol Systems | 60181 | Grove Solar | NC | Craven | DUK | IPP Non-CHP | PV1 |  | 5 | 5 | 5 | Solar Photovoltaic | SUN | PV | 2019 |  |  | (OP) Operating |  | 7 | [6 empty] | 35.1692 | -77.1182 | 0 | 0 | #DIV/0! | 0%
| Cypress Creek Renewables | 60330 | Grove Solar Center, LLC | OR | Malheur | IPCO | IPP Non-CHP | GSC1 |  | 6 | 6 | 6 | Solar Photovoltaic | SUN | PV | 2016 |  |  | (OP) Operating |  | 7.8 | [6 empty] | 43.9367 | -117.3812 | 0 | 0 | #DIV/0! | 0%
| Consolidated Edison Development Inc. | 57989 | Groveland Solar | MA | Essex | ISNE | IPP Non-CHP | GSMA |  | 3.2 | 3.2 | 3.2 | Solar Photovoltaic | SUN | PV | 2012 |  |  | (OP) Operating |  | 3.5 | [6 empty] | 42.7511 | -71.0372 | 0 | 0 | #DIV/0! | 0%
| Wellhead Services, Inc | 52186 | Yuba City Cogen Partners | CA | Sutter | CISO | IPP CHP | GEN1 |  | 49.9 | 49.9 | 49.9 | Natural Gas Fired Combustion Turbine | NG | GT | 1990 |  |  | (OP) Operating | [8 empty] | 39.1367 | -121.6398 | 0 | 0 | #DIV/0! | 0%
| Gas Recovery Systems Inc | 55597 | GRS C&C | MI | Calhoun | MISO | IPP Non-CHP | 1 |  | 5.7 | 5 | 5.3 | Landfill Gas | LFG | IC | 1998 |  |  | (OP) Operating | [8 empty] | 42.3563 | -85.0058 | 0 | 0 | #DIV/0! | 0%
| Gas Recovery Systems Inc | 55599 | GRS CMS | NC | Cabarrus | DUK | IPP Non-CHP | 1 |  | 5.3 | 4.3 | 4.8 | Landfill Gas | LFG | GT | 1999 |  |  | (OP) Operating | [8 empty] | 35.3533 | -80.668 | 0 | 0 | #DIV/0! | 0%
| Grundy Center Mun Light & Power | 1145 | Grundy Center City Light Plant | IA | Grundy | MISO | Electric Utility | IC1 |  | 8.7 | 8.7 | 8.7 | Petroleum Liquids | DFO | IC | 1975 |  |  | (OP) Operating | [8 empty] | 42.3631 | -92.7723 | 0 | 0 | #DIV/0! | 0%
| Calpine Corp-Yuba City | 55813 | Yuba City Energy Center | CA | Sutter | CISO | IPP Non-CHP | CTG1 |  | 47.3 | 47 | 48 | Natural Gas Fired Combustion Turbine | NG | GT | 2002 |  |  | (OP) Operating | [8 empty] | 39.1392 | -121.6387 | 0 | 0 | #DIV/0! | 0%
| City of Zeeland - (MI) | 1867 | Zeeland | MI | Ottawa | MISO | Electric Utility | 1 |  | 22.3 | 23.7 | 24.1 | Natural Gas Internal Combustion Engine | NG | IC | 1968.2857 | 6 | 2040 | (OP) Operating | [8 empty] | 42.8067 | -86.0558 | 0 | 0 | #DIV/0! | 0%
| Altus Power America Management, LLC | 58576 | GSE NM1 | NM | Chaves | SWPP | IPP Non-CHP | NMP1 |  | 2.3 | 1.7 | 1.3 | Solar Photovoltaic | SUN | PV | 2011 |  |  | (OP) Operating |  | 2.9 | [6 empty] | 33.3 | -104.4 | 0 | 0 | #DIV/0! | 0%
| Leeward Asset Management, LLC | 56450 | GSG LLC | IL | Lee | PJM | IPP Non-CHP | 1 |  | 80 | 80 | 80 | Onshore Wind Turbine | WND | WT | 2007 |  |  | (OP) Operating | [8 empty] | 41.6436 | -89.1731 | 0 | 0 | #DIV/0! | 0%
| Green Street Power Partners | 67471 | GSPP 126 Little Bow Rd N, LLC | NY | St. Lawrence | ISNE | IPP Non-CHP | LBN |  | 4.8 | 4.8 | 4.8 | Solar Photovoltaic | SUN | PV | 2023 |  |  | (OP) Operating |  | 6.4 | [6 empty] | 44.345 | -75.4861 | 0 | 0 | #DIV/0! | 0%
| Green Street Power Partners | 67472 | GSPP 126 Little Bow Rd S, LLC | NY | St. Lawrence | ISNE | IPP Non-CHP | LBS |  | 5 | 5 | 5 | Solar Photovoltaic | SUN | PV | 2023 |  |  | (OP) Operating |  | 6.5 | [6 empty] | 44.345 | -75.4861 | 0 | 0 | #DIV/0! | 0%
| Green Street Power Partners | 68636 | GSPP 409 Ferris Road | NY | St. Lawrence | ISNE | IPP Non-CHP | FERR |  | 5 | 5 | 5 | Solar Photovoltaic | SUN | PV | 2024 |  |  | (OP) Operating |  | 6.8 | [6 empty] | 44.7349 | -74.6487 | 0 | 0 | #DIV/0! | 0%
| Green Street Power Partners | 67470 | GSPP 4643 Twelve Corners Road, LLC | NY | Cayuga | ISNE | IPP Non-CHP | TWEL |  | 4.7 | 4.7 | 4.7 | Solar Photovoltaic | SUN | PV | 2023 |  |  | (OP) Operating |  | 6.2 | [6 empty] | 42.8416 | -76.4454 | 0 | 0 | #DIV/0! | 0%
| Green Street Power Partners | 68637 | GSPP 641 Ferris Road East | NY | St. Lawrence | ISNE | IPP Non-CHP | FERRE |  | 4 | 4 | 4 | Solar Photovoltaic | SUN | PV | 2024 |  |  | (OP) Operating |  | 5.4 | [6 empty] | 44.755 | -74.6505 | 0 | 0 | #DIV/0! | 0%
| Green Street Power Partners | 68638 | GSPP 641 Ferris Road West | NY | St. Lawrence | ISNE | IPP Non-CHP | FERRW |  | 2.5 | 2.5 | 2.5 | Solar Photovoltaic | SUN | PV | 2024 |  |  | (OP) Operating |  | 3.4 | [6 empty] | 44.7519 | -74.6572 | 0 | 0 | #DIV/0! | 0%
| Green Street Power Partners | 67468 | GSPP 7024 Fox Rd, LLC | NY | Oneida | ISNE | IPP Non-CHP | FOX |  | 5 | 5 | 5 | Solar Photovoltaic | SUN | PV | 2023 |  |  | (OP) Operating |  | 6.8 | [6 empty] | 43.2006 | -75.2581 | 0 | 0 | #DIV/0! | 0%
| GSPP Boxborough Littleton, LLC | 62890 | GSPP Boxborough Littleton (MA) | MA | Middlesex | ISNE | IPP Non-CHP | BOXBR |  | 4 | 4 | 4 | Solar Photovoltaic | SUN | PV | 2019 |  |  | (OP) Operating |  | 5 | [6 empty] | 42.4856 | -71.5409 | 0 | 0 | #DIV/0! | 0%
| Green Street Power Partners | 62824 | GSPP Devens, LLC | MA | Middlesex | ISNE | IPP Non-CHP | DEVEN |  | 2.2 | 2.2 | 2.2 | Solar Photovoltaic | SUN | PV | 2019 |  |  | (OP) Operating |  | 2.7 | [6 empty] | 42.5442 | -71.586 | 0 | 0 | #DIV/0! | 0%
| Green Street Power Partners | 63368 | GSPP Gilman, LLC | VT | Essex | ISNE | IPP Non-CHP | GILMA |  | 2.1 | 2.1 | 2.1 | Solar Photovoltaic | SUN | PV | 2018 |  |  | (OP) Operating |  | 2.8 | [6 empty] | 44.4148 | -71.7145 | 0 | 0 | #DIV/0! | 0%
| Green Street Power Partners | 62829 | GSPP Held LLC CSG | MN | Stearns | MISO | IPP Non-CHP | HELDM |  | 3 | 3 | 3 | Solar Photovoltaic | SUN | PV | 2019 |  |  | (OP) Operating |  | 4 | [6 empty] | 45.5268 | -94.2848 | 0 | 0 | #DIV/0! | 0%
| Green Street Power Partners | 62830 | GSPP Imholte CSG | MN | Stearns | MISO | IPP Non-CHP | IMHOL |  | 1 | 1 | 1 | Solar Photovoltaic | SUN | PV | 2019 |  |  | (OP) Operating |  | 1.4 | [6 empty] | 45.5579 | -94.1632 | 0 | 0 | #DIV/0! | 0%
| Green Street Power Partners | 67469 | GSPP NESV, LLC | MA | Bristol | ISNE | IPP Non-CHP | NESV |  | 1.1 | 1.1 | 1.1 | Solar Photovoltaic | SUN | PV | 2023 |  |  | (OP) Operating |  | 1.5 | [6 empty] | 42.9267 | -71.3177 | 0 | 0 | #DIV/0! | 0%
| Green Street Power Partners | 64422 | GSPP Onyx New Brunswick LLC | NJ | Middlesex | PJM | IPP Non-CHP | NBOE1 |  | 1.1 | 1.1 | 1.1 | Solar Photovoltaic | SUN | PV | 2019 |  |  | (OP) Operating |  | 0.4 | [6 empty] | 40.4807 | -74.4818 | 0 | 0 | #DIV/0! | 0%
| Green Street Power Partners | 62826 | GSPP Raynham TMLP, LLC CSG | MA | Bristol | ISNE | IPP Non-CHP | RAYN |  | 2.3 | 2.3 | 2.3 | Solar Photovoltaic | SUN | PV | 2019 |  |  | (OP) Operating |  | 2.9 | [6 empty] | 41.9304 | -71.0604 | 0 | 0 | #DIV/0! | 0%
| Green Street Power Partners | 62825 | GSPP Terrawatt Westfield LLC CSG | MA | Hampden | ISNE | IPP Non-CHP | WESTF |  | 3.6 | 3.6 | 3.6 | Solar Photovoltaic | SUN | PV | 2019 |  |  | (OP) Operating |  | 4.8 | [6 empty] | 42.1775 | -72.727 | 0 | 0 | #DIV/0! | 0%
| Green Street Power Partners | 63370 | GSSP Schneider LLC | MN | Stearns | MISO | IPP Non-CHP | SCHN1 |  | 5 | 5 | 5 | Solar Photovoltaic | SUN | PV | 2019 |  |  | (OP) Operating |  | 1.4 | [6 empty] | 45.5295 | -94.2974 | 0 | 0 | #DIV/0! | 0%
| Alaska Power and Telephone Co | 65767 | Gustavus | AK | Skagway Hoonah Angoon | NA | Electric Utility | 1 |  | 1.4 | 1.4 | 1.4 | Petroleum Liquids | DFO | IC | 2011.25 |  |  | (OP) Operating | [8 empty] | 58.4195 | -135.7074 | 0 | 0 | #DIV/0! | 0%
| County of Santa Clara (CA) | 62690 | Guadalupe Solar Farm | CA | Santa Clara | CISO | IPP Non-CHP | GFARM |  | 1.7 | 1.7 | 1.1 | Solar Photovoltaic | SUN | PV | 2018 |  |  | (OP) Operating |  | 2.1 | [6 empty] | 37.269 | -121.8611 | 0 | 0 | #DIV/0! | 0%
| U S Bureau of Reclamation | 4178 | Guernsey | WY | Platte | WAUW | Electric Utility | 1 |  | 6.4 | 6.4 | 6.1 | Conventional Hydroelectric | WAT | HY | 1927.5 |  |  | (OP) Operating | [8 empty] | 42.2899 | -104.7606 | 0 | 0 | #DIV/0! | 0%
| Gwitchyaa Zhee Utility Co | 7174 | Gwitchyaa Zhee | AK | Yukon Koyukuk |  | Electric Utility | 11 |  | 2.8 | 1.2 | 1.8 | Petroleum Liquids | DFO | IC | 2017.25 |  |  | (OP) Operating | [8 empty] | 66.5663 | -145.2531 | 0 | 0 | #DIV/0! | 0%
| Pacific Gas & Electric Co. | 57891 | Guernsey Solar Station | CA | Kings | CISO | Electric Utility | 1 |  | 20 | 20 | 20 | Solar Photovoltaic | SUN | PV | 2013 |  |  | (OP) Operating |  | 25.5 | [6 empty] | 36.1639 | -119.6506 | 0 | 0 | #DIV/0! | 0%
| Helios Energy New York 13 LLC | 68154 | Guilderland Solar | NY | Albany | NYIS | IPP Non-CHP | GDRLD |  | 5 | 5 | 5 | Solar Photovoltaic | SUN | PV | 2023 |  |  | (OP) Operating |  | 7.6 | [6 empty] | 42.7166 | -74.0226 | 0 | 0 | #DIV/0! | 0%
| Nautilus Solar Solutions | 63052 | Guildlerland CSG | NY | Albany | NYIS | IPP Non-CHP | 106 |  | 2 | 2 | 2 | Solar Photovoltaic | SUN | PV | 2018 |  |  | (OP) Operating |  | 3 | [6 empty] | 42.7273 | -74.0008 | 0 | 0 | #DIV/0! | 0%
| City of Vernon | 56039 | H. Gonzales | CA | Los Angeles | CISO | Electric Utility | G1 |  | 11.8 | 10.8 | 11.8 | Natural Gas Fired Combustion Turbine | NG | GT | 1987 |  |  | (OP) Operating | [8 empty] | 33.9986 | -118.2219 | 0 | 0 | #DIV/0! | 0%
| Arevon Energy, Inc. | 59689 | Gulf Coast Solar Center I | FL | Okaloosa | SOCO | IPP Non-CHP | GCSC1 |  | 30 | 30 | 30 | Solar Photovoltaic | SUN | PV | 2017 |  |  | (OP) Operating |  | 42.2 | [6 empty] | 30.5154 | -86.5184 | 0 | 0 | #DIV/0! | 0%
| Arevon Energy, Inc. | 59690 | Gulf Coast Solar Center II | FL | Santa Rosa | SOCO | IPP Non-CHP | GCSC2 |  | 40 | 40 | 40 | Solar Photovoltaic | SUN | PV | 2017 |  |  | (OP) Operating |  | 53.8 | [6 empty] | 30.4308 | -86.8952 | 0 | 0 | #DIV/0! | 0%
| Arevon Energy, Inc. | 59691 | Gulf Coast Solar Center III | FL | Escambia | SOCO | IPP Non-CHP | GCSC3 |  | 50 | 50 | 50 | Solar Photovoltaic | SUN | PV | 2017 |  |  | (OP) Operating |  | 68.7 | [6 empty] | 30.4704 | -87.3352 | 0 | 0 | #DIV/0! | 0%
| Brookfield White Pine Hydro LLC | 1491 | Gulf Island | ME | Androscoggin | ISNE | IPP Non-CHP | GI1 |  | 19.2 | 23.2 | 23.2 | Conventional Hydroelectric | WAT | HY | 1926 |  |  | (OP) Operating | [8 empty] | 44.1529 | -70.2094 | 0 | 0 | #DIV/0! | 0%
| Florida Power & Light Co | 63754 | Gulf Power Blue Indigo Energy | FL | Jackson | FPL | Electric Utility | SBI01 |  | 74.5 | 74.5 | 74.5 | Solar Photovoltaic | SUN | PV | 2020 |  |  | (OP) Operating |  | 108.1 | [6 empty] | 30.8773 | -85.4006 | 0 | 0 | #DIV/0! | 0%
| Arcadia Solar, LLC | 61208 | Gulfport Naval Base CSG PV System | MS | Harrison | SOCO | IPP Non-CHP | PV1 |  | 3.5 | 3.5 | 3.5 | Solar Photovoltaic | SUN | PV | 2017 |  |  | (OP) Operating |  | 4.2 | [6 empty] | 30.3799 | -89.1192 | 0 | 0 | #DIV/0! | 0%
| Greenbacker Renewable Energy Corporation | 65618 | Gunnison Solar | UT | Sanpete | PACE | IPP Non-CHP | 524 |  | 1.5 | 1.5 | 1.5 | Solar Photovoltaic | SUN | PV | 2022 |  |  | (OP) Operating |  | 2 | [6 empty] | 39.1674 | -111.801 | 0 | 0 | #DIV/0! | 0%
| Invenergy Services LLC | 56776 | Gunsight Mountain Wind Energy LLC | TX | Howard | ERCO | IPP Non-CHP | 1 |  | 120 | 120 | 120 | Onshore Wind Turbine | WND | WT | 2016 |  |  | (OP) Operating | [8 empty] | 32.2403 | -101.4736 | 0 | 0 | #DIV/0! | 0%
| Gunsight Solar, LLC | 63813 | Gunsight Solar, LLC | SC | Lexington | SC | IPP Non-CHP | PGR26 |  | 75 | 75 | 75 | Solar Photovoltaic | SUN | PV | 2022 |  |  | (OP) Operating |  | 105 | [6 empty] | 33.7611 | -81.0667 | 0 | 0 | #DIV/0! | 0%
| Tennessee Valley Authority | 48 | Guntersville | AL | Marshall | TVA | Electric Utility | 1 |  | 115.2 | 122.7 | 124.5 | Conventional Hydroelectric | WAT | HY | 1942.25 |  |  | (OP) Operating | [8 empty] | 34.4213 | -86.3939 | 0 | 0 | #DIV/0! | 0%
| NineDot Holdings, LLC | 67886 | Gunther | NY | Bronx | NYIS | IPP Non-CHP | ND001 |  | 3 | 3 | 3 | Batteries | MWH | BA | 2023 |  |  | (OP) Operating | 6.2 | [7 empty] | 40.8645 | -73.836 | 0 | 0 | #DIV/0! | 0%
| Terraform Arcadia | 62195 | Guse CSG | MN | Waseca | MISO | IPP Non-CHP | SO371 |  | 1 | 1 | 1 | Solar Photovoltaic | SUN | PV | 2018 |  |  | (OP) Operating |  | 1.4 | [6 empty] | 44.092 | -93.7078 | 0 | 0 | #DIV/0! | 0%
| Alaska Power and Telephone Co | 69 | Haines | AK | Haines |  | Electric Utility | 11 |  | 8.4 | 8.4 | 8.4 | Petroleum Liquids | DFO | IC | 1997.2 |  |  | (OP) Operating | [8 empty] | 59.2359 | -135.4462 | 0 | 0 | #DIV/0! | 0%
| Dominion Energy Inc. | 63076 | Gutenberg Solar | NC | Northampton | PJM | Electric Utility | GUTN |  | 79.9 | 79.9 | 79.9 | Solar Photovoltaic | SUN | PV | 2019 |  |  | (OP) Operating |  | 119 | [6 empty] | 36.4864 | -77.5348 | 0 | 0 | #DIV/0! | 0%
| Georgia Power Co | 62392 | Guyton Community Solar | GA | Effingham | SOCO | Electric Utility | 1 |  | 3.6 | 3.6 | 3.6 | Solar Photovoltaic | SUN | PV | 2019 |  |  | (OP) Operating |  | 4.7 | [6 empty] | 32.4128 | -81.4429 | 0 | 0 | #DIV/0! | 0%
| GWCC PV Solar Farm | 61738 | GWCC PV Solar Farm | MD | Prince Georges | PJM | IPP Non-CHP | SOLAR |  | 1.6 | 1.6 | 1.6 | Solar Photovoltaic | SUN | PV | 2015 |  |  | (OP) Operating |  | 2.1 | [6 empty] | 39.0172 | -76.909 | 0 | 0 | #DIV/0! | 0%
| City of Halstad - (MN) | 8105 | Halstad | MN | Norman | MISO | Electric Utility | 4 |  | 4 | 3.8 | 3.8 | Petroleum Liquids | DFO | IC | 2007 |  |  | (SB) Standby/Backup: available for service but not normally used | [8 empty] | 47.3501 | -96.8319 | 0 | 0 | #DIV/0! | 0%
| Guadalupe Blanco River Authority | 3583 | H 4 | TX | Gonzales | ERCO | Electric Utility | 1 |  | 2.4 | 2.4 | 2.4 | Conventional Hydroelectric | WAT | HY | 1931 |  |  | (OS) Out of service and NOT expected to return to service in next calendar year | [8 empty] | 29.4952 | -97.6249 | 0 | 0 | #DIV/0! | 0%
| Guadalupe Blanco River Authority | 3584 | H 5 | TX | Gonzales | ERCO | Electric Utility | 1 |  | 2.4 | 2.4 | 2.4 | Conventional Hydroelectric | WAT | HY | 1931 |  |  | (OS) Out of service and NOT expected to return to service in next calendar year | [8 empty] | 29.4681 | -97.4919 | 0 | 0 | #DIV/0! | 0%
| City of Hamilton - (OH) | 2917 | Hamilton (OH) | OH | Butler | PJM | Electric Utility | GT2 |  | 16.3 | 12 | 16 | Natural Gas Fired Combustion Turbine | NG | GT | 1971 |  |  | (OP) Operating | [8 empty] | 39.4098 | -84.5543 | 0 | 0 | #DIV/0! | 0%
| Duke Energy Progress - (NC) | 3251 | H B Robinson | SC | Darlington | CPLE | Electric Utility | 2 |  | 768.6 | 759 | 792.9 | Nuclear | NUC | ST | 1971 |  |  | (OP) Operating | [8 empty] | 34.4017 | -80.1589 | 0 | 0 | #DIV/0! | 0%
| Hamilton Power, LLC | 3109 | Hamilton (PA) | PA | Adams | PJM | IPP Non-CHP | 1 |  | 19.6 | 20.4 | 24 | Petroleum Liquids | DFO | GT | 1971 |  |  | (OP) Operating | [8 empty] | 39.9087 | -76.9885 | 0 | 0 | #DIV/0! | 0%
| Foss Manufacturing Company LLC | 10108 | Hampton Facility | NH | Rockingham | ISNE | Industrial CHP | GEN8 |  | 5 | 3.8 | 5 | Natural Gas Fired Combustion Turbine | NG | GT | 2000 |  |  | (OP) Operating | [8 empty] | 42.9383 | -70.8406 | 0 | 0 | #DIV/0! | 0%
| PUD No 1 of Snohomish County | 7588 | H M Jackson | WA | Snohomish | BPAT | Electric Utility | 1 |  | 111.8 | 96 | 104 | Conventional Hydroelectric | WAT | HY | 1984 |  |  | (OP) Operating | [8 empty] | 47.9084 | -121.8144 | 0 | 0 | #DIV/0! | 0%
| Alabama Power Co | 11 | H Neely Henry Dam | AL | Calhoun | SOCO | Electric Utility | 1 |  | 72.9 | 71.1 | 68.1 | Conventional Hydroelectric | WAT | HY | 1966 |  |  | (OP) Operating | [8 empty] | 33.7845 | -86.0524 | 0 | 0 | #DIV/0! | 0%
| Maui Electric Co Ltd | 56055 | Hana Substation | HI | Maui |  | Electric Utility | MH1 |  | 2 | 2 | 2 | Petroleum Liquids | DFO | IC | 2001 |  |  | (OP) Operating | [8 empty] | 20.7658 | -155.9961 | 0 | 0 | #DIV/0! | 0%
| East Kentucky Power Coop, Inc | 56280 | Hardin County LFGTE | KY | Hardin | PJM | Electric Utility | 1 |  | 2.4 | 2.4 | 2.4 | Landfill Gas | LFG | IC | 2006 |  |  | (OP) Operating | [8 empty] | 37.7258 | -85.7258 | 0 | 0 | #DIV/0! | 0%
| Harlan Municipal Utilities - (IA) | 1146 | Harlan | IA | Shelby | MISO | Electric Utility | HMU1 |  | 3.4 | 3.2 | 3.2 | Petroleum Liquids | DFO | IC | 2001 |  |  | (SB) Standby/Backup: available for service but not normally used | [8 empty] | 41.6445 | -95.3153 | 0 | 0 | #DIV/0! | 0%
| Pacific Gas & Electric Co. | 240 | Haas | CA | Fresno | CISO | Electric Utility | H1 |  | 135 | 144 | 144 | Conventional Hydroelectric | WAT | HY | 1958 |  |  | (OP) Operating | [8 empty] | 36.9274 | -119.0203 | 0 | 0 | #DIV/0! | 0%
| Wisconsin Electric Power Co | 67728 | Hackbarth Solar WI, LLC | WI | Jefferson | MISO | Electric Utility | 20244 |  | 5 | 5 | 5 | Solar Photovoltaic | SUN | PV | 2024 |  |  | (OP) Operating |  | 5.8 | [6 empty] | 42.8877 | -88.8772 | 0 | 0 | #DIV/0! | 0%
| Hackberry Wind LLC | 56823 | Hackberry Wind Farm | TX | Shackelford | ERCO | IPP Non-CHP | HWFG1 |  | 165.6 | 162.3 | 162.3 | Onshore Wind Turbine | WND | WT | 2008 |  |  | (OP) Operating | [8 empty] | 32.7683 | -99.4228 | 0 | 0 | #DIV/0! | 0%
| Hadley 2 Solar, LLC | 62196 | Hadley 2 Solar, LLC CSG | MA | Hampshire | ISNE | IPP Non-CHP | 2368 |  | 1.9 | 1.9 | 1.3 | Solar Photovoltaic | SUN | PV | 2016 |  |  | (OP) Operating |  | 2.4 | [6 empty] | 42.3512 | -72.5565 | 0 | 0 | #DIV/0! | 0%
| Hadley 3 Solar, LLC (North) | 64231 | Hadley 3 Solar (North) | MA | Hampshire | ISNE | IPP Non-CHP | 09170 |  | 4.9 | 4.9 | 3.9 | Batteries | MWH | BA | 2021.5 |  |  | (OP) Operating | 4.4 | [7 empty] | 42.3588 | -72.5426 | 0 | 0 | #DIV/0! | 0%
| Hadley 3 Solar, LLC (South) | 64232 | Hadley 3 Solar (South) | MA | Hampshire | ISNE | IPP Non-CHP | 6554 |  | 2 | 2 | 1.6 | Solar Photovoltaic | SUN | PV | 2019 |  |  | (OP) Operating |  | 2.6 | [6 empty] | 42.3558 | -72.5426 | 0 | 0 | #DIV/0! | 0%
| City of Holyoke Gas and Electric Dept. | 1605 | Hadley Falls | MA | Hampden | ISNE | Electric Utility | 1 |  | 33.4 | 33.1 | 33.1 | Conventional Hydroelectric | WAT | HY | 1967.5 |  |  | (OP) Operating | [8 empty] | 42.2119 | -72.6036 | 0 | 0 | #DIV/0! | 0%
| CHI Operations Inc | 55573 | Hadley Ridge LLC | MN | Lincoln | MISO | IPP Non-CHP | HR30 |  | 1.9 | 1.9 | 1.9 | Onshore Wind Turbine | WND | WT | 2000 |  |  | (OP) Operating | [8 empty] | 44.2253 | -96.235 | 0 | 0 | #DIV/0! | 0%
| NuGen Capital Management | 59484 | Hadley Solar NG, LLC | MA | Hampshire | ISNE | IPP Non-CHP | PV1 |  | 2.7 | 2 | 1 | Solar Photovoltaic | SUN | PV | 2014 |  |  | (OP) Operating |  | 3 | [6 empty] | 42.3521 | -72.5388 | 0 | 0 | #DIV/0! | 0%
| Harlem Hospital Center | 63671 | Harlem Hospital Center | NY | New York | NYIS | Commercial Non-CHP | CAT1 |  | 4.7 | 4.7 | 4.7 | Petroleum Liquids | DFO | IC | 2005.8333 |  |  | (SB) Standby/Backup: available for service but not normally used | [8 empty] | 40.8145 | -73.9399 | 0 | 0 | #DIV/0! | 0%
| New York State Elec & Gas Corp | 2528 | Harris Lake | NY | Essex | NYIS | Electric Utility | 1 |  | 4.2 | 4 | 4 | Petroleum Liquids | DFO | IC | 1992 |  |  | (OP) Operating | [8 empty] | 43.9719 | -74.1861 | 0 | 0 | #DIV/0! | 0%
| Central Rivers Power US, LLC | 10544 | Hailesboro 4 Plant | NY | St Lawrence | NYIS | IPP Non-CHP | GEN1 |  | 1.4 | 1.4 | 1.3 | Conventional Hydroelectric | WAT | HY | 1922 |  |  | (OP) Operating | [8 empty] | 44.3117 | -75.445 | 0 | 0 | #DIV/0! | 0%
| City of Hart Hydro - (MI) | 1827 | Hart | MI | Oceana | MISO | Electric Utility | 4 |  | 5.1 | 5.1 | 5.1 | Natural Gas Internal Combustion Engine | NG | IC | 1978 |  |  | (OP) Operating | [8 empty] | 43.7041 | -86.3663 | 0 | 0 | #DIV/0! | 0%
| Los Angeles Department of Water & Power | 398 | Haiwee | CA | Inyo | LDWP | Electric Utility | 1 |  | 5.6 | 5 | 5 | Conventional Hydroelectric | WAT | HY | 1927 |  |  | (OA) Out of service but expected to return to service in next calendar year | [8 empty] | 36.1097 | -117.9567 | 0 | 0 | #DIV/0! | 0%
| Cartier Energy, LLC | 52061 | Hartford Hospital Cogeneration | CT | Hartford | ISNE | Commercial CHP | GEN2 | CC1 | 11.8 | 10 | 10 | Natural Gas Fired Combined Cycle | NG | CA | 1996.6667 |  |  | (OP) Operating | [8 empty] | 41.7631 | -72.6733 | 0 | 0 | #DIV/0! | 0%
| Southwestern Public Service Co | 59247 | Hale Community Wind Farm | TX | Hale | SWPP | Electric Utility | HALE1 |  | 478 | 128 | 107 | Onshore Wind Turbine | WND | WT | 2019 |  |  | (OP) Operating | [8 empty] | 33.9278 | -101.7422 | 0 | 0 | #DIV/0! | 0%
| Hale Kuawehi Solar LLC | 62529 | Hale Kuawehi Solar Hybrid | HI | Hawaii | HECO | IPP Non-CHP | HKBA |  | 60 | 60 | 60 | Batteries | MWH | BA | 2025 |  |  | (OP) Operating | 30 | [7 empty] | 19.9367 | -155.6793 | 0 | 0 | #DIV/0! | 0%
| Haleon PLC | 57390 | Haleon York RDC Solar Facility | PA | York | PJM | IPP Non-CHP | 1 |  | 2.6 | 1.6 | 1 | Solar Photovoltaic | SUN | PV | 2010 |  |  | (OP) Operating |  | 3 | [6 empty] | 40.0439 | -76.7355 | 0 | 0 | #DIV/0! | 0%
| Hales Mills Solar, LLC | 63339 | Hales Mills Solar, LLC | NY | Fulton | NYIS | IPP Non-CHP | 09751 |  | 8 | 6.6 | 5.9 | Batteries | MWH | BA | 2022 |  |  | (OP) Operating | 12.8 | [7 empty] | 43.0183 | -74.3292 | 0 | 0 | #DIV/0! | 0%
| Haley Solar, LLC | 61523 | Haley Solar | SC | Allendale | SCEG | IPP Non-CHP | PGRD1 |  | 8.2 | 8.2 | 8.2 | Solar Photovoltaic | SUN | PV | 2017 |  |  | (OP) Operating |  | 11.4 | [6 empty] | 33.0234 | -81.2934 | 0 | 0 | #DIV/0! | 0%
| Banister Hydro LP | 50178 | Halifax | VA | Halifax | PJM | IPP Non-CHP | GEN1 |  | 1.6 | 1.6 | 1.6 | Conventional Hydroelectric | WAT | HY | 1915 |  |  | (OP) Operating | [8 empty] | 36.7817 | -78.9236 | 0 | 0 | #DIV/0! | 0%
| Duke Energy Renewables Services | 58943 | Halifax | NC | Halifax | PJM | IPP Non-CHP | 1 |  | 20 | 20 | 20 | Solar Photovoltaic | SUN | PV | 2014 |  |  | (OP) Operating |  | 29 | [6 empty] | 36.4419 | -77.7114 | 0 | 0 | #DIV/0! | 0%
| American Mun Power-Ohio, Inc | 66454 | Hatfield PA BTM | PA | Montgomery | PJM | Electric Utility | PB1 |  | 2.7 | 2.7 | 2.7 | Petroleum Liquids | DFO | IC | 2022 |  |  | (OP) Operating | [8 empty] | 40.2752 | -75.2892 | 0 | 0 | #DIV/0! | 0%
| Dimension Energy LLC | 67933 | Halifax CSG LLC | VA | Halifax | PJM | IPP Non-CHP | HALIF |  | 3.1 | 3.1 | 3.1 | Solar Photovoltaic | SUN | PV | 2024 |  |  | (OP) Operating |  | 4.15 | [6 empty] | 36.6793 | -78.9392 | 0 | 0 | #DIV/0! | 0%
| NuGen Capital Management | 65083 | Halifax Solar | MA | Plymouth | ISNE | IPP Non-CHP | PV1 |  | 2.5 | 2.5 | 2.5 | Solar Photovoltaic | SUN | PV | 2015 |  |  | (OP) Operating |  | 3.1 | [6 empty] | 41.9953 | -70.8438 | 0 | 0 | #DIV/0! | 0%
| Standard Solar | 67486 | Hall Property | MD | Prince Georges | PJM | IPP Non-CHP | HALLP |  | 2 | 2 | 2 | Solar Photovoltaic | SUN | PV | 2024 |  |  | (OP) Operating | [8 empty] | 38.7084 | -76.7459 | 0 | 0 | #DIV/0! | 0%
| North Carolina El Member Corp | 64508 | Hall Solar Energy Storage | NC | Duplin | CPLE | Electric Utility | BAT1 |  | 4.5 | 4.5 | 4.5 | Batteries | MWH | BA | 2022 |  |  | (OP) Operating | 5 | [7 empty] | 34.799 | -77.947 | 0 | 0 | #DIV/0! | 0%
| Island Energy Services | 10194 | Hawaii Cogen | HI | Honolulu |  | Industrial CHP | GEN1 |  | 12.2 | 12.8 | 12.8 | Petroleum Liquids | WO | GT | 1995.25 |  |  | (OS) Out of service and NOT expected to return to service in next calendar year | [8 empty] | 21.3117 | -158.1139 | 0 | 0 | #DIV/0! | 0%
| Sunlight General Solar Fund II, LLC | 56877 | Hall's Warehouse Solar Project | NJ | Middlesex | PJM | IPP Non-CHP | TBD |  | 1.6 | 1.6 | 1.6 | Solar Photovoltaic | SUN | PV | 2009 |  |  | (OP) Operating |  | 1.8 | [6 empty] | 40.5737 | -74.3944 | 0 | 0 | #DIV/0! | 0%
| Pacific Gas & Electric Co. | 241 | Halsey | CA | Placer | CISO | Electric Utility | 1 |  | 13.6 | 11 | 11 | Conventional Hydroelectric | WAT | HY | 1916 |  |  | (OA) Out of service but expected to return to service in next calendar year | [8 empty] | 38.957 | -121.0419 | 0 | 0 | #DIV/0! | 0%
| LSE Pegasus LLC | 66940 | Halsey Valley | NY | Tioga | NYIS | IPP Non-CHP | HAL20 |  | 5 | 5 | 5 | Solar Photovoltaic | SUN | PV | 2020 |  |  | (OP) Operating |  | 7.4 | [6 empty] | 42.0691 | -76.3532 | 0 | 0 | #DIV/0! | 0%
| NextEra Renewable Fuels, LLC | 56701 | Haworth Water Treatment Plant | NJ | Bergen | PJM | IPP Non-CHP | GEN1 |  | 16 | 15.8 | 15.8 | Natural Gas Internal Combustion Engine | NG | IC | 2008.6667 |  |  | (OP) Operating | [8 empty] | 40.9593 | -74.0151 | 0 | 0 | #DIV/0! | 0%
| Texas Microgrid, LLC | 66612 | HEB_CPS00085 | TX | Bexar | ERCO | IPP Non-CHP | H0851 | H085 | 1.6 | 1.6 | 1.6 | Natural Gas Internal Combustion Engine | NG | IC | 2019 |  |  | (OP) Operating | [8 empty] | 29.4337 | -98.7035 | 0 | 0 | #DIV/0! | 0%
| Madison Energy Investments LLC | 67461 | Hamilton | NJ | Mercer | PJM | IPP Non-CHP | LHAPV |  | 1 | 1 | 1 | Solar Photovoltaic | SUN | PV | 2023 |  |  | (OP) Operating |  | 1.3 | [6 empty] | 40.198 | -74.633 | 0 | 0 | #DIV/0! | 0%
| Texas Microgrid, LLC | 66613 | HEB_CPSSADC | TX | Bexar | ERCO | IPP Non-CHP | SAD10 | SADC | 6.4 | 6.4 | 6.4 | Natural Gas Internal Combustion Engine | NG | IC | 2020 |  |  | (OP) Operating | [8 empty] | 29.4173 | -98.3609 | 0 | 0 | #DIV/0! | 0%
| Texas Microgrid, LLC | 65261 | HEB00020 | TX | Harris | ERCO | IPP Non-CHP | H0201 |  | 1.2 | 1.2 | 1.2 | Natural Gas Internal Combustion Engine | NG | IC | 2018 |  |  | (OP) Operating | [8 empty] | 29.9925 | -95.7444 | 0 | 0 | #DIV/0! | 0%
| HEN Infrastructure, L.L.C. | 66782 | Hamilton BESS | TX | Val Verde | ERCO | IPP Non-CHP | HAMIL |  | 9.9 | 9.9 | 9.9 | Batteries | MWH | BA | 2024 |  |  | (OP) Operating | 9.9 | [7 empty] | 29.3764 | -100.8485 | 0 | 0 | #DIV/0! | 0%
| Pacific Gas & Electric Co. | 242 | Hamilton Branch | CA | Plumas | CISO | Electric Utility | 1 |  | 5.3 | 4.8 | 4.8 | Conventional Hydroelectric | WAT | HY | 1921 |  |  | (OS) Out of service and NOT expected to return to service in next calendar year | [8 empty] | 40.2687 | -121.0895 | 0 | 0 | #DIV/0! | 0%
| City of Hamilton - (OH) | 7807 | Hamilton Hydro | OH | Butler | PJM | Electric Utility | 3 |  | 2.2 | 2 | 2 | Conventional Hydroelectric | WAT | HY | 1994 |  |  | (OP) Operating | [8 empty] | 39.4128 | -84.5558 | 0 | 0 | #DIV/0! | 0%
| Texas Microgrid, LLC | 65262 | HEB00028 | TX | Galveston | ERCO | IPP Non-CHP | H0281 |  | 1.2 | 1.2 | 1.2 | Natural Gas Internal Combustion Engine | NG | IC | 2017 |  |  | (OP) Operating | [8 empty] | 29.4661 | -95.0953 | 0 | 0 | #DIV/0! | 0%
| Texas Microgrid, LLC | 65263 | HEB00038 | TX | Hidalgo | ERCO | IPP Non-CHP | H0381 |  | 1.2 | 1.2 | 1.2 | Natural Gas Internal Combustion Engine | NG | IC | 2018 |  |  | (OP) Operating | [8 empty] | 26.2026 | -98.1647 | 0 | 0 | #DIV/0! | 0%
| Entergy Texas Inc. | 66593 | HEB00048 | TX | Jefferson | ERCO | Electric Utility | H0481 | H048 | 1.2 | 1.2 | 1.2 | Natural Gas Internal Combustion Engine | NG | IC | 2021 |  |  | (OP) Operating | [8 empty] | 30.1065 | -94.1704 | 0 | 0 | #DIV/0! | 0%
| Ecos Energy LLC | 62025 | Hamilton Solar | CT | New London | ISNE | IPP Non-CHP | HAMLT |  | 1 | 1 | 1 | Solar Photovoltaic | SUN | PV | 2018 |  |  | (OP) Operating |  | 1.2 | [6 empty] | 41.657 | -72.161 | 0 | 0 | #DIV/0! | 0%
| Duke Energy Florida, LLC | 61807 | Hamilton Solar Power Plant | FL | Hamilton | FPC | Electric Utility | PV1 |  | 74.9 | 74.9 | 74.9 | Solar Photovoltaic | SUN | PV | 2018 |  |  | (OP) Operating |  | 109.9 | [6 empty] | 30.4443 | -83.1869 | 0 | 0 | #DIV/0! | 0%
| Altus Power America Management, LLC | 60489 | Hamilton Solar-Crosswicks | NJ | Mercer | PJM | IPP Non-CHP | PV1 |  | 7.5 | 7.5 | 7.5 | Solar Photovoltaic | SUN | PV | 2011 |  |  | (OP) Operating |  | 4 | [6 empty] | 40.169 | -74.6301 | 0 | 0 | #DIV/0! | 0%
| Texas Microgrid, LLC | 65264 | HEB00054 | TX | Harris | ERCO | IPP Non-CHP | H0541 |  | 1.2 | 1.2 | 1.2 | Natural Gas Internal Combustion Engine | NG | IC | 2018 |  |  | (OP) Operating | [8 empty] | 29.6017 | -95.2502 | 0 | 0 | #DIV/0! | 0%
| North Carolina El Member Corp | 64512 | Hamlet Solar Energy Storage | NC | Richmond | CPLE | Electric Utility | BAT1 |  | 1 | 1 | 1 | Batteries | MWH | BA | 2023 |  |  | (OP) Operating | 1.1 | [7 empty] | 34.846 | -79.734 | 0 | 0 | #DIV/0! | 0%
| Helios Energy New York 2 LLC | 67213 | Hamlin 1 | NY | Monroe | NYIS | IPP Non-CHP | HAM1 |  | 4.5 | 4.5 | 4.5 | Solar Photovoltaic | SUN | PV | 2021 |  |  | (OP) Operating |  | 6.7 | [6 empty] | 43.33 | -77.965 | 0 | 0 | #DIV/0! | 0%
| Nautilus Solar Solutions | 64679 | Hamlin Solar 1, LLC | NY | Monroe | NYIS | IPP Non-CHP | HS1 |  | 5 | 5 | 5 | Solar Photovoltaic | SUN | PV | 2020 |  |  | (OP) Operating |  | 6.9 | [6 empty] | 43.3014 | -77.9443 | 0 | 0 | #DIV/0! | 0%
| Hammer Community Solar LLC | 63684 | Hammer Community (CSG) | MN | Sherburne | MISO | IPP Non-CHP | HAMR |  | 1 | 1 | 1 | Solar Photovoltaic | SUN | PV | 2020 |  |  | (OP) Operating |  | 1.4 | [6 empty] | 45.4141 | -94.0057 | 0 | 0 | #DIV/0! | 0%
| DG Minnesota CSG, LLC | 62099 | Hammer CSG | MN | Sherburne | MISO | IPP Non-CHP | HAMME |  | 4.8 | 4.8 | 4.8 | Solar Photovoltaic | SUN | PV | 2018 |  |  | (OP) Operating |  | 6.4 | [6 empty] | 45.4176 | -94.0094 | 0 | 0 | #DIV/0! | 0%
| Mountain Air Projects, LLC | 57428 | Hammett Hill Windfarm | ID | Elmore | IPCO | IPP Non-CHP | 1 |  | 23 | 23 | 23 | Onshore Wind Turbine | WND | WT | 2012 |  |  | (OP) Operating | [8 empty] | 43.0061 | -115.4633 | 0 | 0 | #DIV/0! | 0%
| Florida Power & Light Co | 61024 | Hammock Solar | FL | Hendry | FPL | Electric Utility | 1 |  | 74.5 | 74.5 | 74.5 | Solar Photovoltaic | SUN | PV | 2018 |  |  | (OP) Operating |  | 113.2 | [6 empty] | 26.6926 | -81.325 | 0 | 0 | #DIV/0! | 0%
| Madison Energy Investments LLC | 66906 | Hammonton-High School Solar | NJ | Atlantic | PJM | IPP Non-CHP | HHSPV |  | 1.2 | 1.2 | 1.2 | Solar Photovoltaic | SUN | PV | 2022 |  |  | (OP) Operating |  | 1.7 | [6 empty] | 39.6572 | -74.809 | 0 | 0 | #DIV/0! | 0%
| Altus Power America Management, LLC | 60494 | Hampden | MA | Hampden | ISNE | IPP Non-CHP | 1 |  | 3.2 | 3.2 | 3.2 | Solar Photovoltaic | SUN | PV | 2015 |  |  | (OP) Operating |  | 4.3 | [6 empty] | 42.0447 | -72.4387 | 0 | 0 | #DIV/0! | 0%
| NSTAR Electric Company | 62073 | Hampden Solar PV | MA | Hampden | ISNE | Electric Utility | LG390 |  | 3.5 | 3.5 | 3.5 | Solar Photovoltaic | SUN | PV | 2019 |  |  | (OP) Operating |  | 4.8 | [6 empty] | 42.0457 | -72.4593 | 0 | 0 | #DIV/0! | 0%
| Tesla Inc. | 60815 | Hampshire College Hybrid | MA | Hampshire | ISNE | IPP Non-CHP | BA1 |  | 4.4 | 4.4 | 4.4 | Batteries | MWH | BA | 2017 |  |  | (OP) Operating | 0.5 | [7 empty] | 42.3769 | -72.4691 | 0 | 0 | #DIV/0! | 0%
| Hampshire Paper Co Inc | 10116 | Hampshire Paper | NY | St Lawrence | NYIS | IPP Non-CHP | 05 |  | 3.4 | 1.8 | 2.7 | Conventional Hydroelectric | WAT | HY | 1987 |  |  | (OP) Operating | [8 empty] | 44.2965 | -75.3665 | 0 | 0 | #DIV/0! | 0%
| Generate ER-NG, LLC | 67310 | HEB00055 | TX | Tarrant | ERCO | IPP Non-CHP | H0551 |  | 1.2 | 1.2 | 1.2 | Natural Gas Internal Combustion Engine | NG | IC | 2023 |  |  | (OP) Operating | [8 empty] | 32.9389 | -97.1313 | 0 | 0 | #DIV/0! | 0%
| SoCore Energy LLC | 62060 | Hampton MN GRE | MN | Dakota | MISO | IPP Non-CHP | PV1 |  | 2 | 2 | 2 | Solar Photovoltaic | SUN | PV | 2018 |  |  | (OP) Operating |  | 2.5 | [6 empty] | 44.5488 | -93.0205 | 0 | 0 | #DIV/0! | 0%
| Hampton Solar II, LLC | 61498 | Hampton Solar 2 | SC | Hampton | SCEG | IPP Non-CHP | HAM2 |  | 20 | 20 | 20 | Solar Photovoltaic | SUN | PV | 2017 |  |  | (OP) Operating |  | 28 | [6 empty] | 32.881 | -81.136 | 0 | 0 | #DIV/0! | 0%
| Hampton Solar I, LLC | 61325 | Hampton Solar I | SC | Hampton | SCEG | IPP Non-CHP | PGRB3 |  | 6.8 | 6.8 | 6.8 | Solar Photovoltaic | SUN | PV | 2017 |  |  | (OP) Operating |  | 9.5 | [6 empty] | 32.879 | -81.133 | 0 | 0 | #DIV/0! | 0%
| Corn Belt Power Coop | 67948 | Hampton Substation Energy Storage | IA | Franklin | SWPP | Electric Utility | MP1 |  | 1.8 | 1.4 | 1.4 | Batteries | MWH | BA | 2022 |  |  | (OP) Operating | 9.1 | [7 empty] | 42.6872 | -93.2321 | 0 | 0 | #DIV/0! | 0%
| Texas Microgrid, LLC | 65265 | HEB00057 | TX | Nueces | ERCO | IPP Non-CHP | H0571 |  | 1.2 | 1.2 | 1.2 | Natural Gas Internal Combustion Engine | NG | IC | 2017 |  |  | (OP) Operating | [8 empty] | 27.6651 | -97.2806 | 0 | 0 | #DIV/0! | 0%
| Texas Microgrid, LLC | 66549 | HEB00063 | TX | Brazoria | ERCO | IPP Non-CHP | H0631 | H063 | 1.6 | 1.6 | 1.6 | Natural Gas Internal Combustion Engine | NG | IC | 2017 |  |  | (OP) Operating | [8 empty] | 29.5595 | -95.3904 | 0 | 0 | #DIV/0! | 0%
| FPL Energy Hancock County Wind, LLC | 56010 | Hancock County Wind Energy Center | IA | Hancock | MISO | IPP Non-CHP | V-47 |  | 98 | 98 | 98 | Onshore Wind Turbine | WND | WT | 2002 |  |  | (OP) Operating | [8 empty] | 43.0528 | -93.63 | 0 | 0 | #DIV/0! | 0%
| PUD No 1 of Snohomish County | 60517 | Hancock Creek Hydroelectric Project | WA | King | PSEI | Electric Utility | HY1 |  | 6 | 7 | 7 | Conventional Hydroelectric | WAT | HY | 2018 |  |  | (OP) Operating | [8 empty] | 47.5722 | -121.6897 | 0 | 0 | #DIV/0! | 0%
| Onward Energy | 58686 | Hancock Wind Plant | ME | Hancock | ISNE | IPP Non-CHP | HANC1 |  | 51 | 51 | 51 | Onshore Wind Turbine | WND | WT | 2016 |  |  | (OP) Operating | [8 empty] | 44.7608 | -68.1469 | 0 | 0 | #DIV/0! | 0%
| Texas Microgrid, LLC | 66550 | HEB00069 | TX | Nueces | ERCO | IPP Non-CHP | H0691 | H069 | 1.6 | 1.6 | 1.6 | Natural Gas Internal Combustion Engine | NG | IC | 2017 |  |  | (OP) Operating | [8 empty] | 27.6949 | -97.2625 | 0 | 0 | #DIV/0! | 0%
| Texas Microgrid, LLC | 65266 | HEB00070 | TX | Taylor | ERCO | IPP Non-CHP | H0701 |  | 1.2 | 1.2 | 1.2 | Natural Gas Internal Combustion Engine | NG | IC | 2018 |  |  | (OP) Operating | [8 empty] | 32.4333 | -99.7583 | 0 | 0 | #DIV/0! | 0%
| Arevon Energy, Inc. | 59300 | Hanford 1 and 2 | CA | Kings | CISO | IPP Non-CHP | HAN1 |  | 3 | 3 | 3 | Solar Photovoltaic | SUN | PV | 2014 |  |  | (OP) Operating |  | 1.8 | [6 empty] | 36.3067 | -119.6292 | 0 | 0 | #DIV/0! | 0%
| Texas Microgrid, LLC | 66563 | HEB00092 | TX | Victoria | ERCO | IPP Non-CHP | H0921 | H092 | 1.6 | 1.6 | 1.6 | Natural Gas Internal Combustion Engine | NG | IC | 2018 |  |  | (OP) Operating | [8 empty] | 28.8519 | -96.9968 | 0 | 0 | #DIV/0! | 0%
| Texas Microgrid, LLC | 66564 | HEB00095 | TX | Webb | ERCO | IPP Non-CHP | H0951 | H095 | 1.6 | 1.6 | 1.6 | Natural Gas Internal Combustion Engine | NG | IC | 2018 |  |  | (OP) Operating | [8 empty] | 27.6075 | -99.4739 | 0 | 0 | #DIV/0! | 0%
| Texas Microgrid, LLC | 65267 | HEB00099 | TX | Harris | ERCO | IPP Non-CHP | H0991 |  | 1.2 | 1.2 | 1.2 | Natural Gas Internal Combustion Engine | NG | IC | 2017 |  |  | (OP) Operating | [8 empty] | 29.9953 | -95.5766 | 0 | 0 | #DIV/0! | 0%
| Erie Boulevard Hydropower LP | 2571 | Hannawa | NY | St Lawrence | NYIS | IPP Non-CHP | 1 |  | 7.2 | 7.2 | 7.2 | Conventional Hydroelectric | WAT | HY | 1917 |  |  | (OP) Operating | [8 empty] | 44.6192 | -74.9733 | 0 | 0 | #DIV/0! | 0%
| NJR Clean Energy Ventures Corporation | 59628 | Hanover | NJ | Burlington | PJM | IPP Non-CHP | HNOVR |  | 5 | 5 | 5 | Solar Photovoltaic | SUN | PV | 2015 |  |  | (OP) Operating |  | 6 | [6 empty] | 40.0653 | -74.5906 | 0 | 0 | #DIV/0! | 0%
| MN8 Energy LLC | 61877 | Hanover Solar, LLC | NC | Jones | DUK | IPP Non-CHP | HAN01 |  | 4.9 | 5 | 4.8 | Solar Photovoltaic | SUN | PV | 2018 |  |  | (OP) Operating |  | 7.5 | [6 empty] | 34.8009 | -77.2138 | 0 | 0 | #DIV/0! | 0%
| REA Investments, LLC | 62652 | Happy Hollow CSG Hybrid | MA | Worcester | ISNE | IPP Non-CHP | HHESS |  | 8.3 | 8.3 | 8.3 | Batteries | MWH | BA | 2019 |  |  | (OP) Operating | 6.6 | [7 empty] | 42.607 | -72.0453 | 0 | 0 | #DIV/0! | 0%
| Duke Energy Renewables Services | 56960 | Happy Jack Windpower Project | WY | Laramie | WAUW | IPP Non-CHP | HJW01 |  | 29.4 | 29.4 | 29.4 | Onshore Wind Turbine | WND | WT | 2008 |  |  | (OP) Operating | [8 empty] | 41.1397 | -104.9978 | 0 | 0 | #DIV/0! | 0%
| Cypress Creek Renewables | 59512 | Happy Solar | NC | Johnston | CPLE | IPP Non-CHP | PV1 |  | 4 | 4 | 4 | Solar Photovoltaic | SUN | PV | 2016 |  |  | (OP) Operating |  | 5.3 | [6 empty] | 35.3965 | -78.5108 | 0 | 0 | #DIV/0! | 0%
| Lightsource Renewable Energy Asset Management, LLC | 63766 | Happy Solar 1 | AR | White | MISO | IPP Non-CHP | ARHA1 |  | 95 | 95 | 95 | Solar Photovoltaic | SUN | PV | 2023 |  |  | (OP) Operating |  | 130 | [6 empty] | 35.1677 | -91.6603 | 0 | 0 | #DIV/0! | 0%
| Harbec Energy | 62736 | Harbec Energy | NY | Wayne | NYIS | Industrial CHP | 250KW |  | 1.7 | 1.7 | 1.7 | Onshore Wind Turbine | WND | WT | 2009 |  |  | (OS) Out of service and NOT expected to return to service in next calendar year | [8 empty] | 43.2273 | -77.3641 | 0 | 0 | #DIV/0! | 0%
| Texas Microgrid, LLC | 65268 | HEB00109 | TX | Harris | ERCO | IPP Non-CHP | H1091 |  | 1.2 | 1.2 | 1.2 | Natural Gas Internal Combustion Engine | NG | IC | 2018 |  |  | (OP) Operating | [8 empty] | 29.7862 | -95.5394 | 0 | 0 | #DIV/0! | 0%
| Texas Microgrid, LLC | 65269 | HEB00110 | TX | Fort Bend | ERCO | IPP Non-CHP | H1101 |  | 1.2 | 1.2 | 1.2 | Natural Gas Internal Combustion Engine | NG | IC | 2017 |  |  | (OP) Operating | [8 empty] | 29.5366 | -95.5363 | 0 | 0 | #DIV/0! | 0%
| Harbor Road Solar 1, LLC | 66077 | Harbor Road Solar 1 | MA | Berkshire | ISNE | IPP Non-CHP | 27582 |  | 2 | 2 | 1.8 | Solar Photovoltaic | SUN | PV | 2021 |  |  | (OP) Operating |  | 2.3 | [6 empty] | 42.5897 | -73.1302 | 0 | 0 | #DIV/0! | 0%
| Texas Microgrid, LLC | 65274 | HEB00182 | TX | Bell | ERCO | IPP Non-CHP | H1821 |  | 1.2 | 1.2 | 1.2 | Natural Gas Internal Combustion Engine | NG | IC | 2018 |  |  | (OP) Operating | [8 empty] | 31.0721 | -97.3709 | 0 | 0 | #DIV/0! | 0%
| Duke Energy Florida, LLC | 65173 | Hardeetown Solar Power Plant | FL | Levy | FPC | Electric Utility | PV1 |  | 74.9 | 74.9 | 74.9 | Solar Photovoltaic | SUN | PV | 2023 |  |  | (OP) Operating |  | 106.1 | [6 empty] | 29.4856 | -82.8435 | 0 | 0 | #DIV/0! | 0%
| Texas Microgrid, LLC | 65026 | HEB00292 | TX | Matagorda | ERCO | IPP Non-CHP | H2921 |  | 1.2 | 1.2 | 1.2 | Natural Gas Internal Combustion Engine | NG | IC | 2016 |  |  | (OP) Operating | [8 empty] | 28.9825 | -95.9585 | 0 | 0 | #DIV/0! | 0%
| Texas Microgrid, LLC | 66562 | HEB00591 | TX | Williamson | ERCO | IPP Non-CHP | H5911 | H591 | 1.6 | 1.6 | 1.6 | Natural Gas Internal Combustion Engine | NG | IC | 2018 |  |  | (OP) Operating | [8 empty] | 30.5188 | -97.6585 | 0 | 0 | #DIV/0! | 0%
| Entergy Texas Inc. | 66594 | HEB00594 | TX | Montgomery | ERCO | Electric Utility | H5941 | H594 | 1.2 | 1.2 | 1.2 | Natural Gas Internal Combustion Engine | NG | IC | 2019 |  |  | (OP) Operating | [8 empty] | 30.1789 | -95.5381 | 0 | 0 | #DIV/0! | 0%
| Junction Hilltop Management LLC | 56860 | Hardin Hilltop Wind LLC | IA | Greene | MISO | IPP Non-CHP | 1 |  | 14.7 | 14.7 | 14.7 | Onshore Wind Turbine | WND | WT | 2007 |  |  | (OP) Operating | [8 empty] | 42.0822 | -94.365 | 0 | 0 | #DIV/0! | 0%
| Invenergy Services LLC | 63828 | Hardin Solar Energy II LLC | OH | Hardin | PJM | IPP Non-CHP | GEN1 |  | 150 | 150 | 150 | Solar Photovoltaic | SUN | PV | 2024 |  |  | (OP) Operating |  | 200.69 | [6 empty] | 40.6325 | -83.7924 | 0 | 0 | #DIV/0! | 0%
| Dominion Renewable Energy | 63029 | Hardin Solar Energy LLC | OH | Hardin | PJM | IPP Non-CHP | GEN1 |  | 150 | 150 | 150 | Solar Photovoltaic | SUN | PV | 2021 |  |  | (OP) Operating |  | 199.3 | [6 empty] | 40.6595 | -83.8137 | 0 | 0 | #DIV/0! | 0%
| Hardin Solar Energy III | 68591 | Hardin Solar III | OH | Hardin | PJM | IPP Non-CHP | HARD3 |  | 250 | 250 | 250 | Solar Photovoltaic | SUN | PV | 2025 |  |  | (OP) Operating | [8 empty] | 40.6823 | -83.7939 | 0 | 0 | #DIV/0! | 0%
| SolRiver Capital LLC | 67053 | Harding Solar, LLC | NC | Greene | DUK | IPP Non-CHP | PV1 |  | 3 | 3 | 3 | Solar Photovoltaic | SUN | PV | 2024 |  |  | (OP) Operating |  | 4.3 | [6 empty] | 35.3846 | -77.6116 | 0 | 0 | #DIV/0! | 0%
| Generate ER-NG, LLC | 68730 | HEB00750 | TX | Tarrant | ERCO | IPP Non-CHP | H7501 |  | 1.2 | 1.2 | 1.2 | Natural Gas Internal Combustion Engine | NG | IC | 2024 |  |  | (OP) Operating | [8 empty] | 32.5672 | -97.1148 | 0 | 0 | #DIV/0! | 0%
| Cypress Creek Renewables | 60415 | Hardison Farm Solar, LLC | NC | Martin | PJM | IPP Non-CHP | HFSPV |  | 5.2 | 5.2 | 5.2 | Solar Photovoltaic | SUN | PV | 2016 |  |  | (OP) Operating |  | 7.1 | [6 empty] | 35.8308 | -77.0219 | 0 | 0 | #DIV/0! | 0%
| Avangrid Power LLC | 57287 | Hardscrabble Wind Power LLC | NY | Herkimer | NYIS | IPP Non-CHP | 1 |  | 74 | 74 | 74 | Onshore Wind Turbine | WND | WT | 2011 |  |  | (OP) Operating | [8 empty] | 43.1122 | -74.8789 | 0 | 0 | #DIV/0! | 0%
| SEC CRSD Solar One, LLC | 60458 | Hardwick-Athol & Eagle Hill | MA | Worcester | ISNE | IPP Non-CHP | HAEH |  | 2.8 | 2.8 | 2.8 | Solar Photovoltaic | SUN | PV | 2015 |  |  | (OP) Operating |  | 3.4 | [6 empty] | 42.3084 | -72.1896 | 0 | 0 | #DIV/0! | 0%
| Consumers Energy Co - (MI) | 1707 | Hardy | MI | Newaygo | MISO | Electric Utility | 1 |  | 31.5 | 33.6 | 33.1 | Conventional Hydroelectric | WAT | HY | 1931 |  |  | (OP) Operating | [8 empty] | 43.4866 | -85.6299 | 0 | 0 | #DIV/0! | 0%
| Hardy Hills Solar LLC | 67852 | Hardy Hills Solar Energy LLC | IN | Clinton | MISO | Electric Utility | HHSPV |  | 195 | 195 | 195 | Solar Photovoltaic | SUN | PV | 2024 |  |  | (OP) Operating |  | 239.87 | [6 empty] | 40.3428 | -86.502 | 0 | 0 | #DIV/0! | 0%
| Laertes Solar LLC | 61030 | Harford Solar Farm | NY | Tompkins | NYIS | IPP Non-CHP | CMUSW |  | 2 | 2 | 2 | Solar Photovoltaic | SUN | PV | 2016 |  |  | (OP) Operating |  | 2.8 | [6 empty] | 42.448 | -76.245 | 0 | 0 | #DIV/0! | 0%
| Generate ER-NG, LLC | 67311 | HEB00760 | TX | Brazoria | ERCO | IPP Non-CHP | H7601 |  | 1.2 | 1.2 | 1.2 | Natural Gas Internal Combustion Engine | NG | IC | 2023 |  |  | (OP) Operating | [8 empty] | 29.4876 | -95.4052 | 0 | 0 | #DIV/0! | 0%
| Generate ER-NG, LLC | 67434 | HEB00767 | TX | Montgomery | ERCO | IPP Non-CHP | H7671 |  | 1.2 | 1.2 | 1.2 | Natural Gas Internal Combustion Engine | NG | IC | 2022 |  |  | (OP) Operating | [8 empty] | 30.2212 | -95.682 | 0 | 0 | #DIV/0! | 0%
| Texas Microgrid, LLC | 67319 | HEB00769 | TX | Harris | ERCO | IPP Non-CHP | H7691 |  | 1.2 | 1.2 | 1.2 | Natural Gas Internal Combustion Engine | NG | IC | 2021 |  |  | (OP) Operating | [8 empty] | 29.5539 | -95.1507 | 0 | 0 | #DIV/0! | 0%
| Generate ER-NG, LLC | 67312 | HEB00776 | TX | Harris | ERCO | IPP Non-CHP | H7761 |  | 1.2 | 1.2 | 1.2 | Natural Gas Internal Combustion Engine | NG | IC | 2022 |  |  | (OP) Operating | [8 empty] | 29.8036 | -95.7605 | 0 | 0 | #DIV/0! | 0%
| Wisconsin Electric Power Co | 67382 | Harley-Davison Powertrain Operations | WI | Waukesha | MISO | Electric Utility | 1 |  | 2.2 | 2.2 | 2.2 | Solar Photovoltaic | SUN | PV | 2020 |  |  | (OP) Operating |  | 2.9 | [6 empty] | 43.1833 | -88.0972 | 0 | 0 | #DIV/0! | 0%
| Taft Associates c/o Wilson Associates | 58095 | Harmon DC Totowa NJ | NJ | Passaic | PJM | IPP Non-CHP | TONJ |  | 1.5 | 1.5 | 1.5 | Solar Photovoltaic | SUN | PV | 2012 |  |  | (OP) Operating |  | 1.7 | [6 empty] | 40.9039 | -74.2478 | 0 | 0 | #DIV/0! | 0%
| NJR Clean Energy Ventures Corporation | 59627 | Harmony | NJ | Warren | PJM | IPP Non-CHP | HRMNY |  | 3 | 3 | 3 | Solar Photovoltaic | SUN | PV | 2015 |  |  | (OP) Operating |  | 3.9 | [6 empty] | 40.7553 | -75.171 | 0 | 0 | #DIV/0! | 0%
| Harmony Florida Solar II, LLC | 67208 | Harmony Florida Solar II | FL | Osceola | FPC | IPP Non-CHP | HARS |  | 74.5 | 74.5 | 74.5 | Solar Photovoltaic | SUN | PV | 2024 |  |  | (OP) Operating |  | 108.14 | [6 empty] | 28.167 | -81.0842 | 0 | 0 | #DIV/0! | 0%
| Forefront Power, LLC | 63069 | Harmony Road Solar | IL | McHenry | PJM | IPP Non-CHP | 1823 |  | 1.9 | 1.9 | 1.9 | Solar Photovoltaic | SUN | PV | 2020 |  |  | (OP) Operating |  | 2.2 | [6 empty] | 42.164 | -88.4625 | 0 | 0 | #DIV/0! | 0%
| Harmony Florida Solar LLC | 63582 | Harmony Solar | FL | Osceola | FMPP | IPP Non-CHP | HFS |  | 74.5 | 74.5 | 74.5 | Solar Photovoltaic | SUN | PV | 2020 |  |  | (OP) Operating |  | 85.1 | [6 empty] | 28.1553 | -81.1083 | 0 | 0 | #DIV/0! | 0%
| Maine DG Solar Harmony, LLC | 65996 | Harmony Solar | ME | Somerset | ISNE | IPP Non-CHP | HARM |  | 4.9 | 4.9 | 4.9 | Solar Photovoltaic | SUN | PV | 2022 |  |  | (OP) Operating |  | 7.4 | [6 empty] | 44.98 | -69.5464 | 0 | 0 | #DIV/0! | 0%
| SoCore Energy LLC | 67804 | Harmony Solar Project | IL | Stephenson | PJM | IPP Non-CHP | PV1 |  | 2 | 2 | 2 | Solar Photovoltaic | SUN | PV | 2024 |  |  | (OP) Operating |  | 2.5 | [6 empty] | 42.366 | -89.78 | 0 | 0 | #DIV/0! | 0%
| OEE XVII, LLC | 60126 | Harpster Wind | OH | Wyandot | PJM | Commercial Non-CHP | H1 |  | 1.5 | 1.5 | 1.5 | Onshore Wind Turbine | WND | WT | 2016 |  |  | (OP) Operating | [8 empty] | 40.7183 | -83.2287 | 0 | 0 | #DIV/0! | 0%
| Copia Power | 67474 | Harquahala 2 | AZ | Maricopa | AZPS | IPP Non-CHP | BESS1 |  | 300 | 300 | 300 | Batteries | MWH | BA | 2025 |  |  | (OP) Operating | 150 | [7 empty] | 33.46 | -113.11 | 0 | 0 | #DIV/0! | 0%
| Generate ER-NG, LLC | 68731 | HEB00779 | TX | Harris | ERCO | IPP Non-CHP | H7791 |  | 1.2 | 1.2 | 1.2 | Natural Gas Internal Combustion Engine | NG | IC | 2024 |  |  | (OP) Operating | [8 empty] | 29.6822 | -95.3545 | 0 | 0 | #DIV/0! | 0%
| Copia Power | 66670 | Harquahala Sun Solar Project | AZ | Maricopa | AZPS | IPP Non-CHP | HARQ1 |  | 150 | 150 | 150 | Solar Photovoltaic | SUN | PV | 2025 |  |  | (OP) Operating | [8 empty] | 33.4406 | -113.1352 | 0 | 0 | #DIV/0! | 0%
| Distributed Solar Development, LLC | 66831 | Harrah's Atlantic City - POI 2 (Self Par | NJ | Atlantic | PJM | IPP Non-CHP | P5614 |  | 1.8 | 1.8 | 1.8 | Solar Photovoltaic | SUN | PV | 2024 |  |  | (OP) Operating |  | 1.9 | [6 empty] | 39.3844 | -74.4263 | 0 | 0 | #DIV/0! | 0%
| SRE Utility Solar 1, LLC | 59337 | Harrell's Hill Solar Center LLC | NC | Wayne | CPLE | IPP Non-CHP | HHS1 |  | 5 | 5 | 5 | Solar Photovoltaic | SUN | PV | 2015 |  |  | (OP) Operating |  | 6.4 | [6 empty] | 35.2119 | -78.1008 | 0 | 0 | #DIV/0! | 0%
| Great River Hydro, LLC | 3746 | Harriman | VT | Windham | ISNE | IPP Non-CHP | GEN1 |  | 33.6 | 40.8 | 38.4 | Conventional Hydroelectric | WAT | HY | 1924 |  |  | (OP) Operating | [8 empty] | 42.7936 | -72.9144 | 0 | 0 | #DIV/0! | 0%
| Generate ER-NG, LLC | 67313 | HEB00789 | TX | Denton | ERCO | IPP Non-CHP | H7891 |  | 1.2 | 1.2 | 1.2 | Natural Gas Internal Combustion Engine | NG | IC | 2022 |  |  | (OP) Operating | [8 empty] | 33.1552 | -96.8463 | 0 | 0 | #DIV/0! | 0%
| Duke Energy Progress - (NC) | 6015 | Harris | NC | Wake | CPLE | Electric Utility | 1 |  | 950.9 | 964 | 1009 | Nuclear | NUC | ST | 1987 |  |  | (OP) Operating | [8 empty] | 35.6334 | -78.9556 | 0 | 0 | #DIV/0! | 0%
| Alabama Power Co | 6188 | Harris Dam | AL | Randolph | SOCO | Electric Utility | 1 |  | 135 | 133 | 123 | Conventional Hydroelectric | WAT | HY | 1983 |  |  | (OP) Operating | [8 empty] | 33.2583 | -85.6161 | 0 | 0 | #DIV/0! | 0%
| Harris Farms Inc | 67868 | Harris Farms Solar Facility | CA | Fresno | CISO | Industrial Non-CHP | HF1 |  | 1.3 | 1.3 | 1.3 | Solar Photovoltaic | SUN | PV | 2024 |  |  | (OP) Operating |  | 1.64 | [6 empty] | 36.2532 | -120.2293 | 0 | 0 | #DIV/0! | 0%
| Brookfield White Pine Hydro LLC | 1492 | Harris Hydro | ME | Somerset | ISNE | IPP Non-CHP | HA1 |  | 76.4 | 87.4 | 87.3 | Conventional Hydroelectric | WAT | HY | 1954.5 |  |  | (OP) Operating | [8 empty] | 45.4592 | -69.8658 | 0 | 0 | #DIV/0! | 0%
| Generate ER-NG, LLC | 67314 | HEB00790 | TX | Collin | ERCO | IPP Non-CHP | H7901 |  | 1.2 | 1.2 | 1.2 | Natural Gas Internal Combustion Engine | NG | IC | 2022 |  |  | (OP) Operating | [8 empty] | 33.0554 | -96.7967 | 0 | 0 | #DIV/0! | 0%
| Westbound Solar LLC | 64585 | Harris Shiloh | GA | Harris | SOCO | IPP Non-CHP | GPHAR |  | 2.1 | 2.1 | 2.1 | Solar Photovoltaic | SUN | PV | 2020 |  |  | (OP) Operating |  | 2.8 | [6 empty] | 32.7976 | -84.6966 | 0 | 0 | #DIV/0! | 0%
| Generate ER-NG, LLC | 67433 | HEB00794 | TX | Collin | ERCO | IPP Non-CHP | H7941 |  | 1.2 | 1.2 | 1.2 | Natural Gas Internal Combustion Engine | NG | IC | 2023 |  |  | (OP) Operating | [8 empty] | 33.1758 | -96.7284 | 0 | 0 | #DIV/0! | 0%
| Generate ER-NG, LLC | 67315 | HEB00796 | TX | Collin | ERCO | IPP Non-CHP | H7961 |  | 1.2 | 1.2 | 1.2 | Natural Gas Internal Combustion Engine | NG | IC | 2023 |  |  | (OP) Operating | [8 empty] | 33.1166 | -96.6531 | 0 | 0 | #DIV/0! | 0%
| Harrison Solar, LLC | 63975 | Harrison Solar, LLC | NC | Sampson | CPLE | IPP Non-CHP | HARS |  | 5 | 5 | 5 | Solar Photovoltaic | SUN | PV | 2020 |  |  | (OP) Operating |  | 7 | [6 empty] | 34.9843 | -78.5245 | 0 | 0 | #DIV/0! | 0%
| Generate ER-NG, LLC | 68732 | HEB00797 | TX | Harris | ERCO | IPP Non-CHP | H7971 |  | 1.2 | 1.2 | 1.2 | Natural Gas Internal Combustion Engine | NG | IC | 2024 |  |  | (OP) Operating | [8 empty] | 29.8172 | -95.8037 | 0 | 0 | #DIV/0! | 0%
| Invenergy Services LLC | 63080 | Harry Allen Solar Energy LLC | NV | Clark | NEVP | IPP Non-CHP | GEN1 |  | 100 | 100 | 100 | Solar Photovoltaic | SUN | PV | 2021 |  |  | (OP) Operating |  | 123.5 | [6 empty] | 36.434 | -114.9471 | 0 | 0 | #DIV/0! | 0%
| Generate ER-NG, LLC | 68733 | HEB00798 | TX | Harris | ERCO | IPP Non-CHP | H7981 |  | 1.2 | 1.2 | 1.2 | Natural Gas Internal Combustion Engine | NG | IC | 2024 |  |  | (OP) Operating | [8 empty] | 29.9574 | -95.2074 | 0 | 0 | #DIV/0! | 0%
| Generate ER-NG, LLC | 68734 | HEB00801 | TX | Tarrant | ERCO | IPP Non-CHP | H8011 |  | 1.2 | 1.2 | 1.2 | Natural Gas Internal Combustion Engine | NG | IC | 2024 |  |  | (OP) Operating | [8 empty] | 32.9145 | -97.3089 | 0 | 0 | #DIV/0! | 0%
| USCE-Kansas City District | 6141 | Harry Truman | MO | Benton | SPA | Electric Utility | 1 |  | 161.4 | 186 | 186 | Hydroelectric Pumped Storage | WAT | PS | 1981.3333 |  |  | (OP) Operating | [8 empty] | 38.2623 | -93.4062 | 0 | 0 | #DIV/0! | 0%
| Texas Microgrid, LLC | 66565 | HEBCCBakery | TX | Nueces | ERCO | IPP Non-CHP | HCCB1 | HCCB | 3.2 | 3.2 | 3.2 | Natural Gas Internal Combustion Engine | NG | IC | 2019 |  |  | (OP) Operating | [8 empty] | 27.7863 | -97.4623 | 0 | 0 | #DIV/0! | 0%
| Heber Light & Power Company | 7111 | Heber City | UT | Wasatch | PACE | Electric Utility | 1 |  | 17.5 | 17.5 | 17.5 | Natural Gas Internal Combustion Engine | NG | IC | 2012.3333 |  |  | (OP) Operating | [8 empty] | 40.5037 | -111.4252 | 0 | 0 | #DIV/0! | 0%
| Materials Innovation Recycling Authority | 60909 | Hartford Landfill Solar EGF | CT | Hartford | ISNE | IPP Non-CHP | PV1 |  | 1 | 1 | 1 | Solar Photovoltaic | SUN | PV | 2014 |  |  | (OP) Operating |  | 1.2 | [6 empty] | 41.7915 | -72.6509 | 0 | 0 | #DIV/0! | 0%
| Madison Energy Holdings LLC | 65460 | Hartland Solar | ME | Somerset | ISNE | IPP Non-CHP | HART1 |  | 4 | 4 | 4 | Solar Photovoltaic | SUN | PV | 2021 |  |  | (OP) Operating |  | 5.8 | [6 empty] | 44.8505 | -69.4538 | 0 | 0 | #DIV/0! | 0%
| Hartmann Community Solar LLC | 63174 | Hartmann Project CSG | MN | Sherburne | MISO | IPP Non-CHP | TC3 |  | 1 | 1 | 1 | Solar Photovoltaic | SUN | PV | 2019 |  |  | (OP) Operating |  | 1.4 | [6 empty] | 45.4936 | -94.1134 | 0 | 0 | #DIV/0! | 0%
| Harts Mills Solar, LLC | 64144 | Harts Mill Solar, LLC | NC | Edgecombe | PJM | IPP Non-CHP | HMS01 |  | 80 | 80 | 80 | Solar Photovoltaic | SUN | PV | 2020 |  |  | (OP) Operating |  | 112 | [6 empty] | 35.9 | -77.64 | 0 | 0 | #DIV/0! | 0%
| Texas Microgrid, LLC | 66567 | HEBHoustonDistributionCenter | TX | Harris | ERCO | IPP Non-CHP | HDC10 | HHDC | 12.8 | 12.8 | 12.8 | Natural Gas Internal Combustion Engine | NG | IC | 2021 |  |  | (OP) Operating | [8 empty] | 29.8397 | -95.5369 | 0 | 0 | #DIV/0! | 0%
| USCE-Savannah District | 754 | Hartwell Lake | GA | Hart | SEPA | Electric Utility | 1 |  | 420 | 405 | 405 | Conventional Hydroelectric | WAT | HY | 1966.2 |  |  | (OP) Operating | [8 empty] | 34.3564 | -82.8219 | 0 | 0 | #DIV/0! | 0%
| Hartz Solar, LLC | 60501 | Hartz Way | NJ | Hudson | PJM | Commercial Non-CHP | 1 |  | 1 | 0.9 | 0.6 | Solar Photovoltaic | SUN | PV | 2010 |  |  | (OP) Operating |  | 1.1 | [6 empty] | 40.7828 | -74.0728 | 0 | 0 | #DIV/0! | 0%
| Texas Microgrid, LLC | 66566 | HEBSnackPlant | TX | Harris | ERCO | IPP Non-CHP | HSNP1 | HSNP | 1.6 | 1.6 | 1.6 | Natural Gas Internal Combustion Engine | NG | IC | 2019 |  |  | (OP) Operating | [8 empty] | 29.8445 | -95.5406 | 0 | 0 | #DIV/0! | 0%
| Harvest Windfarm, LLC | 56635 | Harvest | MI | Huron | MISO | IPP Non-CHP | 1 |  | 52.8 | 51.2 | 51.2 | Onshore Wind Turbine | WND | WT | 2008 |  |  | (OP) Operating | [8 empty] | 43.83 | -83.2064 | 0 | 0 | #DIV/0! | 0%
| Harvest II Windfarm, LLC | 57888 | Harvest 2 | MI | Huron | MISO | IPP Non-CHP | 1 |  | 59.4 | 59.4 | 59.4 | Onshore Wind Turbine | WND | WT | 2012 |  |  | (OP) Operating | [8 empty] | 43.8556 | -83.1669 | 0 | 0 | #DIV/0! | 0%
| Cardinal Renewables | 63299 | Harvest Beulaville, LLC | NC | Duplin | CPLE | IPP Non-CHP | NCBVL |  | 2 | 2 | 2 | Solar Photovoltaic | SUN | PV | 2017 |  |  | (OP) Operating |  | 2.7 | [6 empty] | 34.9039 | -77.7842 | 0 | 0 | #DIV/0! | 0%
| Harvest Gold Solar Power, LLC | 66623 | Harvest Gold Solar | MS | Sunflower | MISO | IPP Non-CHP | HGS |  | 99 | 99 | 99 | Solar Photovoltaic | SUN | PV | 2024 |  |  | (OP) Operating |  | 138.4 | [6 empty] | 33.505 | -90.636 | 0 | 0 | #DIV/0! | 0%
| Harvest Ridge Wind Farm | 61161 | Harvest Ridge Wind Farm | IL | Douglas | MISO | IPP Non-CHP | GEN01 |  | 202 | 202 | 202 | Onshore Wind Turbine | WND | WT | 2020 |  |  | (OP) Operating | [8 empty] | 39.8319 | -88.0723 | 0 | 0 | #DIV/0! | 0%
| Harvest Wind Project TIC | 57152 | Harvest Wind Project | WA | Klickitat | BPAT | IPP Non-CHP | HWP1 |  | 98.9 | 98.9 | 98.9 | Onshore Wind Turbine | WND | WT | 2009 |  |  | (OP) Operating | [8 empty] | 45.8131 | -120.3475 | 0 | 0 | #DIV/0! | 0%
| Today's Power, Inc. | 68695 | Harvey County | KS | Harvey | SWPP | Electric Utility | HARVY |  | 1 | 1 | 1 | Solar Photovoltaic | SUN | PV | 2021 |  |  | (OP) Operating |  | 1.4 | [6 empty] | 38.0426 | -97.2087 | 0 | 0 | #DIV/0! | 0%
| Clean Focus Yield, LLC | 59078 | Harwich Landfill | MA | Barnstable | ISNE | IPP Non-CHP | HAR1 |  | 4 | 4 | 4 | Solar Photovoltaic | SUN | PV | 2014 |  |  | (OP) Operating |  | 4.5 | [6 empty] | 41.6961 | -70.0919 | 0 | 0 | #DIV/0! | 0%
| Hastings Lock & Dam | 54285 | Hastings City Hydroelectric | MN | Dakota | MISO | IPP Non-CHP | 1 |  | 4.4 | 4 | 4 | Conventional Hydroelectric | WAT | HY | 1992 |  |  | (OP) Operating | [8 empty] | 44.7602 | -92.8677 | 0 | 0 | #DIV/0! | 0%
| City of Hastings - (NE) | 62833 | Hastings Community Solar Farm | NE | Adams | SWPP | Electric Utility | PV |  | 1.5 | 0.3 | 0.3 | Solar Photovoltaic | SUN | PV | 2019 |  |  | (OP) Operating |  | 2 | [6 empty] | 40.602 | -98.437 | 0 | 0 | #DIV/0! | 0%
| Enel Green Power NA, Inc. | 60525 | Hastings Solar | MN | Dakota | MISO | IPP Non-CHP | PV1 |  | 4.5 | 4.5 | 4.5 | Solar Photovoltaic | SUN | PV | 2016 |  |  | (OP) Operating |  | 6.8 | [6 empty] | 44.7593 | -92.8249 | 0 | 0 | #DIV/0! | 0%
| Pacific Gas & Electric Co. | 243 | Hat Creek 1 | CA | Shasta | CISO | Electric Utility | 1 |  | 10 | 8.5 | 8.5 | Conventional Hydroelectric | WAT | HY | 1921 |  |  | (OP) Operating | [8 empty] | 40.9293 | -121.5445 | 0 | 0 | #DIV/0! | 0%
| Pacific Gas & Electric Co. | 244 | Hat Creek 2 | CA | Shasta | CISO | Electric Utility | 1 |  | 10 | 8.5 | 8.5 | Conventional Hydroelectric | WAT | HY | 1921 |  |  | (OP) Operating | [8 empty] | 40.9607 | -121.5487 | 0 | 0 | #DIV/0! | 0%
| Wisconsin Public Service Corp | 4064 | Hat Rapids | WI | Oneida | MISO | Electric Utility | 1 |  | 1.7 | 1.7 | 1.7 | Conventional Hydroelectric | WAT | HY | 1963.6667 |  |  | (OP) Operating | [8 empty] | 45.5711 | -89.4806 | 0 | 0 | #DIV/0! | 0%
| Hatch Solar Energy Center I, LLC | 57591 | Hatch Solar Energy Center I, LLC | NM | Dona Ana | EPE | IPP Non-CHP | 1 |  | 5 | 5 | 5 | Solar Photovoltaic | SUN | PV | 2011 |  |  | (OP) Operating |  | 5.6 | [6 empty] | 32.63 | -107.2597 | 0 | 0 | #DIV/0! | 0%
| Mega Renewables | 10882 | Hatchet Creek Project | CA | Shasta | CISO | IPP Non-CHP | GEN1 |  | 6.8 | 6.8 | 6.8 | Conventional Hydroelectric | WAT | HY | 1986 |  |  | (OP) Operating | [8 empty] | 40.8741 | -121.9204 | 0 | 0 | #DIV/0! | 0%
| Pattern Operators LP | 56654 | Hatchet Ridge Wind Project | CA | Shasta | CISO | IPP Non-CHP | 1 |  | 101.2 | 101.2 | 101.2 | Onshore Wind Turbine | WND | WT | 2010 |  |  | (OP) Operating | [8 empty] | 40.8981 | -121.8036 | 0 | 0 | #DIV/0! | 0%
| Texas Microgrid, LLC | 67317 | HEBTEMDistCenter | TX | Bell | ERCO | IPP Non-CHP | HTE10 |  | 4.8 | 4.8 | 4.8 | Natural Gas Internal Combustion Engine | NG | IC | 2023 |  |  | (OP) Operating | [8 empty] | 31.1524 | -97.3612 | 0 | 0 | #DIV/0! | 0%
| Hatfield Renewables, LLC | 61299 | Hatfield Renewables Community Solar | MA | Hampshire | ISNE | IPP Non-CHP | 02599 |  | 1.9 | 1.9 | 1.5 | Solar Photovoltaic | SUN | PV | 2017 |  |  | (OP) Operating |  | 2.5 | [6 empty] | 42.3 | -72.7 | 0 | 0 | #DIV/0! | 0%
| NSTAR Electric Company | 62091 | Hatfield Solar PV | MA | Hampshire | ISNE | Electric Utility | LG395 |  | 3.6 | 3.6 | 3.6 | Solar Photovoltaic | SUN | PV | 2018 |  |  | (OP) Operating |  | 4.8 | [6 empty] | 42.41 | -72.57 | 0 | 0 | #DIV/0! | 0%
| Hattiesburg Farm, LLC | 60552 | Hattiesburg Solar Farm | MS | Forrest | SOCO | IPP Non-CHP | HATTI |  | 50 | 50 | 50 | Solar Photovoltaic | SUN | PV | 2017 |  |  | (OP) Operating |  | 67.5 | [6 empty] | 31.2758 | -89.3012 | 0 | 0 | #DIV/0! | 0%
| NorthWestern Energy (MT Hydro) | 2185 | Hauser | MT | Lewis and Clark | NWMT | Electric Utility | HAU11 |  | 16.3 | 16.3 | 16.3 | Conventional Hydroelectric | WAT | HY | 1977.6 |  |  | (OP) Operating | [8 empty] | 46.7659 | -111.8873 | 0 | 0 | #DIV/0! | 0%
| DG Minnesota CSG, LLC | 62651 | Haven Solar Project CSG | MN | Sherburne | MISO | IPP Non-CHP | HAVEN |  | 3 | 3 | 3 | Solar Photovoltaic | SUN | PV | 2019 |  |  | (OP) Operating |  | 4.2 | [6 empty] | 45.518 | -94.122 | 0 | 0 | #DIV/0! | 0%
| Texas Microgrid, LLC | 68735 | HEBTEMDistCenter1B | TX | Bell | ERCO | IPP Non-CHP | HT1B1 |  | 1.6 | 1.6 | 1.6 | Natural Gas Internal Combustion Engine | NG | IC | 2024 |  |  | (OP) Operating | [8 empty] | 31.1524 | -97.3612 | 0 | 0 | #DIV/0! | 0%
| Massachusetts Electric Co | 57269 | Haverhill Solar Power Project | MA | Essex | ISNE | Electric Utility | 1 |  | 1 | 0.9 | 0.9 | Solar Photovoltaic | SUN | PV | 2010 |  |  | (OP) Operating |  | 1 | [6 empty] | 42.7811 | -71.0926 | 0 | 0 | #DIV/0! | 0%
| Haviland Plastic Products Co | 58220 | Haviland Plastic Products | OH | Paulding | PJM | Industrial Non-CHP | WTGA |  | 4.5 | 4.5 | 4.5 | Onshore Wind Turbine | WND | WT | 2013 |  |  | (OP) Operating | [8 empty] | 41.0161 | -84.5875 | 0 | 0 | #DIV/0! | 0%
| Luminace Solar MC, LLC | 60708 | Havre de Grace II - E at Perryman | MD | Harford | PJM | IPP Non-CHP | PV1 |  | 1.4 | 1.4 | 1.4 | Solar Photovoltaic | SUN | PV | 2016 |  |  | (OP) Operating |  | 1.5 | [6 empty] | 39.436 | -76.22 | 0 | 0 | #DIV/0! | 0%
| Haw River Hydro Co | 10258 | Haw River Hydro | NC | Alamance | DUK | IPP Non-CHP | 1 |  | 1.5 | 1.5 | 1.5 | Conventional Hydroelectric | WAT | HY | 1981.5 |  |  | (OP) Operating | [8 empty] | 35.9483 | -79.3244 | 0 | 0 | #DIV/0! | 0%
| Texas Microgrid, LLC | 68736 | HEBTEMDistCenter2A | TX | Bell | ERCO | IPP Non-CHP | HT2A1 |  | 3.2 | 3.2 | 3.2 | Natural Gas Internal Combustion Engine | NG | IC | 2024 |  |  | (OP) Operating | [8 empty] | 31.1524 | -97.3612 | 0 | 0 | #DIV/0! | 0%
| EDF Renewable Asset Holdings, Inc. | 56447 | Hawi Wind Farm | HI | Hawaii |  | IPP Non-CHP | V-47 |  | 10.6 | 10.6 | 10.6 | Onshore Wind Turbine | WND | WT | 2006 |  |  | (OP) Operating | [8 empty] | 20.2573 | -155.8504 | 0 | 0 | #DIV/0! | 0%
| Hendricks Regional Health | 54731 | Hendricks Regional Health | IN | Hendricks | MISO | Commercial Non-CHP | GE06 |  | 3 | 3 | 3 | Petroleum Liquids | DFO | IC | 2006 |  |  | (SB) Standby/Backup: available for service but not normally used | [8 empty] | 39.7615 | -86.5016 | 0 | 0 | #DIV/0! | 0%
| Industrial Power Generating Company LLC | 57356 | Henrico | VA | Henrico | PJM | IPP Non-CHP | 1 |  | 3.6 | 3.6 | 3.6 | Landfill Gas | LFG | IC | 2010 |  |  | (OP) Operating | [8 empty] | 37.6788 | -77.5678 | 0 | 0 | #DIV/0! | 0%
| Hawkeye Power Partners LLC | 55816 | Hawkeye Power Partners LLC | IA | Cerro Gordo | MISO | IPP Non-CHP | 48M |  | 42 | 42 | 42 | Onshore Wind Turbine | WND | WT | 1999 |  |  | (OP) Operating | [8 empty] | 43.0472 | -93.4775 | 0 | 0 | #DIV/0! | 0%
| Greenbacker Renewable Energy Corporation | 57832 | Hawkeye Wind Farm | IA | Bremer | MISO | IPP Non-CHP | NORD |  | 35 | 34 | 34 | Onshore Wind Turbine | WND | WT | 2012 |  |  | (OP) Operating |  | 35 | [6 empty] | 42.9489 | -92.0622 | 0 | 0 | #DIV/0! | 0%
| Hawks Nest Hydro LLC | 50011 | Hawks Nest Hydro | WV | Fayette | PJM | Industrial Non-CHP | GEN1 |  | 102 | 96.8 | 94 | Conventional Hydroelectric | WAT | HY | 1936 |  |  | (OP) Operating | [8 empty] | 38.1478 | -81.1753 | 0 | 0 | #DIV/0! | 0%
| City of Bay City - (MI) | 7399 | Henry Station | MI | Bay | MISO | Electric Utility | GEN3 |  | 15.4 | 15 | 15 | Natural Gas Internal Combustion Engine | NG | IC | 1993 |  |  | (OP) Operating | [8 empty] | 43.5951 | -83.8999 | 0 | 0 | #DIV/0! | 0%
| City of Herington - (KS) | 1283 | Herington | KS | Dickinson | SWPP | Electric Utility | 4B |  | 1.6 | 1.5 | 1.5 | Petroleum Liquids | DFO | IC | 2001 |  |  | (SB) Standby/Backup: available for service but not normally used | [8 empty] | 38.6658 | -96.9492 | 0 | 0 | #DIV/0! | 0%
| Evergy Metro | 65296 | Hawthorn Solar I | MO | Jackson | SWPP | Electric Utility | HAW10 |  | 10 | 10 | 10 | Solar Photovoltaic | SUN | PV | 2023 |  |  | (OP) Operating |  | 12 | [6 empty] | 39.1338 | -94.4863 | 0 | 0 | #DIV/0! | 0%
| Florida Power & Light Co | 65926 | Hawthorne Creek | FL | DeSoto | FPL | Electric Utility | 1 |  | 74.5 | 74.5 | 74.5 | Solar Photovoltaic | SUN | PV | 2024 |  |  | (OP) Operating |  | 102.06 | [6 empty] | 27.0831 | -81.8412 | 0 | 0 | #DIV/0! | 0%
| Hawtree Creek Farm Solar, LLC | 62951 | Hawtree Solar | NC | Warren | PJM | IPP Non-CHP | HAWT1 |  | 65 | 65 | 50 | Solar Photovoltaic | SUN | PV | 2021 |  |  | (OP) Operating |  | 88.5 | [6 empty] | 36.533 | -78.105 | 0 | 0 | #DIV/0! | 0%
| Avangrid Power LLC | 56790 | Hay Canyon Wind Power LLC | OR | Sherman | AVRN | IPP Non-CHP | 1 |  | 100.8 | 100.8 | 100.8 | Onshore Wind Turbine | WND | WT | 2009 |  |  | (OP) Operating | [8 empty] | 45.52 | -120.5744 | 0 | 0 | #DIV/0! | 0%
| Greenbacker Renewable Energy Corporation | 66993 | Hay River (Dunn 1) | WI | Dunn | MISO | IPP Non-CHP | 717 |  | 1.5 | 1.5 | 1.5 | Solar Photovoltaic | SUN | PV | 2024 |  |  | (OP) Operating |  | 1.83 | [6 empty] | 45.0466 | -91.9756 | 0 | 0 | #DIV/0! | 0%
| Hernando Energy | 61779 | Hernando | FL | Hernando | SEC | IPP Non-CHP | ENG1 |  | 1.6 | 1.6 | 1.6 | Landfill Gas | LFG | IC | 2010 | 10 | 2025 | (OP) Operating | [8 empty] | 28.669 | -82.4857 | 0 | 0 | #DIV/0! | 0%
| Herrema Dairy, LLC | 65494 | Herrema Dairy | IN | Jasper | MISO | Industrial Non-CHP | HER2 |  | 1.5 | 0.8 | 0.8 | Natural Gas Internal Combustion Engine | NG | IC | 2023 |  |  | (OP) Operating | [8 empty] | 41.0864 | -87.2568 | 0 | 0 | #DIV/0! | 0%
| Hayes Solar, LLC | 63974 | Hayes Solar, LLC | NC | Surry | DUK | IPP Non-CHP | HAYES |  | 3 | 3 | 3 | Solar Photovoltaic | SUN | PV | 2020 |  |  | (OP) Operating |  | 4 | [6 empty] | 36.3882 | -80.7374 | 0 | 0 | #DIV/0! | 0%
| REA Investments, LLC | 63724 | Hayfield Solar I LLC CSG | MN | Dodge | MISO | IPP Non-CHP | HAYF1 |  | 1 | 1 | 1 | Solar Photovoltaic | SUN | PV | 2021 |  |  | (OP) Operating |  | 1.4 | [6 empty] | 43.8941 | -92.8672 | 0 | 0 | #DIV/0! | 0%
| REA Investments, LLC | 63725 | Hayfield Solar III LLC CSG | MN | Dodge | MISO | IPP Non-CHP | HAYF3 |  | 1 | 1 | 1 | Solar Photovoltaic | SUN | PV | 2021 |  |  | (OP) Operating |  | 1.4 | [6 empty] | 43.9192 | -92.8613 | 0 | 0 | #DIV/0! | 0%
| Hayhurst New Mexico Solar | 66412 | Hayhurst New Mexico Solar | NM | Eddy | SWPP | IPP Non-CHP | HHNM |  | 20 | 20 | 20 | Solar Photovoltaic | SUN | PV | 2023 |  |  | (OP) Operating |  | 25.8 | [6 empty] | 32.0707 | -104.1616 | 0 | 0 | #DIV/0! | 0%
| Hayhurst Texas Solar | 66880 | Hayhurst Texas Solar | TX | Culberson | ERCO | IPP Non-CHP | HHTX |  | 24.8 | 24.8 | 24.8 | Solar Photovoltaic | SUN | PV | 2024 |  |  | (OP) Operating |  | 31.31 | [6 empty] | 31.816 | -104.0853 | 0 | 0 | #DIV/0! | 0%
| SWVP Alpharetta Owners, LLC | 54457 | Hewlett Packard Enterprise | GA | Fulton | SOCO | Commercial Non-CHP | ALF1 |  | 8 | 7.8 | 8 | Petroleum Liquids | DFO | IC | 1993.8571 |  |  | (SB) Standby/Backup: available for service but not normally used | [8 empty] | 34.0864 | -84.2677 | 0 | 0 | #DIV/0! | 0%
| Strata Manager, LLC | 58332 | Haynes Farm | NC | Lincoln | DUK | IPP Non-CHP | 1 |  | 5 | 5 | 5 | Solar Photovoltaic | SUN | PV | 2013 |  |  | (OP) Operating |  | 6 | [6 empty] | 35.5258 | -81.2353 | 0 | 0 | #DIV/0! | 0%
| EIF Haypress LLC | 10253 | Haypress | CA | Sierra | CISO | IPP Non-CHP | LGEN |  | 10 | 10 | 10 | Conventional Hydroelectric | WAT | HY | 1988.5 |  |  | (OP) Operating | [8 empty] | 39.5657 | -120.5817 | 0 | 0 | #DIV/0! | 0%
| Hidden Hollow Energy LLC | 57861 | Hidden Hollow Energy | ID | Ada | IPCO | IPP Non-CHP | UNT1 |  | 3.2 | 3 | 3 | Landfill Gas | LFG | IC | 2007 |  |  | (OP) Operating | [8 empty] | 43.6972 | -116.2714 | 0 | 0 | #DIV/0! | 0%
| Haystack Wind Project, LLC | 64139 | Haystack Wind Project, LLC | NE | Wayne | SWPP | IPP Non-CHP | 4444 |  | 298 | 298 | 298 | Onshore Wind Turbine | WND | WT | 2022 |  |  | (OP) Operating | [8 empty] | 42.263 | -97.1957 | 0 | 0 | #DIV/0! | 0%
| CD Global Solar Holdings, LLC | 61255 | Haywood Farm Solar, LLC | NC | Montgomery | CPLE | IPP Non-CHP | HAY02 |  | 4.9 | 4.9 | 4.9 | Solar Photovoltaic | SUN | PV | 2017 |  |  | (OP) Operating |  | 6.9 | [6 empty] | 35.343 | -79.915 | 0 | 0 | #DIV/0! | 0%
| Haywood Solar, SMLLC | 61733 | Haywood Solar | TN | Haywood | TVA | Industrial Non-CHP | HWOOD |  | 3 | 3 | 3 | Solar Photovoltaic | SUN | PV | 2017 |  |  | (OP) Operating |  | 3.9 | [6 empty] | 35.5775 | -89.2869 | 0 | 0 | #DIV/0! | 0%
| AES Distributed Energy | 59009 | Hayworth Solar | CA | Kern | CISO | IPP Non-CHP | PV1 |  | 27 | 26 | 25 | Solar Photovoltaic | SUN | PV | 2015 |  |  | (OP) Operating |  | 33.3 | [6 empty] | 35.3253 | -118.8786 | 0 | 0 | #DIV/0! | 0%
| Greenbacker Renewable Energy Corporation | 64906 | Hazel | MN | Fillmore | MISO | IPP Non-CHP | 512 |  | 3 | 3 | 3 | Solar Photovoltaic | SUN | PV | 2021 |  |  | (OP) Operating |  | 3.8 | [6 empty] | 43.7818 | -91.9497 | 0 | 0 | #DIV/0! | 0%
| Hazel Solar, LLC | 64497 | Hazel Solar, LLC | MI | Montcalm | MISO | IPP Non-CHP | FACHA |  | 2 | 2 | 2 | Solar Photovoltaic | SUN | PV | 2021 |  |  | (OP) Operating |  | 2.8 | [6 empty] | 43.4022 | -85.4535 | 0 | 0 | #DIV/0! | 0%
| Hidden View Dairy, LLC | 59260 | Hidden View Dairy, LLC | IN | Jasper | MISO | Industrial Non-CHP | HV3 |  | 1 | 0.9 | 0.9 | Natural Gas Internal Combustion Engine | NG | IC | 2022 |  |  | (OP) Operating | [8 empty] | 41.0328 | -87.0725 | 0 | 0 | #DIV/0! | 0%
| Hazelton/Wilson Joint Venture | 54558 | Hazelton B Hydro | ID | Jerome | IPCO | IPP Non-CHP | U1 |  | 7.6 | 7.6 | 7.6 | Conventional Hydroelectric | WAT | HY | 1993 |  |  | (OP) Operating | [8 empty] | 42.6051 | -114.093 | 0 | 0 | #DIV/0! | 0%
| Convergent Energy and Power LP | 57716 | Hazle Spindle | PA | Luzerne | PJM | IPP Non-CHP | HRS1 |  | 20 | 20 | 20 | Flywheels | MWH | FW | 2013 |  |  | (OP) Operating | 15 | [7 empty] | 40.9495 | -76.0474 | 0 | 0 | #DIV/0! | 0%
| SR South Loving, LLC | 60554 | Hazlehurst II | GA | Jeff Davis | SOCO | IPP Non-CHP | STHLV |  | 52.5 | 52.5 | 52.5 | Solar Photovoltaic | SUN | PV | 2016 |  |  | (OP) Operating |  | 74.1 | [6 empty] | 31.8194 | -82.6022 | 0 | 0 | #DIV/0! | 0%
| SR Hazlehurst III, LLC | 62057 | Hazlehurst III | GA | Jeff Davis | SOCO | IPP Non-CHP | HZIII |  | 40 | 40 | 40 | Solar Photovoltaic | SUN | PV | 2019 |  |  | (OP) Operating |  | 55.3 | [6 empty] | 31.8325 | -82.6021 | 0 | 0 | #DIV/0! | 0%
| Standard Solar | 66115 | HCE Amelia Solar I, LLC | VA | Amelia | PJM | IPP Non-CHP | AML1 |  | 5 | 5 | 5 | Solar Photovoltaic | SUN | PV | 2023 |  |  | (OP) Operating |  | 6.7 | [6 empty] | 37.4538 | -77.9568 | 0 | 0 | #DIV/0! | 0%
| Standard Solar | 66116 | HCE Amelia Solar II, LLC | VA | Amelia | PJM | IPP Non-CHP | AML2 |  | 5 | 5 | 5 | Solar Photovoltaic | SUN | PV | 2023 |  |  | (OP) Operating |  | 6.7 | [6 empty] | 37.4811 | -77.9679 | 0 | 0 | #DIV/0! | 0%
| HCE Johnston I, LLC | 60121 | HCE Johnston I, LLC | NC | Johnston | DUK | IPP Non-CHP | HCEJI |  | 1.9 | 1.9 | 1.9 | Solar Photovoltaic | SUN | PV | 2015 |  |  | (OP) Operating |  | 2.6 | [6 empty] | 35.56 | -78.5945 | 0 | 0 | #DIV/0! | 0%
| Standard Solar | 66117 | HCE Millboro Springs Solar, LLC | VA | Bath | PJM | IPP Non-CHP | MLBS |  | 5 | 5 | 5 | Solar Photovoltaic | SUN | PV | 2024 |  |  | (OP) Operating | [8 empty] | 38 | -79.5687 | 0 | 0 | #DIV/0! | 0%
| HCE Moore I, LLC | 62539 | HCE Moore I | NC | Moore | CPLE | IPP Non-CHP | PGR02 |  | 2 | 2 | 2 | Solar Photovoltaic | SUN | PV | 2018 |  |  | (OP) Operating |  | 2.3 | [6 empty] | 35.1343 | -79.4195 | 0 | 0 | #DIV/0! | 0%
| Standard Solar | 66118 | HCE Moran Solar, LLC | VA | Prince Edward | PJM | IPP Non-CHP | MORAN |  | 3 | 3 | 3 | Solar Photovoltaic | SUN | PV | 2024 |  |  | (OP) Operating | [8 empty] | 37.2299 | -78.2713 | 0 | 0 | #DIV/0! | 0%
| Standard Solar | 66119 | HCE Powhatan Solar, LLC | VA | Powhatan | PJM | IPP Non-CHP | POW |  | 5 | 5 | 5 | Solar Photovoltaic | SUN | PV | 2023 |  |  | (OP) Operating |  | 6.7 | [6 empty] | 37.5288 | -77.9598 | 0 | 0 | #DIV/0! | 0%
| Standard Solar | 66120 | HCE Reams Solar, LLC | VA | Dinwiddie | PJM | IPP Non-CHP | REAMS |  | 5 | 5 | 5 | Solar Photovoltaic | SUN | PV | 2024 |  |  | (OP) Operating | [8 empty] | 37.0903 | -77.4835 | 0 | 0 | #DIV/0! | 0%
| Standard Solar | 66121 | HCE Red House Solar, LLC | VA | Charlotte | PJM | IPP Non-CHP | REDHS |  | 5 | 5 | 5 | Solar Photovoltaic | SUN | PV | 2025 |  |  | (OP) Operating | [8 empty] | 37.1838 | -78.8141 | 0 | 0 | #DIV/0! | 0%
| Standard Solar | 66122 | HCE Roark Mill Solar, LLC | VA | Pittsylvania | PJM | IPP Non-CHP | RKML |  | 3.2 | 3.2 | 3.2 | Solar Photovoltaic | SUN | PV | 2024 |  |  | (OP) Operating | [8 empty] | 37.0562 | -79.3051 | 0 | 0 | #DIV/0! | 0%
| North Side Energy Company | 61217 | Head of U Canal Hydro Project | ID | Jerome | IPCO | IPP Non-CHP | HY1 |  | 1.2 | 1.2 | 1.2 | Conventional Hydroelectric | WAT | HY | 2015 |  |  | (OP) Operating | [8 empty] | 42.7628 | -114.3958 | 0 | 0 | #DIV/0! | 0%
| Colorado River Indian Irr Proj | 7179 | Headgate Rock | AZ | La Paz | WALC | Electric Utility | 1 |  | 19.5 | 19.5 | 19.5 | Conventional Hydroelectric | WAT | HY | 1993 |  |  | (OP) Operating | [5 empty] | 2035 | 1 | 1 | 34.1683 | -114.2774 | 0 | 0 | #DIV/0! | 0%
| EDP Renewables North America LLC | 62592 | Headwaters Wind Farm II LLC | IN | Randolph | PJM | IPP Non-CHP | HWII |  | 200 | 200 | 200 | Onshore Wind Turbine | WND | WT | 2021 |  |  | (OP) Operating | [8 empty] | 40.0517 | -85.2067 | 0 | 0 | #DIV/0! | 0%
| Headwaters Wind Farm LLC | 58416 | Headwaters Wind Farm LLC | IN | Randolph | PJM | IPP Non-CHP | 1 |  | 200 | 200 | 200 | Onshore Wind Turbine | WND | WT | 2014 |  |  | (OP) Operating | [8 empty] | 40.0667 | -85.0133 | 0 | 0 | #DIV/0! | 0%
| WM Renewable Energy LLC | 50568 | High Acres Gas Recovery | NY | Monroe | NYIS | IPP Non-CHP | GEN1 |  | 9.6 | 9.6 | 9.6 | Landfill Gas | LFG | IC | 1999.5 |  |  | (OP) Operating | [8 empty] | 43.0817 | -77.3817 | 0 | 0 | #DIV/0! | 0%
| U S Bureau of Reclamation | 6408 | Heart Mountain | WY | Park | WAUW | Electric Utility | 1 |  | 5 | 5 | 4.6 | Conventional Hydroelectric | WAT | HY | 1948 |  |  | (OP) Operating | [8 empty] | 44.5138 | -109.1296 | 0 | 0 | #DIV/0! | 0%
| Scout Clean Energy LLC | 61032 | Heart of Texas Wind Project | TX | McCulloch | ERCO | IPP Non-CHP | HTX |  | 180 | 180 | 180 | Onshore Wind Turbine | WND | WT | 2020 |  |  | (OP) Operating | [8 empty] | 31.2422 | -99.4213 | 0 | 0 | #DIV/0! | 0%
| Heartland Community College | 59776 | Heartland Community College | IL | McLean | MISO | Commercial Non-CHP | SO1 |  | 1.9 | 1.9 | 1.8 | Solar Photovoltaic | SUN | PV | 2018 |  |  | (OP) Operating |  | 0.3 | [6 empty] | 40.537 | -89.019 | 0 | 0 | #DIV/0! | 0%
| Heartland Divide II | 64661 | Heartland Divide II | IA | Audubon | MISO | IPP Non-CHP | HDII |  | 200 | 200 | 200 | Onshore Wind Turbine | WND | WT | 2022 |  |  | (OP) Operating | [8 empty] | 41.7203 | -94.9284 | 0 | 0 | #DIV/0! | 0%
| Heartland Divide Wind Project, LLC | 61609 | Heartland Divide Wind Project, LLC | IA | Audubon | MISO | IPP Non-CHP | 1 |  | 103.5 | 103.5 | 103.5 | Onshore Wind Turbine | WND | WT | 2018 |  |  | (OP) Operating | [8 empty] | 41.7114 | -94.802 | 0 | 0 | #DIV/0! | 0%
| Consumers Energy Co - (MI) | 66192 | Heartland Farms | MI | Gratiot | MISO | Electric Utility | 65014 |  | 200 | 200 | 200 | Onshore Wind Turbine | WND | WT | 2024 |  |  | (OP) Operating | [8 empty] | 43.2139 | -84.6331 | 0 | 0 | #DIV/0! | 0%
| Cokenergy Inc | 55066 | Heat Recovery Coke Facility | IN | Lake | MISO | Industrial Non-CHP | TG18 |  | 94.6 | 88 | 88 | All Other | WH | ST | 1998 |  |  | (OP) Operating | [8 empty] | 41.6789 | -87.42 | 0 | 0 | #DIV/0! | 0%
| North Carolina Mun Power Agny #1 | 56059 | High Point, Fairfield | NC | Guilford | DUK | Electric Utility | 1 |  | 1.8 | 1.8 | 1.8 | Petroleum Liquids | DFO | IC | 2002 |  |  | (OP) Operating | [8 empty] | 35.9244 | -79.9901 | 0 | 0 | #DIV/0! | 0%
| North Carolina Mun Power Agny #1 | 57196 | High Point, POLO | NC | Guilford | DUK | Electric Utility | 1 |  | 1.8 | 1.8 | 1.8 | Petroleum Liquids | DFO | IC | 2007 |  |  | (OP) Operating | [8 empty] | 35.97 | -79.96 | 0 | 0 | #DIV/0! | 0%
| North Carolina Mun Power Agny #1 | 56260 | High Point, Pump Station Rd | NC | Guilford | DUK | Electric Utility | Unit1 |  | 3.6 | 3.6 | 3.6 | Petroleum Liquids | DFO | IC | 2005 |  |  | (OP) Operating | [8 empty] | 35.9861 | -79.9497 | 0 | 0 | #DIV/0! | 0%
| Plumas Sierra Rural Electric Coop | 57977 | High Sierra Cogeneration Plant | CA | Lassen | CISO | Electric Utility | ENG1 |  | 6.2 | 5.6 | 6 | Natural Gas Internal Combustion Engine | NG | IC | 2010 |  |  | (OP) Operating | [8 empty] | 40.4128 | -120.4774 | 0 | 0 | #DIV/0! | 0%
| Town of Ipswich - (MA) | 1670 | High Street Station | MA | Essex | ISNE | Electric Utility | 1 |  | 10.9 | 11 | 11.3 | Natural Gas Internal Combustion Engine | NG | IC | 1968.5556 |  |  | (OP) Operating | [8 empty] | 42.6986 | -70.8697 | 0 | 0 | #DIV/0! | 0%
| City of Highland | 946 | Highland | IL | Madison | MISO | Electric Utility | IC1 |  | 13.6 | 12.8 | 12.8 | Petroleum Liquids | DFO | IC | 1984.2 |  |  | (SB) Standby/Backup: available for service but not normally used | [8 empty] | 38.7412 | -89.6849 | 0 | 0 | #DIV/0! | 0%
| City of Hill City | 1285 | Hill City | KS | Graham | SWPP | Electric Utility | 1 |  | 6.9 | 6.2 | 6.4 | Petroleum Liquids | DFO | IC | 1965.1667 |  |  | (OP) Operating | [8 empty] | 39.3582 | -99.8417 | 0 | 0 | #DIV/0! | 0%
| City of Hillsboro - (ND) | 56098 | Hillsboro | ND | Traill | MISO | Electric Utility | 1 |  | 4 | 4 | 4 | Petroleum Liquids | DFO | IC | 2002 |  |  | (OP) Operating | [8 empty] | 47.3969 | -97.0606 | 0 | 0 | #DIV/0! | 0%
| Hillsdale Board of Public Wks | 1829 | Hillsdale | MI | Hillsdale | MISO | Electric Utility | 5 |  | 11.6 | 11.6 | 11.6 | Natural Gas Internal Combustion Engine | NG | IC | 1974.5 |  |  | (OP) Operating | [8 empty] | 41.9061 | -84.6319 | 0 | 0 | #DIV/0! | 0%
| Hawaiian Electric Co Inc | 58469 | HNL Emergency Power Facility | HI | Honolulu |  | Electric Utility | AP1 |  | 10 | 10 | 10 | Other Waste Biomass | OBL | IC | 2017 |  |  | (OP) Operating | [8 empty] | 21.3364 | -157.9194 | 0 | 0 | #DIV/0! | 0%
| Hoag Memorial Presbyterian Hospital | 58223 | Hoag Hospital Cogen Plant | CA | Orange | CISO | Commercial CHP | 1 |  | 5.5 | 4.6 | 4.6 | Natural Gas Internal Combustion Engine | NG | IC | 2009.5 |  |  | (OP) Operating | [8 empty] | 33.6228 | -117.9364 | 0 | 0 | #DIV/0! | 0%
| Hoffer Plastics | 54523 | Hoffer Plastics | IL | Kane | PJM | Industrial Non-CHP | GEN1 |  | 7.2 | 7.2 | 7.2 | Natural Gas Internal Combustion Engine | NG | IC | 1992.3333 |  |  | (OP) Operating | [8 empty] | 41.9989 | -88.3022 | 0 | 0 | #DIV/0! | 0%
| PB Nutclif Master, LLC | 10123 | Hoffmann LaRoche | NJ | Essex | PJM | Industrial CHP | TG01 |  | 10.6 | 8.2 | 10.6 | Natural Gas Fired Combustion Turbine | NG | GT | 2004 |  |  | (OP) Operating | [8 empty] | 40.8359 | -74.155 | 0 | 0 | #DIV/0! | 0%
| City of Hoisington - (KS) | 1286 | Hoisington | KS | Barton | SWPP | Electric Utility | 2A |  | 10.9 | 11 | 11 | Petroleum Liquids | DFO | IC | 1986.5 |  |  | (OP) Operating | [8 empty] | 38.513 | -98.7747 | 0 | 0 | #DIV/0! | 0%
| Town of Holly - (CO) | 502 | Holly | CO | Prowers | WACM | Electric Utility | 5 |  | 2.9 | 2.7 | 2.9 | Petroleum Liquids | DFO | IC | 2000 |  |  | (SB) Standby/Backup: available for service but not normally used | [8 empty] | 38.0327 | -102.0737 | 0 | 0 | #DIV/0! | 0%
| Hometown Bio Energy LLC | 58563 | Hometown Bio Energy LLC | MN | Le Sueur | MISO | IPP CHP | HTBE |  | 8 | 7.6 | 7.6 | Other Waste Biomass | OBG | IC | 2013 |  |  | (OP) Operating | [8 empty] | 44.4356 | -93.9064 | 0 | 0 | #DIV/0! | 0%
| Central Electric Power | 56132 | Honea Path | SC | Abbeville | DUK | Electric Utility | 1 |  | 2.9 | 2.5 | 2.5 | Petroleum Liquids | DFO | IC | 2003 |  |  | (OP) Operating | [8 empty] | 34.4413 | -82.3652 | 0 | 0 | #DIV/0! | 0%
| Inside Passage Elec Coop, Inc | 7463 | Hoonah | AK | Skagway Hoonah Angoon |  | Electric Utility | 2A |  | 2 | 2 | 2 | Petroleum Liquids | DFO | IC | 2007 |  |  | (OP) Operating | [8 empty] | 58.1064 | -135.4307 | 0 | 0 | #DIV/0! | 0%
| Alaska Village Elec Coop, Inc | 6319 | Hooper Bay | AK | Bethel |  | Electric Utility | 3B |  | 2.2 | 2.2 | 2.2 | Petroleum Liquids | DFO | IC | 2011 |  |  | (OP) Operating | [8 empty] | 61.5309 | -166.1019 | 0 | 0 | #DIV/0! | 0%
| Hopewell Campus Owners LLC | 60933 | Hopewell Cogeneration NJ | NJ | Mercer | PJM | Commercial CHP | GEN1 |  | 4 | 4 | 4 | Natural Gas Internal Combustion Engine | NG | IC | 2015 |  |  | (OP) Operating | [8 empty] | 40.3483 | -74.7715 | 0 | 0 | #DIV/0! | 0%
| City of Hopkinton - (IA) | 8108 | Hopkinton | IA | Delaware | MISO | Electric Utility | 1 |  | 4.1 | 3.8 | 3.8 | Petroleum Liquids | DFO | IC | 1992 |  |  | (OP) Operating | [8 empty] | 42.3435 | -91.2471 | 0 | 0 | #DIV/0! | 0%
| South Carolina Public Service Authority | 7958 | Horry Land Fill Gas Site | SC | Horry | SC | Electric Utility | HG1 |  | 4.2 | 3.3 | 3.3 | Landfill Gas | LFG | IC | 2001.6667 |  |  | (OP) Operating | [8 empty] | 33.8125 | -78.9672 | 0 | 0 | #DIV/0! | 0%
| Tampa Wastewater Department | 54347 | Howard F Curren Advncd Wastewater Plant | FL | Hillsborough | TEC | Commercial Non-CHP | 1 |  | 2.5 | 2.5 | 2.5 | Other Waste Biomass | OBG | IC | 1987.2 |  |  | (OS) Out of service and NOT expected to return to service in next calendar year | [8 empty] | 27.9389 | -82.4389 | 0 | 0 | #DIV/0! | 0%
| HP Hood LLC | 59860 | HP Hood CT | VA | Frederick | PJM | Industrial CHP | HHOOD |  | 15 | 15 | 15 | Natural Gas Fired Combustion Turbine | NG | GT | 2015 |  |  | (OP) Operating | [8 empty] | 39.1325 | -78.1875 | 0 | 0 | #DIV/0! | 0%
| Cartier Energy, LLC | 57179 | HSCo CHP | CT | Hartford | ISNE | Commercial CHP | 1 |  | 4 | 3.5 | 4 | Natural Gas Fired Combustion Turbine | NG | GT | 2009 | 10 | 2039 | (OP) Operating | [8 empty] | 41.7614 | -72.6686 | 0 | 0 | #DIV/0! | 0%
| The University of Utah | 58597 | HTW Plant 303 COGEN | UT | Salt Lake | PACE | Commercial CHP | CGN1 |  | 7.4 | 5.6 | 6.6 | Natural Gas Fired Combustion Turbine | NG | GT | 2008 |  |  | (OP) Operating | [8 empty] | 40.7631 | -111.8417 | 0 | 0 | #DIV/0! | 0%
| City of Hugoton - (KS) | 7011 | Hugoton 2 | KS | Stevens | SWPP | Electric Utility | 10 |  | 19.2 | 17.3 | 17.3 | Petroleum Liquids | DFO | IC | 1986.2857 |  |  | (OP) Operating | [8 empty] | 37.1642 | -101.3401 | 0 | 0 | #DIV/0! | 0%
| North Carolina Mun Power Agny #1 | 56550 | Huntersville Delivery No 2 | NC | Mecklenburg | DUK | Electric Utility | 1 |  | 2.2 | 2 | 2 | Petroleum Liquids | DFO | IC | 2007 |  |  | (OP) Operating | [8 empty] | 35.3832 | -80.8329 | 0 | 0 | #DIV/0! | 0%
| Hurricane City Power | 57899 | Hurricane City Power | UT | Washington | PACE | Electric Utility | 1 |  | 15.1 | 14.3 | 14.3 | Petroleum Liquids | DFO | IC | 2003.375 |  |  | (SB) Standby/Backup: available for service but not normally used | [8 empty] | 37.1856 | -113.2975 | 0 | 0 | #DIV/0! | 0%
| Johnson County Rural E M C | 61267 | Hurricane Creek Lift Station | IN | Johnson | MISO | Electric Utility | HURR |  | 2 | 2 | 2 | Petroleum Liquids | DFO | IC | 2004 |  |  | (OP) Operating | [8 empty] | 39.5879 | -86.1858 | 0 | 0 | #DIV/0! | 0%
| Hudson Valley Community College | 58186 | HVCC Cogen Plant | NY | Rensselaer | NYIS | Commercial CHP | CG01 |  | 8.1 | 7.4 | 8.1 | Natural Gas Internal Combustion Engine | NG | IC | 2004.1667 |  |  | (OP) Operating | [8 empty] | 42.6969 | -73.68 | 0 | 0 | #DIV/0! | 0%
| Alaska Power and Telephone Co | 423 | Hydaburg | AK | Prince of Wales Ketchikan |  | Electric Utility | 1A |  | 0.7 | 0.7 | 0.7 | Petroleum Liquids | DFO | IC | 1987.5 |  |  | (OP) Operating | [8 empty] | 55.2049 | -132.8214 | 0 | 0 | #DIV/0! | 0%
| Innovative Energy Systems Inc | 56987 | Hyland LFGTE Facility | NY | Allegany | NYIS | IPP Non-CHP | GEN1 |  | 4.8 | 4.8 | 4.8 | Landfill Gas | LFG | IC | 2008 | 9 | 2025 | (OP) Operating | [8 empty] | 42.2853 | -78.0061 | 0 | 0 | #DIV/0! | 0%
| NextEra Renewable Fuels, LLC | 54723 | I 95 Landfill Phase II | VA | Fairfax | PJM | IPP Non-CHP | UNT1 |  | 3.2 | 3.2 | 3.2 | Landfill Gas | LFG | IC | 1993 |  |  | (OP) Operating | [8 empty] | 38.6892 | -77.2375 | 0 | 0 | #DIV/0! | 0%
| Rochester Public Utilities | 56269 | IBM West | MN | Olmsted | MISO | Electric Utility | 1 |  | 3.6 | 3.6 | 3.6 | Petroleum Liquids | DFO | IC | 2005 |  |  | (SB) Standby/Backup: available for service but not normally used | [8 empty] | 44.0587 | -92.5119 | 0 | 0 | #DIV/0! | 0%
| 2016 ESA Project Company, LLC | 63713 | IIV000 Mt Bethel Fuel Cell | NJ | Somerset | PJM | IPP Non-CHP | IIV0A |  | 2.6 | 2.6 | 2.6 | Other Natural Gas | NG | FC | 2019 |  |  | (OP) Operating | [8 empty] | 40.6325 | -74.5035 | 0 | 0 | #DIV/0! | 0%
| ORCAL Geothermal, Inc | 54689 | Heber Geothermal | CA | Imperial | IID | IPP Non-CHP | 3 |  | 91.5 | 63.5 | 91.5 | Geothermal | GEO | BT | 2018.6 |  |  | (OP) Operating | [8 empty] | 32.7146 | -115.518 | 0 | 0 | #DIV/0! | 0%
| Axium US Solar Holdings LLC | 58398 | Heber Solar | CA | Imperial | IID | IPP Non-CHP | 1 |  | 10.9 | 10 | 8.2 | Solar Photovoltaic | SUN | PV | 2014 |  |  | (OP) Operating |  | 13.1 | [6 empty] | 32.7125 | -115.5406 | 0 | 0 | #DIV/0! | 0%
| IKEA Property Inc | 61820 | IKEA New Haven Rooftop PV & Fuel Cell | CT | New Haven | ISNE | Commercial Non-CHP | 213FC |  | 1.1 | 1.1 | 1.1 | Other Natural Gas | NG | FC | 2014 |  |  | (OP) Operating | [8 empty] | 41.2957 | -72.92 | 0 | 0 | #DIV/0! | 0%
| Bloom Energy | 63603 | Illumina Way SD | CA | San Diego | CISO | Industrial Non-CHP | ILM01 |  | 3.5 | 3.5 | 3.5 | Other Natural Gas | NG | FC | 2019 |  |  | (OP) Operating | [8 empty] | 32.873 | -117.1997 | 0 | 0 | #DIV/0! | 0%
| Illinois Municipal Elec Agency | 56116 | IMEA Flora | IL | Clay | MISO | Electric Utility | 10 |  | 9 | 9 | 9 | Petroleum Liquids | DFO | IC | 2000 |  |  | (OP) Operating | [8 empty] | 38.6658 | -88.4625 | 0 | 0 | #DIV/0! | 0%
| Electrodes | 61722 | HEBT Irvine 1 | CA | Orange | CISO | IPP Non-CHP | IRV01 |  | 5.5 | 5.5 | 5.5 | Batteries | MWH | BA | 2018 |  |  | (OP) Operating | 6.5 | [7 empty] | 33.7135 | -117.8521 | 0 | 0 | #DIV/0! | 0%
| Electrodes | 61723 | HEBT Irvine 2 | CA | Orange | CISO | IPP Non-CHP | IRV06 |  | 5.8 | 5.8 | 5.8 | Batteries | MWH | BA | 2018 |  |  | (OP) Operating | 15 | [7 empty] | 33.6652 | -117.7682 | 0 | 0 | #DIV/0! | 0%
| City of Highland | 56114 | IMEA Highland | IL | Madison | MISO | Electric Utility | 1 |  | 3.6 | 3.6 | 3.6 | Petroleum Liquids | DFO | IC | 1996 |  |  | (SB) Standby/Backup: available for service but not normally used | [8 empty] | 38.7417 | -89.6847 | 0 | 0 | #DIV/0! | 0%
| US Sugar Savannah Refinery, LLC | 50146 | Imperial Savannah LP | GA | Chatham | SOCO | Industrial CHP | GENA |  | 11.7 | 11.2 | 11.2 | Natural Gas Steam Turbine | NG | ST | 1959.5 |  |  | (OP) Operating | [8 empty] | 32.144 | -81.1466 | 0 | 0 | #DIV/0! | 0%
| Solutia Inc-Indian | 10417 | Indian Orchard Plant 1 | MA | Hampden | ISNE | Industrial CHP | TG |  | 5.7 | 3.2 | 4.1 | Natural Gas Steam Turbine | NG | ST | 1985 |  |  | (OA) Out of service but expected to return to service in next calendar year | [8 empty] | 42.1569 | -72.5242 | 0 | 0 | #DIV/0! | 0%
| Greenbacker Renewable Energy Corporation | 66126 | Hecate Energy Albany 2 LLC | NY | Albany | NYIS | IPP Non-CHP | 292 |  | 21.1 | 20 | 20 | Solar Photovoltaic | SUN | PV | 2024 |  |  | (OP) Operating |  | 24.96 | [6 empty] | 42.5079 | -73.8365 | 0 | 0 | #DIV/0! | 0%
| AES Distributed Energy | 59315 | Hecate Energy Beacon Solar 1 | CA | Kern | LDWP | IPP Non-CHP | BEAC1 |  | 56 | 51 | 50 | Solar Photovoltaic | SUN | PV | 2017 |  |  | (OP) Operating |  | 63.9 | [6 empty] | 35.2694 | -118.0144 | 0 | 0 | #DIV/0! | 0%
| AES Distributed Energy | 59316 | Hecate Energy Beacon Solar 3 | CA | Kern | LDWP | IPP Non-CHP | BEAC3 |  | 56 | 51 | 50 | Solar Photovoltaic | SUN | PV | 2016 |  |  | (OP) Operating |  | 62.9 | [6 empty] | 35.2531 | -118.0147 | 0 | 0 | #DIV/0! | 0%
| AES Distributed Energy | 59317 | Hecate Energy Beacon Solar 4 | CA | Kern | LDWP | IPP Non-CHP | BEAC4 |  | 50 | 47 | 45 | Solar Photovoltaic | SUN | PV | 2016 |  |  | (OP) Operating |  | 56.5 | [6 empty] | 35.2536 | -118.0269 | 0 | 0 | #DIV/0! | 0%
| Hecate Energy Blair Road LLC | 62778 | Hecate Energy Blair Road LLC | FL | Duval | JEA | IPP Non-CHP | HEJEA |  | 4 | 4.2 | 4.2 | Solar Photovoltaic | SUN | PV | 2018 |  |  | (OP) Operating |  | 4.9 | [6 empty] | 30.286 | -81.834 | 0 | 0 | #DIV/0! | 0%
| Dominion Renewable Energy | 61375 | Hecate Energy Cherrydale LLC | VA | Northampton | PJM | IPP Non-CHP | PV1 |  | 20 | 20 | 20 | Solar Photovoltaic | SUN | PV | 2017 |  |  | (OP) Operating |  | 25.1 | [6 empty] | 37.37 | -75.9172 | 0 | 0 | #DIV/0! | 0%
| Dominion Renewable Energy | 61374 | Hecate Energy Clarke County LLC | VA | Clarke | PJM | IPP Non-CHP | PV1 |  | 10 | 10 | 10 | Solar Photovoltaic | SUN | PV | 2017 |  |  | (OP) Operating |  | 12.6 | [6 empty] | 39.0648 | -78.1382 | 0 | 0 | #DIV/0! | 0%
| Repsol Renewables NA | 64233 | Hecate Energy Frye Solar LLC | TX | Swisher | ERCO | IPP Non-CHP | 80995 |  | 500 | 500 | 500 | Solar Photovoltaic | SUN | PV | 2024 |  |  | (OP) Operating |  | 631.98 | [6 empty] | 34.4067 | -101.5966 | 0 | 0 | #DIV/0! | 0%
| Hecate Energy Highland LLC | 62670 | Hecate Energy Highland LLC | OH | Highland | PJM | IPP Non-CHP | HIGHL |  | 300 | 300 | 300 | Solar Photovoltaic | SUN | PV | 2024 |  |  | (OP) Operating |  | 395 | [6 empty] | 39.0835 | -83.8098 | 0 | 0 | #DIV/0! | 0%
| Hecate Energy Johanna Facility LLC | 62889 | Hecate Energy Johanna Facility | CA | Orange | CISO | IPP Non-CHP | HEGJF |  | 20 | 20 | 20 | Batteries | MWH | BA | 2021 |  |  | (OP) Operating | 40 | [7 empty] | 33.7147 | -117.8531 | 0 | 0 | #DIV/0! | 0%
| Hecate Energy Upshur Rural LLC | 65946 | Hecate Energy Upshur Rural LLC | TX | Upshur | SWPP | IPP Non-CHP | SOLAR |  | 3 | 3 | 3 | Solar Photovoltaic | SUN | PV | 2022 |  |  | (OP) Operating |  | 3.5 | [6 empty] | 32.8432 | -94.7319 | 0 | 0 | #DIV/0! | 0%
| Hecate Energy West Newberry, LLC | 64061 | Hecate Energy West Newberry, LLC | SC | Newberry | DUK | IPP Non-CHP | HEWNB |  | 3.3 | 3.5 | 3.5 | Solar Photovoltaic | SUN | PV | 2021 |  |  | (OP) Operating |  | 4.1 | [6 empty] | 34.2498 | -81.6489 | 0 | 0 | #DIV/0! | 0%
| Strata Manager, LLC | 60577 | Hector Farm | NC | Montgomery | CPLE | IPP Non-CHP | 1 |  | 5 | 5 | 5 | Solar Photovoltaic | SUN | PV | 2017 |  |  | (OP) Operating |  | 6.6 | [6 empty] | 35.3762 | -79.9097 | 0 | 0 | #DIV/0! | 0%
| MN8 Energy LLC | 60157 | Heedeh Solar | NC | Columbus | DUK | IPP Non-CHP | PV1 |  | 4.5 | 4.5 | 4.5 | Solar Photovoltaic | SUN | PV | 2018 |  |  | (OP) Operating |  | 5.4 | [6 empty] | 34.3087 | -78.2215 | 0 | 0 | #DIV/0! | 0%
| Engie North America | 64297 | Heights | TX | Galveston | ERCO | IPP Non-CHP | H8S |  | 9.9 | 9.9 | 9.9 | Batteries | MWH | BA | 2020 |  |  | (OP) Operating | 9.9 | [7 empty] | 29.3896 | -94.9499 | 0 | 0 | #DIV/0! | 0%
| Heimlich Solar Partners LLC | 67074 | Heimlich Solar | DE | Sussex | PJM | IPP Non-CHP | METER |  | 4.5 | 4.3 | 2.9 | Solar Photovoltaic | SUN | PV | 2024 |  |  | (OP) Operating |  | 5.9 | [6 empty] | 38.7956 | -75.6061 | 0 | 0 | #DIV/0! | 0%
| DG Minnesota CSG, LLC | 62267 | Held Solar Project | MN | Stearns | MISO | IPP Non-CHP | HELD |  | 5 | 5 | 5 | Solar Photovoltaic | SUN | PV | 2019 |  |  | (OP) Operating |  | 7.5 | [6 empty] | 45.5239 | -94.2736 | 0 | 0 | #DIV/0! | 0%
| United States Solar Corporation | 64869 | Helen CSG 1 LLC | MN | McLeod | MISO | IPP Non-CHP | HLCSG |  | 1 | 1 | 1 | Solar Photovoltaic | SUN | PV | 2021 |  |  | (OP) Operating |  | 1.4 | [6 empty] | 44.7893 | -94.0507 | 0 | 0 | #DIV/0! | 0%
| Altus Power America Management, LLC | 62706 | Helen Solar CSG | MN | McLeod | MISO | IPP Non-CHP | SC |  | 4 | 4 | 4 | Solar Photovoltaic | SUN | PV | 2020 |  |  | (OP) Operating |  | 5.6 | [6 empty] | 44.7894 | -94.06 | 0 | 0 | #DIV/0! | 0%
| Helena Wind, LLC | 63738 | Helena Wind | TX | Bee | ERCO | IPP Non-CHP | HEL |  | 268.2 | 268.2 | 268.2 | Onshore Wind Turbine | WND | WT | 2022 |  |  | (OP) Operating | [8 empty] | 28.622 | -97.9376 | 0 | 0 | #DIV/0! | 0%
| Heliocentric LLC | 57831 | Heliocentric | CA | Los Angeles | CISO | IPP Non-CHP | 1 |  | 1.5 | 1.3 | 1.5 | Solar Photovoltaic | SUN | PV | 2012 |  |  | (OP) Operating |  | 1.7 | [6 empty] | 34.6543 | -117.971 | 0 | 0 | #DIV/0! | 0%
| City of Rock Falls - (IL) | 7934 | Industrial Park | IL | Whiteside | MISO | Electric Utility | 3 |  | 13.4 | 13.4 | 13.4 | Petroleum Liquids | DFO | IC | 2004.1429 |  |  | (OP) Operating | [8 empty] | 41.7682 | -89.6744 | 0 | 0 | #DIV/0! | 0%
| Marina Energy LLC | 62438 | Heller 400M | NJ | Middlesex | PJM | IPP Non-CHP | A |  | 1.2 | 1.2 | 1.2 | Solar Photovoltaic | SUN | PV | 2013 | 5 | 2028 | (OP) Operating |  | 0.8 | [6 empty] | 40.4987 | -74.3878 | 0 | 0 | #DIV/0! | 0%
| Marina Energy LLC | 57869 | Heller Industrial Parks | NJ | Middlesex | PJM | IPP Non-CHP | HH |  | 4.6 | 4.6 | 4.6 | Solar Photovoltaic | SUN | PV | 2012 | 2 | 2027 | (OP) Operating |  | 0.5 | [6 empty] | 40.3739 | -74.4892 | 0 | 0 | #DIV/0! | 0%
| Idaho Power Co | 3013 | Hells Canyon | OR | Wallowa | IPCO | Electric Utility | 1 |  | 411.1 | 437.1 | 442.6 | Conventional Hydroelectric | WAT | HY | 1967 |  |  | (OP) Operating | [8 empty] | 45.2439 | -116.7008 | 0 | 0 | #DIV/0! | 0%
| County of Santa Clara (CA) | 62689 | Hellyer Solar Farm | CA | Santa Clara | CISO | IPP Non-CHP | HFARM |  | 2.2 | 2.2 | 1.5 | Solar Photovoltaic | SUN | PV | 2017 |  |  | (OP) Operating |  | 2.7 | [6 empty] | 37.287 | -121.8151 | 0 | 0 | #DIV/0! | 0%
| Pacific Gas & Electric Co. | 6100 | Helms Pumped Storage | CA | Fresno | CISO | Electric Utility | 1 |  | 1053 | 1212 | 1212 | Hydroelectric Pumped Storage | WAT | PS | 1984 |  |  | (OA) Out of service but expected to return to service in next calendar year | [8 empty] | 37.0293 | -118.9683 | 0 | 0 | #DIV/0! | 0%
| Wind Stream Operations LLC | 56275 | Helzel & Schwarzhoff 86 | CA | Kern | CISO | IPP Non-CHP | WGNS |  | 2.4 | 2.4 | 2.4 | Onshore Wind Turbine | WND | WT | 1986 |  |  | (OP) Operating | [8 empty] | 35.0925 | -118.3952 | 0 | 0 | #DIV/0! | 0%
| Hemings Solar Partners LLC | 66996 | Hemings Solar | VA | Richmond | PJM | IPP Non-CHP | METER |  | 5 | 4.9 | 3.6 | Solar Photovoltaic | SUN | PV | 2023 |  |  | (OP) Operating |  | 6.5 | [6 empty] | 37.958 | -76.8188 | 0 | 0 | #DIV/0! | 0%
| Wisconsin Electric Power Co | 1777 | Hemlock Falls | MI | Iron | MISO | Electric Utility | 1 |  | 2.8 | 2.8 | 2.8 | Conventional Hydroelectric | WAT | HY | 1953 |  |  | (OP) Operating | [8 empty] | 46.1311 | -88.225 | 0 | 0 | #DIV/0! | 0%
| Hemlock Solar LLC | 60207 | Hemlock Solar | NC | Northampton | PJM | IPP Non-CHP | HEMLK |  | 5 | 5 | 5 | Solar Photovoltaic | SUN | PV | 2017 |  |  | (OP) Operating |  | 7 | [6 empty] | 36.4691 | -77.5975 | 0 | 0 | #DIV/0! | 0%
| Idaho Power Co | 66325 | Hemmingway BESS | ID | Owyhee | IPCO | Electric Utility | 1 |  | 116 | 116 | 116 | Batteries | MWH | BA | 2025 |  |  | (OP) Operating | 320 | [7 empty] | 43.3515 | -116.6621 | 0 | 0 | #DIV/0! | 0%
| Hendershot Solar, LLC | 64496 | Hendershot Solar, LLC | MI | Lenawee | MISO | IPP Non-CHP | FACHE |  | 2 | 2 | 2 | Solar Photovoltaic | SUN | PV | 2021 |  |  | (OP) Operating |  | 2.8 | [6 empty] | 41.9826 | -83.8885 | 0 | 0 | #DIV/0! | 0%
| DCII-250 Williams Street NW, LLC | 54290 | Inforum | GA | Fulton | SOCO | Commercial Non-CHP | BUG1 |  | 1.3 | 1.3 | 1.3 | Petroleum Liquids | DFO | IC | 1989 |  |  | (OP) Operating | [8 empty] | 33.7533 | -84.3889 | 0 | 0 | #DIV/0! | 0%
| Florida Power & Light Co | 65909 | Hendry Isles | FL | Hendry | FPL | Electric Utility | 1 |  | 74.5 | 74.5 | 74.5 | Solar Photovoltaic | SUN | PV | 2024 |  |  | (OP) Operating |  | 101.01 | [6 empty] | 26.7491 | -81.1921 | 0 | 0 | #DIV/0! | 0%
| Henkel U.S. Operations Corporation | 57648 | Henkel U.S. Operations Corporation | NY | Ontario | NYIS | Industrial Non-CHP | WT1 |  | 3.4 | 3.4 | 3.4 | Onshore Wind Turbine | WND | WT | 2012 |  |  | (OP) Operating | [8 empty] | 42.8869 | -76.9683 | 0 | 0 | #DIV/0! | 0%
| Northern States Power Co - Minnesota | 1911 | Hennepin Island | MN | Hennepin | MISO | Electric Utility | 1 |  | 13.7 | 6.1 | 7.1 | Conventional Hydroelectric | WAT | HY | 1954.6 |  |  | (OP) Operating | [8 empty] | 44.9824 | -93.2542 | 0 | 0 | #DIV/0! | 0%
| Ingredion Inc - Winston Salem | 54618 | Ingredion Winston Salem | NC | Forsyth | DUK | Industrial CHP | 7500 |  | 8.4 | 7 | 7.1 | Wood/Wood Waste Biomass | WDS | ST | 1989 |  |  | (OP) Operating | [8 empty] | 36.0338 | -80.2274 | 0 | 0 | #DIV/0! | 0%
| Convergent Energy and Power LP | 60641 | Henrietta D Energy Storage LLC | CA | Kings | CISO | IPP Non-CHP | HDES1 |  | 10 | 10 | 10 | Batteries | MWH | BA | 2021 |  |  | (OP) Operating | 40 | [7 empty] | 36.2289 | -119.9047 | 0 | 0 | #DIV/0! | 0%
| Trigen Inner Harbor East, LLC | 56050 | Inner Harbor East Heating | MD | Baltimore City | PJM | Commercial CHP | 1 |  | 2.1 | 2.1 | 2.1 | Natural Gas Internal Combustion Engine | NG | IC | 2004 |  |  | (SB) Standby/Backup: available for service but not normally used | [8 empty] | 39.2837 | -76.5994 | 0 | 0 | #DIV/0! | 0%
| Generate Capital | 66221 | Henrietta Solar | NY | Monroe | NYIS | IPP Non-CHP | 10972 |  | 5 | 5 | 5 | Solar Photovoltaic | SUN | PV | 2021 |  |  | (OP) Operating |  | 6 | [6 empty] | 43.0211 | -77.7068 | 0 | 0 | #DIV/0! | 0%
| Southern Power Co | 58975 | Henrietta Solar Project | CA | Kings | CISO | IPP Non-CHP | PV1 |  | 102 | 100 | 100 | Solar Photovoltaic | SUN | PV | 2016 |  |  | (OP) Operating |  | 127.9 | [6 empty] | 36.2188 | -119.8058 | 0 | 0 | #DIV/0! | 0%
| Inst and Envir Div Marine Logistics Base | 66190 | Inst and Envir Dir Marine Logistics Base | GA | Dougherty | SOCO | IPP CHP | 001 |  | 1.9 | 1.8 | 1.9 | Landfill Gas | LFG | IC | 2005 |  |  | (OP) Operating | [8 empty] | 31.5494 | -84.0486 | 0 | 0 | #DIV/0! | 0%
| Strata Manager, LLC | 65552 | Henry Farm | NC | Randolph | CPLE | IPP Non-CHP | HENRY |  | 5 | 5 | 5 | Solar Photovoltaic | SUN | PV | 2017 |  |  | (OP) Operating |  | 6.8 | [6 empty] | 35.8596 | -79.5779 | 0 | 0 | #DIV/0! | 0%
| Henry Gibson Solar, LLC | 67029 | Henry Gibson Solar | NC | Scotland | DUK | IPP Non-CHP | HGS |  | 5 | 5 | 5 | Solar Photovoltaic | SUN | PV | 2024 |  |  | (OP) Operating |  | 6.6 | [6 empty] | 34.7809 | -79.5696 | 0 | 0 | #DIV/0! | 0%
| Henry Miller Reclamation District | 66492 | Henry Miller RD | CA | Merced | CISO | Commercial Non-CHP | HMRD1 |  | 1.5 | 1.5 | 1 | Solar Photovoltaic | SUN | PV | 2018 |  |  | (OP) Operating |  | 1.9 | [6 empty] | 37.0543 | -120.6352 | 0 | 0 | #DIV/0! | 0%
| Bloom Energy | 60224 | Intel Santa Clara | CA | Santa Clara | CISO | IPP Non-CHP | NTL00 |  | 1.1 | 1 | 1 | Other Natural Gas | NG | FC | 2015 |  |  | (OP) Operating | [8 empty] | 37.3847 | -121.9638 | 0 | 0 | #DIV/0! | 0%
| Hoosier Energy R E C, Inc | 59986 | Henryville Solar RES | IN | Clark | MISO | Electric Utility | PV1 |  | 1.1 | 1.1 | 1.1 | Solar Photovoltaic | SUN | PV | 2016 |  |  | (OP) Operating |  | 1.3 | [6 empty] | 38.5955 | -85.7773 | 0 | 0 | #DIV/0! | 0%
| Interfaith Medical Center | 64004 | Interfaith Medical Center | NY | Kings | NYIS | Commercial Non-CHP | EGB17 |  | 1.2 | 1.2 | 1.2 | Petroleum Liquids | DFO | IC | 2012 |  |  | (SB) Standby/Backup: available for service but not normally used | [8 empty] | 40.6786 | -73.9374 | 0 | 0 | #DIV/0! | 0%
| SMECO Solar LLC | 58463 | Herbert Farm Solar | MD | Charles | PJM | Electric Utility | 1 |  | 5.5 | 5.5 | 5.5 | Solar Photovoltaic | SUN | PV | 2012 |  |  | (OP) Operating |  | 7 | [6 empty] | 38.5456 | -76.7994 | 0 | 0 | #DIV/0! | 0%
| Interstate Paper LLC | 54281 | Interstate Paper LLC Riceboro | GA | Liberty | SOCO | Industrial CHP | 577A |  | 14.5 | 14.5 | 14.5 | Wood/Wood Waste Biomass | BLQ | ST | 1968 |  |  | (OP) Operating | [8 empty] | 31.7416 | -81.4079 | 0 | 0 | #DIV/0! | 0%
| DTE Sustainable Generation | 58103 | Heritage Garden Wind Farm I LLC | MI | Delta | MISO | IPP Non-CHP | 1 |  | 28 | 28 | 28 | Onshore Wind Turbine | WND | WT | 2012 |  |  | (OP) Operating | [8 empty] | 45.7956 | -86.5339 | 0 | 0 | #DIV/0! | 0%
| ECOsponsible LLC | 52057 | Herkimer | NY | Herkimer | NYIS | IPP Non-CHP | 01 |  | 1.6 | 1.3 | 1.3 | Conventional Hydroelectric | WAT | HY | 1987 |  |  | (OS) Out of service and NOT expected to return to service in next calendar year | [8 empty] | 43.0336 | -74.9834 | 0 | 0 | #DIV/0! | 0%
| Iredell Transmission LLC | 56962 | Iredell County LFG Facility | NC | Iredell | DUK | IPP Non-CHP | 1 |  | 3.2 | 3.2 | 3.2 | Landfill Gas | LFG | IC | 2008 |  |  | (OP) Operating | [8 empty] | 35.7693 | -80.826 | 0 | 0 | #DIV/0! | 0%
| Irwindale Brew Yard, LLC | 58056 | Irwindale Brew Yard, LLC | CA | Los Angeles | CISO | Industrial Non-CHP | JEN1 |  | 13.4 | 9.6 | 10.8 | Other Waste Biomass | OBG | IC | 2006.5 |  |  | (OA) Out of service but expected to return to service in next calendar year | [8 empty] | 34.1217 | -117.9383 | 0 | 0 | #DIV/0! | 0%
| Madison Gas & Electric Co | 64780 | Hermsdorf Solar | WI | Dane | MISO | Electric Utility | 1 |  | 8 | 8 | 8 | Solar Photovoltaic | SUN | PV | 2022 |  |  | (OP) Operating |  | 11.6 | [6 empty] | 43.0596 | -89.2609 | 0 | 0 | #DIV/0! | 0%
| IXYS Integrated Circuits Division, LLC | 64382 | IXYS - Beverly | MA | Essex | ISNE | Industrial Non-CHP | EG1 |  | 2.7 | 2.7 | 2.7 | Petroleum Liquids | DFO | IC | 2013.5 |  |  | (OP) Operating | [8 empty] | 42.5795 | -70.9108 | 0 | 0 | #DIV/0! | 0%
| J&A-Santa Maria II LLC | 57101 | J&A-Santa Maria II LLC | CA | Santa Barbara | CISO | IPP CHP | 1 |  | 1.4 | 1.4 | 1.4 | Landfill Gas | LFG | IC | 2010 |  |  | (OP) Operating | [8 empty] | 34.9494 | -120.3803 | 0 | 0 | #DIV/0! | 0%
| Erie Boulevard Hydropower LP | 2572 | Herrings | NY | Jefferson | NYIS | IPP Non-CHP | 1 |  | 5.4 | 4.5 | 4.5 | Conventional Hydroelectric | WAT | HY | 1924 |  |  | (OP) Operating | [8 empty] | 44.0217 | -75.6511 | 0 | 0 | #DIV/0! | 0%
| Herrington Solar, LLC | 66749 | Herrington Solar | NY | Rensselaer | NYIS | IPP Non-CHP | HERR1 |  | 5 | 5 | 5 | Solar Photovoltaic | SUN | PV | 2021 |  |  | (OP) Operating |  | 7.5 | [6 empty] | 42.8734 | -73.622 | 0 | 0 | #DIV/0! | 0%
| Duke Energy Renewables Services | 60384 | Hertford Solar Farm | NC | Perquimans | PJM | IPP Non-CHP | HERT |  | 5 | 5 | 5 | Solar Photovoltaic | SUN | PV | 2016 |  |  | (OP) Operating |  | 7 | [6 empty] | 36.1303 | -76.4909 | 0 | 0 | #DIV/0! | 0%
| Capital V LLC | 63024 | Hertford Solar Power, LLC | NC | Hertford | PJM | IPP Non-CHP | KEH |  | 10 | 10 | 10 | Solar Photovoltaic | SUN | PV | 2022 | 1 | 2061 | (OP) Operating |  | 13.9 | [6 empty] | 36.268 | -77.0282 | 0 | 0 | #DIV/0! | 0%
| Hertzberg Community Solar | 63680 | Hertzberg Community (CSG) | MN | Stearns | MISO | IPP Non-CHP | HERTZ |  | 1 | 1 | 1 | Solar Photovoltaic | SUN | PV | 2020 |  |  | (OP) Operating |  | 1.4 | [6 empty] | 45.4109 | -94.7021 | 0 | 0 | #DIV/0! | 0%
| SunEdison LLC | 59182 | Hesperia | CA | San Bernardino | CISO | IPP Non-CHP | 10-94 |  | 1.5 | 1.5 | 1.5 | Solar Photovoltaic | SUN | PV | 2014 |  |  | (OP) Operating |  | 1.7 | [6 empty] | 34.435 | -117.3781 | 0 | 0 | #DIV/0! | 0%
| Erie Boulevard Hydropower LP | 2573 | Heuvelton | NY | St Lawrence | NYIS | IPP Non-CHP | 1 |  | 1 | 0.8 | 0.8 | Conventional Hydroelectric | WAT | HY | 1924 |  |  | (OP) Operating | [8 empty] | 44.6172 | -75.4042 | 0 | 0 | #DIV/0! | 0%
| Strata Manager, LLC | 60778 | Hew Fulton Farm, LLC | NC | Scotland | DUK | IPP Non-CHP | 1 |  | 5 | 5 | 5 | Solar Photovoltaic | SUN | PV | 2015 |  |  | (OP) Operating |  | 6.5 | [6 empty] | 34.784 | -79.4745 | 0 | 0 | #DIV/0! | 0%
| Erie Boulevard Hydropower LP | 50268 | Hewittville Hydroelectric | NY | St Lawrence | NYIS | IPP Non-CHP | HY1 |  | 3 | 2.2 | 2.2 | Conventional Hydroelectric | WAT | HY | 1984 |  |  | (OP) Operating | [8 empty] | 44.7052 | -75.0079 | 0 | 0 | #DIV/0! | 0%
| American Mun Power-Ohio, Inc | 7780 | Jackson Cntr Peaking | OH | Shelby | PJM | Electric Utility | 1 |  | 1.8 | 1.8 | 1.8 | Petroleum Liquids | DFO | IC | 1999 |  |  | (OP) Operating | [8 empty] | 40.4597 | -84.0401 | 0 | 0 | #DIV/0! | 0%
| Tesla Inc. | 60099 | Hewlett-Packard (HP) - Andover, MA | MA | Essex | ISNE | IPP Non-CHP | PV1 |  | 1.7 | 1.7 | 1.7 | Solar Photovoltaic | SUN | PV | 2017 |  |  | (OP) Operating |  | 2.3 | [6 empty] | 42.6247 | -71.1829 | 0 | 0 | #DIV/0! | 0%
| Heyer CSG LLC | 61793 | Heyer CSG | MN | Rice | MISO | IPP Non-CHP | HEYER |  | 1 | 1 | 1 | Solar Photovoltaic | SUN | PV | 2018 |  |  | (OP) Operating |  | 1.4 | [6 empty] | 44.2272 | -93.4217 | 0 | 0 | #DIV/0! | 0%
| Jacobi Medical Center | 63646 | Jacobi Medical Center | NY | Bronx | NYIS | Commercial Non-CHP | CATA |  | 9.1 | 9.1 | 9.1 | Petroleum Liquids | DFO | IC | 2004.2727 |  |  | (SB) Standby/Backup: available for service but not normally used | [8 empty] | 40.8565 | -73.8474 | 0 | 0 | #DIV/0! | 0%
| HGS solar I, LLC | 61765 | HGS Solar I | NY | Washington | NYIS | IPP Non-CHP | SNWH1 |  | 2 | 2 | 2 | Solar Photovoltaic | SUN | PV | 2016 |  |  | (OP) Operating |  | 2.8 | [6 empty] | 43.5437 | -73.3253 | 0 | 0 | #DIV/0! | 0%
| WTG Jameson, L.P. | 55052 | Jameson Gas Processing Plant | TX | Coke | ERCO | Industrial Non-CHP | 620 |  | 1.8 | 1.8 | 1.8 | Natural Gas Internal Combustion Engine | NG | IC | 1991.25 |  |  | (OP) Operating | [8 empty] | 32.05 | -100.6917 | 0 | 0 | #DIV/0! | 0%
| Florida Power & Light Co | 62206 | Hibiscus Solar Energy Center | FL | Palm Beach | FPL | Electric Utility | 1 |  | 74.5 | 74.5 | 74.5 | Solar Photovoltaic | SUN | PV | 2020 |  |  | (OP) Operating |  | 108 | [6 empty] | 26.7601 | -80.3065 | 0 | 0 | #DIV/0! | 0%
| Turlock Irrigation District | 162 | Hickman | CA | Stanislaus | TIDC | Electric Utility | 1 |  | 1 | 1 | 1 | Conventional Hydroelectric | WAT | HY | 1979 |  |  | (OP) Operating | [8 empty] | 37.6215 | -120.7462 | 0 | 0 | #DIV/0! | 0%
| Current Energy Group | 59829 | Hickory | NC | Duplin | CPLE | IPP Non-CHP | 5515 |  | 5 | 5 | 5 | Solar Photovoltaic | SUN | PV | 2019 |  |  | (OP) Operating |  | 7.2 | [6 empty] | 34.8022 | -78.0092 | 0 | 0 | #DIV/0! | 0%
| Altus Power America Management, LLC | 62831 | Hickory Grove #1 | NY | Chemung | NYIS | IPP Non-CHP | 25 |  | 2 | 2 | 2 | Solar Photovoltaic | SUN | PV | 2020 |  |  | (OP) Operating |  | 2.7 | [6 empty] | 42.1868 | -76.8451 | 0 | 0 | #DIV/0! | 0%
| Altus Power America Management, LLC | 62832 | Hickory Grove #2 | NY | Chemung | NYIS | IPP Non-CHP | 309 |  | 1.7 | 1.7 | 1.7 | Solar Photovoltaic | SUN | PV | 2020 |  |  | (OP) Operating |  | 2.7 | [6 empty] | 42.186 | -76.845 | 0 | 0 | #DIV/0! | 0%
| Big Sky Wind, LLC | 63522 | Hickory Park Solar Hybrid | GA | Mitchell | SOCO | IPP Non-CHP | HPBAT |  | 235.5 | 235.5 | 235.5 | Batteries | MWH | BA | 2022 |  |  | (OP) Operating | 80 | [7 empty] | 31.2697 | -84.1763 | 0 | 0 | #DIV/0! | 0%
| BFI Waste Systems of GA, LLC | 59459 | Hickory Ridge Landfill Solar Project | GA | DeKalb | SEPA | IPP Non-CHP | 5088 |  | 0.6 | 0.6 | 0.6 | Solar Photovoltaic | SUN | PV | 2011 |  |  | (OP) Operating |  | 1 | [6 empty] | 33.665 | -84.3361 | 0 | 0 | #DIV/0! | 0%
| City of Janesville - (MN) | 1982 | Janesville | MN | Waseca | MISO | Electric Utility | 1 |  | 4.9 | 4.3 | 4.6 | Petroleum Liquids | DFO | IC | 1972.5 |  |  | (OP) Operating | [8 empty] | 44.1172 | -93.7073 | 0 | 0 | #DIV/0! | 0%
| Hickory Solar LLC | 67786 | Hickory Solar | IL | Jersey | MISO | IPP Non-CHP | GEN01 |  | 110 | 110 | 110 | Solar Photovoltaic | SUN | PV | 2024 |  |  | (OP) Operating |  | 160.32 | [6 empty] | 39.1331 | -90.366 | 0 | 0 | #DIV/0! | 0%
| Hickson Solar, LLC | 65779 | Hickson Solar, LLC | SC | Marlboro | CPLE | IPP Non-CHP | HICK |  | 2.8 | 2 | 2 | Solar Photovoltaic | SUN | PV | 2022 |  |  | (OP) Operating |  | 2.8 | [6 empty] | 34.6938 | -79.8201 | 0 | 0 | #DIV/0! | 0%
| Jax LNG | 66392 | Jax LNG | FL | Duval | JEA | Commercial Non-CHP | 1110 |  | 12.6 | 12.6 | 12.6 | Natural Gas Internal Combustion Engine | NG | IC | 2019 |  |  | (OP) Operating | [8 empty] | 30.3943 | -81.5572 | 0 | 0 | #DIV/0! | 0%
| Hidalgo Wind Farm II LLC | 62618 | Hidalgo Wind Farm II | TX | Hidalgo | ERCO | IPP Non-CHP | WT |  | 50.4 | 50.4 | 50.4 | Onshore Wind Turbine | WND | WT | 2020 |  |  | (OP) Operating | [8 empty] | 26.4929 | -98.4483 | 0 | 0 | #DIV/0! | 0%
| Hidalgo Wind Farm LLC | 57617 | Hidalgo Wind Farm LLC | TX | Hidalgo | ERCO | IPP Non-CHP | GEN1 |  | 250 | 250 | 250 | Onshore Wind Turbine | WND | WT | 2016 |  |  | (OP) Operating | [8 empty] | 26.4656 | -98.4111 | 0 | 0 | #DIV/0! | 0%
| Wabash Valley Power Assn, Inc | 56464 | Jay County LFGTE | IN | Jay | PJM | Electric Utility | 1 |  | 3.2 | 3.2 | 3.2 | Landfill Gas | LFG | IC | 2005 |  |  | (OP) Operating | [8 empty] | 40.3797 | -85.0882 | 0 | 0 | #DIV/0! | 0%
| Doyon Utilities, LLC | 58380 | JBER Landfill Gas Power Plant | AK | Anchorage |  | Commercial Non-CHP | 1 |  | 11.5 | 7 | 7 | Landfill Gas | LFG | IC | 2012.2 |  |  | (OP) Operating | [8 empty] | 61.286 | -149.61 | 0 | 0 | #DIV/0! | 0%
| Sims Metals | 60701 | JED Solid Waste Mgmt Renewable Energy | FL | Osceola | FPC | IPP Non-CHP | 00603 | 0002 | 9.6 | 8.4 | 8.4 | Landfill Gas | LFG | IC | 2017 |  |  | (OP) Operating | [8 empty] | 28.0638 | -81.0972 | 0 | 0 | #DIV/0! | 0%
| Jefferson Torresdale Hospital | 63023 | Jefferson Torresdale Hospital | PA | Philadelphia | PJM | Commercial CHP | COGEN |  | 1.1 | 1.1 | 1.1 | Natural Gas Internal Combustion Engine | NG | IC | 2016 |  |  | (SB) Standby/Backup: available for service but not normally used | [8 empty] | 40.0711 | -74.9831 | 0 | 0 | #DIV/0! | 0%
| Missouri Jnt Muni.Pwr Elec. Ut. Comm. | 61316 | Higginsville Solar Farm | MO | Lafayette | SWPP | IPP Non-CHP | HSF1 |  | 2.5 | 2.5 | 2.5 | Solar Photovoltaic | SUN | PV | 2017 |  |  | (OP) Operating |  | 3.2 | [6 empty] | 39.0021 | -93.7268 | 0 | 0 | #DIV/0! | 0%
| City of Jetmore | 1292 | Jetmore | KS | Hodgeman | SWPP | Electric Utility | 8 |  | 2.5 | 2.5 | 2.5 | Petroleum Liquids | DFO | IC | 2015 |  |  | (SB) Standby/Backup: available for service but not normally used | [8 empty] | 38.0803 | -99.8936 | 0 | 0 | #DIV/0! | 0%
| High Banks Wind, LLC | 66156 | High Banks Wind | KS | Republic | SWPP | IPP Non-CHP | WT |  | 643.4 | 604 | 604 | Onshore Wind Turbine | WND | WT | 2023 |  |  | (OP) Operating | [8 empty] | 39.816 | -97.431 | 0 | 0 | #DIV/0! | 0%
| Connecticut Mun Elec Engy Coop | 57602 | Jewett City 1 | CT | New London | ISNE | Electric Utility | JC1 |  | 2.6 | 2.5 | 2.5 | Petroleum Liquids | DFO | IC | 2010 |  |  | (OP) Operating | [8 empty] | 41.6041 | -71.9825 | 0 | 0 | #DIV/0! | 0%
| Oswego City of | 2574 | High Dam | NY | Oswego | NYIS | Electric Utility | 1 |  | 11.9 | 8.8 | 8.8 | Conventional Hydroelectric | WAT | HY | 1933.25 |  |  | (OP) Operating | [8 empty] | 43.4436 | -76.4961 | 0 | 0 | #DIV/0! | 0%
| JLL-One Rockwood Road | 62446 | JLL-One Rockwood Road | NY | Westchester | NYIS | Commercial Non-CHP | EGEN1 |  | 3 | 3 | 3 | Petroleum Liquids | DFO | IC | 2003 |  |  | (SB) Standby/Backup: available for service but not normally used | [8 empty] | 41.109 | -73.8626 | 0 | 0 | #DIV/0! | 0%
| Central Hudson Gas & Elec Corp | 579 | High Falls | NY | ULSTER | NYIS | Electric Utility | 1 |  | 3.2 | 3.2 | 3.2 | Conventional Hydroelectric | WAT | HY | 1986 |  |  | (OP) Operating | [8 empty] | 41.8288 | -74.1319 | 0 | 0 | #DIV/0! | 0%
| Erie Boulevard Hydropower LP | 2575 | High Falls - Croghan NY | NY | Lewis | NYIS | IPP Non-CHP | 1 |  | 6 | 5.4 | 5.4 | Conventional Hydroelectric | WAT | HY | 1925 |  |  | (OP) Operating | [8 empty] | 43.9247 | -75.3731 | 0 | 0 | #DIV/0! | 0%
| New York State Elec & Gas Corp | 2530 | High Falls - Saranac NY | NY | Clinton | NYIS | Electric Utility | 1 |  | 15 | 15 | 15 | Conventional Hydroelectric | WAT | HY | 1951 |  |  | (OA) Out of service but expected to return to service in next calendar year | [8 empty] | 44.6389 | -73.7492 | 0 | 0 | #DIV/0! | 0%
| Wisconsin Public Service Corp | 4065 | High Falls (WI) | WI | Marinette | MISO | Electric Utility | 1 |  | 7 | 7 | 7 | Conventional Hydroelectric | WAT | HY | 1910 |  |  | (OP) Operating | [8 empty] | 45.2794 | -88.1997 | 0 | 0 | #DIV/0! | 0%
| High Lonesome Mesa, LLC | 56945 | High Lonesome Mesa LLC | NM | Torrance | PNM | IPP Non-CHP | 1 |  | 100 | 100 | 100 | Onshore Wind Turbine | WND | WT | 2009 |  |  | (OP) Operating | [8 empty] | 34.4667 | -105.9625 | 0 | 0 | #DIV/0! | 0%
| High Lonesome Wind Power, LLC | 62562 | High Lonesome Wind Power, LLC Hybrid | TX | Upton | ERCO | IPP Non-CHP | BA |  | 562.8 | 550.5 | 550.5 | Batteries | MWH | BA | 2023 |  |  | (OP) Operating | 81 | [7 empty] | 31.1717 | -101.8811 | 0 | 0 | #DIV/0! | 0%
| High Mesa Energy, LLC | 58019 | High Mesa | ID | Twin Falls | IPCO | IPP Non-CHP | 1 |  | 40 | 39.9 | 39.9 | Onshore Wind Turbine | WND | WT | 2012 |  |  | (OP) Operating | [8 empty] | 42.88 | -115.0367 | 0 | 0 | #DIV/0! | 0%
| AES Clean Energy | 67323 | High Mesa CO | CO | Garfield | PSCO | IPP Non-CHP | HMESS |  | 22.4 | 20 | 20 | Batteries | MWH | BA | 2025 |  |  | (OP) Operating | 20 | [7 empty] | 39.3959 | -108.0733 | 0 | 0 | #DIV/0! | 0%
| PacifiCorp | 57040 | High Plains | WY | Albany | PACE | Electric Utility | 1 |  | 122.1 | 99 | 99 | Onshore Wind Turbine | WND | WT | 2009 |  |  | (OP) Operating | [8 empty] | 41.6751 | -106.0111 | 0 | 0 | #DIV/0! | 0%
| Acciona Energy USA Global, LLC | 63838 | High Point Solar LLC | IL | Stephenson | PJM | IPP Non-CHP | HPS |  | 100 | 100 | 100 | Solar Photovoltaic | SUN | PV | 2023 |  |  | (OP) Operating |  | 125 | [6 empty] | 42.4329 | -89.9069 | 0 | 0 | #DIV/0! | 0%
| John Deere Dubuque Works | 54414 | John Deere Dubuque Works | IA | Dubuque | MISO | Industrial Non-CHP | GE10 |  | 9 | 8.4 | 8.4 | Petroleum Liquids | DFO | IC | 1994 |  |  | (SB) Standby/Backup: available for service but not normally used | [8 empty] | 42.5734 | -90.6926 | 0 | 0 | #DIV/0! | 0%
| City of Johnson - (KS) | 6579 | Johnson | KS | Stanton | SWPP | Electric Utility | CAT8 |  | 6 | 6 | 6 | Petroleum Liquids | DFO | IC | 2017 |  |  | (OP) Operating | [8 empty] | 37.5669 | -101.7511 | 0 | 0 | #DIV/0! | 0%
| 2016 ESA Project Company, LLC | 63711 | JSR000 N Mathilda Fuel Cell | CA | Santa Clara | CISO | IPP Non-CHP | JSR00 |  | 1.1 | 1.1 | 1.1 | Other Natural Gas | NG | FC | 2019 |  |  | (OP) Operating | [8 empty] | 37.4124 | -122.024 | 0 | 0 | #DIV/0! | 0%
| Union Electric Co - (MO) | 62563 | High Prairie Wind Farm | MO | Schuyler | MISO | Electric Utility | HPWF |  | 400 | 375.5 | 385.4 | Onshore Wind Turbine | WND | WT | 2020 |  |  | (OP) Operating | [8 empty] | 40.3982 | -92.5186 | 0 | 0 | #DIV/0! | 0%
| High River Energy Center, LLC | 65765 | High River Energy Center, LLC | NY | Montgomery | NYIS | IPP Non-CHP | HR01 |  | 90 | 90 | 90 | Solar Photovoltaic | SUN | PV | 2024 |  |  | (OP) Operating |  | 151.58 | [6 empty] | 42.9019 | -74.1327 | 0 | 0 | #DIV/0! | 0%
| Eagle Creek Renewable Energy, LLC | 54896 | High Rock Hydro | NC | Davidson | YAD | Electric Utility | HR1 |  | 33 | 39 | 37.2 | Conventional Hydroelectric | WAT | HY | 1927 |  |  | (OP) Operating | [8 empty] | 35.6008 | -80.2339 | 0 | 0 | #DIV/0! | 0%
| Invenergy Services LLC | 56953 | High Sheldon Wind Farm | NY | Wyoming | NYIS | IPP Non-CHP | 1 |  | 112.5 | 112 | 112 | Onshore Wind Turbine | WND | WT | 2009 |  |  | (OP) Operating | [8 empty] | 42.7794 | -78.4269 | 0 | 0 | #DIV/0! | 0%
| High Shoals Hydro | 10121 | High Shoals Hydro (GA) | GA | Morgan | SOCO | IPP Non-CHP | GEN1 |  | 1.4 | 1.4 | 1.4 | Conventional Hydroelectric | WAT | HY | 1988 |  |  | (OP) Operating | [8 empty] | 33.8165 | -83.5049 | 0 | 0 | #DIV/0! | 0%
| Central Rivers Power US, LLC | 10550 | High Shoals Hydro (NC) | NC | Lincoln | DUK | IPP Non-CHP | GEN1 |  | 1.8 | 1.8 | 1.8 | Conventional Hydroelectric | WAT | HY | 1934 |  |  | (OP) Operating | [8 empty] | 35.3943 | -81.201 | 0 | 0 | #DIV/0! | 0%
| Pine Gate Renewables | 59997 | High Shoals PV1 | NC | Gaston | DUK | IPP Non-CHP | HISHO |  | 16 | 16 | 16 | Solar Photovoltaic | SUN | PV | 2022 |  |  | (OP) Operating |  | 22.5 | [6 empty] | 35.3965 | -81.2191 | 0 | 0 | #DIV/0! | 0%
| City of Julesburg - (CO) | 504 | Julesburg | CO | Sedgwick | WACM | Electric Utility | 1 |  | 2.8 | 2.2 | 2.2 | Petroleum Liquids | DFO | IC | 1951.5 |  |  | (SB) Standby/Backup: available for service but not normally used | [8 empty] | 40.9505 | -102.2795 | 0 | 0 | #DIV/0! | 0%
| Norfork Southern Corp | 10302 | Juniata Locomotive Shop | PA | Blair | PJM | Commercial Non-CHP | GEN3 |  | 1.5 | 1.5 | 1.5 | Natural Gas Fired Combustion Turbine | NG | GT | 2015 |  |  | (OP) Operating | [8 empty] | 40.5333 | -78.3841 | 0 | 0 | #DIV/0! | 0%
| Duke Energy Florida, LLC | 65172 | High Springs Solar Power Plant | FL | Alachua | FPC | Electric Utility | PV1 |  | 74.9 | 74.9 | 74.9 | Solar Photovoltaic | SUN | PV | 2023 |  |  | (OP) Operating |  | 100.5 | [6 empty] | 29.81 | -82.6398 | 0 | 0 | #DIV/0! | 0%
| City of Kahoka | 2138 | Kahoka | MO | Clark | MISO | Electric Utility | 10 |  | 7.4 | 7.1 | 7.4 | Petroleum Liquids | DFO | IC | 1974.625 |  |  | (OP) Operating | [8 empty] | 40.4225 | -91.7206 | 0 | 0 | #DIV/0! | 0%
| High Trail Wind Farm LLC | 56338 | High Trail Wind Farm LLC | IL | McLean | PJM | IPP Non-CHP | 1 |  | 210.9 | 210.9 | 210.9 | Onshore Wind Turbine | WND | WT | 2007 |  |  | (OP) Operating | [8 empty] | 40.4792 | -88.7989 | 0 | 0 | #DIV/0! | 0%
| FPLE High Winds, LLC | 56075 | High Winds LLC | CA | Solano | CISO | IPP Non-CHP | 1 |  | 162 | 162 | 162 | Onshore Wind Turbine | WND | WT | 2003 |  |  | (OP) Operating | [8 empty] | 38.1381 | -121.8053 | 0 | 0 | #DIV/0! | 0%
| Highest Power Solar, LLC | 63812 | Highest Power Solar, LLC | NC | Franklin | CPLE | IPP Non-CHP | PGR31 |  | 48.7 | 48.7 | 48.7 | Solar Photovoltaic | SUN | PV | 2022 |  |  | (OP) Operating |  | 68 | [6 empty] | 36.12 | -78.25 | 0 | 0 | #DIV/0! | 0%
| Village of Swanton - (VT) | 6618 | Highgate Falls | VT | Franklin | ISNE | Electric Utility | 1 |  | 11.6 | 9.8 | 9.8 | Conventional Hydroelectric | WAT | HY | 1961.8 |  |  | (OP) Operating | [8 empty] | 44.9336 | -73.0511 | 0 | 0 | #DIV/0! | 0%
| Bloom Energy | 66142 | Kaiser - Harbor City | CA | Los Angeles | CISO | IPP Non-CHP | KSR48 |  | 2.1 | 2.1 | 2.1 | Other Natural Gas | NG | FC | 2019 |  |  | (OP) Operating | [8 empty] | 33.788 | -118.2955 | 0 | 0 | #DIV/0! | 0%
| Exus Pennsylvania Wind Holdings | 57991 | Highland North Wind Farm | PA | Cambria | PJM | IPP Non-CHP | 1 |  | 75 | 75 | 75 | Onshore Wind Turbine | WND | WT | 2012 |  |  | (OP) Operating | [8 empty] | 40.3196 | -78.6806 | 0 | 0 | #DIV/0! | 0%
| Public Service Elec & Gas Co | 65468 | Highland Park Borough Solar | NJ | Middlesex | PJM | Electric Utility | HIGH |  | 1.1 | 1.1 | 1.1 | Solar Photovoltaic | SUN | PV | 2019 |  |  | (OP) Operating |  | 0.6 | [6 empty] | 40.4966 | -74.4175 | 0 | 0 | #DIV/0! | 0%
| SRE Utility Solar 1, LLC | 59163 | Highland Solar Center LLC | NC | Lenoir | CPLE | IPP Non-CHP | HSC 1 |  | 5 | 5 | 5 | Solar Photovoltaic | SUN | PV | 2015 |  |  | (OP) Operating |  | 6.4 | [6 empty] | 35.3639 | -77.4519 | 0 | 0 | #DIV/0! | 0%
| MidAmerican Energy Co | 58883 | Highland Wind Project (IA) | IA | O'Brien | MISO | Electric Utility | HLWF |  | 502 | 500 | 500 | Onshore Wind Turbine | WND | WT | 2015 |  |  | (OP) Operating | [8 empty] | 43.0803 | -95.6561 | 0 | 0 | #DIV/0! | 0%
| AES Distributed Energy | 62014 | Highlander Solar Energy Station 1 | VA | Spotsylvania | PJM | IPP Non-CHP | HLND1 |  | 165 | 165 | 165 | Solar Photovoltaic | SUN | PV | 2020 |  |  | (OP) Operating |  | 200.1 | [6 empty] | 38.2471 | -77.7862 | 0 | 0 | #DIV/0! | 0%
| PPM Solar LLC | 66572 | Highpeak Solar 1 | TX | Howard | ERCO | IPP Non-CHP | HPKS1 |  | 10 | 10 | 10 | Solar Photovoltaic | SUN | PV | 2024 |  |  | (OP) Operating |  | 12.72 | [6 empty] | 32.4943 | -101.2766 | 0 | 0 | #DIV/0! | 0%
| Cypress Creek Renewables | 59487 | Highwater Solar I | NC | Wayne | DUK | IPP Non-CHP | HIGHW |  | 4.9 | 4.9 | 4.9 | Solar Photovoltaic | SUN | PV | 2015 |  |  | (OP) Operating |  | 6.4 | [6 empty] | 35.4339 | -77.99 | 0 | 0 | #DIV/0! | 0%
| Standard Solar | 67746 | Highway 43 1887-WD | CA | Kern | CISO | IPP Non-CHP | HWY43 |  | 2.3 | 2.3 | 2.3 | Solar Photovoltaic | SUN | PV | 2024 |  |  | (OP) Operating | [8 empty] | 35.5281 | -119.311 | 0 | 0 | #DIV/0! | 0%
| Cypress Creek Renewables | 61409 | Highway 56 Solar | TX | Grayson | ERCO | IPP Non-CHP | GEN1 |  | 5.3 | 5.3 | 5.3 | Solar Photovoltaic | SUN | PV | 2017 |  |  | (OP) Operating |  | 7.2 | [6 empty] | 33.6144 | -96.6904 | 0 | 0 | #DIV/0! | 0%
| Erie Boulevard Hydropower LP | 2576 | Higley | NY | St Lawrence | NYIS | IPP Non-CHP | 1N |  | 6 | 6.3 | 6.4 | Conventional Hydroelectric | WAT | HY | 2003 |  |  | (OP) Operating | [8 empty] | 44.5306 | -74.9331 | 0 | 0 | #DIV/0! | 0%
| Haida Energy, Inc. | 59037 | Hiilangaay Hydro | AK | Prince of Wales Ketchikan |  | Electric Utility | GEN 1 |  | 5 | 5 | 5 | Conventional Hydroelectric | WAT | HY | 2021 |  |  | (OP) Operating | [8 empty] | 55.2173 | -132.61 | 0 | 0 | #DIV/0! | 0%
| Duke Energy Florida, LLC | 65170 | Hildreth Solar Power Plant | FL | Suwannee | FPC | Electric Utility | PV1 |  | 74.9 | 74.9 | 74.9 | Solar Photovoltaic | SUN | PV | 2023 |  |  | (OP) Operating |  | 106.4 | [6 empty] | 29.9648 | -82.8232 | 0 | 0 | #DIV/0! | 0%
| Bloom Energy | 66146 | Kaiser - LA | CA | Los Angeles | CISO | IPP Non-CHP | KSR40 |  | 4.5 | 4.5 | 4.5 | Other Natural Gas | NG | FC | 2020 |  |  | (OP) Operating | [8 empty] | 34.0994 | -118.2957 | 0 | 0 | #DIV/0! | 0%
| Bloom Energy | 66148 | Kaiser - Woodland Hills | CA | Los Angeles | CISO | IPP Non-CHP | KSR55 |  | 3.1 | 3.1 | 3.1 | Other Natural Gas | NG | FC | 2019 |  |  | (OP) Operating | [8 empty] | 34.1731 | -118.5903 | 0 | 0 | #DIV/0! | 0%
| 2016 ESA Project Company, LLC | 62699 | Kaiser Deer Valley Rd. Fuel Cell | CA | Contra Costa | CISO | IPP Non-CHP | KSR24 |  | 1.4 | 1.4 | 1.4 | Other Natural Gas | NG | FC | 2017 |  |  | (OP) Operating | [8 empty] | 37.9517 | -121.7718 | 0 | 0 | #DIV/0! | 0%
| Bloom Energy 2009 PPA | 58128 | Kaiser Downey | CA | Los Angeles | CISO | IPP Non-CHP | KRSO1 |  | 1 | 1 | 1 | Other Natural Gas | NG | FC | 2012 |  |  | (OP) Operating | [8 empty] | 33.9192 | -118.1286 | 0 | 0 | #DIV/0! | 0%
| Denver City & County of | 54142 | Hillcrest Pump Station | CO | Denver | PSCO | IPP Non-CHP | GEN1 |  | 2 | 2 | 2 | Conventional Hydroelectric | WAT | HY | 1993 |  |  | (OP) Operating | [8 empty] | 39.6419 | -104.9138 | 0 | 0 | #DIV/0! | 0%
| Hillcrest Solar I, LLC | 62200 | Hillcrest Solar | OH | Brown | PJM | IPP Non-CHP | HILLC |  | 200 | 200 | 200 | Solar Photovoltaic | SUN | PV | 2021 |  |  | (OP) Operating |  | 265 | [6 empty] | 39.077 | -83.906 | 0 | 0 | #DIV/0! | 0%
| USACE Northwestern Division | 3081 | Hills Creek | OR | Lane | BPAT | Electric Utility | 1 |  | 30 | 30 | 30 | Conventional Hydroelectric | WAT | HY | 1962 |  |  | (OP) Operating | [8 empty] | 43.7107 | -122.4238 | 0 | 0 | #DIV/0! | 0%
| 2016 ESA Project Company, LLC | 62698 | Kaiser East La Palma Ave. Fuel Cell | CA | Orange | CISO | IPP Non-CHP | KR059 |  | 2.2 | 2.2 | 2.2 | Other Natural Gas | NG | FC | 2017 |  |  | (OP) Operating | [8 empty] | 33.851 | -117.8453 | 0 | 0 | #DIV/0! | 0%
| 2016 ESA Project Company, LLC | 62701 | Kaiser Napa Valley Corporate Dr Fuel Cel | CA | Napa | CISO | IPP Non-CHP | KS18A |  | 4.8 | 4.8 | 4.8 | Other Natural Gas | NG | FC | 2017 |  |  | (OP) Operating | [8 empty] | 38.2548 | -122.2731 | 0 | 0 | #DIV/0! | 0%
| Silverstreet Hydro | 10036 | Hillsborough Hosiery | NH | Hillsborough | ISNE | IPP Non-CHP | GEN1 |  | 1.2 | 1.2 | 1.2 | Conventional Hydroelectric | WAT | HY | 1989 |  |  | (OP) Operating | [8 empty] | 43.1139 | -71.894 | 0 | 0 | #DIV/0! | 0%
| Bloom Energy 2009 PPA | 58132 | Kaiser Ontario | CA | San Bernardino | CISO | IPP Non-CHP | KSRO1 |  | 1 | 1 | 1 | Other Natural Gas | NG | FC | 2012 |  |  | (OP) Operating | [8 empty] | 34.0325 | -117.6089 | 0 | 0 | #DIV/0! | 0%
| Hilltop Power, LLC | 61788 | Hilltop Power | MN | Pipestone | MISO | IPP Non-CHP | WT |  | 2 | 2 | 2 | Onshore Wind Turbine | WND | WT | 2008 |  |  | (OP) Operating | [8 empty] | 43.9129 | -96.1932 | 0 | 0 | #DIV/0! | 0%
| Hilltopper Wind Project, LLC | 61735 | Hilltopper Wind Project | IL | Logan | PJM | IPP Non-CHP | WT1 |  | 185 | 185 | 185 | Onshore Wind Turbine | WND | WT | 2018 |  |  | (OP) Operating | [8 empty] | 40.03 | -89.381 | 0 | 0 | #DIV/0! | 0%
| 2016 ESA Project Company, LLC | 62700 | Kaiser Owens Dr. Fuel Cell | CA | Alameda | CISO | IPP Non-CHP | KSR23 |  | 1 | 1 | 1 | Other Natural Gas | NG | FC | 2017 |  |  | (OP) Operating | [8 empty] | 37.6992 | -121.8942 | 0 | 0 | #DIV/0! | 0%
| Inside Passage Elec Coop, Inc | 7464 | Kake | AK | Wrangell Petersburg |  | Electric Utility | 1B |  | 3.1 | 3.1 | 3.1 | Petroleum Liquids | DFO | IC | 2012.2 |  |  | (OP) Operating | [8 empty] | 56.963 | -133.9226 | 0 | 0 | #DIV/0! | 0%
| Kansas Ethanol, LLC | 65512 | Kansas Ethanol, LLC | KS | Rice | SWPP | Industrial CHP | KSET | KSET | 13.5 | 11.9 | 13.5 | Natural Gas Fired Combustion Turbine | NG | GT | 2020 |  |  | (OP) Operating | [8 empty] | 38.2862 | -98.1921 | 0 | 0 | #DIV/0! | 0%
| Viridity Energy Solutions, Inc. | 62907 | Hinesburg | VT | Chittenden | ISNE | IPP Non-CHP | VEC |  | 1.9 | 1.9 | 1.9 | Batteries | MWH | BA | 2019 |  |  | (OP) Operating | 1.9 | [7 empty] | 44.3612 | -73.0708 | 0 | 0 | #DIV/0! | 0%
| NSTAR Electric Company | 62064 | Hinsdale Solar PV | MA | Berkshire | ISNE | Electric Utility | LG400 |  | 2 | 2 | 2 | Solar Photovoltaic | SUN | PV | 2019 |  |  | (OP) Operating |  | 2.7 | [6 empty] | 42.44 | -73.11 | 0 | 0 | #DIV/0! | 0%
| Madison Energy Holdings LLC | 63817 | Hinterland CSG, LLC | MN | Sherburne | MISO | IPP Non-CHP | HIN01 |  | 1 | 1 | 1 | Solar Photovoltaic | SUN | PV | 2020 |  |  | (OP) Operating |  | 1.4 | [6 empty] | 45.416 | -94.01 | 0 | 0 | #DIV/0! | 0%
| Western Farmers Elec Coop, Inc | 61615 | Hinton | OK | Caddo | SWPP | Electric Utility | 1 |  | 3 | 3 | 3 | Solar Photovoltaic | SUN | PV | 2017 |  |  | (OP) Operating |  | 4 | [6 empty] | 35.4947 | -98.3857 | 0 | 0 | #DIV/0! | 0%
| Brookfield White Pine Hydro LLC | 1493 | Hiram | ME | Cumberland | ISNE | IPP Non-CHP | 1 |  | 10.5 | 11.6 | 11.6 | Conventional Hydroelectric | WAT | HY | 1951 |  |  | (OP) Operating | [8 empty] | 43.8525 | -70.7969 | 0 | 0 | #DIV/0! | 0%
| Tennessee Valley Authority | 2780 | Hiwassee Dam | NC | Cherokee | TVA | Electric Utility | 1 |  | 165.6 | 173.7 | 141.3 | Conventional Hydroelectric | WAT | HY | 1948 |  |  | (OP) Operating | [8 empty] | 35.1509 | -84.1775 | 0 | 0 | #DIV/0! | 0%
| Alaska Village Elec Coop, Inc | 57066 | Kasigluk | AK | Bethel |  | Electric Utility | 1 |  | 2 | 2 | 2 | Petroleum Liquids | DFO | IC | 2009 |  |  | (OP) Operating | [8 empty] | 60.8731 | -162.5197 | 0 | 0 | #DIV/0! | 0%
| HL Solar LLC | 62655 | HL Solar | CA | Lassen | CISO | IPP Non-CHP | HLS |  | 7.6 | 7.6 | 7.6 | Solar Photovoltaic | SUN | PV | 2019 |  |  | (OP) Operating |  | 9.3 | [6 empty] | 40.373 | -120.262 | 0 | 0 | #DIV/0! | 0%
| Summit Ridge Energy | 60299 | HMV Minster Energy Storage System | OH | Auglaize | PJM | IPP Non-CHP | MIN02 |  | 7 | 7 | 7 | Batteries | MWH | BA | 2016 |  |  | (OS) Out of service and NOT expected to return to service in next calendar year | 7 | [7 empty] | 40.3988 | -84.3873 | 0 | 0 | #DIV/0! | 0%
| Madison Energy Holdings LLC | 60190 | HMW Minster PV I | OH | Auglaize | PJM | IPP Non-CHP | MIN01 |  | 3 | 3 | 3 | Solar Photovoltaic | SUN | PV | 2015 |  |  | (OP) Operating |  | 4.3 | [6 empty] | 40.3904 | -84.4016 | 0 | 0 | #DIV/0! | 0%
| City of Kaukauna | 4118 | Kaukauna Gas Turbine | WI | Outagamie | MISO | Electric Utility | GT1 |  | 18 | 15.8 | 18.3 | Natural Gas Fired Combustion Turbine | NG | GT | 1969 |  |  | (OP) Operating | [8 empty] | 44.2762 | -88.2655 | 0 | 0 | #DIV/0! | 0%
| Kaweah Delta Hospital | 10042 | Kaweah Delta District Hospital | CA | Tulare | CISO | Commercial Non-CHP | KDHT1 |  | 3.5 | 3.5 | 3.5 | Natural Gas Fired Combustion Turbine | NG | GT | 2008 |  |  | (OP) Operating | [8 empty] | 36.3275 | -119.2947 | 0 | 0 | #DIV/0! | 0%
| Bloom Energy | 59280 | Kellogg's - San Jose | CA | Santa Clara | CISO | IPP Non-CHP | KLG00 |  | 1.1 | 1 | 1 | Other Natural Gas | NG | FC | 2013 |  |  | (OP) Operating | [8 empty] | 37.3564 | -121.8719 | 0 | 0 | #DIV/0! | 0%
| Dynamic Energy Holdings LLC | 63297 | Hobart & William Smith College Gates Rd. | NY | Ontario | NYIS | Commercial Non-CHP | GATES |  | 1.9 | 1.8 | 0.2 | Solar Photovoltaic | SUN | PV | 2017 | 12 | 2047 | (OP) Operating |  | 2.6 | [6 empty] | 42.8623 | -77.0506 | 0 | 0 | #DIV/0! | 0%
| AES Distributed Energy | 58795 | Hobart Solar, LLC | IN | Lake | MISO | IPP Non-CHP | HS |  | 1 | 1 | 1 | Solar Photovoltaic | SUN | PV | 2012 |  |  | (OP) Operating |  | 1.3 | [6 empty] | 41.5294 | -87.3083 | 0 | 0 | #DIV/0! | 0%
| Kent County | 50860 | Kent County Waste to Energy Facility | MI | Kent | MISO | Commercial Non-CHP | GEN1 |  | 18 | 15.7 | 15.7 | Municipal Solid Waste | MSW | ST | 1989 |  |  | (OP) Operating | [8 empty] | 42.9496 | -85.6932 | 0 | 0 | #DIV/0! | 0%
| Hobnail Solar, LLC | 66026 | Hobnail Solar | GA | Burke | SOCO | IPP Non-CHP | GA-03 |  | 70 | 70 | 70 | Solar Photovoltaic | SUN | PV | 2023 |  |  | (OP) Operating |  | 98 | [6 empty] | 33.262 | -82.178 | 0 | 0 | #DIV/0! | 0%
| Wisconsin Public Service Corp | 65968 | Hodag Solar | WI | Oneida | MISO | Electric Utility | HODAG |  | 7.5 | 7.5 | 7.5 | Solar Photovoltaic | SUN | PV | 2022 |  |  | (OP) Operating |  | 9.7 | [6 empty] | 45.6125 | -89.4437 | 0 | 0 | #DIV/0! | 0%
| Consumers Energy Co - (MI) | 1708 | Hodenpyl | MI | Wexford | MISO | Electric Utility | 1 |  | 17 | 4.2 | 4.8 | Conventional Hydroelectric | WAT | HY | 1925 |  |  | (OP) Operating | [8 empty] | 44.3629 | -85.82 | 0 | 0 | #DIV/0! | 0%
| Anatolian Energy, LLC | 65838 | Hoef's Road Storage | TX | Reeves | ERCO | IPP Non-CHP | HOEFS |  | 2 | 2 | 2 | Batteries | MWH | BA | 2021 |  |  | (OA) Out of service but expected to return to service in next calendar year | 2 | [7 empty] | 31.0312 | -103.4626 | 0 | 0 | #DIV/0! | 0%
| Kenyon Municipal Utilities | 1983 | Kenyon Municipal | MN | Goodhue | MISO | Electric Utility | 5 |  | 5.4 | 5.4 | 5.4 | Petroleum Liquids | DFO | IC | 1997 |  |  | (SB) Standby/Backup: available for service but not normally used | [8 empty] | 44.2718 | -92.9848 | 0 | 0 | #DIV/0! | 0%
| Kern Oil & Refining Co | 58100 | Kern Oil & Refining Co | CA | Kern | CISO | Industrial Non-CHP | 5900 |  | 4.5 | 4.9 | 4.9 | Natural Gas Fired Combustion Turbine | NG | GT | 2002 |  |  | (OP) Operating | [8 empty] | 35.2956 | -118.9183 | 0 | 0 | #DIV/0! | 0%
| Florida Power & Light Co | 65915 | Hog Bay | FL | DeSoto | FPL | Electric Utility | 1 |  | 74.5 | 74.5 | 74.5 | Solar Photovoltaic | SUN | PV | 2025 |  |  | (OP) Operating | [8 empty] | 27.0782 | -81.8321 | 0 | 0 | #DIV/0! | 0%
| Kettle Butte Digester, LLC | 57345 | Kettle Butte Digester, LLC | ID | Jefferson | PACE | IPP CHP | 1 |  | 1.8 | 1.8 | 1.8 | Other Waste Biomass | OBG | IC | 2011 |  |  | (OP) Operating | [8 empty] | 43.6319 | -112.2797 | 0 | 0 | #DIV/0! | 0%
| Hog Creek Wind Project LLC | 61330 | Hog Creek Wind Project | OH | Hardin | PJM | IPP Non-CHP | WT1 |  | 66 | 66 | 66 | Onshore Wind Turbine | WND | WT | 2017 |  |  | (OP) Operating | [8 empty] | 40.7931 | -83.7287 | 0 | 0 | #DIV/0! | 0%
| Bloom Energy | 65199 | Keysight - Santa Rosa | CA | Sonoma | CISO | IPP Non-CHP | KST00 |  | 4.5 | 4.5 | 4.5 | Other Natural Gas | NG | FC | 2018 |  |  | (OP) Operating | [8 empty] | 38.4819 | -122.7111 | 0 | 0 | #DIV/0! | 0%
| Upper Peninsula Power Company | 7115 | Hoist | MI | Marquette | MISO | Electric Utility | 2 |  | 3.4 | 2 | 1.3 | Conventional Hydroelectric | WAT | HY | 1988 |  |  | (OP) Operating | [8 empty] | 46.5628 | -87.5686 | 0 | 0 | #DIV/0! | 0%
| Alaska Village Elec Coop, Inc | 6323 | Kiana | AK | Northwest Arctic |  | Electric Utility | 1C |  | 1.3 | 1.3 | 1.3 | Petroleum Liquids | DFO | IC | 2010.6667 |  |  | (OP) Operating | [8 empty] | 66.9739 | -160.4286 | 0 | 0 | #DIV/0! | 0%
| HEN Infrastructure, L.L.C. | 65829 | Holcomb (TX) | TX | La Salle | ERCO | IPP Non-CHP | HOLCO |  | 9.9 | 9.9 | 9.9 | Batteries | MWH | BA | 2023 |  |  | (OP) Operating | 9.9 | [7 empty] | 28.0353 | -99.3617 | 0 | 0 | #DIV/0! | 0%
| Holcomb Rock Company | 56314 | Holcomb Rock | VA | Lynchburg City | PJM | Industrial Non-CHP | HG1 |  | 1.8 | 0.6 | 0.6 | Conventional Hydroelectric | WAT | HY | 1920 |  |  | (OS) Out of service and NOT expected to return to service in next calendar year | [8 empty] | 37.5035 | -79.3006 | 0 | 0 | #DIV/0! | 0%
| Northern States Power Co - Minnesota | 4007 | Holcombe | WI | Chippewa | MISO | Electric Utility | 1 |  | 33.9 | 21.9 | 21.9 | Conventional Hydroelectric | WAT | HY | 1950 |  |  | (OP) Operating | [8 empty] | 45.2236 | -91.1272 | 0 | 0 | #DIV/0! | 0%
| Sacramento County of Dpt Waste | 55766 | Kiefer Landfill | CA | Sacramento | BANC | Commercial Non-CHP | 361A |  | 9 | 8.4 | 8.4 | Landfill Gas | LFG | IC | 1999 |  |  | (OP) Operating | [8 empty] | 38.5136 | -121.1944 | 0 | 0 | #DIV/0! | 0%
| Holden BESS 1 LLC | 67186 | Holden BESS 1 | MA | Worcester | ISNE | IPP Non-CHP | 90913 |  | 5 | 5 | 5 | Batteries | MWH | BA | 2024 |  |  | (OP) Operating | 22.4 | [7 empty] | 42.3388 | -71.8386 | 0 | 0 | #DIV/0! | 0%
| Adapture Renewables, Inc. | 59713 | Holdrege Solar Center | NE | Lancaster | SWPP | IPP Non-CHP | HDSC |  | 4 | 4 | 4 | Solar Photovoltaic | SUN | PV | 2016 |  |  | (OP) Operating |  | 4.7 | [6 empty] | 40.8247 | -96.8203 | 0 | 0 | #DIV/0! | 0%
| Greenbacker Renewable Energy Corporation | 62897 | Holiday Hill Community Wind | MA | Hampden | ISNE | IPP Non-CHP | HHCW1 |  | 5 | 5 | 5 | Onshore Wind Turbine | WND | WT | 2019 |  |  | (OP) Operating | [8 empty] | 42.2125 | -72.8713 | 0 | 0 | #DIV/0! | 0%
| Kindred Public School | 56242 | Kindred School | ND | Cass | MISO | Commercial Non-CHP | 1 |  | 2 | 2 | 1.3 | Petroleum Liquids | DFO | IC | 2001 |  |  | (SB) Standby/Backup: available for service but not normally used | [8 empty] | 46.6497 | -97.0095 | 0 | 0 | #DIV/0! | 0%
| Industrial Power Generating Company LLC | 56686 | King & Queen | VA | King and Queen | PJM | IPP Non-CHP | 1 |  | 10.8 | 10.8 | 10.8 | Landfill Gas | LFG | IC | 2008 |  |  | (OP) Operating | [8 empty] | 37.6711 | -76.76 | 0 | 0 | #DIV/0! | 0%
| MN8 Energy LLC | 60763 | Holland Solar | NJ | Hunterdon | PJM | IPP Non-CHP | PV1 |  | 3 | 3 | 3 | Solar Photovoltaic | SUN | PV | 2015 |  |  | (OP) Operating |  | 3.5 | [6 empty] | 40.5997 | -75.1086 | 0 | 0 | #DIV/0! | 0%
| NJR Clean Energy Ventures Corporation | 65387 | Holland Solar Farm | NJ | Hunterdon | PJM | IPP Non-CHP | HOLND |  | 6.7 | 6.7 | 6.7 | Solar Photovoltaic | SUN | PV | 2022 |  |  | (OP) Operating |  | 8 | [6 empty] | 40.619 | -75.155 | 0 | 0 | #DIV/0! | 0%
| MidAmerican Energy Co | 64738 | Holliday Creek Solar | IA | Webster | MISO | Electric Utility | HCS |  | 100 | 100 | 100 | Solar Photovoltaic | SUN | PV | 2022 |  |  | (OP) Operating |  | 117.1 | [6 empty] | 42.5687 | -94.1028 | 0 | 0 | #DIV/0! | 0%
| Northbrook Carolina Hydro LLC | 3261 | Hollidays Bridge Hydro | SC | Anderson | DUK | IPP Non-CHP | 1 |  | 4 | 4.8 | 4.8 | Conventional Hydroelectric | WAT | HY | 1996 |  |  | (OP) Operating | [8 empty] | 34.5275 | -82.375 | 0 | 0 | #DIV/0! | 0%
| ICFTS MD Solar, LLC | 65324 | Hollins Ferry CSG | MD | Baltimore City | PJM | IPP Non-CHP | HOLL |  | 1.5 | 1.5 | 1.5 | Solar Photovoltaic | SUN | PV | 2021 |  |  | (OP) Operating |  | 2.1 | [6 empty] | 39.2258 | -76.6881 | 0 | 0 | #DIV/0! | 0%
| Ecos Energy LLC | 59268 | Hollister Solar LLC | CA | San Benito | CISO | IPP Non-CHP | PV10 |  | 1.5 | 1.5 | 1.5 | Solar Photovoltaic | SUN | PV | 2014 |  |  | (OP) Operating |  | 1.9 | [6 empty] | 36.8625 | -121.4289 | 0 | 0 | #DIV/0! | 0%
| Perpetual Energy Systems | 68016 | Hollister Wastewater Facility | CA | San Benito | CISO | IPP Non-CHP | HOLWF |  | 1 | 1 | 1 | Solar Photovoltaic | SUN | PV | 2011 |  |  | (OP) Operating |  | 1.2 | [6 empty] | 36.8572 | -121.4459 | 0 | 0 | #DIV/0! | 0%
| Greenbacker Renewable Energy Corporation | 65184 | Holliston LLC | MA | Middlesex | ISNE | IPP Non-CHP | 674 |  | 1.5 | 1.5 | 1.5 | Solar Photovoltaic | SUN | PV | 2020 |  |  | (OP) Operating |  | 1.9 | [6 empty] | 42.2118 | -71.4133 | 0 | 0 | #DIV/0! | 0%
| MN8 Energy LLC | 60731 | Holliston Solar CSG | MA | Middlesex | ISNE | IPP Non-CHP | PV1 |  | 1 | 1 | 1 | Solar Photovoltaic | SUN | PV | 2015 |  |  | (OP) Operating |  | 1.4 | [6 empty] | 42.1696 | -71.4682 | 0 | 0 | #DIV/0! | 0%
| El Paso Electric Co | 60301 | Holloman Solar Facility | NM | Otero | EPE | Electric Utility | HPV1 |  | 5 | 5 | 5 | Solar Photovoltaic | SUN | PV | 2018 |  |  | (OP) Operating |  | 6.5 | [6 empty] | 32.9213 | -106.0724 | 0 | 0 | #DIV/0! | 0%
| Ampersand Hollow Dam Hydro LLC | 10124 | Hollow Dam Power Partnership | NY | St Lawrence | NYIS | IPP Non-CHP | HY1 |  | 1 | 0.6 | 0.6 | Conventional Hydroelectric | WAT | HY | 1987 |  |  | (OS) Out of service and NOT expected to return to service in next calendar year | [8 empty] | 44.2965 | -75.3361 | 0 | 0 | #DIV/0! | 0%
| City of Kingfisher - (OK) | 2986 | Kingfisher | OK | Kingfisher | SWPP | Electric Utility | 3 |  | 9.1 | 8.7 | 8.7 | Natural Gas Internal Combustion Engine | NG | IC | 1960.4 |  |  | (OP) Operating | [8 empty] | 35.8575 | -97.9277 | 0 | 0 | #DIV/0! | 0%
| Standard Solar | 66819 | Holly Spring Meadows | MD | Prince Georges | PJM | IPP Non-CHP | HOLLY |  | 1.2 | 1.2 | 1.2 | Solar Photovoltaic | SUN | PV | 2023 |  |  | (OP) Operating |  | 1.7 | [6 empty] | 38.8621 | -76.9125 | 0 | 0 | #DIV/0! | 0%
| North Carolina El Member Corp | 63695 | Holly Swamp Solar, LLC | NC | Robeson | CPLE | Electric Utility | 13502 |  | 2 | 2 | 2 | Solar Photovoltaic | SUN | PV | 2020 |  |  | (OP) Operating |  | 2.8 | [6 empty] | 34.6626 | -79.1329 | 0 | 0 | #DIV/0! | 0%
| Virginia Electric & Power Co | 61023 | Hollyfield | VA | King William | PJM | Electric Utility | 1 |  | 17 | 17 | 17 | Solar Photovoltaic | SUN | PV | 2018 |  |  | (OP) Operating |  | 22.5 | [6 empty] | 37.672 | -77.1704 | 0 | 0 | #DIV/0! | 0%
| Nautilus Solar Solutions | 63051 | Hollygrove CSG | NY | Wayne | NYIS | IPP Non-CHP | 32 |  | 2 | 2 | 2 | Solar Photovoltaic | SUN | PV | 2018 |  |  | (OP) Operating |  | 3 | [6 empty] | 43.2603 | -76.7217 | 0 | 0 | #DIV/0! | 0%
| Florida Power & Light Co | 65922 | Holopaw | FL | Palm Beach | FPL | Electric Utility | 1 |  | 74.5 | 74.5 | 74.5 | Solar Photovoltaic | SUN | PV | 2025 |  |  | (OP) Operating | [8 empty] | 26.7762 | -80.411 | 0 | 0 | #DIV/0! | 0%
| Duke Energy Renewables Services | 61962 | Holstein 1 Solar Farm | TX | Nolan | ERCO | IPP Non-CHP | HSF01 |  | 200 | 200 | 200 | Solar Photovoltaic | SUN | PV | 2020 |  |  | (OP) Operating |  | 280 | [6 empty] | 32.1041 | -100.1624 | 0 | 0 | #DIV/0! | 0%
| Strata Manager, LLC | 58623 | Holstein Plant | NC | Scotland | CPLE | IPP Non-CHP | PV1 |  | 20 | 20 | 20 | Solar Photovoltaic | SUN | PV | 2015 |  |  | (OP) Operating |  | 25.7 | [6 empty] | 34.7742 | -79.3408 | 0 | 0 | #DIV/0! | 0%
| Alabama Power Co | 12 | Holt Dam | AL | Tuscaloosa | SOCO | Electric Utility | 1 |  | 46.9 | 48 | 48 | Conventional Hydroelectric | WAT | HY | 1968 |  |  | (OP) Operating | [8 empty] | 33.2553 | -87.4495 | 0 | 0 | #DIV/0! | 0%
| NorthWestern Energy (MT Hydro) | 2186 | Holter | MT | Cascade | NWMT | Electric Utility | HOL1 |  | 54.2 | 57.7 | 57.7 | Conventional Hydroelectric | WAT | HY | 1918 |  |  | (OP) Operating | [8 empty] | 46.9915 | -112.0047 | 0 | 0 | #DIV/0! | 0%
| City of Kingman - (KS) | 1296 | Kingman Municipal Power and Light Plant | KS | Kingman | SWPP | Electric Utility | 2 |  | 19.1 | 18 | 18.2 | Natural Gas Internal Combustion Engine | NG | IC | 1977.3333 |  |  | (SB) Standby/Backup: available for service but not normally used | [8 empty] | 37.3831 | -98.0704 | 0 | 0 | #DIV/0! | 0%
| Liberty Utilities (CalPeco Electric) LLC | 6518 | Kings Beach | CA | Placer | NEVP | Electric Utility | KB1 |  | 15 | 12 | 12 | Petroleum Liquids | DFO | IC | 2008 |  |  | (OP) Operating | [8 empty] | 39.2458 | -120.0272 | 0 | 0 | #DIV/0! | 0%
| CVI Renewables Holdings, LLC. | 61902 | Holtsville Solar Project | NY | Suffolk | NYIS | IPP Non-CHP | HOLTS |  | 1.2 | 1.2 | 1.2 | Solar Photovoltaic | SUN | PV | 2017 |  |  | (OP) Operating |  | 1.7 | [6 empty] | 40.7977 | -73.034 | 0 | 0 | #DIV/0! | 0%
| Greenbacker Renewable Energy Corporation | 67695 | Holtville | CA | Imperial | CISO | IPP Non-CHP | 823 |  | 30 | 30 | 30 | Batteries | MWH | BA | 2024 |  |  | (OP) Operating | 127 | [7 empty] | 32.8134 | -115.3887 | 0 | 0 | #DIV/0! | 0%
| BIF III Holtwood LLC | 3145 | Holtwood | PA | Lancaster | PJM | IPP Non-CHP | HW1 |  | 247.3 | 249 | 249 | Conventional Hydroelectric | WAT | HY | 1941.2857 |  |  | (OP) Operating | [8 empty] | 39.8272 | -76.3318 | 0 | 0 | #DIV/0! | 0%
| Holyoke Solar LLC | 57931 | Holyoke Solar Cooperative at Mueller | MA | Hampden | ISNE | IPP Non-CHP | PV1 |  | 2.7 | 2.7 | 2.7 | Solar Photovoltaic | SUN | PV | 2011 |  |  | (OP) Operating |  | 3.5 | [6 empty] | 42.1909 | -72.6824 | 0 | 0 | #DIV/0! | 0%
| CleanCapital Holdings | 62725 | Homer Street East | NY | Cattaraugus | NYIS | IPP Non-CHP | HSE |  | 1.6 | 1.6 | 1.6 | Solar Photovoltaic | SUN | PV | 2019 |  |  | (OP) Operating |  | 2 | [6 empty] | 42.0993 | -78.441 | 0 | 0 | #DIV/0! | 0%
| CleanCapital Holdings | 62724 | Homer Street West | NY | Cattaraugus | NYIS | IPP Non-CHP | HSW |  | 1.6 | 1.6 | 1.6 | Solar Photovoltaic | SUN | PV | 2019 |  |  | (OP) Operating |  | 2 | [6 empty] | 42.0981 | -78.4423 | 0 | 0 | #DIV/0! | 0%
| Veolia North America | 63236 | Kings Plaza Total Energy Plant (TEP) | NY | Kings | NYIS | Commercial CHP | DG2 |  | 12.8 | 12.8 | 12.8 | Natural Gas Internal Combustion Engine | NG | IC | 2007 |  |  | (OP) Operating | [8 empty] | 40.6102 | -73.92 | 0 | 0 | #DIV/0! | 0%
| Kingsbrook Jewish Medical Center | 62050 | Kingsbrook Jewish Medical Center | NY | Kings | NYIS | Commercial Non-CHP | SR4 |  | 2.6 | 2.6 | 2.6 | Petroleum Liquids | DFO | IC | 2006.6667 |  |  | (SB) Standby/Backup: available for service but not normally used | [8 empty] | 40.6593 | -73.9338 | 0 | 0 | #DIV/0! | 0%
| Florida Power & Light Co | 65921 | Honeybell | FL | Okeechobee | FPL | Electric Utility | 1 |  | 74.5 | 74.5 | 74.5 | Solar Photovoltaic | SUN | PV | 2024 |  |  | (OP) Operating |  | 104.39 | [6 empty] | 27.5081 | -80.7364 | 0 | 0 | #DIV/0! | 0%
| Lightsource Renewable Energy Asset Management, LLC | 65936 | Honeysuckle Solar Farm | IN | St Joseph | PJM | IPP Non-CHP | INHS1 |  | 150 | 150 | 150 | Solar Photovoltaic | SUN | PV | 2024 |  |  | (OP) Operating |  | 187.5 | [6 empty] | 41.719 | -86.464 | 0 | 0 | #DIV/0! | 0%
| National Grid Renewables | 63309 | Honeysuckle Solar, LLC | MN | McLeod | MISO | IPP Non-CHP | HONEY |  | 1 | 1 | 1 | Solar Photovoltaic | SUN | PV | 2021 |  |  | (OP) Operating |  | 1.5 | [6 empty] | 44.9076 | -94.0272 | 0 | 0 | #DIV/0! | 0%
| CD Global Solar Holdings, LLC | 61256 | Hood Farm Solar, LLC | NC | Jones | CPLE | IPP Non-CHP | HOF05 |  | 4.9 | 4.9 | 4.9 | Solar Photovoltaic | SUN | PV | 2017 |  |  | (OP) Operating |  | 7 | [6 empty] | 35.205 | -77.497 | 0 | 0 | #DIV/0! | 0%
| Central Rivers Power NH, LLC | 2359 | Hooksett | NH | Merrimack | ISNE | IPP Non-CHP | 1 |  | 1.6 | 1.6 | 1.6 | Conventional Hydroelectric | WAT | HY | 1927 |  |  | (OP) Operating | [8 empty] | 43.1017 | -71.4657 | 0 | 0 | #DIV/0! | 0%
| Four Rivers Sanitation Authority | 58177 | Kishwaukee CHP Plant | IL | Winnebago | PJM | IPP CHP | 1 |  | 3 | 3 | 3 | Other Waste Biomass | OBG | IC | 2010 |  |  | (OP) Operating | [8 empty] | 42.2219 | -89.0933 | 0 | 0 | #DIV/0! | 0%
| Alaska Village Elec Coop, Inc | 57065 | Kivalina | AK | Northwest Arctic |  | Electric Utility | 4A |  | 1.1 | 1.1 | 1.1 | Petroleum Liquids | DFO | IC | 1996.5 |  |  | (OP) Operating | [8 empty] | 67.7266 | -164.5384 | 0 | 0 | #DIV/0! | 0%
| Solar Star Colorado III, LLC | 60008 | Hooper Solar | CO | Alamosa | PSCO | IPP Non-CHP | SCCO3 |  | 52 | 52 | 52 | Solar Photovoltaic | SUN | PV | 2015 |  |  | (OP) Operating |  | 58 | [6 empty] | 37.6919 | -105.9908 | 0 | 0 | #DIV/0! | 0%
| Hoopeston Wind LLC | 59021 | Hoopeston Wind LLC | IL | Vermilion | MISO | IPP Non-CHP | HOO1 |  | 98 | 98 | 98 | Onshore Wind Turbine | WND | WT | 2015 |  |  | (OP) Operating | [8 empty] | 40.3997 | -87.7992 | 0 | 0 | #DIV/0! | 0%
| AES Indiana | 56878 | Hoosier Wind Project LLC | IN | Benton | MISO | IPP Non-CHP | TBD |  | 106 | 106 | 106 | Onshore Wind Turbine | WND | WT | 2009 |  |  | (OP) Operating | [8 empty] | 40.7178 | -87.2631 | 0 | 0 | #DIV/0! | 0%
| Otter Tail Power Co | 1943 | Hoot Lake | MN | Otter Tail | MISO | Electric Utility | H1 |  | 1 | 0.8 | 0.8 | Conventional Hydroelectric | WAT | HY | 1914 |  |  | (OP) Operating | [8 empty] | 46.2906 | -96.0433 | 0 | 0 | #DIV/0! | 0%
| Otter Tail Power Co | 65066 | Hoot Lake Solar | MN | Otter Tail | MISO | Electric Utility | 1 |  | 49.9 | 49.9 | 49.9 | Solar Photovoltaic | SUN | PV | 2023 |  |  | (OP) Operating |  | 58 | [6 empty] | 46.2906 | -96.0433 | 0 | 0 | #DIV/0! | 0%
| U S Bureau of Reclamation | 8902 | Hoover Dam (AZ) | AZ | Mohave | WALC | Electric Utility | A0 |  | 1039.4 | 1039.7 | 1039.7 | Conventional Hydroelectric | WAT | HY | 1943.3 |  |  | (OP) Operating | [8 empty] | 36.0155 | -114.738 | 0 | 0 | #DIV/0! | 0%
| U S Bureau of Reclamation | 154 | Hoover Dam (NV) | NV | Clark | WALC | Electric Utility | N0 |  | 1039.4 | 1039.4 | 1039.4 | Conventional Hydroelectric | WAT | HY | 1940.2222 |  |  | (OP) Operating | [8 empty] | 36.0155 | -114.738 | 0 | 0 | #DIV/0! | 0%
| CHI Operations Inc | 55572 | Hope Creek LLC | MN | Lincoln | MISO | IPP Non-CHP | HC30 |  | 1.9 | 1.9 | 1.9 | Onshore Wind Turbine | WND | WT | 2001 |  |  | (OP) Operating | [8 empty] | 44.2275 | -96.2192 | 0 | 0 | #DIV/0! | 0%
| Adapture Renewables, Inc. | 61840 | Hope Farm Solar, LLC | RI | Providence | ISNE | IPP Non-CHP | HOPE |  | 10 | 10 | 10 | Solar Photovoltaic | SUN | PV | 2019 |  |  | (OP) Operating |  | 12.6 | [6 empty] | 41.7479 | -71.5263 | 0 | 0 | #DIV/0! | 0%
| Green Street Power Partners | 63371 | Hope Solar Farm LLC | NY | Rensselaer | NYIS | IPP Non-CHP | BRUNS |  | 2 | 2 | 2 | Solar Photovoltaic | SUN | PV | 2019 |  |  | (OP) Operating |  | 2.9 | [6 empty] | 42.7264 | -73.6021 | 0 | 0 | #DIV/0! | 0%
| Alaska Power and Telephone Co | 61684 | Klawock Power Generation Station | AK | Prince of Wales Ketchikan | NA | Electric Utility | 1 |  | 2.5 | 2.5 | 2.5 | Petroleum Liquids | DFO | IC | 2017 |  |  | (OP) Operating | [8 empty] | 55.5532 | -133.0854 | 0 | 0 | #DIV/0! | 0%
| MidAmerican Energy Co | 7849 | Knoxville Industrial | IA | Marion | MISO | Electric Utility | 1 |  | 16 | 16 | 16 | Petroleum Liquids | DFO | IC | 2000 |  |  | (OP) Operating | [8 empty] | 41.316 | -93.061 | 0 | 0 | #DIV/0! | 0%
| Cypress Creek Renewables | 61883 | Hopewell Friends | NC | Randolph | CPLE | IPP Non-CHP | GEN1 |  | 1.3 | 1.3 | 1.3 | Solar Photovoltaic | SUN | PV | 2018 |  |  | (OP) Operating |  | 1.4 | [6 empty] | 35.6285 | -79.8727 | 0 | 0 | #DIV/0! | 0%
| Kodiak Electric Assn Inc | 6281 | Kodiak Microgrid | AK | Kodiak Island |  | Electric Utility | 1 |  | 18.3 | 18.3 | 18.3 | Petroleum Liquids | DFO | IC | 1991.75 |  |  | (OP) Operating | [8 empty] | 57.79 | -152.397 | 0 | 0 | #DIV/0! | 0%
| Alaska Village Elec Coop, Inc | 57064 | Kotlik | AK | Kusilvak |  | Electric Utility | UNIT1 |  | 1.4 | 1.6 | 1.6 | Petroleum Liquids | DFO | IC | 2007 |  |  | (OP) Operating | [8 empty] | 63.0322 | -163.5531 | 0 | 0 | #DIV/0! | 0%
| Hopewell Valley High School | 61473 | Hopewell Valley High School Hybrid | NJ | Mercer | PJM | Electric Utility | BA1 |  | 1.9 | 1.9 | 1.9 | Batteries | MWH | BA | 2015 |  |  | (OP) Operating | 1 | [7 empty] | 40.328 | -74.8049 | 0 | 0 | #DIV/0! | 0%
| Hopkins Energy LLC | 67424 | Hopkins Energy LLC | TX | Hopkins | ERCO | IPP Non-CHP | HOPKS |  | 250 | 250 | 250 | Solar Photovoltaic | SUN | PV | 2024 |  |  | (OP) Operating |  | 331.22 | [6 empty] | 33.2173 | -95.4621 | 0 | 0 | #DIV/0! | 0%
| Nautilus Solar Solutions | 63136 | Hopkins Hill CSG | RI | Kent | ISNE | IPP Non-CHP | HH1 |  | 6.6 | 6.6 | 6.6 | Solar Photovoltaic | SUN | PV | 2020 |  |  | (OP) Operating |  | 4.8 | [6 empty] | 41.6161 | -71.5668 | 0 | 0 | #DIV/0! | 0%
| Puget Sound Energy Inc | 56255 | Hopkins Ridge Wind | WA | Columbia | BPAT | Electric Utility | 1 |  | 156.6 | 156.6 | 156.6 | Onshore Wind Turbine | WND | WT | 2006.5 |  |  | (OP) Operating | [8 empty] | 46.4211 | -117.8331 | 0 | 0 | #DIV/0! | 0%
| Kotzebue Electric Assn Inc | 6304 | Kotzebue Hybrid | AK | NORTHWEST ARCTIC |  | Electric Utility | 10 |  | 18 | 18 | 18 | Petroleum Liquids | DFO | IC | 2012.5714 |  |  | (OP) Operating | [8 empty] | 66.8378 | -162.5569 | 0 | 0 | #DIV/0! | 0%
| Altus Power America Management, LLC | 62760 | Hopkinton CSG | MA | Middlesex | ISNE | IPP Non-CHP | WT |  | 2 | 2 | 2 | Solar Photovoltaic | SUN | PV | 2019 |  |  | (OP) Operating |  | 2.8 | [6 empty] | 42.2035 | -71.5315 | 0 | 0 | #DIV/0! | 0%
| Vista Solar, Inc. | 63191 | Hopkinton Phase 2 | RI | Washington | ISNE | IPP Non-CHP | HTP2 |  | 2.5 | 2.5 | 1.9 | Solar Photovoltaic | SUN | PV | 2020 |  |  | (OP) Operating |  | 2.9 | [6 empty] | 41.4433 | -71.7911 | 0 | 0 | #DIV/0! | 0%
| Horizon Hill Wind, LLC | 64339 | Horizon Hill Wind Project | OK | Logan | SWPP | IPP Non-CHP | HHILL |  | 201.5 | 201.5 | 201.5 | Onshore Wind Turbine | WND | WT | 2024 |  |  | (OP) Operating | [8 empty] | 35.9894 | -97.5895 | 0 | 0 | #DIV/0! | 0%
| Leeward Asset Management, LLC | 65308 | Horizon Solar | TX | Frio | ERCO | IPP Non-CHP | HRZNS |  | 200 | 200 | 200 | Solar Photovoltaic | SUN | PV | 2023 |  |  | (OP) Operating |  | 266 | [6 empty] | 28.9377 | -99.1077 | 0 | 0 | #DIV/0! | 0%
| Florida Power & Light Co | 61021 | Horizon Solar Energy Center | FL | Putnam | FPL | Electric Utility | 1 |  | 74.5 | 74.5 | 74.5 | Solar Photovoltaic | SUN | PV | 2018 |  |  | (OP) Operating |  | 114 | [6 empty] | 29.6656 | -82.0583 | 0 | 0 | #DIV/0! | 0%
| DG Central 1, LLC | 65595 | Hormel CSG Solar | MN | Chippewa | MISO | IPP Non-CHP | HORCS |  | 1 | 1 | 1 | Solar Photovoltaic | SUN | PV | 2022 |  |  | (OP) Operating |  | 1.4 | [6 empty] | 44.953 | -95.697 | 0 | 0 | #DIV/0! | 0%
| CD US Solar MT 2 LLC | 58452 | Horn | CA | Los Angeles | CISO | IPP Non-CHP | 1 |  | 1.5 | 1.5 | 1.5 | Solar Photovoltaic | SUN | PV | 2013 |  |  | (OP) Operating |  | 2 | [6 empty] | 34.7089 | -118.2742 | 0 | 0 | #DIV/0! | 0%
| Energy Northwest | 64198 | Horn Rapids Solar, Storage and Training | WA | Benton | BPAT | Electric Utility | HRBE |  | 4.2 | 4.2 | 3.3 | Batteries | MWH | BA | 2020 |  |  | (OP) Operating | 4 | [7 empty] | 46.3529 | -119.3222 | 0 | 0 | #DIV/0! | 0%
| Vesper Energy Development LLC | 65463 | Hornet Solar (TX) | TX | Swisher | ERCO | IPP Non-CHP | HRNET |  | 600 | 600 | 600 | Solar Photovoltaic | SUN | PV | 2025 |  |  | (OP) Operating | [8 empty] | 34.4852 | -101.9714 | 0 | 0 | #DIV/0! | 0%
| Alaska Village Elec Coop, Inc | 57059 | Koyuk | AK | Nome |  | Electric Utility | UNIT1 |  | 1.1 | 1.1 | 1.1 | Petroleum Liquids | DFO | IC | 2005 |  |  | (OP) Operating | [8 empty] | 64.9321 | -161.1671 | 0 | 0 | #DIV/0! | 0%
| Utah Associated Mun Power Sys | 57890 | Horse Butte Wind I, LLC | ID | Bonneville | BPAT | Electric Utility | 1 |  | 57.6 | 57.6 | 57.6 | Onshore Wind Turbine | WND | WT | 2012 |  |  | (OP) Operating | [8 empty] | 43.3864 | -111.7264 | 0 | 0 | #DIV/0! | 0%
| Horse Creek Wind, LLC | 60339 | Horse Creek Wind Farm | TX | Haskell | ERCO | IPP Non-CHP | HCWF |  | 230 | 230 | 230 | Onshore Wind Turbine | WND | WT | 2016 |  |  | (OP) Operating | [8 empty] | 33.35 | -99.54 | 0 | 0 | #DIV/0! | 0%
| FPL Energy Horse Hollow LLC | 56291 | Horse Hollow Wind Energy Center | TX | Taylor | ERCO | IPP Non-CHP | 1 |  | 735.5 | 735.5 | 735.5 | Onshore Wind Turbine | WND | WT | 2005.6667 |  |  | (OP) Operating | [8 empty] | 32.214 | -100.0571 | 0 | 0 | #DIV/0! | 0%
| Salt River Project | 145 | Horse Mesa | AZ | Maricopa | SRP | Electric Utility | HM1 |  | 131.3 | 150.7 | 150.7 | Conventional Hydroelectric | WAT | HY | 1927 |  |  | (OP) Operating | [8 empty] | 33.5907 | -111.344 | 0 | 0 | #DIV/0! | 0%
| Horseshoe Bend Hydroelectric Co | 54524 | Horseshoe Bend Hydroelectric Co | ID | Boise | IPCO | IPP Non-CHP | GEN1 |  | 9.4 | 9.4 | 9.4 | Conventional Hydroelectric | WAT | HY | 1995 |  |  | (OP) Operating | [8 empty] | 43.9041 | -116.2442 | 0 | 0 | #DIV/0! | 0%
| Caithness Shepherds Flat LLC | 57550 | Horseshoe Bend Wind LLC | OR | Gilliam | BPAT | IPP Non-CHP | HORSE |  | 290 | 290 | 290 | Onshore Wind Turbine | WND | WT | 2012 |  |  | (OP) Operating | [8 empty] | 45.5855 | -120.0082 | 0 | 0 | #DIV/0! | 0%
| Cycle Holdings, LLC | 56591 | Horseshoe Bend Wind Park | MT | Cascade | NWMT | IPP Non-CHP | HBWP |  | 9 | 9.7 | 9.7 | Onshore Wind Turbine | WND | WT | 2006 |  |  | (OP) Operating | [8 empty] | 47.4983 | -111.4392 | 0 | 0 | #DIV/0! | 0%
| 2016 ESA Project Company, LLC | 63712 | KSR028 Merced Fuel Cell | CA | Alameda | CISO | IPP Non-CHP | KSR28 |  | 2 | 2 | 2 | Other Natural Gas | NG | FC | 2018 |  |  | (OP) Operating | [8 empty] | 37.7065 | -122.1647 | 0 | 0 | #DIV/0! | 0%
| Horseshoe Solar, LLC | 63984 | Horseshoe Solar, LLC | UT | Tooele | PACE | IPP Non-CHP | HSS |  | 75 | 75 | 75 | Solar Photovoltaic | SUN | PV | 2024 |  |  | (OP) Operating |  | 97.5 | [6 empty] | 40.7183 | -112.6658 | 0 | 0 | #DIV/0! | 0%
| Scale Sustainable I, LLC | 62155 | Hospital Rd Community Solar Farm CSG | NY | Sullivan | NYIS | IPP Non-CHP | 9 |  | 1.4 | 1.4 | 1.4 | Solar Photovoltaic | SUN | PV | 2019 |  |  | (OP) Operating |  | 1.7 | [6 empty] | 41.7748 | -75.0361 | 0 | 0 | #DIV/0! | 0%
| Nautilus Solar Solutions | 64608 | Hostetter Solar One, LLC | MD | Washington | PJM | IPP Non-CHP | 64608 |  | 2 | 2 | 2 | Solar Photovoltaic | SUN | PV | 2020 |  |  | (OP) Operating |  | 2.8 | [6 empty] | 39.6645 | -77.7006 | 0 | 0 | #DIV/0! | 0%
| 2016 ESA Project Company, LLC | 63716 | KSR053 Cantara Fuel Cell | CA | Los Angeles | CISO | IPP Non-CHP | KSR53 |  | 1.6 | 1.6 | 1.6 | Other Natural Gas | NG | FC | 2018 |  |  | (OP) Operating | [8 empty] | 33.7902 | -118.2943 | 0 | 0 | #DIV/0! | 0%
| Greenbacker Renewable Energy Corporation | 64263 | Hot Springs 2020 | AR | Garland | SWPP | IPP Non-CHP | 364 |  | 1 | 1 | 1 | Solar Photovoltaic | SUN | PV | 2021 |  |  | (OP) Operating |  | 1.3 | [6 empty] | 34.421 | -93.1949 | 0 | 0 | #DIV/0! | 0%
| Duke Energy Progress - (NC) | 64640 | Hot Springs Energy Storage & Microgrid | NC | Madison | CPLW | Electric Utility | ES1 |  | 6.3 | 6.3 | 6.3 | Batteries | MWH | BA | 2022 |  |  | (OP) Operating | 4.4 | [7 empty] | 35.8907 | -82.8251 | 0 | 0 | #DIV/0! | 0%
| Terraform Arcadia | 60454 | Houghton | NY | Allegany | NYIS | IPP Non-CHP | HOUGH |  | 2 | 2 | 2 | Solar Photovoltaic | SUN | PV | 2015 |  |  | (OP) Operating |  | 2.6 | [6 empty] | 42.4267 | -78.1566 | 0 | 0 | #DIV/0! | 0%
| REA Investments, LLC | 67923 | Houlton Road Solar Farm (CSG) | ME | Aroostook | ISNE | IPP Non-CHP | HOLTN |  | 2 | 2 | 2 | Solar Photovoltaic | SUN | PV | 2024 |  |  | (OP) Operating | [8 empty] | 46.7564 | -67.8687 | 0 | 0 | #DIV/0! | 0%
| Maui Electric Co Ltd | 68447 | Kuihelani Substation | HI | Maui |  | Electric Utility | DG1 |  | 1 | 1 | 1 | Petroleum Liquids | DFO | IC | 2023 |  |  | (OP) Operating | [8 empty] | 20.862 | -156.4748 | 0 | 0 | #DIV/0! | 0%
| House Mountain | 66006 | House Mountain | TX | Brewster | ERCO | IPP Non-CHP | BA |  | 73.2 | 63 | 63 | Batteries | MWH | BA | 2024 |  |  | (OP) Operating | 120 | [7 empty] | 30.4957 | -103.451 | 0 | 0 | #DIV/0! | 0%
| Hawthorne Power Systems | 10720 | Kyocera International Inc.(San Diego) | CA | San Diego | CISO | Industrial CHP | 0287 |  | 3.8 | 3.8 | 3.8 | Natural Gas Internal Combustion Engine | NG | IC | 2012 |  |  | (OP) Operating | [8 empty] | 32.8197 | -117.1405 | 0 | 0 | #DIV/0! | 0%
| Eco Services Corp. | 52065 | Houston Plant | TX | Harris | ERCO | Industrial CHP | GEN1 |  | 7.5 | 7 | 7.6 | All Other | WH | ST | 1973.5 |  |  | (OP) Operating | [8 empty] | 29.7198 | -95.2706 | 0 | 0 | #DIV/0! | 0%
| Energy 49, LLC | 66887 | Houston Solar | AK | Matanuska Susitna | NA | IPP Non-CHP | HOU |  | 6 | 6 | 6 | Solar Photovoltaic | SUN | PV | 2023 |  |  | (OP) Operating |  | 8.4 | [6 empty] | 61.59 | -149.79 | 0 | 0 | #DIV/0! | 0%
| Madison Energy Holdings LLC | 63534 | Houston/Winona Community Solar One LLC | MN | Houston | MISO | IPP Non-CHP | 52827 |  | 1 | 1 | 1 | Solar Photovoltaic | SUN | PV | 2020 |  |  | (OP) Operating |  | 1.4 | [6 empty] | 43.8663 | -91.3224 | 0 | 0 | #DIV/0! | 0%
| Energy Developments, Inc d/b/a EDL | 58497 | L&S Sweetners | PA | Lancaster | PJM | IPP Non-CHP | GEN1 |  | 3.2 | 3.2 | 3.2 | Landfill Gas | LFG | IC | 2013 |  |  | (OP) Operating | [8 empty] | 40.0906 | -76.1456 | 0 | 0 | #DIV/0! | 0%
| City of La Crosse - (KS) | 1297 | La Crosse | KS | Rush | SWPP | Electric Utility | 1 |  | 7.5 | 7.5 | 7.5 | Petroleum Liquids | DFO | IC | 1978.8 |  |  | (OP) Operating | [8 empty] | 38.5317 | -99.3083 | 0 | 0 | #DIV/0! | 0%
| NJR Clean Energy Ventures Corporation | 65386 | Howard Lane Solar | RI | Providence | ISNE | IPP Non-CHP | HOWRD |  | 3 | 3 | 3 | Solar Photovoltaic | SUN | PV | 2023 |  |  | (OP) Operating |  | 4.3 | [6 empty] | 41.864 | -71.618 | 0 | 0 | #DIV/0! | 0%
| Howard Wind LLC (Longroad) | 57867 | Howard Wind Farm | NY | Steuben | NYIS | IPP Non-CHP | 1 |  | 55.4 | 55.4 | 55.4 | Onshore Wind Turbine | WND | WT | 2011.5 |  |  | (OP) Operating | [8 empty] | 42.3153 | -77.5383 | 0 | 0 | #DIV/0! | 0%
| Madison Energy Investments LLC | 67460 | Howell (Lowes) | NJ | Monmouth | PJM | IPP Non-CHP | HLPV1 |  | 1 | 1 | 1 | Solar Photovoltaic | SUN | PV | 2023 |  |  | (OP) Operating |  | 1.2 | [6 empty] | 40.13 | -74.218 | 0 | 0 | #DIV/0! | 0%
| Nautilus Solar Solutions | 63107 | Howell CSG | NY | Orange | NYIS | IPP Non-CHP | 1725 |  | 2 | 2 | 2 | Solar Photovoltaic | SUN | PV | 2020 |  |  | (OP) Operating |  | 3 | [6 empty] | 41.2653 | -74.313 | 0 | 0 | #DIV/0! | 0%
| VESI 24 LLC | 65953 | Howell Energy Storage Project | NJ | Monmouth | PJM | IPP Non-CHP | HW1 |  | 7 | 7 | 7 | Batteries | MWH | BA | 2023 |  |  | (OP) Operating | 7 | [7 empty] | 40.1337 | -74.1709 | 0 | 0 | #DIV/0! | 0%
| Strata Manager, LLC | 60312 | Howell Midland Farm, LLC | NC | Cabarrus | DUK | IPP Non-CHP | 1 |  | 4.9 | 4.9 | 4.9 | Solar Photovoltaic | SUN | PV | 2015 |  |  | (OP) Operating |  | 6.4 | [6 empty] | 35.2257 | -80.5431 | 0 | 0 | #DIV/0! | 0%
| MN8 Energy LLC | 60728 | Howell Solar | NJ | Monmouth | PJM | IPP Non-CHP | PV1 |  | 7 | 7 | 7 | Solar Photovoltaic | SUN | PV | 2016 |  |  | (OP) Operating |  | 8.9 | [6 empty] | 40.147 | -74.1675 | 0 | 0 | #DIV/0! | 0%
| Nautilus Solar Solutions | 63055 | Howland CSG | NY | Oswego | NYIS | IPP Non-CHP | 26 |  | 2 | 2 | 2 | Solar Photovoltaic | SUN | PV | 2018 |  |  | (OP) Operating |  | 3 | [6 empty] | 43.6348 | -76.0892 | 0 | 0 | #DIV/0! | 0%
| La Farge Municipal Electric Co | 4124 | La Farge | WI | Vernon | MISO | Electric Utility | 2A |  | 1.5 | 1.5 | 1.5 | Petroleum Liquids | DFO | IC | 1990 |  |  | (OP) Operating | [8 empty] | 43.5774 | -90.6419 | 0 | 0 | #DIV/0! | 0%
| HQC Rock River Solar Power Generation Station LLC | 60573 | HQC Rock River Solar Power Gen Station | WI | Rock | MISO | IPP Non-CHP | PV1 |  | 2.1 | 2.1 | 2.1 | Solar Photovoltaic | SUN | PV | 2016 |  |  | (OP) Operating |  | 2.2 | [6 empty] | 42.5788 | -89.033 | 0 | 0 | #DIV/0! | 0%
| City of La Plata - (MO) | 2140 | La Plata | MO | Macon | SWPP | Electric Utility | 1 |  | 3.6 | 3.4 | 3.4 | Petroleum Liquids | DFO | IC | 2013 |  |  | (OP) Operating | [8 empty] | 40.0244 | -92.4896 | 0 | 0 | #DIV/0! | 0%
| La Porte City Utilities | 1156 | La Porte | IA | Black Hawk | MISO | Electric Utility | 3A |  | 5.4 | 5.4 | 5.4 | Petroleum Liquids | DFO | IC | 2004.3333 |  |  | (SB) Standby/Backup: available for service but not normally used | [8 empty] | 42.3159 | -92.1928 | 0 | 0 | #DIV/0! | 0%
| Hubbard Wind LLC | 65048 | Hubbard Wind | TX | Limestone | ERCO | IPP Non-CHP | HW001 |  | 300 | 300 | 300 | Onshore Wind Turbine | WND | WT | 2021 |  |  | (OP) Operating | [8 empty] | 31.7747 | -96.8282 | 0 | 0 | #DIV/0! | 0%
| Hubble Solar, LLC | 66989 | Hubble Solar, LLC | NC | Columbus | CPLE | IPP Non-CHP | 28472 |  | 2 | 2 | 2 | Solar Photovoltaic | SUN | PV | 2023 |  |  | (OP) Operating |  | 2.7 | [6 empty] | 34.3012 | -78.7096 | 0 | 0 | #DIV/0! | 0%
| Union Electric Co - (MO) | 68644 | Huck Finn Renewable Energy Center | MO | Audrain | MISO | Electric Utility | HFREC |  | 200 | 200 | 200 | Solar Photovoltaic | SUN | PV | 2024 |  |  | (OP) Operating |  | 270.56 | [6 empty] | 39.314 | -91.543 | 0 | 0 | #DIV/0! | 0%
| Captona Hudson LLC | 64110 | Hudson | MA | Middlesex | ISNE | IPP Non-CHP | CPMA6 |  | 5 | 5 | 5 | Solar Photovoltaic | SUN | PV | 2017 |  |  | (OP) Operating |  | 5.8 | [6 empty] | 42.404 | -71.5414 | 0 | 0 | #DIV/0! | 0%
| MN8 Energy LLC | 64624 | Hudson - High Desert Hybrid | CA | San Bernardino | CISO | IPP Non-CHP | BESS1 |  | 150 | 150 | 150 | Batteries | MWH | BA | 2021 |  |  | (OP) Operating | 50 | [7 empty] | 34.6365 | -117.3724 | 0 | 0 | #DIV/0! | 0%
| Greenbacker Renewable Energy Corporation | 65167 | Hudson County Solar | NJ | Hudson | PJM | IPP Non-CHP | 470 |  | 1.2 | 1.2 | 1.2 | Solar Photovoltaic | SUN | PV | 2022 |  |  | (OP) Operating |  | 1.7 | [6 empty] | 40.7276 | -74.108 | 0 | 0 | #DIV/0! | 0%
| Boralex Hydro Operations Inc | 54953 | Hudson Falls Hydroelectric Project | NY | Saratoga | NYIS | IPP Non-CHP | GEN1 |  | 44 | 44 | 44 | Conventional Hydroelectric | WAT | HY | 1995 |  |  | (OP) Operating | [8 empty] | 43.2958 | -73.5956 | 0 | 0 | #DIV/0! | 0%
| Huerfano River Wind, LLC | 58548 | Huerfano River Wind | CO | Huerfano | WACM | IPP Non-CHP | WTG1 |  | 8 | 8 | 8 | Onshore Wind Turbine | WND | WT | 2013 |  |  | (OP) Operating | [8 empty] | 37.7722 | -104.8322 | 0 | 0 | #DIV/0! | 0%
| AEP Onsite Partners, LLC | 64142 | LabCorp Engine | NJ | Somerset | PJM | IPP Non-CHP | LCG |  | 3.2 | 3.2 | 3.2 | Natural Gas Internal Combustion Engine | NG | IC | 2019 |  |  | (OP) Operating | [8 empty] | 40.5704 | -74.6395 | 0 | 0 | #DIV/0! | 0%
| City of Santa Rosa | 58960 | Laguna Water Reclamation Facility | CA | Sonoma | CISO | Commercial CHP | S200 |  | 4.4 | 4.4 | 4.4 | Other Waste Biomass | OBG | IC | 2013 |  |  | (OP) Operating | [8 empty] | 38.3689 | -122.7658 | 0 | 0 | #DIV/0! | 0%
| Hull Municipal Light Plant | 56800 | Hull Wind II | MA | Plymouth | ISNE | Electric Utility | HW2 |  | 1.8 | 1.8 | 1.8 | Onshore Wind Turbine | WND | WT | 2006 |  |  | (OP) Operating | [8 empty] | 42.2611 | -70.8564 | 0 | 0 | #DIV/0! | 0%
| NorthWestern Energy (MT wind/thermal) | 7039 | Lake (WY) | WY | Teton | NWMT | Electric Utility | 1 |  | 2.7 | 2.7 | 2.7 | Petroleum Liquids | DFO | IC | 1967 |  |  | (SB) Standby/Backup: available for service but not normally used | [8 empty] | 44.415 | -110.5739 | 0 | 0 | #DIV/0! | 0%
| City of Lake Crystal - (MN) | 1985 | Lake Crystal | MN | Blue Earth | MISO | Electric Utility | 1 |  | 5.8 | 5.8 | 5.8 | Petroleum Liquids | DFO | IC | 1969.25 |  |  | (OP) Operating | [8 empty] | 44.1069 | -94.2197 | 0 | 0 | #DIV/0! | 0%
| Northwestern Lake Forest Hospital | 60797 | Lake Forest Hospital Central Energy Plan | IL | Lake | PJM | Commercial Non-CHP | GEN1 |  | 3.2 | 3.2 | 3.2 | Natural Gas Internal Combustion Engine | NG | IC | 1996 |  |  | (OP) Operating |  |  |  |  | 0 | 0 | 0 | 0 | 42.2542 | -87.8643 | 0 | 0 | #DIV/0! | 0%
| Cordova Electric Coop, Inc | 7042 | Humpback Creek | AK | Valdez Cordova |  | Electric Utility | 1 |  | 1.2 | 1 | 1 | Conventional Hydroelectric | WAT | HY | 1991 |  |  | (OP) Operating | [8 empty] | 60.6128 | -145.6794 | 0 | 0 | #DIV/0! | 0%
| Madison Energy Holdings LLC | 63820 | Huneke CSG 1, LLC | MN | Goodhue | MISO | IPP Non-CHP | HUN01 |  | 1 | 1 | 1 | Solar Photovoltaic | SUN | PV | 2020 |  |  | (OP) Operating |  | 1.4 | [6 empty] | 44.297 | -92.736 | 0 | 0 | #DIV/0! | 0%
| Madison Energy Holdings LLC | 63821 | Huneke CSG 2, LLC | MN | Goodhue | MISO | IPP Non-CHP | HUN02 |  | 1 | 1 | 1 | Solar Photovoltaic | SUN | PV | 2020 |  |  | (OP) Operating |  | 1.4 | [6 empty] | 44.263 | -92.669 | 0 | 0 | #DIV/0! | 0%
| Huneke I CSG LLC | 61505 | Huneke I CSG | MN | Goodhue | MISO | IPP Non-CHP | HUNE1 |  | 1 | 1 | 1 | Solar Photovoltaic | SUN | PV | 2018 |  |  | (OP) Operating |  | 1.4 | [6 empty] | 44.7268 | -92.6694 | 0 | 0 | #DIV/0! | 0%
| Terraform Arcadia | 62139 | Huneke II CSG | MN | Goodhue | MISO | IPP Non-CHP | SO346 |  | 1.1 | 1.1 | 1.1 | Solar Photovoltaic | SUN | PV | 2018 |  |  | (OP) Operating |  | 1.4 | [6 empty] | 44.2972 | -92.7416 | 0 | 0 | #DIV/0! | 0%
| U S Bureau of Reclamation | 2203 | Hungry Horse | MT | Flathead | BPAT | Electric Utility | 1 |  | 428 | 428 | 428 | Conventional Hydroelectric | WAT | HY | 1952.5 |  |  | (OP) Operating | [8 empty] | 48.3415 | -114.0144 | 0 | 0 | #DIV/0! | 0%
| SolRiver Capital LLC | 63691 | Hunker Solar River, LLC | PA | Westmoreland | PJM | IPP Non-CHP | 13502 |  | 3.3 | 3.3 | 3.3 | Solar Photovoltaic | SUN | PV | 2021 |  |  | (OP) Operating |  | 4.3 | [6 empty] | 40.2164 | -79.6471 | 0 | 0 | #DIV/0! | 0%
| WM Illinois Renewable Energy LLC | 50575 | Lake Gas Recovery | IL | Cook | PJM | IPP Non-CHP | GEN2 |  | 6 | 5.8 | 6.6 | Landfill Gas | LFG | GT | 1993 |  |  | (OP) Operating | [8 empty] | 42.1063 | -87.8137 | 0 | 0 | #DIV/0! | 0%
| City of Lake Mills | 1154 | Lake Mills | IA | Winnebago | MISO | Electric Utility | 4 |  | 17.7 | 17.7 | 17.7 | Petroleum Liquids | DFO | IC | 1990.5 |  |  | (OP) Operating | [8 empty] | 43.4172 | -93.5322 | 0 | 0 | #DIV/0! | 0%
| LSE Perseus LLC | 67181 | Hunt Creek | NY | Tioga | NYIS | IPP Non-CHP | HUN21 |  | 4 | 4 | 4 | Solar Photovoltaic | SUN | PV | 2021 |  |  | (OP) Operating |  | 5.2 | [6 empty] | 42.0532 | -76.3205 | 0 | 0 | #DIV/0! | 0%
| Altus Power America Management, LLC | 59820 | Hunt Farm Solar | MA | Franklin | ISNE | IPP Non-CHP | HUNTF |  | 3 | 3 | 3 | Solar Photovoltaic | SUN | PV | 2013 |  |  | (OP) Operating |  | 3.3 | [6 empty] | 42.5537 | -72.2997 | 0 | 0 | #DIV/0! | 0%
| Citizens Enterprises Corporation | 59927 | Hunt Road Solar | MA | Essex | ISNE | IPP Non-CHP | PV1 |  | 4.5 | 4.5 | 4.5 | Solar Photovoltaic | SUN | PV | 2016 |  |  | (OP) Operating |  | 6 | [6 empty] | 42.8298 | -70.9602 | 0 | 0 | #DIV/0! | 0%
| WM Renewable Energy LLC | 56521 | Lake Mills Gas Recovery | IA | Winnebago | MISO | IPP Non-CHP | GEN1 |  | 4 | 4 | 4 | Landfill Gas | LFG | IC | 2006 |  |  | (OP) Operating | [8 empty] | 43.3864 | -93.5589 | 0 | 0 | #DIV/0! | 0%
| Hunter Solar LLC | 62656 | Hunter Solar LLC (UT) | UT | Emery | PACE | IPP Non-CHP | HUSOL |  | 100 | 100 | 100 | Solar Photovoltaic | SUN | PV | 2021 |  |  | (OP) Operating |  | 130 | [6 empty] | 39.1422 | -111.0511 | 0 | 0 | #DIV/0! | 0%
| Hunter Solar, LLC | 65231 | Hunter Solar, LLC (CO) | CO | Arapahoe | PSCO | IPP Non-CHP | HCO |  | 75 | 75 | 75 | Solar Photovoltaic | SUN | PV | 2023 |  |  | (OP) Operating |  | 101.1 | [6 empty] | 39.6266 | -104.465 | 0 | 0 | #DIV/0! | 0%
| NJ Solar 1, LLC | 62225 | Hunterdon Health System Solar Project | NJ | Hunterdon | PJM | IPP Non-CHP | PV1 |  | 1.5 | 1.5 | 1.5 | Solar Photovoltaic | SUN | PV | 2019 |  |  | (OP) Operating |  | 2 | [6 empty] | 40.652 | -74.908 | 0 | 0 | #DIV/0! | 0%
| City of Lake Park - (IA) | 1153 | Lake Park | IA | Dickinson | MISO | Electric Utility | 3 |  | 4 | 4 | 4 | Petroleum Liquids | DFO | IC | 2005 |  |  | (OP) Operating | [8 empty] | 43.4301 | -95.3153 | 0 | 0 | #DIV/0! | 0%
| City of Lakefield - (MN) | 7415 | Lakefield Utilities | MN | Jackson | MISO | Electric Utility | 5 |  | 3.4 | 2.9 | 2.9 | Petroleum Liquids | DFO | IC | 1994 |  |  | (OP) Operating | [8 empty] | 43.6742 | -95.1706 | 0 | 0 | #DIV/0! | 0%
| City of Springfield - (IL) | 964 | Lakeside | IL | Sangamon | MISO | Electric Utility | D1 |  | 5.4 | 5.1 | 5.1 | Petroleum Liquids | DFO | IC | 2002 |  |  | (OP) Operating | [8 empty] | 39.7573 | -89.6005 | 0 | 0 | #DIV/0! | 0%
| WM Renewable Energy LLC | 55074 | Lakeview Gas Recovery | PA | Erie | PJM | IPP Non-CHP | GEN1 |  | 6 | 6 | 6 | Landfill Gas | LFG | IC | 1997 |  |  | (OP) Operating | [8 empty] | 42.0602 | -80.0208 | 0 | 0 | #DIV/0! | 0%
| Green Mountain Power Corp | 50713 | Huntington Falls | VT | Addison | ISNE | Electric Utility | GEN1 |  | 5.7 | 5.5 | 5.2 | Conventional Hydroelectric | WAT | HY | 1988 |  |  | (OP) Operating | [8 empty] | 44.0703 | -73.1961 | 0 | 0 | #DIV/0! | 0%
| City of Lamar - (CO) | 508 | Lamar Plant | CO | Prowers | PSCO | Electric Utility | IC1 |  | 8 | 7.5 | 7.5 | Petroleum Liquids | DFO | IC | 1975.75 |  |  | (OS) Out of service and NOT expected to return to service in next calendar year | [8 empty] | 38.0333 | -102.5379 | 0 | 0 | #DIV/0! | 0%
| Cubico USA, LLC | 63271 | Huntley | SC | Orangeburg | SCEG | IPP Non-CHP | 1295 |  | 75 | 75 | 75 | Solar Photovoltaic | SUN | PV | 2020 |  |  | (OP) Operating |  | 99 | [6 empty] | 33.3356 | -80.6342 | 0 | 0 | #DIV/0! | 0%
| Today's Power, Inc. | 68696 | Huntsville-Ark Valley, KS | KS | Reno | SWPP | Electric Utility | HUNTS |  | 1 | 1 | 1 | Solar Photovoltaic | SUN | PV | 2021 |  |  | (OP) Operating |  | 1.4 | [6 empty] | 38.051 | -98.3262 | 0 | 0 | #DIV/0! | 0%
| Pacific Gas & Electric Co. | 57523 | Huron Solar Station | CA | Fresno | CISO | Electric Utility | 1 |  | 20 | 20 | 20 | Solar Photovoltaic | SUN | PV | 2012 |  |  | (OP) Operating |  | 26.8 | [6 empty] | 36.1814 | -120.0306 | 0 | 0 | #DIV/0! | 0%
| City of Lamoni - (IA) | 1155 | Lamoni Municipal Utilities | IA | Decatur | MISO | Electric Utility | 1 |  | 10.5 | 10 | 10.1 | Petroleum Liquids | DFO | IC | 1971.5 |  |  | (OP) Operating | [8 empty] | 40.622 | -93.9326 | 0 | 0 | #DIV/0! | 0%
| SPG IL Hurricane Creek Solar LLC | 64786 | Hurricane Creek CSG | IL | Williamson | MISO | IPP Non-CHP | HRCRK |  | 2 | 2 | 2 | Solar Photovoltaic | SUN | PV | 2021 |  |  | (OP) Operating |  | 2.9 | [6 empty] | 37.7895 | -89.0587 | 0 | 0 | #DIV/0! | 0%
| Energy Developments, Inc d/b/a EDL | 56850 | Lanchester Generating Station | PA | Lancaster | PJM | IPP Non-CHP | 1 |  | 3.2 | 3.2 | 3.2 | Landfill Gas | LFG | IC | 2008 |  |  | (OP) Operating | [8 empty] | 40.1108 | -75.9547 | 0 | 0 | #DIV/0! | 0%
| AES Distributed Energy | 63468 | Hurteau Solar Project Hybrid | MA | Worcester | ISNE | IPP Non-CHP | BATT |  | 3.3 | 3.3 | 3.3 | Batteries | MWH | BA | 2020 |  |  | (OP) Operating | 1.5 | [7 empty] | 42.0248 | -71.5925 | 0 | 0 | #DIV/0! | 0%
| Cypress Creek Renewables | 59510 | Husky Solar | NC | Rockingham | DUK | IPP Non-CHP | PV1 |  | 5 | 5 | 5 | Solar Photovoltaic | SUN | PV | 2016 |  |  | (OP) Operating |  | 6.3 | [6 empty] | 36.2847 | -79.5667 | 0 | 0 | #DIV/0! | 0%
| North Carolina Mun Power Agny #1 | 56551 | Landis Delivery No 2 | NC | Rowan | DUK | Electric Utility | 1 |  | 2.2 | 2 | 2 | Petroleum Liquids | DFO | IC | 2007 |  |  | (OP) Operating | [8 empty] | 35.542 | -80.6123 | 0 | 0 | #DIV/0! | 0%
| Strata Manager, LLC | 59564 | Hutchinson Farm | NC | Cleveland | DUK | IPP Non-CHP | PV1 |  | 5 | 5 | 5 | Solar Photovoltaic | SUN | PV | 2014 |  |  | (OP) Operating |  | 6.7 | [6 empty] | 35.2608 | -81.5158 | 0 | 0 | #DIV/0! | 0%
| City of Larned - (KS) | 1299 | Larned | KS | Pawnee | SWPP | Electric Utility | CAT |  | 16.4 | 16 | 16 | Petroleum Liquids | DFO | IC | 1999.3333 |  |  | (OS) Out of service and NOT expected to return to service in next calendar year | [8 empty] | 38.1762 | -99.1 | 0 | 0 | #DIV/0! | 0%
| City of Las Animas - (CO) | 507 | Las Animas | CO | Bent | WACM | Electric Utility | 1 |  | 5.6 | 5.1 | 5.1 | Petroleum Liquids | DFO | IC | 1950.2 |  |  | (OP) Operating | [8 empty] | 38.0647 | -103.2159 | 0 | 0 | #DIV/0! | 0%
| Huxley Solar, LLC | 66180 | Huxley Solar | MA | Hampden | ISNE | IPP Non-CHP | HUXBA |  | 10 | 10 | 10 | Batteries | MWH | BA | 2022 |  |  | (OP) Operating | 3.5 | [7 empty] | 42.1976 | -72.4801 | 0 | 0 | #DIV/0! | 0%
| City of Laurel - (NE) | 2249 | Laurel | NE | Cedar | SWPP | Electric Utility | 1 |  | 3.5 | 2.9 | 3.2 | Natural Gas Internal Combustion Engine | NG | IC | 1978.6667 |  |  | (SB) Standby/Backup: available for service but not normally used | [8 empty] | 42.4305 | -97.0908 | 0 | 0 | #DIV/0! | 0%
| Hwy 14 Holdco, LLC | 60834 | Hwy 14 Holdco Solar CSG | MN | Olmsted | MISO | IPP Non-CHP | HWY14 |  | 5 | 5 | 5 | Solar Photovoltaic | SUN | PV | 2017 |  |  | (OP) Operating |  | 6.7 | [6 empty] | 44.0218 | -92.5922 | 0 | 0 | #DIV/0! | 0%
| Ecoplexus, Inc | 63566 | HWY 158 PV | NC | Hertford | PJM | IPP Non-CHP | HW158 |  | 9 | 9 | 9 | Solar Photovoltaic | SUN | PV | 2020 |  |  | (OP) Operating |  | 12 | [6 empty] | 36.4232 | -77.0738 | 0 | 0 | #DIV/0! | 0%
| HXNAir Solar One LLC | 60209 | HXNAir Solar One | NC | Halifax | PJM | IPP Non-CHP | HXNAI |  | 5 | 5 | 5 | Solar Photovoltaic | SUN | PV | 2017 |  |  | (OP) Operating |  | 7 | [6 empty] | 36.3487 | -77.6315 | 0 | 0 | #DIV/0! | 0%
| National Grid Renewables | 63312 | Hyacinth Solar, LLC | MN | Dakota | MISO | IPP Non-CHP | HYCIN |  | 1 | 1 | 1 | Solar Photovoltaic | SUN | PV | 2020 |  |  | (OP) Operating |  | 1.5 | [6 empty] | 44.4741 | -93.1993 | 0 | 0 | #DIV/0! | 0%
| City of Laurens - (IA) | 1157 | Laurens | IA | Pocahontas | SWPP | Electric Utility | 3 |  | 9.1 | 8.3 | 8.3 | Petroleum Liquids | DFO | IC | 1988.4 | 10 | 2025 | (SB) Standby/Backup: available for service but not normally used | [8 empty] | 42.8486 | -94.8506 | 0 | 0 | #DIV/0! | 0%
| Arizona Public Service Co | 58383 | Hyder II Hybrid | AZ | Yuma | AZPS | Electric Utility | H214M |  | 28 | 28 | 28 | Batteries | MWH | BA | 2018 |  |  | (OP) Operating | 42 | [7 empty] | 33.027 | -113.3489 | 0 | 0 | #DIV/0! | 0%
| Arizona Public Service Co | 57563 | Hyder Solar Hybrid | AZ | Yuma | AZPS | Electric Utility | H116M |  | 48 | 47 | 47 | Batteries | MWH | BA | 2015.3333 |  |  | (OP) Operating | 48 | [7 empty] | 33.0257 | -113.344 | 0 | 0 | #DIV/0! | 0%
| Engie North America | 65490 | Hydra | TX | Pecos | ERCO | IPP Non-CHP | HYDRA |  | 200 | 200 | 200 | Batteries | MWH | BA | 2024 |  |  | (OP) Operating | 200 | [7 empty] | 30.9929 | -102.2895 | 0 | 0 | #DIV/0! | 0%
| National Grid Renewables | 63629 | Hydra Community Solar Garden, LLC (CSG) | MN | Rice | MISO | IPP Non-CHP | HYDRA |  | 1 | 1 | 1 | Solar Photovoltaic | SUN | PV | 2020 |  |  | (OP) Operating |  | 1.4 | [6 empty] | 44.4167 | -93.2199 | 0 | 0 | #DIV/0! | 0%
| Erie Boulevard Hydropower LP | 2578 | Hydraulic Race | NY | Niagara | NYIS | IPP Non-CHP | 1 |  | 3 | 2.8 | 2.4 | Conventional Hydroelectric | WAT | HY | 1942 |  |  | (OA) Out of service but expected to return to service in next calendar year | [8 empty] | 43.1709 | -78.6916 | 0 | 0 | #DIV/0! | 0%
| City of Logan - (UT) | 7034 | Hydro II | UT | Cache | PACE | Electric Utility | 1 |  | 6.6 | 6.2 | 3 | Conventional Hydroelectric | WAT | HY | 1986 |  |  | (OP) Operating | [8 empty] | 41.7437 | -111.7832 | 0 | 0 | #DIV/0! | 0%
| City of Logan - (UT) | 3675 | Hydro III | UT | Cache | PACE | Electric Utility | HY1 |  | 1.4 | 1.4 | 0.4 | Conventional Hydroelectric | WAT | HY | 1925 |  |  | (OP) Operating | [8 empty] | 41.7464 | -111.746 | 0 | 0 | #DIV/0! | 0%
| Hydro Kennebec LLC | 54148 | Hydro Kennebec Project | ME | Kennebec | ISNE | IPP Non-CHP | GEN1 |  | 15.4 | 15.4 | 15.4 | Conventional Hydroelectric | WAT | HY | 1989 |  |  | (OP) Operating | [8 empty] | 44.563 | -69.6192 | 0 | 0 | #DIV/0! | 0%
| City of Sturgis - (MI) | 1856 | Hydro Plant | MI | St Joseph | PJM | Electric Utility | 1 |  | 2.2 | 2.2 | 2.2 | Conventional Hydroelectric | WAT | HY | 1947 |  |  | (OP) Operating | [8 empty] | 41.9711 | -85.5381 | 0 | 0 | #DIV/0! | 0%
| City of Ephraim - (UT) | 925 | Hydro Plant No 3 | UT | Sanpete | PACE | Electric Utility | 2 |  | 2.8 | 2.6 | 2.1 | Conventional Hydroelectric | WAT | HY | 1984 |  |  | (OP) Operating | [8 empty] | 39.2056 | -111.3344 | 0 | 0 | #DIV/0! | 0%
| Town of Laverne - (OK) | 56348 | Laverne Diesel Generating Plant | OK | Harper | SWPP | Electric Utility | 1 |  | 4 | 4 | 4 | Petroleum Liquids | DFO | IC | 2006 |  |  | (OP) Operating | [8 empty] | 36.7106 | -99.8906 | 0 | 0 | #DIV/0! | 0%
| Cypress Creek Renewables | 60331 | Hyline Solar Center, LLC | OR | Malheur | IPCO | IPP Non-CHP | HSC1 |  | 9 | 9 | 9 | Solar Photovoltaic | SUN | PV | 2016 |  |  | (OP) Operating |  | 11.7 | [6 empty] | 44.1513 | -117.0001 | 0 | 0 | #DIV/0! | 0%
| Connecticut Mun Elec Engy Coop | 57604 | Lebanon Pines 1 & 2 | CT | New London | ISNE | Electric Utility | LP1 |  | 5.2 | 5 | 5 | Petroleum Liquids | DFO | IC | 2010 |  |  | (OP) Operating | [8 empty] | 41.5683 | -72.2322 | 0 | 0 | #DIV/0! | 0%
| Interstate Power and Light Co | 67097 | Hy-Vee Customer Hosted 2.25MW Solar | IA | Lucas | MISO | Electric Utility | PV1 |  | 2.3 | 2.3 | 2.3 | Solar Photovoltaic | SUN | PV | 2024 |  |  | (OP) Operating | [8 empty] | 41.0356 | -93.331 | 0 | 0 | #DIV/0! | 0%
| South Carolina Public Service Authority | 56120 | Lee County Landfill | SC | Lee | SC | Electric Utility | L1 |  | 11.2 | 10.6 | 10.6 | Landfill Gas | LFG | IC | 2005.25 |  |  | (OP) Operating | [8 empty] | 34.181 | -80.2678 | 0 | 0 | #DIV/0! | 0%
| United Power, Inc | 62373 | I25 Battery Storage | CO | Weld | WACM | Electric Utility | I25BA |  | 4 | 4 | 4 | Batteries | MWH | BA | 2018 |  |  | (OP) Operating | 16 | [7 empty] | 40.1403 | -104.978 | 0 | 0 | #DIV/0! | 0%
| Forefront Power, LLC | 64179 | IA - City of Ames - Airport Road | IA | Story | MISO | IPP Non-CHP | 17000 |  | 2 | 2 | 2 | Solar Photovoltaic | SUN | PV | 2020 |  |  | (OP) Operating |  | 2.2 | [6 empty] | 42.003 | -93.617 | 0 | 0 | #DIV/0! | 0%
| North American Natural Res | 59436 | Lennon Generating | MI | Shiawassee | MISO | IPP Non-CHP | 10 |  | 6.4 | 6 | 6 | Landfill Gas | LFG | IC | 2013 |  |  | (OP) Operating | [8 empty] | 42.9817 | -83.9794 | 0 | 0 | #DIV/0! | 0%
| Florida Power & Light Co | 65877 | Ibis | FL | Brevard | FPL | Electric Utility | 1 |  | 74.5 | 74.5 | 74.5 | Solar Photovoltaic | SUN | PV | 2024 |  |  | (OP) Operating |  | 104.33 | [6 empty] | 27.8481 | -80.6955 | 0 | 0 | #DIV/0! | 0%
| DG Colorado Solar, LLC | 63869 | IBM Solar | CO | Boulder | PSCO | IPP Non-CHP | DGIBM |  | 8.1 | 8.1 | 8.1 | Solar Photovoltaic | SUN | PV | 2019 |  |  | (OP) Operating |  | 9.7 | [6 empty] | 40.0383 | -105.2449 | 0 | 0 | #DIV/0! | 0%
| City of Lenox - (IA) | 1158 | Lenox | IA | Taylor | MISO | Electric Utility | 1 |  | 6.1 | 5.8 | 5.9 | Petroleum Liquids | DFO | IC | 1979.2 |  |  | (SB) Standby/Backup: available for service but not normally used | [8 empty] | 40.88 | -94.5589 | 0 | 0 | #DIV/0! | 0%
| USACE Northwestern Division | 3925 | Ice Harbor | WA | Walla Walla | BPAT | Electric Utility | 1 |  | 603 | 513 | 513 | Conventional Hydroelectric | WAT | HY | 1968.6667 |  |  | (OS) Out of service and NOT expected to return to service in next calendar year | [8 empty] | 46.2498 | -118.8798 | 0 | 0 | #DIV/0! | 0%
| AES Distributed Energy | 60445 | ID Solar | ID | Ada | IPCO | IPP Non-CHP | INV1 |  | 40 | 40 | 40 | Solar Photovoltaic | SUN | PV | 2016 |  |  | (OP) Operating |  | 54.6 | [6 empty] | 43.444 | -116.333 | 0 | 0 | #DIV/0! | 0%
| MidAmerican Energy Co | 62795 | Ida Grove II | IA | Ida | MISO | Electric Utility | 1 |  | 201 | 200 | 200 | Onshore Wind Turbine | WND | WT | 2019 |  |  | (OP) Operating | [8 empty] | 42.3269 | -95.4588 | 0 | 0 | #DIV/0! | 0%
| MidAmerican Energy Co | 60342 | Ida Grove Wind | IA | Ida | MISO | Electric Utility | IGWF |  | 301.1 | 300 | 300 | Onshore Wind Turbine | WND | WT | 2016 |  |  | (OP) Operating | [8 empty] | 42.3557 | -95.4204 | 0 | 0 | #DIV/0! | 0%
| MN8 Energy LLC | 60709 | IFF Hazlet | NJ | Monmouth | PJM | IPP Non-CHP | GRND |  | 3 | 3 | 3 | Solar Photovoltaic | SUN | PV | 2014 | 12 | 2028 | (OP) Operating |  | 4 | [6 empty] | 40.4382 | -74.1602 | 0 | 0 | #DIV/0! | 0%
| NJR Clean Energy Ventures Corporation | 62306 | IFF Union Beach Project | NJ | Monmouth | PJM | IPP Non-CHP | IFFUB |  | 5.5 | 5.5 | 5.5 | Solar Photovoltaic | SUN | PV | 2019 |  |  | (OP) Operating |  | 6.8 | [6 empty] | 40.4466 | -74.1546 | 0 | 0 | #DIV/0! | 0%
| Ignacio Grid, LLC | 64089 | Ignacio Grid Energy Storage System | TX | Hidalgo | ERCO | IPP Non-CHP | IGN01 |  | 100 | 100 | 100 | Batteries | MWH | BA | 2023 | 6 | 2042 | (OP) Operating | 100 | [7 empty] | 26.1669 | -98.325 | 0 | 0 | #DIV/0! | 0%
| Greenbacker Renewable Energy Corporation | 65985 | IGS AKC1 | OH | Summit | PJM | IPP Non-CHP | 461 |  | 3.8 | 3.8 | 3.8 | Solar Photovoltaic | SUN | PV | 2023 |  |  | (OP) Operating |  | 3.9 | [6 empty] | 41.0496 | -81.5816 | 0 | 0 | #DIV/0! | 0%
| Greenbacker Renewable Energy Corporation | 63428 | IGS CC, LLC | DC | District of Columbia | PJM | IPP Non-CHP | 254 |  | 1.5 | 1.5 | 1.5 | Solar Photovoltaic | SUN | PV | 2020 |  |  | (OP) Operating |  | 2 | [6 empty] | 38.9362 | -76.9682 | 0 | 0 | #DIV/0! | 0%
| Greenbacker Renewable Energy Corporation | 66010 | IGS CMH4, LLC | OH | Madison | PJM | IPP Non-CHP | 460 |  | 4.2 | 4.2 | 4.2 | Solar Photovoltaic | SUN | PV | 2023 |  |  | (OP) Operating |  | 5.4 | [6 empty] | 39.943 | -83.3178 | 0 | 0 | #DIV/0! | 0%
| IGS East Central, LLC | 64329 | IGS East Central, LLC | IL | Will | PJM | IPP Non-CHP | EAST |  | 2 | 2 | 2 | Solar Photovoltaic | SUN | PV | 2020 |  |  | (OP) Operating |  | 2.3 | [6 empty] | 41.4717 | -88.0437 | 0 | 0 | #DIV/0! | 0%
| Greenbacker Renewable Energy Corporation | 63626 | IGS FE Trenton, LLC | NJ | Mercer | PJM | IPP Non-CHP | 229 |  | 1.5 | 1.5 | 1.5 | Solar Photovoltaic | SUN | PV | 2020 |  |  | (OP) Operating |  | 1.6 | [6 empty] | 40.1893 | -74.6568 | 0 | 0 | #DIV/0! | 0%
| IGS Solar LLC | 64779 | IGS Frankfort 2 CSG | IL | Cook | PJM | IPP Non-CHP | FRAN2 |  | 2 | 2 | 2 | Solar Photovoltaic | SUN | PV | 2021 |  |  | (OP) Operating |  | 2.3 | [6 empty] | 41.4956 | -87.7876 | 0 | 0 | #DIV/0! | 0%
| Greenbacker Renewable Energy Corporation | 65091 | IGS KSBD | CA | San Bernardino | CISO | IPP Non-CHP | 293 |  | 4.3 | 4.3 | 4.3 | Solar Photovoltaic | SUN | PV | 2022 |  |  | (OP) Operating |  | 5.7 | [6 empty] | 34.1054 | -117.2348 | 0 | 0 | #DIV/0! | 0%
| Greenbacker Renewable Energy Corporation | 66099 | IGS LAS1 | NV | Clark | NEVP | IPP Non-CHP | 459 |  | 1 | 1 | 1 | Solar Photovoltaic | SUN | PV | 2023 |  |  | (OP) Operating |  | 1.3 | [6 empty] | 35.9678 | -115.1468 | 0 | 0 | #DIV/0! | 0%
| Greenbacker Renewable Energy Corporation | 66603 | IGS OXR1 | CA | Ventura | CISO | IPP Non-CHP | 454 |  | 4.8 | 4.8 | 4.8 | Solar Photovoltaic | SUN | PV | 2024 |  |  | (OP) Operating |  | 6.34 | [6 empty] | 34.2125 | -119.1297 | 0 | 0 | #DIV/0! | 0%
| Greenbacker Renewable Energy Corporation | 66069 | IGS PCW1 | OH | Wood | PJM | IPP Non-CHP | 462 |  | 3.1 | 3.1 | 3.1 | Solar Photovoltaic | SUN | PV | 2023 |  |  | (OP) Operating |  | 3.9 | [6 empty] | 41.5485 | -83.5786 | 0 | 0 | #DIV/0! | 0%
| Greenbacker Renewable Energy Corporation | 66035 | IGS SBD1 | CA | San Bernardino | LDWP | IPP Non-CHP | 457 |  | 2.6 | 2.6 | 2.6 | Solar Photovoltaic | SUN | PV | 2023 |  |  | (OP) Operating |  | 3.4 | [6 empty] | 34.0387 | -117.3849 | 0 | 0 | #DIV/0! | 0%
| Greenbacker Renewable Energy Corporation | 66039 | IGS SBD2 | CA | San Bernardino | LDWP | IPP Non-CHP | 457 |  | 2.5 | 2.5 | 2.5 | Solar Photovoltaic | SUN | PV | 2023 |  |  | (OP) Operating |  | 3.1 | [6 empty] | 34.0736 | -117.2814 | 0 | 0 | #DIV/0! | 0%
| Madison Energy Holdings LLC | 61465 | IGS Solar I - BWI2 | MD | Baltimore | PJM | IPP Non-CHP | BWI2 |  | 1.4 | 1.4 | 1 | Solar Photovoltaic | SUN | PV | 2017 |  |  | (OP) Operating |  | 2.1 | [6 empty] | 39.267 | -76.548 | 0 | 0 | #DIV/0! | 0%
| CleanCapital Holdings | 61358 | IGS Solar I - BWI5 | MD | Baltimore | PJM | IPP Non-CHP | BWI5 |  | 1.1 | 1.1 | 0.8 | Solar Photovoltaic | SUN | PV | 2016 |  |  | (OP) Operating |  | 1.6 | [6 empty] | 39.27 | -76.548 | 0 | 0 | #DIV/0! | 0%
| CleanCapital Holdings | 61359 | IGS Solar I - EWR5 | NJ | Middlesex | PJM | IPP Non-CHP | EWR5 |  | 1.9 | 1.9 | 1.9 | Solar Photovoltaic | SUN | PV | 2016 |  |  | (OP) Operating |  | 2.9 | [6 empty] | 40.582 | -74.255 | 0 | 0 | #DIV/0! | 0%
| CleanCapital Holdings | 61360 | IGS Solar I - EWR6 | NJ | Middlesex | PJM | IPP Non-CHP | EWR6 |  | 1.9 | 1.9 | 1.1 | Solar Photovoltaic | SUN | PV | 2016 |  |  | (OP) Operating |  | 2.6 | [6 empty] | 40.583 | -74.257 | 0 | 0 | #DIV/0! | 0%
| IGS Stockton DG, LLC | 64124 | IGS Stockton DG CSG | IL | Jo Daviess | MISO | IPP Non-CHP | BREW |  | 3.8 | 3.8 | 3.8 | Solar Photovoltaic | SUN | PV | 2020 |  |  | (OP) Operating |  | 2.7 | [6 empty] | 42.3482 | -90.0112 | 0 | 0 | #DIV/0! | 0%
| Greenbacker Renewable Energy Corporation | 66098 | IGS VGT | NV | Clark | NEVP | IPP Non-CHP | 573 |  | 1 | 1 | 1 | Solar Photovoltaic | SUN | PV | 2023 |  |  | (OP) Operating |  | 1.3 | [6 empty] | 36.2707 | -115.0465 | 0 | 0 | #DIV/0! | 0%
| Montana-Dakota Utilities Co | 6089 | Lewis & Clark | MT | Richland | MISO | Electric Utility | 2 |  | 18.6 | 18.2 | 18.2 | Natural Gas Internal Combustion Engine | NG | IC | 2016 |  |  | (OP) Operating | [8 empty] | 47.6785 | -104.1567 | 0 | 0 | #DIV/0! | 0%
| IKEA Property Inc | 62677 | IKEA Canton Rooftop PV System | MI | Wayne | MISO | Commercial Non-CHP | 26A |  | 1 | 1 | 1 | Solar Photovoltaic | SUN | PV | 2015.5 |  |  | (OP) Operating |  | 1 | [6 empty] | 42.3235 | -83.4289 | 0 | 0 | #DIV/0! | 0%
| IKEA Property Inc | 58015 | IKEA College Park 411 | MD | Prince Georges | PJM | Commercial Non-CHP | IKEA |  | 2 | 2 | 2 | Solar Photovoltaic | SUN | PV | 2016.5 |  |  | (OP) Operating |  | 1.2 | [6 empty] | 39.021 | -76.926 | 0 | 0 | #DIV/0! | 0%
| IKEA Property Inc | 61819 | IKEA Conshohocken Rooftop PV System | PA | Montgomery | PJM | Commercial Non-CHP | 211 |  | 1 | 1 | 1 | Solar Photovoltaic | SUN | PV | 2013 |  |  | (OP) Operating |  | 1.1 | [6 empty] | 40.0952 | -75.3064 | 0 | 0 | #DIV/0! | 0%
| IKEA Property Inc | 61309 | IKEA Grand Prairie Rooftop PV System | TX | Dallas | ERCO | IPP Non-CHP | PV1 |  | 1.2 | 1.1 | 0.7 | Solar Photovoltaic | SUN | PV | 2017 |  |  | (OP) Operating |  | 1.3 | [6 empty] | 32.82 | -97.05 | 0 | 0 | #DIV/0! | 0%
| IKEA Property Inc | 61821 | IKEA Jacksonville Rooftop PV System | FL | Duval | JEA | Commercial Non-CHP | PV1 |  | 1.4 | 1.4 | 1.4 | Solar Photovoltaic | SUN | PV | 2017 |  |  | (OP) Operating |  | 1.9 | [6 empty] | 30.23 | -81.51 | 0 | 0 | #DIV/0! | 0%
| IKEA Property Inc | 61192 | IKEA Joliet Rooftop PV System | IL | Will | PJM | Commercial Non-CHP | PV |  | 2 | 2 | 2 | Solar Photovoltaic | SUN | PV | 2017 |  |  | (OP) Operating |  | 2.8 | [6 empty] | 41.48 | -88.07 | 0 | 0 | #DIV/0! | 0%
| IKEA Property Inc | 61193 | IKEA Las Vegas 462 | NV | Clark | NEVP | Commercial Non-CHP | PV |  | 1 | 1 | 1 | Solar Photovoltaic | SUN | PV | 2016 |  |  | (OP) Operating |  | 1.1 | [6 empty] | 36.0689 | -115.2808 | 0 | 0 | #DIV/0! | 0%
| IKEA Property Inc | 62152 | IKEA Live Oak Rooftop PV System | TX | Bexar | ERCO | Commercial Non-CHP | 570 |  | 1.7 | 1.7 | 1.7 | Solar Photovoltaic | SUN | PV | 2019 |  |  | (OP) Operating |  | 1.8 | [6 empty] | 29.48 | -98.25 | 0 | 0 | #DIV/0! | 0%
| IKEA Property Inc | 61211 | IKEA Memphis 508 | TN | Shelby | TVA | Commercial Non-CHP | PV |  | 1.1 | 1.1 | 1.1 | Solar Photovoltaic | SUN | PV | 2016 |  |  | (OP) Operating |  | 1.4 | [6 empty] | 35.19 | -89.7993 | 0 | 0 | #DIV/0! | 0%
| IKEA Property Inc | 61173 | IKEA Miami 327 | FL | Miami Dade | FPL | Commercial Non-CHP | PV |  | 1 | 1 | 1 | Solar Photovoltaic | SUN | PV | 2015 |  |  | (OP) Operating |  | 1.2 | [6 empty] | 25.7915 | -80.3838 | 0 | 0 | #DIV/0! | 0%
| North Carolina Mun Power Agny #1 | 56261 | Lexington | NC | Davidson | DUK | Electric Utility | Unit1 |  | 3.6 | 3.6 | 3.6 | Petroleum Liquids | DFO | IC | 2005 |  |  | (OP) Operating | [8 empty] | 35.7736 | -80.2594 | 0 | 0 | #DIV/0! | 0%
| IKEA Property Inc | 62355 | IKEA Norfolk Rooftop PV System | VA | Norfolk City | PJM | Commercial Non-CHP | 569PV |  | 1.3 | 1.3 | 1.3 | Solar Photovoltaic | SUN | PV | 2019 |  |  | (OP) Operating |  | 1.3 | [6 empty] | 36.8759 | -76.2009 | 0 | 0 | #DIV/0! | 0%
| IKEA Property Inc | 61816 | IKEA Oak Creek Rooftop PV System | WI | Milwaukee | MISO | Commercial Non-CHP | PV1 |  | 1.2 | 1.2 | 1.2 | Solar Photovoltaic | SUN | PV | 2018 |  |  | (OP) Operating |  | 1.6 | [6 empty] | 42.9029 | -87.9355 | 0 | 0 | #DIV/0! | 0%
| IKEA Property Inc | 58014 | IKEA Perryville 460 | MD | Cecil | PJM | Commercial Non-CHP | PV |  | 2.1 | 2 | 2 | Solar Photovoltaic | SUN | PV | 2013 |  |  | (OP) Operating |  | 2.6 | [6 empty] | 39.5608 | -76.0553 | 0 | 0 | #DIV/0! | 0%
| IKEA Property Inc | 58013 | IKEA Round Rock 027 | TX | Williamson | ERCO | Commercial Non-CHP | PV |  | 1.4 | 1.3 | 1.3 | Solar Photovoltaic | SUN | PV | 2012 |  |  | (OP) Operating |  | 1.6 | [6 empty] | 30.557 | -97.6903 | 0 | 0 | #DIV/0! | 0%
| IKEA Property Inc | 58011 | IKEA Savannah 490 | GA | Chatham | SOCO | Commercial Non-CHP | IKEA |  | 2.2 | 2.4 | 2.4 | Solar Photovoltaic | SUN | PV | 2016.5 |  |  | (OP) Operating |  | 1.5 | [6 empty] | 32.1775 | -81.1738 | 0 | 0 | #DIV/0! | 0%
| IKEA Property Inc | 59714 | IKEA St. Louis 410 | MO | St Louis City | MISO | Commercial Non-CHP | IK410 |  | 1 | 1 | 1 | Solar Photovoltaic | SUN | PV | 2015 |  |  | (OP) Operating |  | 1.3 | [6 empty] | 38.635 | -90.2455 | 0 | 0 | #DIV/0! | 0%
| IKEA Property Inc | 58012 | IKEA Tampa 042 | FL | Hillsborough | TEC | Commercial Non-CHP | PV |  | 1 | 1 | 1 | Solar Photovoltaic | SUN | PV | 2012 |  |  | (OP) Operating |  | 1.2 | [6 empty] | 27.9539 | -82.4325 | 0 | 0 | #DIV/0! | 0%
| IKEA Property Inc | 58028 | IKEA Tejon 345 | CA | Kern | CISO | Commercial Non-CHP | PV |  | 1.5 | 1.5 | 1.5 | Solar Photovoltaic | SUN | PV | 2011 |  |  | (OP) Operating |  | 1.8 | [6 empty] | 34.9753 | -118.9469 | 0 | 0 | #DIV/0! | 0%
| IL Sidney Project1, LLC | 66031 | IL Sidney Project1 | IL | Champaign | MISO | IPP Non-CHP | 15332 |  | 2 | 2 | 1.8 | Solar Photovoltaic | SUN | PV | 2021 |  |  | (OP) Operating |  | 2.9 | [6 empty] | 40.0274 | -88.0469 | 0 | 0 | #DIV/0! | 0%
| IL West Hallock Project1, LLC | 66033 | IL West Hallock Project1 | IL | Peoria | MISO | IPP Non-CHP | 15333 |  | 2 | 2 | 1.8 | Solar Photovoltaic | SUN | PV | 2021 |  |  | (OP) Operating |  | 2.8 | [6 empty] | 40.924 | -89.632 | 0 | 0 | #DIV/0! | 0%
| SPG IL Brush Creek I Solar LLC | 64730 | IL17021 Brush Creek I CSG | IL | Stephenson | PJM | IPP Non-CHP | BCK17 |  | 2 | 2 | 2 | Solar Photovoltaic | SUN | PV | 2022 |  |  | (OP) Operating |  | 2.4 | [6 empty] | 42.4522 | -89.6388 | 0 | 0 | #DIV/0! | 0%
| Madison Energy Investments LLC | 68392 | IL2 - W109 | IL | Will | PJM | IPP Non-CHP | IL2PV |  | 4.9 | 4.9 | 4.9 | Solar Photovoltaic | SUN | PV | 2023 |  |  | (OP) Operating |  | 7.5 | [6 empty] | 41.4705 | -88.0237 | 0 | 0 | #DIV/0! | 0%
| Illinois PV Fulton 1, LLC | 63790 | Illinois PV Fulton 1 CSG | IL | Fulton | MISO | IPP Non-CHP | FULT |  | 2 | 2 | 2 | Solar Photovoltaic | SUN | PV | 2020 |  |  | (OP) Operating |  | 2.8 | [6 empty] | 40.6985 | -89.9679 | 0 | 0 | #DIV/0! | 0%
| SoCore Energy LLC | 67816 | Illinois PV Knox 1A | IL | Knox | MISO | IPP Non-CHP | PV1 |  | 2 | 2 | 2 | Solar Photovoltaic | SUN | PV | 2024 |  |  | (OP) Operating |  | 2.4 | [6 empty] | 40.769 | -90.008 | 0 | 0 | #DIV/0! | 0%
| SoCore Energy LLC | 67805 | Illinois PV Knox 1B | IL | Knox | MISO | IPP Non-CHP | PV1 |  | 2 | 2 | 2 | Solar Photovoltaic | SUN | PV | 2024 |  |  | (OP) Operating |  | 2.5 | [6 empty] | 40.766 | -90.008 | 0 | 0 | #DIV/0! | 0%
| North Carolina Mun Power Agny #1 | 56067 | Lexington Health Center | NC | Davidson | DUK | Electric Utility | 1 |  | 1.8 | 1.8 | 1.8 | Petroleum Liquids | DFO | IC | 2002 |  |  | (OP) Operating | [8 empty] | 35.8309 | -80.2421 | 0 | 0 | #DIV/0! | 0%
| ILR Landfill | 60375 | ILR Landfill | NJ | Middlesex | PJM | Electric Utility | ILR1 |  | 6.6 | 6.6 | 6.6 | Solar Photovoltaic | SUN | PV | 2016 |  |  | (OP) Operating |  | 7.7 | [6 empty] | 40.4705 | -74.3836 | 0 | 0 | #DIV/0! | 0%
| AEP Onsite Partners, LLC | 61753 | Imboden Solar Garden | CO | Adams | PSCO | IPP Non-CHP | PV1 |  | 3 | 3 | 3 | Solar Photovoltaic | SUN | PV | 2018 |  |  | (OP) Operating |  | 1.9 | [6 empty] | 39.7868 | -104.5836 | 0 | 0 | #DIV/0! | 0%
| CVI CleanCapital Solar 5 LLC | 59631 | Imclone Solar Electric Facility | NJ | Somerset | PJM | Commercial Non-CHP | IM |  | 8 | 8 | 8 | Solar Photovoltaic | SUN | PV | 2014 |  |  | (OP) Operating |  | 10 | [6 empty] | 40.555 | -74.7094 | 0 | 0 | #DIV/0! | 0%
| Wabash Valley Power Assn, Inc | 56465 | Liberty I & II LFGTE | IN | White | MISO | Electric Utility | 1 |  | 12.8 | 12.8 | 12.8 | Natural Gas Internal Combustion Engine | NG | IC | 2010.6667 |  |  | (OP) Operating | [8 empty] | 40.8856 | -86.7044 | 0 | 0 | #DIV/0! | 0%
| Bloom Energy | 66145 | Life Technologies - Fremont | CA | Alameda | CISO | IPP Non-CHP | TMF06 |  | 1.3 | 1.3 | 1.3 | Other Natural Gas | NG | FC | 2020 |  |  | (OP) Operating | [8 empty] | 37.487 | -121.9394 | 0 | 0 | #DIV/0! | 0%
| Imeson Solar Farm LLC | 63186 | Imeson Solar | FL | Duval | JEA | IPP Non-CHP | IMESO |  | 10 | 10 | 10 | Solar Photovoltaic | SUN | PV | 2019 |  |  | (OP) Operating |  | 9 | [6 empty] | 30.4568 | -81.7149 | 0 | 0 | #DIV/0! | 0%
| Florida Power & Light Co | 65040 | Immokalee | FL | Collier | FPL | Electric Utility | 1 |  | 74.5 | 74.5 | 74.5 | Solar Photovoltaic | SUN | PV | 2022 |  |  | (OP) Operating |  | 104.3 | [6 empty] | 26.4746 | -81.4335 | 0 | 0 | #DIV/0! | 0%
| Indiana Municipal Power Agency | 60253 | IMPA Anderson Solar Park | IN | Madison | PJM | Electric Utility | SANDE |  | 5 | 5 | 4 | Solar Photovoltaic | SUN | PV | 2017 |  |  | (OP) Operating |  | 6.2 | [6 empty] | 40.0516 | -85.7371 | 0 | 0 | #DIV/0! | 0%
| Indiana Municipal Power Agency | 61054 | IMPA Anderson Solar Park 2 | IN | Madison | PJM | Electric Utility | SAND2 |  | 8.1 | 8.1 | 6.5 | Solar Photovoltaic | SUN | PV | 2017 |  |  | (OP) Operating |  | 10.2 | [6 empty] | 40.1383 | -85.6909 | 0 | 0 | #DIV/0! | 0%
| Indiana Municipal Power Agency | 59483 | IMPA Crawfordsville Solar Park | IN | Montgomery | MISO | Electric Utility | SCRAW |  | 3 | 3 | 2.4 | Solar Photovoltaic | SUN | PV | 2015 |  |  | (OP) Operating |  | 3.7 | [6 empty] | 40.0531 | -86.8872 | 0 | 0 | #DIV/0! | 0%
| Indiana Municipal Power Agency | 59479 | IMPA Frankton Solar Park | IN | Madison | PJM | Electric Utility | SFRAN |  | 1 | 1 | 0.8 | Solar Photovoltaic | SUN | PV | 2014 |  |  | (OP) Operating |  | 1.2 | [6 empty] | 40.2164 | -85.7747 | 0 | 0 | #DIV/0! | 0%
| Indiana Municipal Power Agency | 60251 | IMPA Huntingburg Solar Park | IN | Dubois | MISO | Electric Utility | SHUNT |  | 2 | 2 | 1.6 | Solar Photovoltaic | SUN | PV | 2016 |  |  | (OP) Operating |  | 2.5 | [6 empty] | 38.3196 | -86.9681 | 0 | 0 | #DIV/0! | 0%
| Indiana Municipal Power Agency | 66415 | IMPA Knightstown Solar Park | IN | Henry | MISO | Electric Utility | KNIGH |  | 1.4 | 1.4 | 1.4 | Solar Photovoltaic | SUN | PV | 2023 |  |  | (OP) Operating |  | 1.8 | [6 empty] | 39.796 | -85.5085 | 0 | 0 | #DIV/0! | 0%
| Indiana Municipal Power Agency | 66366 | IMPA Middletown Solar Park | IN | Henry | MISO | Electric Utility | MIDDL |  | 1.4 | 1.4 | 1.4 | Solar Photovoltaic | SUN | PV | 2023 |  |  | (OP) Operating |  | 1.9 | [6 empty] | 40.0652 | -85.5367 | 0 | 0 | #DIV/0! | 0%
| Indiana Municipal Power Agency | 59770 | IMPA Pendleton Solar Park | IN | Madison | MISO | Electric Utility | SPEND |  | 2 | 2 | 1.6 | Solar Photovoltaic | SUN | PV | 2015 |  |  | (OP) Operating |  | 2.5 | [6 empty] | 39.9886 | -85.7709 | 0 | 0 | #DIV/0! | 0%
| Indiana Municipal Power Agency | 59481 | IMPA Peru Solar Park | IN | Miami | MISO | Electric Utility | SPERU |  | 3 | 3 | 2.4 | Solar Photovoltaic | SUN | PV | 2015 |  |  | (OP) Operating |  | 3.7 | [6 empty] | 40.7678 | -86.0456 | 0 | 0 | #DIV/0! | 0%
| Indiana Municipal Power Agency | 59480 | IMPA Rensselaer Solar Park | IN | Jasper | MISO | Electric Utility | SRENS |  | 1 | 1 | 0.8 | Solar Photovoltaic | SUN | PV | 2014 |  |  | (OP) Operating |  | 1.2 | [6 empty] | 40.9461 | -87.1364 | 0 | 0 | #DIV/0! | 0%
| Indiana Municipal Power Agency | 66748 | IMPA Richmond 8 Solar Park | IN | Wayne | MISO | Electric Utility | RICH8 |  | 6.1 | 6.1 | 6.1 | Solar Photovoltaic | SUN | PV | 2024 |  |  | (OP) Operating |  | 8.07 | [6 empty] | 39.8223 | -84.9501 | 0 | 0 | #DIV/0! | 0%
| Indiana Municipal Power Agency | 59478 | IMPA Richmond Solar Park | IN | Wayne | PJM | Electric Utility | SRICH |  | 1 | 1 | 0.8 | Solar Photovoltaic | SUN | PV | 2014 |  |  | (OP) Operating |  | 1.2 | [6 empty] | 39.8011 | -84.895 | 0 | 0 | #DIV/0! | 0%
| Indiana Municipal Power Agency | 66367 | IMPA Richmond Solar Park 7 | IN | Wayne | PJM | Electric Utility | RICH7 |  | 4.4 | 4.4 | 4.4 | Solar Photovoltaic | SUN | PV | 2023 |  |  | (OP) Operating |  | 5.7 | [6 empty] | 39.8136 | -84.9581 | 0 | 0 | #DIV/0! | 0%
| Indiana Municipal Power Agency | 59482 | IMPA Tell City Solar Park | IN | Perry | MISO | Electric Utility | STELL |  | 1.1 | 1.1 | 0.9 | Solar Photovoltaic | SUN | PV | 2015 |  |  | (OP) Operating |  | 1.3 | [6 empty] | 37.9461 | -86.7375 | 0 | 0 | #DIV/0! | 0%
| Indiana Municipal Power Agency | 60252 | IMPA Washington Solar Park | IN | Daviess | MISO | Electric Utility | SWASH |  | 4 | 4 | 3.2 | Solar Photovoltaic | SUN | PV | 2016 |  |  | (OP) Operating |  | 4.9 | [6 empty] | 38.6535 | -87.2092 | 0 | 0 | #DIV/0! | 0%
| Indiana Municipal Power Agency | 66416 | IMPA Washington Solar Park 2 | IN | Daviess | MISO | Electric Utility | WASH2 |  | 9.9 | 9.9 | 9.9 | Solar Photovoltaic | SUN | PV | 2023 |  |  | (OP) Operating |  | 13.5 | [6 empty] | 38.6783 | -87.2008 | 0 | 0 | #DIV/0! | 0%
| Lightsource Renewable Energy Asset Management, LLC | 63222 | Impact Solar 1 | TX | Lamar | ERCO | IPP Non-CHP | TXIM1 |  | 198.5 | 198.5 | 198.5 | Solar Photovoltaic | SUN | PV | 2020 |  |  | (OP) Operating |  | 260 | [6 empty] | 33.4678 | -95.3709 | 0 | 0 | #DIV/0! | 0%
| Bloom Energy | 59279 | Life Technologies - Pleasanton | CA | Alameda | CISO | IPP Non-CHP | LFT01 |  | 1.1 | 1 | 1 | Other Natural Gas | NG | FC | 2013 |  |  | (OP) Operating | [8 empty] | 37.6439 | -121.8842 | 0 | 0 | #DIV/0! | 0%
| CSOLAR IV South LLC | 57490 | Imperial Solar Energy Center South | CA | Imperial | CISO | IPP Non-CHP | 56819 |  | 128.9 | 128.9 | 128.9 | Solar Photovoltaic | SUN | PV | 2013 |  |  | (OP) Operating |  | 172.2 | [6 empty] | 32.6633 | -115.6583 | 0 | 0 | #DIV/0! | 0%
| CSOLAR IV West LLC | 57491 | Imperial Solar Energy Center West | CA | Imperial | CISO | IPP Non-CHP | 56819 |  | 148.7 | 148.7 | 148.7 | Solar Photovoltaic | SUN | PV | 2016 |  |  | (OP) Operating |  | 182.3 | [6 empty] | 32.7722 | -115.7793 | 0 | 0 | #DIV/0! | 0%
| Onward Energy | 59657 | Imperial Valley Solar Co (IVSC) 2, LLC | CA | Imperial | IID | IPP Non-CHP | IVSC2 |  | 20 | 20 | 20 | Solar Photovoltaic | SUN | PV | 2015 |  |  | (OP) Operating |  | 26 | [6 empty] | 33.2522 | -115.4975 | 0 | 0 | #DIV/0! | 0%
| Imperial Irrigation District | 58062 | Imperial Valley Solar Company 1 LLC | CA | Imperial | IID | Electric Utility | 0001 |  | 23 | 23 | 23 | Solar Photovoltaic | SUN | PV | 2012 |  |  | (OP) Operating |  | 28.5 | [6 empty] | 33.2458 | -115.4967 | 0 | 0 | #DIV/0! | 0%
| Imperial Valley Solar, LLC | 56917 | Imperial Valley Solar, LLC | CA | Imperial | CISO | IPP Non-CHP | 1 |  | 199.9 | 199.9 | 199.9 | Solar Photovoltaic | SUN | PV | 2013.3333 |  |  | (OP) Operating |  | 129.3 | [6 empty] | 32.6711 | -115.5873 | 0 | 0 | #DIV/0! | 0%
| Kern County Water Agency | 57895 | Improvement Dst No. 4 | CA | Kern | CISO | Commercial Non-CHP | ID4 |  | 1.1 | 1.1 | 1.1 | Solar Photovoltaic | SUN | PV | 2009 |  |  | (OP) Operating |  | 1.2 | [6 empty] | 35.4028 | -119.0386 | 0 | 0 | #DIV/0! | 0%
| Big Sky Wind, LLC | 56984 | Inadale Wind Farm LLC Hybrid | TX | Nolan | ERCO | IPP Non-CHP | 1 |  | 206.9 | 206.9 | 206.9 | Onshore Wind Turbine | WND | WT | 2013.5 |  |  | (OP) Operating | [8 empty] | 32.4969 | -100.5797 | 0 | 0 | #DIV/0! | 0%
| 38 Degrees North, LLC | 63563 | Incom Solar, LLC CSG | MA | Worcester | ISNE | IPP Non-CHP | INCOM |  | 2 | 2 | 2 | Solar Photovoltaic | SUN | PV | 2017 |  |  | (OP) Operating |  | 3 | [6 empty] | 42.1079 | -72.0172 | 0 | 0 | #DIV/0! | 0%
| Terraform Arcadia | 58391 | IND Community Solar Farm 1st Phase | IN | Marion | MISO | IPP Non-CHP | 1 |  | 10 | 10 | 10 | Solar Photovoltaic | SUN | PV | 2013 |  |  | (OP) Operating |  | 12.5 | [6 empty] | 39.6952 | -86.3155 | 0 | 0 | #DIV/0! | 0%
| Terraform Arcadia | 59424 | IND Solar Farm (Phase IIA) | IN | Marion | MISO | IPP Non-CHP | IND2A |  | 7.5 | 7.5 | 7.5 | Solar Photovoltaic | SUN | PV | 2014 |  |  | (OP) Operating |  | 9.8 | [6 empty] | 39.6947 | -86.3217 | 0 | 0 | #DIV/0! | 0%
| Bloom Energy | 58302 | Life Technologies Carlsbad | CA | San Diego | CISO | IPP Non-CHP | LFT |  | 1.1 | 1 | 1 | Other Natural Gas | NG | FC | 2012 |  |  | (OP) Operating | [8 empty] | 33.1372 | -117.2869 | 0 | 0 | #DIV/0! | 0%
| Eli Lilly and Company | 58043 | Lilly Technical Center | IN | Marion | MISO | Industrial Non-CHP | 1 |  | 6 | 6 | 6 | Petroleum Liquids | DFO | IC | 2003.5 |  |  | (SB) Standby/Backup: available for service but not normally used | [8 empty] | 39.7475 | -86.1831 | 0 | 0 | #DIV/0! | 0%
| City of Lincoln Center - (KS) | 1300 | Lincoln | KS | Lincoln | SWPP | Electric Utility | 1 |  | 8.8 | 7.6 | 7.6 | Petroleum Liquids | DFO | IC | 1975.4 |  |  | (SB) Standby/Backup: available for service but not normally used | [8 empty] | 39.0372 | -98.153 | 0 | 0 | #DIV/0! | 0%
| Energy 2001 Inc | 57988 | Lincoln Landfill | CA | Placer | CISO | IPP Non-CHP | GEN 5 |  | 4.8 | 4.8 | 4.8 | Landfill Gas | LFG | IC | 2008 |  |  | (OP) Operating | [8 empty] | 38.8381 | -121.3419 | 0 | 0 | #DIV/0! | 0%
| Lincoln Medical and Mental Health Center | 64291 | Lincoln Medical and Mental Health Center | NY | Bronx | NYIS | Commercial Non-CHP | A1 |  | 7 | 7 | 7 | Petroleum Liquids | DFO | IC | 1980.8333 |  |  | (OP) Operating | [8 empty] | 40.817 | -73.9241 | 0 | 0 | #DIV/0! | 0%
| North Carolina Mun Power Agny #1 | 56341 | Lincolnton High School | NC | Lincoln | DUK | Electric Utility | 1 |  | 1.8 | 1.8 | 1.8 | Petroleum Liquids | DFO | IC | 2006 |  |  | (OP) Operating | [8 empty] | 35.4774 | -81.2623 | 0 | 0 | #DIV/0! | 0%
| Peoples Electric Cooperative | 68378 | Little Dixie | OK | Coal | SWPP | IPP Non-CHP | 146 |  | 12.5 | 11.2 | 10 | Natural Gas Internal Combustion Engine | NG | IC | 2019 |  |  | (OP) Operating | [8 empty] | 34.5939 | -96.2905 | 0 | 0 | #DIV/0! | 0%
| Hoosier Energy R E C, Inc | 55054 | Livingston Generating Facility | IL | Livingston | PJM | Electric Utility | 1 |  | 15 | 10.2 | 10.2 | Landfill Gas | LFG | GT | 1999.3333 |  |  | (OP) Operating | [8 empty] | 40.9314 | -88.6548 | 0 | 0 | #DIV/0! | 0%
| AETS OpCo Holdings LLC | 68020 | Independence East | NY | Allegany | NYIS | IPP Non-CHP | IE |  | 5 | 5 | 5 | Solar Photovoltaic | SUN | PV | 2024 |  |  | (OP) Operating |  | 6.8 | [6 empty] | 42.0733 | -77.7978 | 0 | 0 | #DIV/0! | 0%
| MC Power Companies Inc | 61588 | Independence II Solar Farm | MO | Jackson | SWPP | IPP Non-CHP | 1 |  | 8.5 | 8.5 | 8.5 | Solar Photovoltaic | SUN | PV | 2018 |  |  | (OP) Operating |  | 4.9 | [6 empty] | 39.04 | -94.27 | 0 | 0 | #DIV/0! | 0%
| AETS OpCo Holdings LLC | 68091 | Independence Road (CSG) | NY | Allegany | NYIS | IPP Non-CHP | IR |  | 5 | 5 | 5 | Solar Photovoltaic | SUN | PV | 2024 |  |  | (OP) Operating |  | 6.6 | [6 empty] | 42.0891 | -77.8227 | 0 | 0 | #DIV/0! | 0%
| MC Power Companies Inc | 61092 | Independence Solar Farm | MO | Jackson | SWPP | IPP Non-CHP | IPL1 |  | 3 | 3 | 3 | Solar Photovoltaic | SUN | PV | 2017 |  |  | (OP) Operating |  | 3.6 | [6 empty] | 39.1171 | -94.2882 | 0 | 0 | #DIV/0! | 0%
| Connecticut Mun Elec Engy Coop | 57603 | LNG 1 & 2 | CT | New London | ISNE | Electric Utility | LNG1 |  | 5.2 | 5 | 5 | Petroleum Liquids | DFO | IC | 2010 |  |  | (OP) Operating | [8 empty] | 41.5694 | -72.1175 | 0 | 0 | #DIV/0! | 0%
| Independence Wind Energy LLC | 64183 | Independence Wind Farm | IA | Delaware | MISO | IPP Non-CHP | IWE |  | 55.4 | 54 | 54 | Onshore Wind Turbine | WND | WT | 2021 |  |  | (OP) Operating | [8 empty] | 42.4316 | -91.5686 | 0 | 0 | #DIV/0! | 0%
| CVI CleanCapital Solar 1 LLC | 59362 | Indian Hill Solar LLC | MA | Hampden | ISNE | IPP Non-CHP | PV1 |  | 1 | 1 | 1 | Solar Photovoltaic | SUN | PV | 2014 |  |  | (OP) Operating |  | 1.4 | [6 empty] | 42.2008 | -72.3222 | 0 | 0 | #DIV/0! | 0%
| Central Rivers Power MA, LLC | 6379 | Indian Orchard | MA | Hampden | ISNE | IPP Non-CHP | IO3 |  | 3.7 | 3.7 | 3.7 | Conventional Hydroelectric | WAT | HY | 1928 |  |  | (OP) Operating | [8 empty] | 42.161 | -72.5076 | 0 | 0 | #DIV/0! | 0%
| Lockheed Martin RMS | 61694 | Lockheed Martin Solar | FL | Orange | FPC | Industrial Non-CHP | 35540 |  | 3.9 | 3.9 | 3.9 | Petroleum Liquids | DFO | IC | 2013.125 |  |  | (SB) Standby/Backup: available for service but not normally used | [8 empty] | 28.5394 | -81.2164 | 0 | 0 | #DIV/0! | 0%
| Western Massachusetts Electric Company | 57674 | Indian Orchard PV Facility | MA | Hampden | ISNE | Electric Utility | 1 |  | 1.9 | 1.9 | 1.9 | Solar Photovoltaic | SUN | PV | 2011 |  |  | (OP) Operating |  | 2.3 | [6 empty] | 42.1514 | -72.4989 | 0 | 0 | #DIV/0! | 0%
| City of Logan - (UT) | 4251 | Logan City | UT | Cache | PACE | Electric Utility | 1 |  | 15.9 | 13.5 | 15.6 | Natural Gas Fired Combustion Turbine | NG | GT | 2002 |  |  | (OP) Operating | [8 empty] | 41.7258 | -111.8433 | 0 | 0 | #DIV/0! | 0%
| Loma Linda University | 10206 | Loma Linda University Cogen | CA | San Bernardino | CISO | Commercial CHP | GEN1 | ST01 | 13.1 | 12.3 | 12.3 | Natural Gas Fired Combustion Turbine | NG | GT | 1995.5 |  |  | (OP) Operating | [8 empty] | 34.0504 | -117.2484 | 0 | 0 | #DIV/0! | 0%
| Eagle Creek Renewable Energy, LLC | 65294 | Indian River Hydro | MA | Hampden | ISNE | IPP Non-CHP | 1 |  | 1.4 | 1.4 | 1.4 | Conventional Hydroelectric | WAT | HY | 1909 |  |  | (OP) Operating | [8 empty] | 42.1866 | -72.8503 | 0 | 0 | #DIV/0! | 0%
| City of Gastonia | 57630 | Long Creek Waste Water Plant | NC | Gaston | DUK | Commercial Non-CHP | ES1 |  | 5.1 | 5.1 | 5.1 | Petroleum Liquids | DFO | IC | 1995 |  |  | (OP) Operating | [8 empty] | 35.3119 | -81.1414 | 0 | 0 | #DIV/0! | 0%
| Florida Power & Light Co | 61020 | Indian River Solar Center | FL | Indian River | FPL | Electric Utility | 1 |  | 74.5 | 74.5 | 74.5 | Solar Photovoltaic | SUN | PV | 2018 |  |  | (OP) Operating |  | 114 | [6 empty] | 27.5733 | -80.5782 | 0 | 0 | #DIV/0! | 0%
| Yolo County Flood Control WCD | 50129 | Indian Valley Dam Hydro Project | CA | Lake | CISO | IPP Non-CHP | 1641 |  | 2.9 | 2.7 | 2.7 | Conventional Hydroelectric | WAT | HY | 1983 |  |  | (OA) Out of service but expected to return to service in next calendar year | [8 empty] | 39.0788 | -122.5356 | 0 | 0 | #DIV/0! | 0%
| Meadow Lake Solar Park | 65702 | Indiana Crossroads Solar Park | IN | White | MISO | Electric Utility | GEN01 |  | 200 | 200 | 200 | Solar Photovoltaic | SUN | PV | 2023 |  |  | (OP) Operating |  | 269.9 | [6 empty] | 40.7263 | -86.852 | 0 | 0 | #DIV/0! | 0%
| Indiana Crossroads Wind Farm II LLC | 66861 | Indiana Crossroads Wind Farm II | IN | White | MISO | IPP Non-CHP | GEN01 |  | 201.6 | 200 | 200 | Onshore Wind Turbine | WND | WT | 2024 |  |  | (OP) Operating | [8 empty] | 40.7794 | -87.0421 | 0 | 0 | #DIV/0! | 0%
| Indiana Crossroads Wind Farms LLC | 64230 | Indiana Crossroads Wind Farm LLC | IN | White | MISO | IPP Non-CHP | GEN01 |  | 302.4 | 302.4 | 302.4 | Onshore Wind Turbine | WND | WT | 2021 |  |  | (OP) Operating | [8 empty] | 40.6631 | -86.8695 | 0 | 0 | #DIV/0! | 0%
| Lorin Industries | 60102 | Lorin Industries | MI | Muskegon | MISO | Industrial CHP | 1 |  | 3.2 | 3.2 | 3.2 | Natural Gas Internal Combustion Engine | NG | IC | 1990 |  |  | (OP) Operating | [8 empty] | 43.2166 | -86.2144 | 0 | 0 | #DIV/0! | 0%
| AERA Energy LLC | 52077 | Lost Hills Cogeneration Plant | CA | Kern | CISO | Industrial CHP | GEN5 |  | 7 | 5.4 | 6 | Natural Gas Fired Combustion Turbine | NG | GT | 1985 |  |  | (OP) Operating | [8 empty] | 35.6661 | -119.7669 | 0 | 0 | #DIV/0! | 0%
| Louisiana Sugar Refining LLC | 10301 | Louisiana Sugar Refining | LA | St James | MISO | Industrial CHP | GEN2 |  | 6.7 | 5.3 | 5.2 | Natural Gas Steam Turbine | NG | ST | 1967.6667 |  |  | (OP) Operating | [8 empty] | 30.0497 | -90.6839 | 0 | 0 | #DIV/0! | 0%
| Boralex US Operations LLC | 58615 | Indianapolis Motor Speedway Solar PV | IN | Marion | MISO | IPP Non-CHP | IMS |  | 9 | 9 | 9 | Solar Photovoltaic | SUN | PV | 2014 |  |  | (OP) Operating |  | 11.2 | [6 empty] | 39.79 | -86.2336 | 0 | 0 | #DIV/0! | 0%
| Louisiana Tech University | 54240 | Louisiana Tech University Power Plant | LA | Lincoln | MISO | Commercial CHP | TG3 |  | 7.5 | 6.4 | 7.4 | Natural Gas Fired Combustion Turbine | NG | GT | 2004 |  |  | (OP) Operating | [8 empty] | 32.5256 | -92.6497 | 0 | 0 | #DIV/0! | 0%
| Loyola University Health System | 58181 | Loyola University Health Plant | IL | Cook | PJM | Commercial CHP | UNIT1 |  | 10.6 | 7.8 | 11.2 | Natural Gas Fired Combustion Turbine | NG | GT | 2005 |  |  | (OP) Operating | [8 empty] | 41.8558 | -87.8356 | 0 | 0 | #DIV/0! | 0%
| Frontier Operation Services | 58688 | LRI LFGTE Facility | WA | Pierce | PSEI | IPP Non-CHP | A |  | 4.5 | 4.5 | 4.5 | Landfill Gas | LFG | IC | 2013 |  |  | (OP) Operating | [8 empty] | 46.9756 | -122.2906 | 0 | 0 | #DIV/0! | 0%
| LSU and A&M College | 58428 | LSU Cogen | LA | East Baton Rouge | MISO | Commercial CHP | 1-02 |  | 19.6 | 20.6 | 20.6 | Natural Gas Fired Combustion Turbine | NG | GT | 2004 |  |  | (SB) Standby/Backup: available for service but not normally used | [8 empty] | 30.4106 | -91.1814 | 0 | 0 | #DIV/0! | 0%
| City of Industry | 57860 | Industry MetroLink PV 1 | CA | Los Angeles | CISO | Electric Utility | 1 |  | 1.5 | 1.5 | 1.5 | Solar Photovoltaic | SUN | PV | 2012 |  |  | (OP) Operating |  | 2 | [6 empty] | 34.0087 | -117.8456 | 0 | 0 | #DIV/0! | 0%
| AES Distributed Energy | 58609 | Industry Solar Power Generation Station | CA | San Bernardino | CISO | IPP Non-CHP | ISP1 |  | 1.5 | 1.5 | 1.5 | Solar Photovoltaic | SUN | PV | 2013 |  |  | (OP) Operating |  | 1.9 | [6 empty] | 34.5531 | -117.4569 | 0 | 0 | #DIV/0! | 0%
| Terraform Arcadia | 59834 | Indy Grocers | IN | Marion | MISO | IPP Non-CHP | INGRO |  | 1 | 1 | 1 | Solar Photovoltaic | SUN | PV | 2015 |  |  | (OP) Operating |  | 1.2 | [6 empty] | 39.7379 | -86.2377 | 0 | 0 | #DIV/0! | 0%
| Terraform Arcadia | 59823 | INDY III | IN | Marion | MISO | IPP Non-CHP | INDY3 |  | 2.5 | 2.5 | 2.5 | Solar Photovoltaic | SUN | PV | 2015 |  |  | (OP) Operating |  | 3.2 | [6 empty] | 39.723 | -86.3145 | 0 | 0 | #DIV/0! | 0%
| Onward Energy | 58552 | Indy Solar I, LLC | IN | Marion | MISO | IPP Non-CHP | 1 |  | 10 | 10 | 10 | Solar Photovoltaic | SUN | PV | 2013 |  |  | (OP) Operating |  | 13.9 | [6 empty] | 39.6628 | -85.9856 | 0 | 0 | #DIV/0! | 0%
| Onward Energy | 58556 | Indy Solar II, LLC | IN | Marion | MISO | IPP Non-CHP | 1 |  | 10.1 | 10 | 10 | Solar Photovoltaic | SUN | PV | 2013 |  |  | (OP) Operating |  | 13.9 | [6 empty] | 39.6628 | -85.9856 | 0 | 0 | #DIV/0! | 0%
| Onward Energy | 58553 | Indy Solar III, LLC | IN | Marion | MISO | IPP Non-CHP | 1 |  | 8.6 | 8.6 | 8.6 | Solar Photovoltaic | SUN | PV | 2013 |  |  | (OP) Operating |  | 11.9 | [6 empty] | 39.6594 | -86.2597 | 0 | 0 | #DIV/0! | 0%
| Inertia Wind Project, LLC | 65546 | Inertia Wind Project | TX | Haskell | ERCO | IPP Non-CHP | WINER |  | 301 | 301 | 301 | Onshore Wind Turbine | WND | WT | 2023 |  |  | (OP) Operating | [8 empty] | 33.1869 | -99.5953 | 0 | 0 | #DIV/0! | 0%
| City of Luverne - (MN) | 1990 | Luverne | MN | Rock | SWPP | Electric Utility | 4C |  | 9.7 | 9.7 | 9.7 | Petroleum Liquids | DFO | IC | 2003.6667 |  |  | (OP) Operating | [8 empty] | 43.6544 | -96.2019 | 0 | 0 | #DIV/0! | 0%
| Erie Boulevard Hydropower LP | 2579 | Inghams | NY | Fulton | NYIS | IPP Non-CHP | 1 |  | 6 | 6.2 | 6.3 | Conventional Hydroelectric | WAT | HY | 1912 |  |  | (OP) Operating | [8 empty] | 43.061 | -74.7643 | 0 | 0 | #DIV/0! | 0%
| NextEra Renewable Fuels, LLC | 57582 | Lycoming County | PA | Lycoming | PJM | IPP Non-CHP | 1 |  | 3.2 | 3 | 3 | Landfill Gas | LFG | IC | 2012 |  |  | (OP) Operating | [8 empty] | 41.1511 | -76.9178 | 0 | 0 | #DIV/0! | 0%
| City of Lyons - (NE) | 2253 | Lyons | NE | Burt | SWPP | Electric Utility | 2 |  | 2.5 | 1.1 | 1.1 | Petroleum Liquids | DFO | IC | 1960 |  |  | (OP) Operating | [8 empty] | 41.9374 | -96.4668 | 0 | 0 | #DIV/0! | 0%
| Reworld MacArthur Renewable Energy | 51038 | MacArthur Waste to Energy Facility | NY | Suffolk | NYIS | Commercial Non-CHP | GEN1 |  | 12.5 | 11 | 11 | Municipal Solid Waste | MSW | ST | 1990 |  |  | (OP) Operating | [8 empty] | 40.7869 | -73.1064 | 0 | 0 | #DIV/0! | 0%
| Lower Colorado River Authority | 3598 | Inks | TX | Burnet | ERCO | Electric Utility | 1 |  | 15 | 13.8 | 13.8 | Conventional Hydroelectric | WAT | HY | 1938 |  |  | (OP) Operating | [8 empty] | 30.7316 | -98.3854 | 0 | 0 | #DIV/0! | 0%
| Strata Manager, LLC | 66726 | Inland Empire Energy Storage | CA | San Bernardino | CISO | IPP Non-CHP | IEESS |  | 70 | 70 | 70 | Batteries | MWH | BA | 2024 |  |  | (OP) Operating | 200 | [7 empty] | 34.1377 | -117.416 | 0 | 0 | #DIV/0! | 0%
| City of Macon - (MO) | 2141 | Macon | MO | Macon | AECI | Electric Utility | 4 |  | 1 | 0.7 | 0.7 | Petroleum Liquids | DFO | IC | 1985 |  |  | (SB) Standby/Backup: available for service but not normally used | [8 empty] | 39.7378 | -92.4689 | 0 | 0 | #DIV/0! | 0%
| City of Macon - (MO) | 56127 | Macon Energy Center | MO | Macon | AECI | Electric Utility | 1 |  | 10 | 10.9 | 11.9 | Natural Gas Fired Combustion Turbine | NG | GT | 2003 |  |  | (OP) Operating | [8 empty] | 39.749 | -92.3845 | 0 | 0 | #DIV/0! | 0%
| Cypress Creek Renewables | 60050 | Innovative Solar 10 | NC | Haywood | DUK | IPP Non-CHP | FLS1 |  | 1.5 | 1.5 | 1.5 | Solar Photovoltaic | SUN | PV | 2015 |  |  | (OP) Operating |  | 1.9 | [6 empty] | 35.4736 | -82.8903 | 0 | 0 | #DIV/0! | 0%
| AES Distributed Energy | 59553 | Innovative Solar 14, LLC | NC | Henderson | CPLE | IPP Non-CHP | FLS1 |  | 2 | 1.5 | 1.5 | Solar Photovoltaic | SUN | PV | 2014 |  |  | (OP) Operating |  | 2.6 | [6 empty] | 35.3689 | -82.3575 | 0 | 0 | #DIV/0! | 0%
| AES Distributed Energy | 59554 | Innovative Solar 15, LLC | NC | Rutherford | DUK | IPP Non-CHP | FLS1 |  | 2 | 1.5 | 1.5 | Solar Photovoltaic | SUN | PV | 2014 |  |  | (OP) Operating |  | 2.5 | [6 empty] | 35.3194 | -81.7642 | 0 | 0 | #DIV/0! | 0%
| Cypress Creek Renewables | 60055 | Innovative Solar 16 | NC | Henderson | DUK | IPP Non-CHP | FLS1 |  | 2 | 2 | 2 | Solar Photovoltaic | SUN | PV | 2015 |  |  | (OP) Operating |  | 2.5 | [6 empty] | 35.3639 | -82.35 | 0 | 0 | #DIV/0! | 0%
| Cypress Creek Renewables | 60051 | Innovative Solar 18, LLC | NC | Rutherford | DUK | IPP Non-CHP | FLS1 |  | 1.9 | 1.9 | 1.9 | Solar Photovoltaic | SUN | PV | 2015 |  |  | (OP) Operating |  | 2.7 | [6 empty] | 35.3782 | -81.7951 | 0 | 0 | #DIV/0! | 0%
| SRE Utility Solar 1, LLC | 59670 | Innovative Solar 23 | NC | Cleveland | DUK | IPP Non-CHP | IS023 |  | 1.9 | 1.9 | 1.9 | Solar Photovoltaic | SUN | PV | 2015 |  |  | (OP) Operating |  | 2.8 | [6 empty] | 35.2598 | -81.419 | 0 | 0 | #DIV/0! | 0%
| Cypress Creek Renewables | 60052 | Innovative Solar 26, LLC | NC | Burke | DUK | IPP Non-CHP | FLS1 |  | 1.9 | 1.9 | 1.9 | Solar Photovoltaic | SUN | PV | 2015 |  |  | (OP) Operating |  | 2.6 | [6 empty] | 35.7097 | -81.4133 | 0 | 0 | #DIV/0! | 0%
| MN8 Energy LLC | 60540 | Innovative Solar 31 | NC | Bladen | CPLE | IPP Non-CHP | IS031 |  | 35 | 35 | 35 | Solar Photovoltaic | SUN | PV | 2017 |  |  | (OP) Operating |  | 42.3 | [6 empty] | 34.5394 | -78.7554 | 0 | 0 | #DIV/0! | 0%
| CD Global Solar Holdings, LLC | 61258 | Innovative Solar 35, LLC | NC | Duplin | CPLE | IPP Non-CHP | ISS35 |  | 1.9 | 1.9 | 1.9 | Solar Photovoltaic | SUN | PV | 2017 |  |  | (OP) Operating |  | 2.8 | [6 empty] | 35.046 | -77.825 | 0 | 0 | #DIV/0! | 0%
| Dominion Renewable Energy | 59665 | Innovative Solar 37 LLC | NC | Anson | DUK | IPP Non-CHP | IS037 |  | 100 | 97.5 | 97.5 | Solar Photovoltaic | SUN | PV | 2017 |  |  | (OP) Operating |  | 110 | [6 empty] | 34.8383 | -79.9439 | 0 | 0 | #DIV/0! | 0%
| Innovative Solar 42, LLC | 60539 | Innovative Solar 42 | NC | Bladen | CPLE | IPP Non-CHP | IS042 |  | 71 | 71 | 71 | Solar Photovoltaic | SUN | PV | 2017 |  |  | (OP) Operating |  | 92 | [6 empty] | 34.8476 | -78.8774 | 0 | 0 | #DIV/0! | 0%
| Cypress Creek Renewables | 60149 | Innovative Solar 43, LLC | NC | Bladen | CPLE | IPP Non-CHP | FLS1 |  | 50.8 | 50.8 | 50.8 | Solar Photovoltaic | SUN | PV | 2016 |  |  | (OP) Operating |  | 51 | [6 empty] | 34.53 | -78.3048 | 0 | 0 | #DIV/0! | 0%
| Cypress Creek Renewables | 59675 | Innovative Solar 44 | NC | Robeson | DUK | IPP Non-CHP | IS044 |  | 4.9 | 4.9 | 4.9 | Solar Photovoltaic | SUN | PV | 2015 |  |  | (OP) Operating |  | 6.1 | [6 empty] | 34.8573 | -79.1039 | 0 | 0 | #DIV/0! | 0%
| Cypress Creek Renewables | 59671 | Innovative Solar 46 | NC | Cumberland | CPLE | IPP Non-CHP | IS046 |  | 78.5 | 78.5 | 78.5 | Solar Photovoltaic | SUN | PV | 2016 |  |  | (OP) Operating |  | 100.1 | [6 empty] | 34.9182 | -78.9436 | 0 | 0 | #DIV/0! | 0%
| MN8 Energy LLC | 59666 | Innovative Solar 47 | NC | Robeson | CPLE | IPP Non-CHP | IS047 |  | 33.8 | 33.8 | 33.8 | Solar Photovoltaic | SUN | PV | 2017 |  |  | (OP) Operating |  | 47 | [6 empty] | 34.8019 | -79.3324 | 0 | 0 | #DIV/0! | 0%
| Cypress Creek Renewables | 59667 | Innovative Solar 48 | NC | Robeson | DUK | IPP Non-CHP | IS048 |  | 4.9 | 4.9 | 4.9 | Solar Photovoltaic | SUN | PV | 2015 |  |  | (OP) Operating |  | 6.3 | [6 empty] | 34.7116 | -79.3024 | 0 | 0 | #DIV/0! | 0%
| John Laing US Solar Corp. | 59669 | Innovative Solar 54 | NC | Lenoir | CPLE | IPP Non-CHP | IS054 |  | 50 | 50 | 50 | Solar Photovoltaic | SUN | PV | 2018 |  |  | (OP) Operating |  | 73.7 | [6 empty] | 35.2137 | -77.7124 | 0 | 0 | #DIV/0! | 0%
| Cypress Creek Renewables | 59676 | Innovative Solar 55 | NC | Robeson | DUK | IPP Non-CHP | IS044 |  | 6.5 | 6.5 | 6.5 | Solar Photovoltaic | SUN | PV | 2017 |  |  | (OP) Operating |  | 6.9 | [6 empty] | 34.6965 | -79.2168 | 0 | 0 | #DIV/0! | 0%
| CD Global Solar Holdings, LLC | 61259 | Innovative Solar 59, LLC | NC | Nash | CPLE | IPP Non-CHP | ISS59 |  | 1.9 | 1.9 | 1.9 | Solar Photovoltaic | SUN | PV | 2017 |  |  | (OP) Operating |  | 2.8 | [6 empty] | 36.0947 | -77.9793 | 0 | 0 | #DIV/0! | 0%
| Cypress Creek Renewables | 59542 | Innovative Solar 6 | NC | Buncombe | CPLE | IPP Non-CHP | IS6 |  | 3.6 | 3.6 | 3.6 | Solar Photovoltaic | SUN | PV | 2016 |  |  | (OP) Operating |  | 4.8 | [6 empty] | 35.6575 | -82.7103 | 0 | 0 | #DIV/0! | 0%
| CD Global Solar Holdings, LLC | 61260 | Innovative Solar 60, LLC | NC | Nash | DUK | IPP Non-CHP | ISS60 |  | 1.9 | 1.9 | 1.9 | Solar Photovoltaic | SUN | PV | 2017 |  |  | (OP) Operating |  | 2.8 | [6 empty] | 36.091 | -77.992 | 0 | 0 | #DIV/0! | 0%
| Cypress Creek Renewables | 60053 | Innovative Solar 63, LLC | NC | Greene | DUK | IPP Non-CHP | FLS1 |  | 4.9 | 4.9 | 4.9 | Solar Photovoltaic | SUN | PV | 2016 |  |  | (OP) Operating |  | 6.5 | [6 empty] | 35.3917 | -77.6204 | 0 | 0 | #DIV/0! | 0%
| Cypress Creek Renewables | 59677 | Innovative Solar 64 | NC | Sampson | DUK | IPP Non-CHP | IS064 |  | 4.9 | 4.9 | 4.9 | Solar Photovoltaic | SUN | PV | 2016 |  |  | (OP) Operating |  | 6.4 | [6 empty] | 35.041 | -78.3297 | 0 | 0 | #DIV/0! | 0%
| Cypress Creek Renewables | 60398 | Innovative Solar 65 | NC | Scotland | DUK | IPP Non-CHP | FLS1 |  | 4.9 | 4.9 | 4.9 | Solar Photovoltaic | SUN | PV | 2016 |  |  | (OP) Operating |  | 6.7 | [6 empty] | 34.7587 | -79.5 | 0 | 0 | #DIV/0! | 0%
| John Laing US Solar Corp. | 59678 | Innovative Solar 67 | NC | Pender | CPLE | IPP Non-CHP | IS067 |  | 33.3 | 33.3 | 33.3 | Solar Photovoltaic | SUN | PV | 2018 |  |  | (OP) Operating |  | 49 | [6 empty] | 34.6233 | -78.0054 | 0 | 0 | #DIV/0! | 0%
| Pacific Gas & Electric Co. | 248 | Inskip | CA | Tehama | CISO | Electric Utility | 1 |  | 7.6 | 8 | 8 | Conventional Hydroelectric | WAT | HY | 1979 |  |  | (OS) Out of service and NOT expected to return to service in next calendar year | [8 empty] | 40.401 | -121.9655 | 0 | 0 | #DIV/0! | 0%
| City of Madelia - (MN) | 30 | Madelia | MN | Watonwan | MISO | Electric Utility | 1 |  | 11.8 | 10.6 | 11.3 | Petroleum Liquids | DFO | IC | 1970.4 |  |  | (OP) Operating | [8 empty] | 44.0501 | -94.4178 | 0 | 0 | #DIV/0! | 0%
| Integrys MA Solar, LLC | 58934 | Integrys MA Solar, LLC - Ashburnham Site | MA | Worcester | ISNE | IPP Non-CHP | ASH-R |  | 2.9 | 2.9 | 2.9 | Solar Photovoltaic | SUN | PV | 2013 |  |  | (OP) Operating |  | 3.7 | [6 empty] | 42.5994 | -71.9419 | 0 | 0 | #DIV/0! | 0%
| Tesla Inc. | 60822 | Intel - Ocotillo Campus Solar | AZ | Maricopa | AZPS | IPP Non-CHP | PV1 |  | 4.2 | 4.2 | 4.2 | Solar Photovoltaic | SUN | PV | 2017.5 |  |  | (OP) Operating |  | 4 | [6 empty] | 33.2433 | -111.8924 | 0 | 0 | #DIV/0! | 0%
| Tesla Inc. | 58086 | Intel Folsom | CA | Sacramento | BANC | IPP Non-CHP | 1 |  | 1 | 1 | 1 | Solar Photovoltaic | SUN | PV | 2010 |  |  | (OP) Operating |  | 0.6 | [6 empty] | 38.6451 | -121.173 | 0 | 0 | #DIV/0! | 0%
| Tesla Inc. | 58954 | Intel Folsom Phase 2 | CA | Sacramento | BANC | IPP Non-CHP | PV |  | 1 | 1 | 1 | Solar Photovoltaic | SUN | PV | 2012 |  |  | (OP) Operating |  | 1.2 | [6 empty] | 38.6436 | -121.1639 | 0 | 0 | #DIV/0! | 0%
| Tesla Inc. | 61152 | Intel Folsom Phase 3 | CA | Sacramento | BANC | IPP Non-CHP | PV1 |  | 5.2 | 5.2 | 5.2 | Solar Photovoltaic | SUN | PV | 2016 |  |  | (OP) Operating |  | 6.5 | [6 empty] | 38.646 | -121.1626 | 0 | 0 | #DIV/0! | 0%
| City of Madison - (NE) | 7469 | Madison Utilities | NE | Madison | SWPP | Electric Utility | FM1 |  | 5.8 | 4.6 | 4.6 | Petroleum Liquids | DFO | IC | 1969.25 |  |  | (OP) Operating | [8 empty] | 41.8298 | -97.4563 | 0 | 0 | #DIV/0! | 0%
| WM Renewable Energy LLC | 57411 | Mahoning | OH | Mahoning | PJM | IPP Non-CHP | GEN1 |  | 4 | 4 | 4 | Landfill Gas | LFG | IC | 2013 |  |  | (OP) Operating | [8 empty] | 40.9144 | -80.5861 | 0 | 0 | #DIV/0! | 0%
| Interchange Solar, LLC | 64470 | Interchange Solar, LLC | MI | Genesee | MISO | IPP Non-CHP | FACIC |  | 2 | 2 | 2 | Solar Photovoltaic | SUN | PV | 2020 |  |  | (OP) Operating |  | 2.8 | [6 empty] | 43.0999 | -83.771 | 0 | 0 | #DIV/0! | 0%
| North Carolina Mun Power Agny #1 | 56342 | Maiden Community Center | NC | Catawba | DUK | Electric Utility | 1 |  | 1.8 | 1.8 | 1.8 | Petroleum Liquids | DFO | IC | 2006 |  |  | (OP) Operating | [8 empty] | 35.5772 | -81.2081 | 0 | 0 | #DIV/0! | 0%
| Maimonides Medical Center | 62174 | Maimonides Medical Center | NY | Kings | NYIS | Commercial Non-CHP | 625DI |  | 3.9 | 3.9 | 3.9 | Petroleum Liquids | DFO | IC | 2001.5 |  |  | (SB) Standby/Backup: available for service but not normally used | [8 empty] | 40.6395 | -73.9988 | 0 | 0 | #DIV/0! | 0%
| Chugach Electric Assn Inc | 68611 | International Battery Substation (IBSS) | AK | Anchorage | CEA | Electric Utility | IBSS |  | 40 | 40 | 40 | Batteries | MWH | BA | 2024 |  |  | (OP) Operating | 80 | [7 empty] | 61.1699 | -149.9131 | 0 | 0 | #DIV/0! | 0%
| Boise White Paper LLC | 10487 | International Falls Power | MN | Koochiching | MISO | Industrial Non-CHP | GEN1 |  | 14.2 | 14.2 | 14.2 | Conventional Hydroelectric | WAT | HY | 1939.7143 |  |  | (OP) Operating | [8 empty] | 48.6081 | -93.4043 | 0 | 0 | #DIV/0! | 0%
| Village of Sebewaing - (MI) | 1853 | Main Street (MI) | MI | Huron | MISO | Electric Utility | 1 |  | 6 | 5.6 | 6 | Petroleum Liquids | DFO | IC | 1964.3333 |  |  | (SB) Standby/Backup: available for service but not normally used | [8 empty] | 43.7325 | -83.4533 | 0 | 0 | #DIV/0! | 0%
| City of Malden - (MO) | 2142 | Malden | MO | Dunklin | SWPP | Electric Utility | 2A |  | 15.9 | 14.7 | 14.7 | Petroleum Liquids | DFO | IC | 1979.1429 |  |  | (SB) Standby/Backup: available for service but not normally used | [8 empty] | 36.5531 | -89.9682 | 0 | 0 | #DIV/0! | 0%
| City of Mangum - (OK) | 2991 | Mangum | OK | Greer | SWPP | Electric Utility | 1 |  | 6.7 | 5.4 | 5.4 | Natural Gas Internal Combustion Engine | NG | IC | 1958.5 |  |  | (OS) Out of service and NOT expected to return to service in next calendar year | [8 empty] | 34.8836 | -99.5022 | 0 | 0 | #DIV/0! | 0%
| Eagle Creek Renewable Energy, LLC | 50047 | International Paper Jay Hydro | ME | Franklin | ISNE | IPP Non-CHP | GEN1 |  | 3.1 | 3.1 | 3.1 | Conventional Hydroelectric | WAT | HY | 1912 |  |  | (OP) Operating | [8 empty] | 44.5037 | -70.221 | 0 | 0 | #DIV/0! | 0%
| Eagle Creek Renewable Energy, LLC | 50082 | International Paper Livermore Hydro | ME | Androscoggin | ISNE | IPP Non-CHP | GEN1 |  | 9.2 | 9.2 | 9.1 | Conventional Hydroelectric | WAT | HY | 1920.4444 |  |  | (OP) Operating | [8 empty] | 44.4705 | -70.1873 | 0 | 0 | #DIV/0! | 0%
| Cloverland Electric Co-op | 1750 | Manistique | MI | Schoolcraft | MISO | Electric Utility | 1 |  | 4.8 | 4.8 | 4.8 | Petroleum Liquids | DFO | IC | 1966 |  |  | (OP) Operating | [8 empty] | 45.955 | -86.2563 | 0 | 0 | #DIV/0! | 0%
| City of Manning | 1160 | Manning | IA | Carroll | SWPP | Electric Utility | 1 |  | 7.9 | 7.9 | 7.9 | Petroleum Liquids | DFO | IC | 1973.5 |  |  | (SB) Standby/Backup: available for service but not normally used | [8 empty] | 41.9067 | -95.0347 | 0 | 0 | #DIV/0! | 0%
| City of Maquoketa - (IA) | 7921 | Maquoketa 2 | IA | Jackson | MISO | Electric Utility | 11 |  | 8 | 5.1 | 5.1 | Petroleum Liquids | DFO | IC | 2001.5 |  |  | (SB) Standby/Backup: available for service but not normally used | [8 empty] | 42.07 | -90.66 | 0 | 0 | #DIV/0! | 0%
| Florida Keys El Coop Assn, Inc | 696 | Marathon Generating Plant | FL | Monroe | FPL | Electric Utility | 10 |  | 11 | 11 | 11 | Petroleum Liquids | DFO | IC | 1994.25 |  |  | (SB) Standby/Backup: available for service but not normally used | [8 empty] | 24.7108 | -81.0927 | 0 | 0 | #DIV/0! | 0%
| City of Marceline - (MO) | 7470 | Marceline | MO | Linn | MISO | Electric Utility | 1 |  | 8 | 8 | 8 | Petroleum Liquids | DFO | IC | 1999.75 | 12 | 2027 | (SB) Standby/Backup: available for service but not normally used | [8 empty] | 39.7169 | -92.9458 | 0 | 0 | #DIV/0! | 0%
| Eagle Creek Renewable Energy, LLC | 50081 | International Paper Riley Hydro | ME | Franklin | ISNE | IPP Non-CHP | GEN1 |  | 6.6 | 6.6 | 6.6 | Conventional Hydroelectric | WAT | HY | 1981 |  |  | (OP) Operating | [8 empty] | 44.5034 | -70.2491 | 0 | 0 | #DIV/0! | 0%
| Monterey Regional Waste Mgmt | 10748 | Marina Landfill Gas | CA | Monterey | CISO | Commercial Non-CHP | U1C06 |  | 5.1 | 4.9 | 4.9 | Landfill Gas | LFG | IC | 2014.25 |  |  | (OP) Operating | [8 empty] | 36.7131 | -121.7686 | 0 | 0 | #DIV/0! | 0%
| M&M Mars Inc | 54855 | Mars Snackfood US | IL | Cook | PJM | Industrial CHP | 1 |  | 3.5 | 3 | 3.8 | Natural Gas Fired Combustion Turbine | NG | GT | 1987 |  |  | (OA) Out of service but expected to return to service in next calendar year | [8 empty] | 41.9171 | -87.7922 | 0 | 0 | #DIV/0! | 0%
| Mars Wrigley Confectionery US, LLC | 10061 | Mars Wrigley Confectionery US, LLC | NJ | WARREN | PJM | Industrial CHP | GEN1 | CC1 | 12.3 | 9.5 | 11.9 | Natural Gas Fired Combined Cycle | NG | CT | 1986.5 |  |  | (OP) Operating | [8 empty] | 40.8625 | -74.825 | 0 | 0 | #DIV/0! | 0%
| Alaska Village Elec Coop, Inc | 60244 | Marshall | AK | Kusilvak |  | Electric Utility | 1 |  | 1.1 | 1.1 | 1.1 | Petroleum Liquids | DFO | IC | 2003 |  |  | (OP) Operating | [8 empty] | 61.8782 | -162.0851 | 0 | 0 | #DIV/0! | 0%
| City of Marshall - (IL) | 949 | Marshall (IL) | IL | Clark | MISO | Electric Utility | 10 |  | 16.9 | 16.9 | 16.9 | Petroleum Liquids | DFO | IC | 2003.1111 |  |  | (OP) Operating | [8 empty] | 39.3921 | -87.6851 | 0 | 0 | #DIV/0! | 0%
| Eagle Creek Renewable Energy, LLC | 50166 | International Paper Woronoco Mill | MA | Hampden | ISNE | IPP Non-CHP | GEN1 |  | 2.8 | 2.5 | 2.5 | Conventional Hydroelectric | WAT | HY | 1915 |  |  | (OP) Operating | [8 empty] | 42.1634 | -72.8275 | 0 | 0 | #DIV/0! | 0%
| City of Marshall - (MN) | 1993 | Marshall (MN) | MN | Lyon | MISO | Electric Utility | 6 |  | 18 | 13.9 | 18.9 | Petroleum Liquids | DFO | GT | 1969 |  |  | (OP) Operating | [8 empty] | 44.4466 | -95.7921 | 0 | 0 | #DIV/0! | 0%
| Prologis Logistics Services Incorporated | 67070 | Interstate 3 Solar | NJ | Middlesex | PJM | IPP Non-CHP | CJ903 |  | 1.5 | 1.5 | 1.5 | Solar Photovoltaic | SUN | PV | 2022 |  |  | (OP) Operating |  | 2 | [6 empty] | 40.397 | -74.45 | 0 | 0 | #DIV/0! | 0%
| City of Martinsville - (VA) | 57893 | Martinsville LFG Generator | VA | Henry | PJM | Electric Utility | LFG1 |  | 1.1 | 1 | 1 | Natural Gas Internal Combustion Engine | NG | IC | 2012 |  |  | (OP) Operating | [8 empty] | 36.7172 | -79.8453 | 0 | 0 | #DIV/0! | 0%
| SP Solar 1, LLC | 61832 | Interstate Solar | OR | Marion | PGE | IPP Non-CHP | PGRC5 |  | 2.2 | 2.2 | 2.2 | Solar Photovoltaic | SUN | PV | 2017 |  |  | (OP) Operating |  | 3.2 | [6 empty] | 45.129 | -122.899 | 0 | 0 | #DIV/0! | 0%
| Florida Power & Light Co | 61768 | Interstate Solar Energy Center | FL | St Lucie | FPL | Electric Utility | 1 |  | 74.5 | 74.5 | 74.5 | Solar Photovoltaic | SUN | PV | 2019 |  |  | (OP) Operating |  | 113.2 | [6 empty] | 27.5 | -80.44 | 0 | 0 | #DIV/0! | 0%
| MidAmerican Energy Co | 56251 | Intrepid | IA | Buena Vista | MISO | Electric Utility | INWF |  | 175.5 | 175.5 | 175.5 | Onshore Wind Turbine | WND | WT | 2004.5 |  |  | (OP) Operating | [8 empty] | 42.5539 | -95.3283 | 0 | 0 | #DIV/0! | 0%
| Bioenergy DevCo | 64241 | Maryland Bioenergy Center (Jessup) | MD | Howard | PJM | Industrial CHP | CHP1 |  | 1.1 | 1.1 | 1.1 | Natural Gas Fired Combustion Turbine | NG | GT | 2022 |  |  | (OP) Operating | [8 empty] | 39.1578 | -76.7804 | 0 | 0 | #DIV/0! | 0%
| Cube District Energy, LLC | 58484 | MAS ASB Cogen Plant | GA | Fulton | SOCO | Industrial CHP | 1 |  | 6.6 | 6.6 | 6.6 | Natural Gas Internal Combustion Engine | NG | IC | 2012 |  |  | (OP) Operating | [8 empty] | 33.655 | -84.3944 | 0 | 0 | #DIV/0! | 0%
| Mas Durham Power, LLC | 57365 | Mas Durham Power, LLC | NC | Durham | DUK | IPP Non-CHP | 1A |  | 2.2 | 2.2 | 2.2 | Landfill Gas | LFG | IC | 2010 |  |  | (OA) Out of service but expected to return to service in next calendar year | [8 empty] | 36.0311 | -78.86 | 0 | 0 | #DIV/0! | 0%
| Madison Energy Holdings LLC | 61466 | IOS - ERW9 | NJ | Middlesex | PJM | IPP Non-CHP | EWR9 |  | 5.3 | 5 | 4.1 | Solar Photovoltaic | SUN | PV | 2017 |  |  | (OP) Operating |  | 7.5 | [6 empty] | 40.595 | -74.225 | 0 | 0 | #DIV/0! | 0%
| Madison Energy Holdings LLC | 61460 | IOS - MEW Phase 1 | ME | Somerset | ISNE | IPP Non-CHP | MEW1 |  | 4.1 | 4.1 | 2.9 | Solar Photovoltaic | SUN | PV | 2017 |  |  | (OP) Operating |  | 4.7 | [6 empty] | 44.804 | -69.838 | 0 | 0 | #DIV/0! | 0%
| Madison Energy Holdings LLC | 63414 | IOS II-LAX9 | CA | San Bernardino | CISO | IPP Non-CHP | IOSII |  | 4 | 3.7 | 3.3 | Solar Photovoltaic | SUN | PV | 2020 |  |  | (OP) Operating |  | 5 | [6 empty] | 34.09 | -117.45 | 0 | 0 | #DIV/0! | 0%
| City of Algona - (IA) | 7966 | Iowa Distributed Wind Generation Project | IA | Kossuth | SWPP | Electric Utility | IDWG |  | 2.3 | 2.3 | 2.3 | Onshore Wind Turbine | WND | WT | 2000 |  |  | (OP) Operating | [8 empty] | 43.0347 | -94.1406 | 0 | 0 | #DIV/0! | 0%
| Renewable World Energies LLC | 1067 | Iowa Hydro LLC | IA | Jackson | MISO | IPP Non-CHP | 1 |  | 1.2 | 1.2 | 1.2 | Conventional Hydroelectric | WAT | HY | 1924 |  |  | (OP) Operating | [8 empty] | 42.07 | -90.6977 | 0 | 0 | #DIV/0! | 0%
| Iowa Lakes Community College | 57257 | Iowa Lakes Community College Wind Farm | IA | Emmet | MISO | Commercial Non-CHP | VMN82 |  | 1.7 | 1 | 1 | Onshore Wind Turbine | WND | WT | 2005 |  |  | (OP) Operating | [8 empty] | 43.3853 | -94.8157 | 0 | 0 | #DIV/0! | 0%
| Iowa Lakes Electric Coop | 57252 | Iowa Lakes Superior Wind Farm | IA | Dickinson | SWPP | Electric Utility | SUP1 |  | 10.5 | 10.5 | 10.5 | Onshore Wind Turbine | WND | WT | 2009 |  |  | (OP) Operating | [8 empty] | 43.445 | -94.9803 | 0 | 0 | #DIV/0! | 0%
| Bloom Energy | 59802 | Maxim | CA | Santa Clara | CISO | IPP Non-CHP | MXM00 |  | 1.1 | 1 | 1 | Other Natural Gas | NG | FC | 2014 |  |  | (OP) Operating | [8 empty] | 37.4057 | -121.9494 | 0 | 0 | #DIV/0! | 0%
| IP Radian, LLC | 64859 | IP Radian, LLC | TX | Brown | ERCO | IPP Non-CHP | IPRAD |  | 320 | 320 | 320 | Solar Photovoltaic | SUN | PV | 2023 |  |  | (OP) Operating |  | 415.5 | [6 empty] | 31.5481 | -99.1872 | 0 | 0 | #DIV/0! | 0%
| MBS TextBook Exchange LLC | 62647 | MBS Textbook Exchange | MO | Boone | MISO | Commercial Non-CHP | MBS1 |  | 2 | 2 | 2 | Petroleum Liquids | DFO | IC | 2008 |  |  | (OP) Operating | [8 empty] | 38.9572 | -92.3776 | 0 | 0 | #DIV/0! | 0%
| Prologis Logistics Services Incorporated | 67069 | IPC 25 Solar | CA | San Joaquin | CISO | IPP Non-CHP | CV525 |  | 2.4 | 2.4 | 2.4 | Solar Photovoltaic | SUN | PV | 2024 |  |  | (OP) Operating |  | 3.1 | [6 empty] | 37.7392 | -121.5369 | 0 | 0 | #DIV/0! | 0%
| Town of Ipswich - (MA) | 57855 | Ipswich Wind Turbine | MA | Essex | ISNE | Electric Utility | 1 |  | 1.6 | 1.6 | 1.6 | Onshore Wind Turbine | WND | WT | 2011 |  |  | (OP) Operating | [8 empty] | 42.7164 | -70.8419 | 0 | 0 | #DIV/0! | 0%
| Scotch Settlement | 61717 | IRE Solar I, LLC | NY | St Lawrence | NYIS | IPP Non-CHP | SSIRE |  | 1 | 1 | 1 | Solar Photovoltaic | SUN | PV | 2017 |  |  | (OP) Operating |  | 1.4 | [6 empty] | 44.3 | -75.5 | 0 | 0 | #DIV/0! | 0%
| DOD USMC Marine Air Ground Combat | 58914 | MCAGCC Cogen Plant | CA | San Bernardino | CISO | IPP CHP | CG1 |  | 16.4 | 16.2 | 10 | Natural Gas Fired Combustion Turbine | NG | GT | 2010.3333 |  |  | (OP) Operating | [8 empty] | 34.2372 | -116.0542 | 0 | 0 | #DIV/0! | 0%
| Iris Solar LLC | 63128 | Iris Solar LLC | LA | Washington | MISO | IPP Non-CHP | ISLLC |  | 50 | 50 | 50 | Solar Photovoltaic | SUN | PV | 2022 |  |  | (OP) Operating |  | 82.5 | [6 empty] | 30.7818 | -90.1954 | 0 | 0 | #DIV/0! | 0%
| National Grid Renewables | 63319 | Iris Solar, LLC (MN) | MN | Nicollet | MISO | IPP Non-CHP | IRIS |  | 1 | 1 | 1 | Solar Photovoltaic | SUN | PV | 2020 |  |  | (OP) Operating |  | 1.5 | [6 empty] | 44.2536 | -94.2097 | 0 | 0 | #DIV/0! | 0%
| Irish Creek Wind, LLC | 64138 | Irish Creek Wind | KS | Marshall | SWPP | IPP Non-CHP | ICW1 |  | 300.6 | 300.6 | 300.6 | Onshore Wind Turbine | WND | WT | 2021 |  |  | (OP) Operating | [8 empty] | 39.6995 | -96.4251 | 0 | 0 | #DIV/0! | 0%
| Big Sky Wind, LLC | 60996 | Iron Horse Battery Storage Hybrid | AZ | Pima | TEPC | IPP Non-CHP | BA1 |  | 12 | 12 | 12 | Batteries | MWH | BA | 2017 |  |  | (OP) Operating | 2.5 | [7 empty] | 32.0985 | -110.8191 | 0 | 0 | #DIV/0! | 0%
| Iron Horse Solar 4, LLC | 60799 | Iron Horse Solar 4, LLC | MA | Middlesex | ISNE | IPP Non-CHP | PV1 |  | 4.5 | 4.5 | 4.5 | Solar Photovoltaic | SUN | PV | 2017 |  |  | (OP) Operating |  | 5.9 | [6 empty] | 42.58 | -71.2603 | 0 | 0 | #DIV/0! | 0%
| Iron Horse Solar 1, LLC | 60855 | Iron Horse Solar I CSG | MA | Middlesex | ISNE | IPP Non-CHP | DOW |  | 2.9 | 2.9 | 2.9 | Solar Photovoltaic | SUN | PV | 2016 |  |  | (OP) Operating |  | 3.7 | [6 empty] | 42.5829 | -71.2464 | 0 | 0 | #DIV/0! | 0%
| Clearway Renewable Operation & Maintenance LLC | 59941 | Iron Springs Solar, LLC | UT | Iron | PACE | IPP Non-CHP | ISS |  | 80 | 80 | 80 | Solar Photovoltaic | SUN | PV | 2016 |  |  | (OP) Operating |  | 100 | [6 empty] | 37.7212 | -113.1516 | 0 | 0 | #DIV/0! | 0%
| Engie North America | 64003 | Iron Star Wind Project | KS | Ford | SWPP | IPP Non-CHP | WTG1 |  | 297.6 | 297.6 | 297.6 | Onshore Wind Turbine | WND | WT | 2021 |  |  | (OP) Operating | [8 empty] | 37.6487 | -99.9809 | 0 | 0 | #DIV/0! | 0%
| McGrath Light & Power Co | 6555 | McGrath | AK | Yukon Koyukuk |  | Electric Utility | 11 |  | 1.6 | 1.6 | 1.6 | Petroleum Liquids | DFO | IC | 2021 |  |  | (OP) Operating | [8 empty] | 62.957 | -155.595 | 0 | 0 | #DIV/0! | 0%
| Altus Power America Management, LLC | 58513 | Ironwood Solar LLC | CA | Riverside | CISO | IPP Non-CHP | 0937 |  | 4 | 4 | 4 | Solar Photovoltaic | SUN | PV | 2012 |  |  | (OP) Operating |  | 4.6 | [6 empty] | 33.565 | -114.9181 | 0 | 0 | #DIV/0! | 0%
| Duke Energy Renewables Services | 57639 | Ironwood Wind | KS | Ford | SWPP | IPP Non-CHP | 1 |  | 167.9 | 167.9 | 167.9 | Onshore Wind Turbine | WND | WT | 2012 |  |  | (OP) Operating | [8 empty] | 37.8183 | -99.7754 | 0 | 0 | #DIV/0! | 0%
| Iroquois Solar 1B LLC | 64229 | Iroquois Solar 1B LLC CSG | IL | Iroquois | MISO | IPP Non-CHP | IROQ |  | 2 | 2 | 2 | Solar Photovoltaic | SUN | PV | 2020 |  |  | (OP) Operating |  | 2.8 | [6 empty] | 40.774 | -87.7544 | 0 | 0 | #DIV/0! | 0%
| City of McGregor- (IA) | 1163 | McGregor | IA | Clayton | MISO | Electric Utility | 1 |  | 1.5 | 1.5 | 1.5 | Petroleum Liquids | DFO | IC | 1959 |  |  | (OP) Operating | [8 empty] | 43.0237 | -91.1749 | 0 | 0 | #DIV/0! | 0%
| Isabella Partners | 10139 | Isabella Hydro Project | CA | Kern | CISO | IPP Non-CHP | GEN1 |  | 11.8 | 11.8 | 11.8 | Conventional Hydroelectric | WAT | HY | 1990 |  |  | (OP) Operating | [8 empty] | 35.6441 | -118.482 | 0 | 0 | #DIV/0! | 0%
| DTE Electric Company | 63601 | Isabella Wind Park | MI | Isabella | MISO | Electric Utility | 1 |  | 383.5 | 383.5 | 383.5 | Onshore Wind Turbine | WND | WT | 2021 |  |  | (OP) Operating | [8 empty] | 43.6841 | -84.7885 | 0 | 0 | #DIV/0! | 0%
| SunEdison LLC | 57799 | ISH Solar Central, LLC | NJ | Monmouth | PJM | IPP Non-CHP | 1 |  | 1.4 | 1.4 | 1.4 | Solar Photovoltaic | SUN | PV | 2011 |  |  | (OP) Operating |  | 1.5 | [6 empty] | 40.2675 | -74.2786 | 0 | 0 | #DIV/0! | 0%
| SunEdison LLC | 57841 | ISH Solar Hospital Downey | CA | Los Angeles | CISO | IPP Non-CHP | 1 |  | 1.1 | 1.1 | 1.1 | Solar Photovoltaic | SUN | PV | 2011 |  |  | (OP) Operating |  | 1.1 | [6 empty] | 33.9217 | -118.1244 | 0 | 0 | #DIV/0! | 0%
| SunEdison LLC | 57840 | ISH Solar Hospital SDMC | CA | San Diego | CISO | IPP Non-CHP | 1 |  | 1.1 | 1.1 | 1.1 | Solar Photovoltaic | SUN | PV | 2011 |  |  | (OP) Operating |  | 1.1 | [6 empty] | 32.7917 | -117.0953 | 0 | 0 | #DIV/0! | 0%
| Fall River Rural Elec Coop Inc | 4204 | Island Park | ID | Fremont | BPAT | Electric Utility | HY1 |  | 4.8 | 4.8 | 4.8 | Conventional Hydroelectric | WAT | HY | 1994 |  |  | (OP) Operating | [8 empty] | 44.4183 | -111.396 | 0 | 0 | #DIV/0! | 0%
| Power Depot Group A, LLC | 65543 | Mckeever | TX | Fort Bend | ERCO | IPP Non-CHP | MK1 |  | 9 | 7.5 | 9 | Petroleum Liquids | DFO | IC | 2013 |  |  | (OP) Operating | [8 empty] | 29.5084 | -95.4793 | 0 | 0 | #DIV/0! | 0%
| Nautilus Solar Solutions | 63718 | ISM Solar Cranston CSG | RI | Providence | ISNE | IPP Non-CHP | CR |  | 3.1 | 3.1 | 3.1 | Solar Photovoltaic | SUN | PV | 2020 |  |  | (OP) Operating |  | 3.4 | [6 empty] | 41.7351 | -71.463 | 0 | 0 | #DIV/0! | 0%
| 38 Degrees North, LLC | 63562 | ISM Solar Dighton 2, LLC CSG | MA | Bristol | ISNE | IPP Non-CHP | DIGHT |  | 2 | 2 | 2 | Solar Photovoltaic | SUN | PV | 2017 |  |  | (OP) Operating |  | 2.9 | [6 empty] | 41.8169 | -71.1689 | 0 | 0 | #DIV/0! | 0%
| Navisun LLC | 67903 | ISM Solar Shepherd Acres | ME | Oxford | ISNE | IPP Non-CHP | SHEPH |  | 4 | 4 | 4 | Solar Photovoltaic | SUN | PV | 2024 |  |  | (OP) Operating | [8 empty] | 44.2836 | -70.5259 | 0 | 0 | #DIV/0! | 0%
| Interstate Power and Light Co | 67098 | ISU Customer Hosted 1MW Solar Project | IA | Story | MISO | Electric Utility | PV1 |  | 1.4 | 1.4 | 1.4 | Solar Photovoltaic | SUN | PV | 2024 |  |  | (OP) Operating | [8 empty] | 41.9792 | -93.6562 | 0 | 0 | #DIV/0! | 0%
| Orion Engineered Carbons | 66175 | Ivanhoe Generation Facility | LA | St Mary | MISO | Industrial Non-CHP | GEN1 |  | 31 | 26.9 | 26.9 | All Other | WH | ST | 2023 |  |  | (OP) Operating | [8 empty] | 29.777 | -91.736 | 0 | 0 | #DIV/0! | 0%
| Altus Power America Management, LLC | 58307 | Ivanhoe Solar | CA | Tulare | CISO | IPP Non-CHP | 1 |  | 3.5 | 3.5 | 3.5 | Solar Photovoltaic | SUN | PV | 2014 |  |  | (OP) Operating |  | 1.8 | [6 empty] | 36.3875 | -119.255 | 0 | 0 | #DIV/0! | 0%
| NRG Energy Services | 57074 | Ivanpah 1 | CA | San Bernardino | CISO | IPP Non-CHP | ST1 |  | 126 | 126 | 126 | Solar Thermal without Energy Storage | SUN | ST | 2013 |  |  | (OP) Operating | [8 empty] | 35.5331 | -115.4525 | 0 | 374094.7 | #DIV/0! | 0%
| NRG Energy Services | 57073 | Ivanpah 2 | CA | San Bernardino | CISO | IPP Non-CHP | ST1 |  | 133.4 | 133.4 | 133.4 | Solar Thermal without Energy Storage | SUN | ST | 2013 |  |  | (OP) Operating | [8 empty] | 35.5561 | -115.4686 | 0 | 454677.8 | #DIV/0! | 0%
| NRG Energy Services | 57075 | Ivanpah 3 | CA | San Bernardino | CISO | IPP Non-CHP | ST1 |  | 133.4 | 133.4 | 133.4 | Solar Thermal without Energy Storage | SUN | ST | 2013 |  |  | (OP) Operating | [8 empty] | 35.5808 | -115.4825 | 0 | 449552 | #DIV/0! | 0%
| Imperial Irrigation District | 61692 | IVC Solar | CA | Imperial | IID | Electric Utility | IVCS |  | 3 | 3 | 3 | Solar Photovoltaic | SUN | PV | 2016 |  |  | (OP) Operating |  | 3.3 | [6 empty] | 32.8319 | -115.5066 | 0 | 0 | #DIV/0! | 0%
| MidAmerican Energy Co | 61911 | Ivester Wind Farm | IA | Grundy | MISO | Electric Utility | WT1 |  | 90.8 | 90 | 90 | Onshore Wind Turbine | WND | WT | 2018 |  |  | (OP) Operating | [8 empty] | 42.3333 | -92.9464 | 0 | 0 | #DIV/0! | 0%
| Madison Hydro Partners | 50890 | Ivy River Hydro | NC | Madison | CPLE | IPP Non-CHP | GEN1 |  | 1.2 | 1.2 | 1.2 | Conventional Hydroelectric | WAT | HY | 1985 |  |  | (OS) Out of service and NOT expected to return to service in next calendar year | [8 empty] | 35.7716 | -82.6183 | 0 | 0 | #DIV/0! | 0%
| McKinley Paper Co. - Washington Mill | 58352 | McKinley Paper Co. - Washington Mill | WA | Clallam | BPAT | Industrial Non-CHP | G-11A |  | 12.6 | 12 | 12 | Wood/Wood Waste Biomass | WDS | ST | 2022 |  |  | (OA) Out of service but expected to return to service in next calendar year | [8 empty] | 48.1347 | -123.4656 | 0 | 0 | #DIV/0! | 0%
| Chevron USA Inc | 52076 | McKittrick Cogen | CA | Kern | CISO | Industrial CHP | UNIT1 |  | 12 | 9.6 | 11 | Natural Gas Fired Combustion Turbine | NG | GT | 2012 |  |  | (OP) Operating | [8 empty] | 35.3161 | -119.6597 | 0 | 0 | #DIV/0! | 0%
| Inst and Envir Div Marine Logistics Base | 59335 | MCLB Landfill Gas to Energy | GA | Dougherty | SOCO | IPP CHP | GEN1 |  | 4 | 3.6 | 3.7 | Landfill Gas | LFG | IC | 2016 |  |  | (OP) Operating | [8 empty] | 31.5461 | -84.0675 | 0 | 0 | #DIV/0! | 0%
| City of McLeansboro - (IL) | 948 | McLeansboro | IL | Hamilton | MISO | Electric Utility | 2 |  | 9.2 | 8.4 | 8.4 | Petroleum Liquids | DFO | IC | 1983.1667 |  |  | (SB) Standby/Backup: available for service but not normally used | [8 empty] | 38.0947 | -88.5413 | 0 | 0 | #DIV/0! | 0%
| Ameresco Federal Solutions | 61956 | MCRD Parris Island PV Hybrid | SC | Beaufort | SCEG | IPP Non-CHP | BAKUP |  | 17 | 17 | 17 | Petroleum Liquids | DFO | IC | 2018.5714 |  |  | (OP) Operating | [8 empty] | 32.3294 | -80.6947 | 0 | 0 | #DIV/0! | 0%
| City of Meade - (KS) | 1306 | Meade | KS | Meade | SWPP | Electric Utility | 2 |  | 8.2 | 5.7 | 5.9 | Natural Gas Internal Combustion Engine | NG | IC | 1961.2 |  |  | (OP) Operating | [8 empty] | 37.2852 | -100.3324 | 0 | 0 | #DIV/0! | 0%
| Boise Cascade Wood Products LLC | 56193 | Medford Operation | OR | Jackson | PACW | Industrial CHP | 1 |  | 8.5 | 7.5 | 7.5 | Wood/Wood Waste Biomass | WDS | ST | 1960.5 |  |  | (OS) Out of service and NOT expected to return to service in next calendar year | [8 empty] | 42.3555 | -122.9046 | 0 | 0 | #DIV/0! | 0%
| USCE-Nashville District | 3428 | J P Priest | TN | Davidson | TVA | Electric Utility | 1 |  | 28 | 30 | 30 | Conventional Hydroelectric | WAT | HY | 1970 |  |  | (OP) Operating | [8 empty] | 36.1564 | -86.6186 | 0 | 0 | #DIV/0! | 0%
| Southern California Edison Co | 104 | J S Eastwood | CA | Fresno | CISO | Electric Utility | 1 |  | 199.8 | 199.8 | 199.8 | Hydroelectric Pumped Storage | WAT | PS | 1987 |  |  | (OP) Operating | [8 empty] | 37.1479 | -119.2567 | 0 | 0 | #DIV/0! | 0%
| Bloom Energy | 65198 | Medtronic - New Haven | CT | New Haven | ISNE | IPP Non-CHP | MDC02 |  | 2.3 | 2.3 | 2.3 | Other Natural Gas | NG | FC | 2020 |  |  | (OP) Operating | [8 empty] | 41.3379 | -72.8703 | 0 | 0 | #DIV/0! | 0%
| USCE-Savannah District | 3323 | J Strom Thurmond | SC | McCormick | SEPA | Electric Utility | 1 |  | 361.9 | 336 | 336 | Conventional Hydroelectric | WAT | HY | 1953.4286 |  |  | (OP) Operating | [8 empty] | 33.6602 | -82.1961 | 0 | 0 | #DIV/0! | 0%
| USCE-Mobile District | 690 | J Woodruff | FL | Gadsden | FPL | Electric Utility | 1A |  | 43.5 | 43.5 | 43.5 | Conventional Hydroelectric | WAT | HY | 2002 |  |  | (OP) Operating | [8 empty] | 30.7086 | -84.8639 | 0 | 0 | #DIV/0! | 0%
| Bloom Energy | 65197 | Medtronic - New Haven 2 | CT | New Haven | ISNE | IPP Non-CHP | MDC04 |  | 2.2 | 2.2 | 2.2 | Other Natural Gas | NG | FC | 2020 |  |  | (OP) Operating | [8 empty] | 41.3397 | -72.865 | 0 | 0 | #DIV/0! | 0%
| Melrose Public Utilities | 1994 | Melrose | MN | Stearns | MISO | Electric Utility | 1 |  | 8.2 | 8.1 | 8.1 | Petroleum Liquids | DFO | IC | 1957.75 |  |  | (SB) Standby/Backup: available for service but not normally used | [8 empty] | 45.675 | -94.8153 | 0 | 0 | #DIV/0! | 0%
| Jack Francis Solar, LLC | 64460 | Jack Francis Solar, LLC | MI | Genesee | MISO | IPP Non-CHP | FACJF |  | 2 | 2 | 2 | Solar Photovoltaic | SUN | PV | 2020 |  |  | (OP) Operating |  | 2.8 | [6 empty] | 43.1493 | -83.6792 | 0 | 0 | #DIV/0! | 0%
| Melrose Public Utilities | 58929 | Melrose 2 | MN | Stearns | MISO | Electric Utility | 12286 |  | 1 | 0.9 | 0.9 | Petroleum Liquids | DFO | IC | 2014 |  |  | (OP) Operating | [8 empty] | 45.6764 | -94.8019 | 0 | 0 | #DIV/0! | 0%
| City of Memphis - (MO) | 2145 | Memphis | MO | Scotland | AECI | Electric Utility | 1 |  | 8.8 | 8.8 | 8.8 | Petroleum Liquids | DFO | IC | 1972.9 |  |  | (OP) Operating | [8 empty] | 40.4578 | -92.181 | 0 | 0 | #DIV/0! | 0%
| CHI Operations Inc | 55565 | Jack River LLC | MN | Lincoln | MISO | IPP Non-CHP | JR30 |  | 1.9 | 1.9 | 1.9 | Onshore Wind Turbine | WND | WT | 2001 |  |  | (OP) Operating | [8 empty] | 44.4233 | -96.4411 | 0 | 0 | #DIV/0! | 0%
| Bloom Energy | 62576 | MER Queens | NY | Queens | NYIS | IPP Non-CHP | MER01 |  | 1.2 | 1.2 | 1.2 | Other Natural Gas | NG | FC | 2017 |  |  | (OP) Operating | [8 empty] | 40.7345 | -73.8709 | 0 | 0 | #DIV/0! | 0%
| Central Rivers Power NH, LLC | 2360 | Jackman | NH | Hillsborough | ISNE | IPP Non-CHP | 1 |  | 3.2 | 3.6 | 3.4 | Conventional Hydroelectric | WAT | HY | 1926 |  |  | (OP) Operating | [8 empty] | 43.1106 | -71.9489 | 0 | 0 | #DIV/0! | 0%
| Duke Energy Renewables Services | 65778 | Jackpot Solar, LLC | ID | Twin Falls | IPCO | Electric Utility | JKPT |  | 120 | 120 | 120 | Solar Photovoltaic | SUN | PV | 2022 |  |  | (OP) Operating |  | 155.9 | [6 empty] | 42.189 | -114.6218 | 0 | 0 | #DIV/0! | 0%
| Jack's Solar Garden | 64200 | Jack's Solar Garden | CO | Boulder | PSCO | IPP Non-CHP | JSG |  | 1 | 1 | 1 | Solar Photovoltaic | SUN | PV | 2020 |  |  | (OP) Operating |  | 1.2 | [6 empty] | 40.1226 | -105.1303 | 0 | 0 | #DIV/0! | 0%
| Mercy Medical Center | 58163 | Mercy Medical Center | NY | Nassau | NYIS | Commercial Non-CHP | 1N |  | 3.6 | 3 | 3 | Petroleum Liquids | DFO | IC | 2016 |  |  | (SB) Standby/Backup: available for service but not normally used | [8 empty] | 40.6883 | -73.6308 | 0 | 0 | #DIV/0! | 0%
| Tesla Inc. | 60113 | Jackson Board of Education-Liberty HS | NJ | Ocean | PJM | IPP Non-CHP | PV1 |  | 1.2 | 1.2 | 1.2 | Solar Photovoltaic | SUN | PV | 2016 |  |  | (OP) Operating |  | 1.4 | [6 empty] | 40.0927 | -74.262 | 0 | 0 | #DIV/0! | 0%
| Tennessee Valley Authority | 7719 | Meridian | MS | Lauderdale | TVA | Electric Utility | 1 |  | 9 | 9 | 9 | Petroleum Liquids | DFO | IC | 1998 |  |  | (OP) Operating | [8 empty] | 32.5508 | -88.6067 | 0 | 0 | #DIV/0! | 0%
| Hoosier Energy R E C, Inc | 59989 | Jackson Co. Solar RES | IN | Jackson | MISO | Electric Utility | PV1 |  | 1.1 | 1.1 | 1.1 | Solar Photovoltaic | SUN | PV | 2017 |  |  | (OP) Operating |  | 1.3 | [6 empty] | 38.8817 | -86.033 | 0 | 0 | #DIV/0! | 0%
| WM Renewable Energy LLC | 57167 | Mesquite Creek LFGTE Project | TX | Comal | ERCO | IPP Non-CHP | GEN1 |  | 3.2 | 3.2 | 3.2 | Landfill Gas | LFG | IC | 2010 |  |  | (OP) Operating | [8 empty] | 29.7372 | -98.0228 | 0 | 0 | #DIV/0! | 0%
| WM Renewable Energy LLC | 50576 | Metro Gas Recovery | WI | Milwaukee | MISO | IPP Non-CHP | GEN1 |  | 9.2 | 9 | 9.8 | Landfill Gas | LFG | GT | 1995 |  |  | (OP) Operating | [8 empty] | 42.8506 | -88.0697 | 0 | 0 | #DIV/0! | 0%
| Greenbacker Renewable Energy Corporation | 65094 | Jackson Legler Solar 1 LLC | NJ | Ocean | PJM | IPP Non-CHP | 314 |  | 2.9 | 2.9 | 2.9 | Solar Photovoltaic | SUN | PV | 2021 |  |  | (OP) Operating |  | 4 | [6 empty] | 40.0645 | -74.3504 | 0 | 0 | #DIV/0! | 0%
| Ecos Energy LLC | 63240 | Jackson Solar (CT) | CT | New London | ISNE | IPP Non-CHP | JACK |  | 1 | 1 | 1 | Solar Photovoltaic | SUN | PV | 2019 |  |  | (OP) Operating |  | 1.2 | [6 empty] | 41.583 | -71.904 | 0 | 0 | #DIV/0! | 0%
| GCL New Energy, Inc. | 61292 | Jackson Solar Farm | NC | Wilson | CPLE | IPP Non-CHP | JAKSN |  | 10 | 8.6 | 7.6 | Solar Photovoltaic | SUN | PV | 2017 |  |  | (OP) Operating |  | 11.9 | [6 empty] | 35.75 | -77.83 | 0 | 0 | #DIV/0! | 0%
| Wisconsin Electric Power Co | 67729 | Jackson Solar WI, LLC | WI | Ozaukee | MISO | Electric Utility | 20234 |  | 7.5 | 7.5 | 7.5 | Solar Photovoltaic | SUN | PV | 2023 |  |  | (OP) Operating |  | 8.6 | [6 empty] | 43.3099 | -88.0915 | 0 | 0 | #DIV/0! | 0%
| WM Renewable Energy LLC | 54700 | Metro Methane Recovery Facility | IA | Polk | MISO | IPP Non-CHP | GEN1 |  | 11.2 | 11.2 | 11.2 | Landfill Gas | LFG | IC | 2002.3636 |  |  | (OP) Operating | [8 empty] | 41.5989 | -93.355 | 0 | 0 | #DIV/0! | 0%
| Jacksonville Solar LLC | 57202 | Jacksonville Solar | FL | Duval | JEA | IPP Non-CHP | 1 |  | 12.6 | 12.5 | 12.5 | Solar Photovoltaic | SUN | PV | 2010 |  |  | (OP) Operating |  | 15 | [6 empty] | 30.3207 | -81.9564 | 0 | 0 | #DIV/0! | 0%
| Cypress Creek Renewables | 59503 | Jacob Solar | NC | Rockingham | DUK | IPP Non-CHP | PV1 |  | 5 | 5 | 5 | Solar Photovoltaic | SUN | PV | 2016 |  |  | (OP) Operating |  | 7.1 | [6 empty] | 36.2922 | -79.6214 | 0 | 0 | #DIV/0! | 0%
| ENGIE Denver Metro LLC | 10180 | Metro Wastewater Reclamation District | CO | Denver | PSCO | IPP CHP | 1 |  | 15 | 9.8 | 11 | Other Waste Biomass | OBG | IC | 1990 |  |  | (OS) Out of service and NOT expected to return to service in next calendar year | [8 empty] | 39.8078 | -104.9542 | 0 | 0 | #DIV/0! | 0%
| UNS Electric, Inc | 60603 | Jacobson 5 MW Solar | AZ | Mohave | TEPC | Electric Utility | PV1 |  | 4.4 | 4.4 | 4.4 | Solar Photovoltaic | SUN | PV | 2017 |  |  | (OP) Operating |  | 5 | [6 empty] | 35.3045 | -114.0118 | 0 | 0 | #DIV/0! | 0%
| NJR Clean Energy Ventures Corporation | 59185 | Jacobstown | NJ | Burlington | PJM | IPP Non-CHP | PV1 |  | 5 | 5 | 5 | Solar Photovoltaic | SUN | PV | 2014 |  |  | (OP) Operating |  | 6.1 | [6 empty] | 40.0637 | -74.5824 | 0 | 0 | #DIV/0! | 0%
| Invenergy Services LLC | 60947 | Jacumba Solar Farm | CA | San Diego | CISO | IPP Non-CHP | Q644A |  | 20 | 20 | 20 | Solar Photovoltaic | SUN | PV | 2017 |  |  | (OP) Operating |  | 28.2 | [6 empty] | 32.6212 | -116.129 | 0 | 0 | #DIV/0! | 0%
| Jade Meadow LLC | 67214 | Jade Meadow LLC | MD | Allegany | PJM | IPP Non-CHP | JMS01 |  | 19.8 | 19.8 | 19.8 | Solar Photovoltaic | SUN | PV | 2024 |  |  | (OP) Operating |  | 26.8 | [6 empty] | 39.598 | -78.951 | 0 | 0 | #DIV/0! | 0%
| Strata Manager, LLC | 59170 | Jakana Solar | NC | Martin | PJM | IPP Non-CHP | 5MWPV |  | 5 | 5 | 5 | Solar Photovoltaic | SUN | PV | 2014 |  |  | (OP) Operating |  | 6.7 | [6 empty] | 35.8753 | -77.0811 | 0 | 0 | #DIV/0! | 0%
| Bloom Energy | 62459 | Micro Santa Clara | CA | Santa Clara | CISO | IPP Non-CHP | SMC01 |  | 3 | 3 | 3 | Other Natural Gas | NG | FC | 2018 |  |  | (OP) Operating | [8 empty] | 37.3784 | -121.9 | 0 | 0 | #DIV/0! | 0%
| Constellation Nuclear | 6110 | James A Fitzpatrick | NY | Oswego | NYIS | IPP Non-CHP | 1 |  | 883.3 | 852.8 | 852.9 | Nuclear | NUC | ST | 1976 |  |  | (OP) Operating | [8 empty] | 43.5214 | -76.4084 | 0 | 0 | #DIV/0! | 0%
| Pacific Gas & Electric Co. | 249 | James B Black | CA | Shasta | CISO | Electric Utility | 1 |  | 168.6 | 172 | 172 | Conventional Hydroelectric | WAT | HY | 1965.5 |  |  | (OP) Operating | [8 empty] | 40.9923 | -121.9752 | 0 | 0 | #DIV/0! | 0%
| Middlebury College Biomass | 57804 | Middlebury College | VT | Addison | ISNE | Commercial CHP | 2 |  | 1.4 | 0.7 | 1.4 | Wood/Wood Waste Biomass | WDS | ST | 1992 |  |  | (OS) Out of service and NOT expected to return to service in next calendar year | [8 empty] | 44.0075 | -73.1769 | 0 | 0 | #DIV/0! | 0%
| American Mun Power-Ohio, Inc | 66452 | Mifflinburg PA BTM | PA | Union | PJM | Electric Utility | PB1 |  | 5.4 | 5.4 | 5.4 | Petroleum Liquids | DFO | IC | 2024 |  |  | (OP) Operating | [8 empty] | 40.9112 | -77.045 | 0 | 0 | #DIV/0! | 0%
| City of Marquette - (MI) | 1842 | James R Smith | MI | Marquette | MISO | Electric Utility | 1 |  | 3.2 | 3.2 | 3.2 | Conventional Hydroelectric | WAT | HY | 1920.5 |  |  | (OP) Operating | [8 empty] | 46.5716 | -87.4105 | 0 | 0 | #DIV/0! | 0%
| Maui Electric Co Ltd | 7264 | Miki Basin | HI | Maui |  | Electric Utility | LL1 |  | 10.4 | 10.2 | 10.2 | Petroleum Liquids | DFO | IC | 1991.5 |  |  | (OP) Operating | [8 empty] | 20.79 | -156.9342 | 0 | 0 | #DIV/0! | 0%
| James W. Broderick Hydropower Plant | 64123 | James W. Broderick Hydropower Plant | CO | Pueblo | PACE | IPP Non-CHP | GEN35 |  | 7.5 | 7.1 | 7.1 | Conventional Hydroelectric | WAT | HY | 2019 |  |  | (OP) Operating | [8 empty] | 38.27 | -104.72 | 0 | 0 | #DIV/0! | 0%
| WM Illinois Renewable Energy LLC | 50566 | Milam Gas Recovery | IL | St Clair | MISO | IPP Non-CHP | GEN1 |  | 2.4 | 2.4 | 2.4 | Natural Gas Internal Combustion Engine | NG | IC | 1991.6667 |  |  | (OP) Operating | [8 empty] | 38.6603 | -90.1317 | 0 | 0 | #DIV/0! | 0%
| City of Milford - (IA) | 1164 | Milford | IA | Dickinson | SWPP | Electric Utility | 1 |  | 6.5 | 6.5 | 6.5 | Petroleum Liquids | DFO | IC | 1978.8 |  |  | (OP) Operating | [8 empty] | 43.3261 | -95.1483 | 0 | 0 | #DIV/0! | 0%
| WM Renewable Energy LLC | 61012 | Mill Seat Renewable Energy Facility | NY | Genesee | NYIS | IPP Non-CHP | GEN1 |  | 6.4 | 6.4 | 6.4 | Landfill Gas | LFG | IC | 2007 |  |  | (OP) Operating | [8 empty] | 43.0637 | -77.9329 | 0 | 0 | #DIV/0! | 0%
| Greenbacker Renewable Energy Corporation | 62329 | Jamesville Road Solar, LLC | NC | Martin | PJM | IPP Non-CHP | JMVLR |  | 5 | 5 | 5 | Solar Photovoltaic | SUN | PV | 2019 |  |  | (OP) Operating |  | 7.2 | [6 empty] | 35.8454 | -76.8015 | 0 | 0 | #DIV/0! | 0%
| Tampa Electric Co | 64631 | Jamison Solar (FL) | FL | Polk | TEC | Electric Utility | 1 |  | 74.5 | 74.5 | 74.5 | Solar Photovoltaic | SUN | PV | 2022 |  |  | (OP) Operating |  | 85.6 | [6 empty] | 27.8066 | -81.9557 | 0 | 0 | #DIV/0! | 0%
| Jamison Solar Farm | 62396 | Jamison Solar Farm | SC | Orangeburg | SC | Electric Utility | 1 |  | 1.2 | 1.2 | 1.2 | Solar Photovoltaic | SUN | PV | 2019 |  |  | (OP) Operating |  | 1.6 | [6 empty] | 33.574 | -80.8371 | 0 | 0 | #DIV/0! | 0%
| LES Operations Services LLC | 58246 | Millersville LFG | MD | Anne Arundel | PJM | IPP Non-CHP | CAT1 |  | 3.2 | 3 | 3 | Landfill Gas | LFG | IC | 2012 |  |  | (OP) Operating | [8 empty] | 39.0847 | -76.6764 | 0 | 0 | #DIV/0! | 0%
| Wisconsin Power & Light Co | 67705 | Janesville Community Solar | WI | Rock | MISO | Electric Utility | PV1 |  | 2.3 | 2.3 | 2.3 | Solar Photovoltaic | SUN | PV | 2025 |  |  | (OP) Operating | [8 empty] | 42.7237 | -89.0227 | 0 | 0 | #DIV/0! | 0%
| Generate Capital | 67619 | Janiak | NY | Orange | NYIS | IPP Non-CHP | 10898 |  | 2 | 2 | 2 | Solar Photovoltaic | SUN | PV | 2023 |  |  | (OP) Operating |  | 3 | [6 empty] | 41.4096 | -74.5878 | 0 | 0 | #DIV/0! | 0%
| New York Power Authority | 808 | Jarvis (Hinckley) | NY | Oneida | NYIS | Electric Utility | 1 |  | 9 | 9 | 9 | Conventional Hydroelectric | WAT | HY | 1991 |  |  | (OP) Operating | [8 empty] | 43.3121 | -75.109 | 0 | 0 | #DIV/0! | 0%
| Southern Idaho Solid Waste | 63755 | Milner Butte LFGE | ID | Cassia | IPCO | Commercial Non-CHP | E1 |  | 3.9 | 3.9 | 3.9 | Landfill Gas | LFG | IC | 2019.6667 |  |  | (OP) Operating | [8 empty] | 42.4669 | -114.0046 | 0 | 0 | #DIV/0! | 0%
| City of Minneapolis - (KS) | 1307 | Minneapolis City of | KS | Ottawa | SWPP | Electric Utility | 3 |  | 9.1 | 8 | 8 | Natural Gas Internal Combustion Engine | NG | IC | 1968.6 |  |  | (OP) Operating | [8 empty] | 39.1194 | -97.7086 | 0 | 0 | #DIV/0! | 0%
| Java Solar, LLC | 65965 | Java Solar, LLC | CA | Kings | CISO | IPP Non-CHP | JAVA |  | 13.5 | 13.5 | 13.5 | Solar Photovoltaic | SUN | PV | 2022 |  |  | (OP) Operating |  | 18.5 | [6 empty] | 36.2335 | -119.8163 | 0 | 0 | #DIV/0! | 0%
| Javelina Wind Energy II, LLC | 60645 | Javelina Wind Energy II, LLC | TX | Webb | ERCO | IPP Non-CHP | WJ21 |  | 200 | 200 | 200 | Onshore Wind Turbine | WND | WT | 2016 |  |  | (OP) Operating | [8 empty] | 27.44 | -98.91 | 0 | 0 | #DIV/0! | 0%
| Javelina Wind Energy, LLC | 60104 | Javelina Wind Energy, LLC | TX | Webb | ERCO | IPP Non-CHP | GEWTG |  | 249.7 | 249.7 | 249.7 | Onshore Wind Turbine | WND | WT | 2015 |  |  | (OP) Operating | [8 empty] | 27.32 | -99 | 0 | 0 | #DIV/0! | 0%
| 2016 ESA Project Company, LLC | 62697 | Mission College Blvd. Fuel Cell | CA | Santa Clara | CISO | IPP Non-CHP | NTL3A |  | 5 | 5 | 5 | Other Natural Gas | NG | FC | 2017 |  |  | (OP) Operating | [8 empty] | 37.3863 | -121.9624 | 0 | 0 | #DIV/0! | 0%
| Mississippi Baptist Medical | 54203 | Mississippi Baptist Medical Center | MS | Hinds | MISO | Commercial CHP | A |  | 4.2 | 4 | 4 | Natural Gas Fired Combustion Turbine | NG | GT | 1991 |  |  | (SB) Standby/Backup: available for service but not normally used | [8 empty] | 32.3133 | -90.1797 | 0 | 0 | #DIV/0! | 0%
| Sacramento Municipal Util Dist | 431 | Jaybird | CA | El Dorado | BANC | Electric Utility | H1 |  | 161.6 | 156.2 | 156.2 | Conventional Hydroelectric | WAT | HY | 1961.5 |  |  | (OP) Operating | [8 empty] | 38.834 | -120.5318 | 0 | 0 | #DIV/0! | 0%
| Invenergy Services LLC | 65129 | Jayhawk Wind Energy Center | KS | Crawford | SWPP | IPP Non-CHP | 65010 |  | 197.4 | 197.4 | 197.4 | Onshore Wind Turbine | WND | WT | 2022 |  |  | (OP) Operating | [8 empty] | 37.7045 | -95.0298 | 0 | 0 | #DIV/0! | 0%
| JBAB Solar I, LLC. | 62374 | JBAB - Washington DC | DC | District of Columbia | PJM | IPP Non-CHP | PV1 |  | 5.9 | 5.9 | 5.9 | Solar Photovoltaic | SUN | PV | 2019 |  |  | (OP) Operating |  | 7 | [6 empty] | 38.8527 | -77.0093 | 0 | 0 | #DIV/0! | 0%
| City of Omaha | 55033 | Missouri River Wastewater Treatment | NE | Douglas | SWPP | Commercial CHP | 6013 |  | 3 | 3 | 3 | Other Waste Biomass | OBG | IC | 1990.3333 |  |  | (OP) Operating | [8 empty] | 41.2033 | -95.9292 | 0 | 0 | #DIV/0! | 0%
| AES Clean Energy | 65613 | JB-Tobin 2 | NY | Dutchess | NYIS | IPP Non-CHP | JBTB2 |  | 1.6 | 1.6 | 1.6 | Solar Photovoltaic | SUN | PV | 2021 |  |  | (OP) Operating |  | 2.1 | [6 empty] | 41.6896 | -73.8052 | 0 | 0 | #DIV/0! | 0%
| Missouri Jnt Muni.Pwr Elec. Ut. Comm. | 56478 | MJMEUC Generating Station #1 | MO | Audrain | SWPP | IPP CHP | 0001 |  | 13.3 | 11.3 | 13 | Natural Gas Fired Combustion Turbine | NG | GT | 2007 |  |  | (OP) Operating | [8 empty] | 39.2511 | -91.6401 | 0 | 0 | #DIV/0! | 0%
| Barrier Solar Inc | 68521 | JD Foods - JD Foods | CA | Fresno | CISO | Commercial Non-CHP | JDF |  | 1.5 | 1.5 | 1.5 | Solar Photovoltaic | SUN | PV | 2020 |  |  | (OP) Operating |  | 1.9 | [6 empty] | 36.7019 | -119.7459 | 0 | 0 | #DIV/0! | 0%
| ALLETE, Inc. | 66743 | Jean Duluth Solar | MN | St Louis | MISO | Electric Utility | DUL |  | 1.6 | 1.6 | 1.6 | Solar Photovoltaic | SUN | PV | 2022 |  |  | (OP) Operating |  | 1.5 | [6 empty] | 46.8738 | -92.052 | 0 | 0 | #DIV/0! | 0%
| MM Albany Energy LLC | 55155 | MM Albany Energy | NY | Albany | NYIS | IPP Non-CHP | UNT1 |  | 5.9 | 5.9 | 5.9 | Landfill Gas | LFG | IC | 2005.6 |  |  | (OP) Operating | [8 empty] | 42.7044 | -73.8509 | 0 | 0 | #DIV/0! | 0%
| SunShare Management | 60320 | Jeffco Community Solar Gardens LLC | CO | Jefferson | PSCO | IPP Non-CHP | SSCO1 |  | 1.2 | 1.2 | 1.2 | Solar Photovoltaic | SUN | PV | 2016 |  |  | (OP) Operating |  | 1.5 | [6 empty] | 39.8596 | -105.1497 | 0 | 0 | #DIV/0! | 0%
| South Carolina Public Service Authority | 3319 | Jefferies | SC | Berkeley | SC | Electric Utility | H1 |  | 145.2 | 140 | 140 | Conventional Hydroelectric | WAT | HY | 1942 |  |  | (OP) Operating | [8 empty] | 33.2444 | -79.9909 | 0 | 0 | #DIV/0! | 0%
| Northern States Power Co - Minnesota | 56750 | Jeffers Wind 20 LLC | MN | Cottonwood | MISO | Electric Utility | 1 |  | 50 | 50 | 50 | Onshore Wind Turbine | WND | WT | 2008 |  |  | (OP) Operating | [8 empty] | 44.0578 | -95.2525 | 0 | 0 | #DIV/0! | 0%
| Ecos Energy LLC | 62024 | Jefferson Solar | CT | New London | ISNE | IPP Non-CHP | JEFRS |  | 1 | 1 | 1 | Solar Photovoltaic | SUN | PV | 2018 |  |  | (OP) Operating |  | 1.2 | [6 empty] | 41.656 | -72.162 | 0 | 0 | #DIV/0! | 0%
| Jefferson Solar | 62233 | Jefferson Solar | SC | Darlington | CPLE | IPP Non-CHP | 47 |  | 8.2 | 8.2 | 8.2 | Solar Photovoltaic | SUN | PV | 2022 |  |  | (OP) Operating |  | 11 | [6 empty] | 34.3496 | -80.0581 | 0 | 0 | #DIV/0! | 0%
| Concord New Energy | 59771 | Jefferson Solar Park | WI | Jefferson | MISO | IPP Non-CHP | JSP01 |  | 1 | 1 | 1 | Solar Photovoltaic | SUN | PV | 2013 |  |  | (OP) Operating |  | 1.1 | [6 empty] | 43.0146 | -88.7992 | 0 | 0 | #DIV/0! | 0%
| MM Lopez Energy LLC | 55161 | MM Lopez Energy | CA | Los Angeles | CISO | IPP Non-CHP | UNT1 |  | 3 | 2.7 | 2.7 | Landfill Gas | LFG | IC | 1998 |  |  | (OP) Operating | [8 empty] | 34.2925 | -118.3894 | 0 | 0 | #DIV/0! | 0%
| Cypress Creek Renewables | 60819 | Jefferson-Lewis BOCES Solar | NY | Jefferson | NYIS | IPP Non-CHP | PV1 |  | 2 | 2 | 2 | Solar Photovoltaic | SUN | PV | 2017 |  |  | (OP) Operating |  | 2.4 | [6 empty] | 43.971 | -75.9698 | 0 | 0 | #DIV/0! | 0%
| Central Nebraska Pub P&I Dist | 2227 | Jeffrey | NE | Lincoln | SWPP | Electric Utility | 1 |  | 21.6 | 21 | 21 | Conventional Hydroelectric | WAT | HY | 1941 |  |  | (OP) Operating | [8 empty] | 40.9594 | -100.3979 | 0 | 0 | #DIV/0! | 0%
| MM San Diego Energy-Miramar | 55094 | MM San Diego-Miramar | CA | San Diego | CISO | IPP CHP | UNT1 |  | 6.4 | 6.4 | 6.4 | Landfill Gas | LFG | IC | 1997 |  |  | (OP) Operating | [8 empty] | 32.8448 | -117.1627 | 0 | 0 | #DIV/0! | 0%
| Duke Energy Florida, LLC | 63998 | Jennings Energy Storage Facility | FL | Hamilton | FPC | Electric Utility | ES1 |  | 5.5 | 5.5 | 5.5 | Batteries | MWH | BA | 2022 |  |  | (OP) Operating | 5.5 | [7 empty] | 30.6038 | -83.0981 | 0 | 0 | #DIV/0! | 0%
| SoCore Energy LLC | 67830 | Jericho Gravel Solar Farm | VT | Chittenden | ISNE | IPP Non-CHP | PV1 |  | 2 | 2 | 2 | Solar Photovoltaic | SUN | PV | 2021 |  |  | (OP) Operating |  | 2.3 | [6 empty] | 44.479 | -72.96 | 0 | 0 | #DIV/0! | 0%
| SoCore Energy LLC | 67831 | Jericho Landfill Solar Farm | VT | Chittenden | ISNE | IPP Non-CHP | PV1 |  | 2 | 2 | 2 | Solar Photovoltaic | SUN | PV | 2021 |  |  | (OP) Operating |  | 2.3 | [6 empty] | 44.4485 | -72.9774 | 0 | 0 | #DIV/0! | 0%
| Jericho Power LLC | 59070 | Jericho Power | NH | Coos | ISNE | IPP Non-CHP | WT 1 |  | 14.3 | 12.1 | 12.1 | Onshore Wind Turbine | WND | WT | 2016 |  |  | (OP) Operating | [8 empty] | 44.4669 | -71.225 | 0 | 0 | #DIV/0! | 0%
| Jericho Rise Wind Farm LLC | 59629 | Jericho Rise Wind Farm LLC | NY | Franklin | NYIS | IPP Non-CHP | GEN1 |  | 77.7 | 77.7 | 77.7 | Onshore Wind Turbine | WND | WT | 2016 |  |  | (OP) Operating | [8 empty] | 44.8889 | -74.1033 | 0 | 0 | #DIV/0! | 0%
| Onyx Asset Services Group | 63530 | Jersey City DWP | NJ | Hudson | PJM | IPP Non-CHP | 10331 |  | 1 | 1 | 1 | Solar Photovoltaic | SUN | PV | 2019 |  |  | (OP) Operating |  | 1.2 | [6 empty] | 40.69 | -74.0874 | 0 | 0 | #DIV/0! | 0%
| Clean Focus Yield, LLC | 58653 | Jersey Gardens Phase 1 | NJ | Union | PJM | IPP Non-CHP | 1 |  | 1.7 | 1.7 | 1.7 | Solar Photovoltaic | SUN | PV | 2011 |  |  | (OP) Operating |  | 2 | [6 empty] | 40.6608 | -74.1733 | 0 | 0 | #DIV/0! | 0%
| CF Jersey Gardens Owner Two LLC | 58654 | Jersey Gardens Phase 2 | NJ | Union | PJM | IPP Non-CHP | 1 |  | 2.3 | 2.3 | 2.3 | Solar Photovoltaic | SUN | PV | 2012 |  |  | (OP) Operating |  | 2.8 | [6 empty] | 40.6608 | -74.1733 | 0 | 0 | #DIV/0! | 0%
| Heelstone Energy Holdings, LLC | 60784 | Jersey Holdings | NC | Robeson | DUK | IPP Non-CHP | PV1 |  | 5 | 5 | 5 | Solar Photovoltaic | SUN | PV | 2017 |  |  | (OP) Operating |  | 6.9 | [6 empty] | 34.5643 | -79.0375 | 0 | 0 | #DIV/0! | 0%
| Ormat Nevada Inc | 57376 | Jersey Valley Geothermal Power Plant | NV | Pershing | NEVP | IPP Non-CHP | OEC 1 |  | 23.5 | 15.6 | 23.5 | Geothermal | GEO | BT | 2010 |  |  | (OP) Operating | [8 empty] | 40.1808 | -117.4739 | 0 | 0 | #DIV/0! | 0%
| Leeward Asset Management, LLC | 56300 | Jersey-Atlantic Wind Farm | NJ | Atlantic | PJM | IPP Non-CHP | 1 |  | 7.5 | 7.5 | 7.5 | Onshore Wind Turbine | WND | WT | 2006 |  |  | (OP) Operating | [8 empty] | 39.3822 | -74.4475 | 0 | 0 | #DIV/0! | 0%
| Altus Power America Management, LLC | 61944 | Jessamine Solar | SC | Marion | CPLE | IPP Non-CHP | 10 |  | 1.9 | 1.9 | 1.9 | Solar Photovoltaic | SUN | PV | 2019 |  |  | (OP) Operating |  | 2.4 | [6 empty] | 34.2305 | -79.3906 | 0 | 0 | #DIV/0! | 0%
| CHI Operations Inc | 55564 | Jessica Mills LLC | MN | Lincoln | MISO | IPP Non-CHP | JM30 |  | 1.9 | 1.9 | 1.9 | Onshore Wind Turbine | WND | WT | 2001 |  |  | (OP) Operating | [8 empty] | 44.4278 | -96.43 | 0 | 0 | #DIV/0! | 0%
| Sol Systems | 60290 | Jester Solar | NC | Wayne | DUK | IPP Non-CHP | PV1 |  | 5 | 4.9 | 4.9 | Solar Photovoltaic | SUN | PV | 2020 |  |  | (OP) Operating |  | 7.1 | [6 empty] | 35.3612 | -77.8861 | 0 | 0 | #DIV/0! | 0%
| MM Taunton Energy LLC | 55093 | MM Taunton Energy | MA | Bristol | ISNE | IPP Non-CHP | UNT1 |  | 3.6 | 3.6 | 3.6 | Landfill Gas | LFG | IC | 2004 |  |  | (OP) Operating | [8 empty] | 41.9231 | -71.0864 | 0 | 0 | #DIV/0! | 0%
| MM Tulare Energy LLC | 55160 | MM Tulare Energy | CA | Tulare | CISO | IPP Non-CHP | UNT1 |  | 1.8 | 1.6 | 1.6 | Landfill Gas | LFG | IC | 1998 |  |  | (SB) Standby/Backup: available for service but not normally used | [8 empty] | 36.388 | -119.394 | 0 | 0 | #DIV/0! | 0%
| Jett Creek | 59490 | Jett Creek Windfarm (Burnt River) | OR | Baker | IPCO | IPP Non-CHP | JCW |  | 10 | 10 | 10 | Onshore Wind Turbine | WND | WT | 2017 |  |  | (OP) Operating | [8 empty] | 44.425 | -117.2739 | 0 | 0 | #DIV/0! | 0%
| MM West Covina Energy LLC | 54015 | MM West Covina | CA | Los Angeles | CISO | IPP Non-CHP | GEN2 |  | 6.8 | 5.4 | 5.4 | Landfill Gas | LFG | ST | 1993 |  |  | (OP) Operating | [8 empty] | 34.0332 | -117.9061 | 0 | 0 | #DIV/0! | 0%
| AES Distributed Energy | 58292 | Jewish Community Center PV | AZ | Maricopa | AZPS | IPP Non-CHP | JCC |  | 1.1 | 1.2 | 1.2 | Solar Photovoltaic | SUN | PV | 2012 |  |  | (OP) Operating |  | 1.3 | [6 empty] | 33.6031 | -111.9247 | 0 | 0 | #DIV/0! | 0%
| 38 Degrees North, LLC | 63564 | JH Solar, LLC CSG | MA | Worcester | ISNE | IPP Non-CHP | JHSOL |  | 1 | 1 | 1 | Solar Photovoltaic | SUN | PV | 2017 |  |  | (OP) Operating |  | 1.3 | [6 empty] | 42.243 | -72.1 | 0 | 0 | #DIV/0! | 0%
| Repsol Renewables NA | 66163 | Jicarilla Solar 1 LLC | NM | Rio Arriba | PNM | IPP Non-CHP | JICB1 |  | 70 | 70 | 70 | Batteries | MWH | BA | 2023 |  |  | (OP) Operating | 80 | [7 empty] | 36.3167 | -107.2776 | 0 | 0 | #DIV/0! | 0%
| Repsol Renewables NA | 65103 | Jicarilla Solar 2 | NM | Rio Arriba | PNM | IPP Non-CHP | JICS2 |  | 50 | 50 | 50 | Solar Photovoltaic | SUN | PV | 2023 |  |  | (OP) Operating |  | 62.5 | [6 empty] | 36.1411 | -107.1712 | 0 | 0 | #DIV/0! | 0%
| Yolo County Community Services Department | 54567 | MM Yolo Power | CA | Yolo | CISO | IPP Non-CHP | 1 |  | 3.6 | 3.3 | 3.3 | Landfill Gas | LFG | IC | 1992.2 |  |  | (OP) Operating | [8 empty] | 38.5963 | -121.6875 | 0 | 0 | #DIV/0! | 0%
| Northern States Power Co - Minnesota | 4008 | Jim Falls | WI | Chippewa | MISO | Electric Utility | 1 |  | 59.8 | 25 | 25 | Conventional Hydroelectric | WAT | HY | 1988 |  |  | (OP) Operating | [8 empty] | 45.051 | -91.274 | 0 | 0 | #DIV/0! | 0%
| Jiminy Peak Mountain Resort, LLC | 62570 | Jiminy Peak Wind QF | MA | Berkshire | ISNE | Commercial Non-CHP | 32651 |  | 1.5 | 1.8 | 2.7 | Onshore Wind Turbine | WND | WT | 2007 |  |  | (OP) Operating | [8 empty] | 42.5437 | -73.2926 | 0 | 0 | #DIV/0! | 0%
| Milwaukee Metro Sewerage Dist | 55525 | MMSD South Shore Wastewater | WI | Milwaukee | MISO | Commercial CHP | 1 |  | 5.1 | 5 | 5 | Other Waste Biomass | OBG | IC | 2007.4 |  |  | (OP) Operating | [8 empty] | 42.8869 | -87.8422 | 0 | 0 | #DIV/0! | 0%
| Luminace Solar Illinois 2, LLC | 64629 | JM Huber at Quincy | IL | Adams | MISO | IPP Non-CHP | JMH |  | 1.5 | 1.5 | 1.5 | Solar Photovoltaic | SUN | PV | 2021 |  |  | (OP) Operating |  | 1.8 | [6 empty] | 39.8591 | -91.3997 | 0 | 0 | #DIV/0! | 0%
| Maine Waste to Energy | 50035 | MMWAC Resource Recovery Facility | ME | Androscoggin | ISNE | Commercial Non-CHP | ST1 |  | 5 | 2.7 | 2.7 | Municipal Solid Waste | MSW | ST | 1992 |  |  | (OP) Operating | [8 empty] | 44.0678 | -70.2608 | 0 | 0 | #DIV/0! | 0%
| Altus Power America Management, LLC | 58793 | JMB Mcguire-Dix-Lakehurst Solar Project | NJ | Burlington | PJM | IPP Non-CHP | UCIV |  | 11.4 | 11.4 | 11.4 | Solar Photovoltaic | SUN | PV | 2013 |  |  | (OP) Operating |  | 12.3 | [6 empty] | 39.9928 | -74.6369 | 0 | 0 | #DIV/0! | 0%
| Duke Energy Carolinas, LLC | 3262 | Jocassee | SC | Pickens | DUK | Electric Utility | 1 |  | 774 | 780 | 780 | Hydroelectric Pumped Storage | WAT | PS | 1974 |  |  | (OP) Operating | [8 empty] | 34.9594 | -82.9147 | 0 | 0 | #DIV/0! | 0%
| AMP MA Joe Jenny | 64573 | Joe Jenny | MA | Worcester | ISNE | IPP Non-CHP | 1 |  | 1 | 1 | 1 | Solar Photovoltaic | SUN | PV | 2018 |  |  | (OP) Operating |  | 2 | [6 empty] | 42.1036 | -71.8154 | 0 | 0 | #DIV/0! | 0%
| DG New York CS, LLC | 66846 | Jogee Road Solar | NY | Orange | NYIS | IPP Non-CHP | JOGEE |  | 2 | 2 | 2 | Solar Photovoltaic | SUN | PV | 2022 |  |  | (OP) Operating |  | 2.7 | [6 empty] | 41.4 | -74.5022 | 0 | 0 | #DIV/0! | 0%
| Johanna Energy Center, LLC | 63843 | Johanna Energy Center, LLC | CA | Orange | CISO | IPP Non-CHP | SAP2 |  | 80 | 80 | 80 | Batteries | MWH | BA | 2021.6667 |  |  | (OP) Operating | [8 empty] | 33.715 | -117.854 | 0 | 0 | #DIV/0! | 0%
| REA Investments, LLC | 61878 | John A Logan College Solar | IL | Williamson | MISO | IPP Non-CHP | JALC |  | 1.3 | 1.3 | 1.3 | Solar Photovoltaic | SUN | PV | 2019 |  |  | (OP) Operating |  | 1.9 | [6 empty] | 37.7506 | -89.0853 | 0 | 0 | #DIV/0! | 0%
| State of Minnesota Department of Administration | 55824 | MNDOT Standby Generation | MN | Ramsey | MISO | Commercial Non-CHP | UNT1 |  | 2 | 1.9 | 1.9 | Petroleum Liquids | DFO | IC | 1995 |  |  | (SB) Standby/Backup: available for service but not normally used | [8 empty] | 44.953 | -93.1057 | 0 | 0 | #DIV/0! | 0%
| USACE Northwestern Division | 3082 | John Day | OR | Sherman | BPAT | Electric Utility | 1 |  | 2160 | 2052 | 2052 | Conventional Hydroelectric | WAT | HY | 1969.3125 |  |  | (OA) Out of service but expected to return to service in next calendar year | [8 empty] | 45.7164 | -120.6941 | 0 | 0 | #DIV/0! | 0%
| Nebraska Public Power District | 6229 | Mobile | NE | York | SWPP | Electric Utility | 1 |  | 3.1 | 3.1 | 3.1 | Petroleum Liquids | DFO | IC | 1990 |  |  | (OP) Operating | [8 empty] | 40.883 | -97.6014 | 0 | 0 | #DIV/0! | 0%
| Model City Energy LLC | 55757 | Model City Energy Facility | NY | Niagara | NYIS | IPP Non-CHP | GEN1 |  | 5.6 | 5.6 | 5.6 | Landfill Gas | LFG | IC | 2001 |  |  | (OP) Operating | [8 empty] | 43.2094 | -78.9836 | 0 | 0 | #DIV/0! | 0%
| USCE-Wilmington District | 3833 | John H Kerr | VA | Mecklenburg | PJM | Electric Utility | 1 |  | 296.8 | 296.6 | 296.6 | Conventional Hydroelectric | WAT | HY | 1965 |  |  | (OP) Operating | [8 empty] | 36.5994 | -78.3005 | 0 | 0 | #DIV/0! | 0%
| Innovative Energy Systems Inc | 56323 | Modern Innovative Energy LLC | NY | Niagara | NYIS | IPP Non-CHP | GEN1 |  | 6.4 | 6.4 | 6.4 | Landfill Gas | LFG | IC | 2006 |  |  | (OP) Operating | [8 empty] | 43.2094 | -78.9836 | 0 | 0 | #DIV/0! | 0%
| Duke Energy Florida, LLC | 64752 | John Hopkins Middle School Microgrid | FL | Pinellas | FPC | Electric Utility | ES1 |  | 3.3 | 3.3 | 3.3 | Batteries | MWH | BA | 2023 |  |  | (OP) Operating | 18 | [7 empty] | 27.7679 | -82.6548 | 0 | 0 | #DIV/0! | 0%
| Hudson Ranch Power I LLC | 57475 | John L. Featherstone Plant | CA | Imperial | IID | IPP Non-CHP | HRP1 |  | 55 | 49.9 | 49.9 | Geothermal | GEO | ST | 2012 |  |  | (OP) Operating | [8 empty] | 33.2046 | -115.5733 | 0 | 0 | #DIV/0! | 0%
| Molson Coors Shenandoah Brewery | 58057 | Molson Coors Shenandoah Brewery | VA | Rockingham | PJM | Industrial Non-CHP | WWTP |  | 1.4 | 1.4 | 1.4 | Other Waste Biomass | OBG | GT | 2012 |  |  | (OP) Operating | [8 empty] | 38.3569 | -78.6767 | 0 | 0 | #DIV/0! | 0%
| Mondelez Global, LLC | 54933 | Mondelez Global LLC | IL | Winnebago | PJM | Industrial CHP | GEN1 |  | 4.7 | 5 | 3 | Natural Gas Fired Combustion Turbine | NG | GT | 1995 |  |  | (OP) Operating | [8 empty] | 42.3156 | -89.0356 | 0 | 0 | #DIV/0! | 0%
| Monroe County (NY) | 58201 | Monroe Community College Plant | NY | Monroe | NYIS | Commercial CHP | 1 |  | 5.6 | 5.6 | 5.6 | Natural Gas Internal Combustion Engine | NG | IC | 2004 |  |  | (OS) Out of service and NOT expected to return to service in next calendar year | [8 empty] | 43.1039 | -77.6103 | 0 | 0 | #DIV/0! | 0%
| North Carolina Mun Power Agny #1 | 56343 | Monroe Middle School | NC | Union | DUK | Electric Utility | 1 |  | 1.8 | 1.8 | 1.8 | Petroleum Liquids | DFO | IC | 2006 |  |  | (OP) Operating | [8 empty] | 34.9733 | -80.54 | 0 | 0 | #DIV/0! | 0%
| American Mun Power-Ohio, Inc | 66434 | Monroeville RTO BTM | OH | Huron | PJM | Electric Utility | PB1 |  | 2.7 | 2.7 | 2.7 | Petroleum Liquids | DFO | IC | 2020 |  |  | (OP) Operating | [8 empty] | 41.2443 | -82.709 | 0 | 0 | #DIV/0! | 0%
| Targa Co-Generation LLC | 57322 | Mont Belvieu Cogeneration Unit | TX | Chambers | ERCO | Industrial CHP | GT01 |  | 15 | 12.3 | 15 | Natural Gas Fired Combustion Turbine | NG | GT | 2009 |  |  | (OP) Operating | [8 empty] | 29.8381 | -94.9007 | 0 | 0 | #DIV/0! | 0%
| Cartier Energy, LLC | 63501 | Montclair State University Cogen | NJ | Passaic | PJM | Commercial CHP | CTG-1 |  | 11.8 | 10.8 | 11.2 | Natural Gas Fired Combustion Turbine | NG | GT | 2016.3333 |  |  | (OP) Operating | [8 empty] | 40.8652 | -74.1967 | 0 | 0 | #DIV/0! | 0%
| Central Nebraska Pub P&I Dist | 2228 | Johnson 1 | NE | Gosper | SWPP | Electric Utility | 1 |  | 21.6 | 20 | 20 | Conventional Hydroelectric | WAT | HY | 1941 |  |  | (OP) Operating | [8 empty] | 40.6936 | -99.8178 | 0 | 0 | #DIV/0! | 0%
| Johnson I CSG LLC | 61686 | Johnson 1 Community Solar | MN | Chisago | MISO | IPP Non-CHP | PV1 |  | 1 | 1 | 1 | Solar Photovoltaic | SUN | PV | 2018 |  |  | (OP) Operating |  | 1.4 | [6 empty] | 45.4832 | -92.8152 | 0 | 0 | #DIV/0! | 0%
| Central Nebraska Pub P&I Dist | 2229 | Johnson 2 | NE | Gosper | SWPP | Electric Utility | 1 |  | 22.5 | 22.5 | 22.5 | Conventional Hydroelectric | WAT | HY | 1941 |  |  | (OP) Operating | [8 empty] | 40.6839 | -99.7447 | 0 | 0 | #DIV/0! | 0%
| Hoosier Energy R E C, Inc | 59990 | Johnson Co. Solar RES | IN | Johnson | MISO | Electric Utility | PV1 |  | 1.1 | 1.1 | 1.1 | Solar Photovoltaic | SUN | PV | 2016 |  |  | (OP) Operating |  | 1.3 | [6 empty] | 39.518 | -86.0683 | 0 | 0 | #DIV/0! | 0%
| Lightsource Renewable Energy Asset Management, LLC | 62993 | Johnson Corner Solar 1 | KS | Stanton | SWPP | IPP Non-CHP | KSJC1 |  | 20 | 20 | 20 | Solar Photovoltaic | SUN | PV | 2020 |  |  | (OP) Operating |  | 27.5 | [6 empty] | 37.547 | -101.7992 | 0 | 0 | #DIV/0! | 0%
| Montefiore Medical Center Moses Division | 58507 | Montefieor Medical Center Moses Division | NY | Bronx | NYIS | Commercial CHP | EMG01 |  | 18.7 | 17 | 17 | Petroleum Liquids | DFO | IC | 2000.9333 |  |  | (SB) Standby/Backup: available for service but not normally used | [8 empty] | 40.8814 | -73.8803 | 0 | 0 | #DIV/0! | 0%
| MidAmerican Energy Co | 64985 | Johnson County Hills Solar | IA | Johnson | MISO | Electric Utility | JCHS |  | 3 | 3 | 3 | Solar Photovoltaic | SUN | PV | 2022 |  |  | (OP) Operating |  | 3.9 | [6 empty] | 41.5723 | -91.543 | 0 | 0 | #DIV/0! | 0%
| Madison Energy Holdings LLC | 64991 | Johnson CSG 1 | MN | Chisago | MISO | IPP Non-CHP | JOHN |  | 1 | 1 | 1 | Solar Photovoltaic | SUN | PV | 2021 |  |  | (OP) Operating |  | 1.5 | [6 empty] | 45.4852 | -92.8156 | 0 | 0 | #DIV/0! | 0%
| Madison Energy Holdings LLC | 66030 | Johnson CSG 2 | MN | Chisago | MISO | IPP Non-CHP | JOHN2 |  | 1 | 1 | 1 | Solar Photovoltaic | SUN | PV | 2023 |  |  | (OP) Operating |  | 1.5 | [6 empty] | 45.4895 | -92.8501 | 0 | 0 | #DIV/0! | 0%
| Wisconsin Public Service Corp | 4067 | Johnson Falls | WI | Marinette | MISO | Electric Utility | 1 |  | 3.4 | 3.4 | 3.4 | Conventional Hydroelectric | WAT | HY | 1923 |  |  | (OP) Operating | [8 empty] | 45.2875 | -88.1603 | 0 | 0 | #DIV/0! | 0%
| Johnson II CSG LLC | 61695 | Johnson II Community Solar | MN | Chisago | MISO | IPP Non-CHP | PV1 |  | 1 | 1 | 1 | Solar Photovoltaic | SUN | PV | 2018 |  |  | (OP) Operating |  | 1.4 | [6 empty] | 45.492 | -92.8542 | 0 | 0 | #DIV/0! | 0%
| Luminace Solar New Jersey II, LLC | 57723 | Johnson Matthey, Inc. Solar | NJ | Gloucester | PJM | IPP Non-CHP | PV1 |  | 4 | 4 | 4 | Solar Photovoltaic | SUN | PV | 2011 |  |  | (OP) Operating |  | 5.2 | [6 empty] | 39.8253 | -75.2197 | 0 | 0 | #DIV/0! | 0%
| National Grid Renewables | 61380 | Johnson Solar CSG | MN | Pipestone | MISO | IPP Non-CHP | JOHN1 |  | 4.7 | 4.7 | 4.7 | Solar Photovoltaic | SUN | PV | 2018 |  |  | (OP) Operating |  | 1.5 | [6 empty] | 43.9121 | -96.187 | 0 | 0 | #DIV/0! | 0%
| Montefiore-Westchester Square | 61025 | Montefiore - Westchester Square | NY | Bronx | NYIS | Commercial Non-CHP | EGEN1 |  | 1 | 1 | 1 | Petroleum Liquids | DFO | IC | 1983 |  |  | (SB) Standby/Backup: available for service but not normally used | [8 empty] | 40.8406 | -73.8484 | 0 | 0 | #DIV/0! | 0%
| Montefiore Mount Vernon Hospital | 62589 | Montefiore Mount Vernon Hospital | NY | Westchester | NYIS | Commercial Non-CHP | CONP7 |  | 1.1 | 1.1 | 1.1 | Petroleum Liquids | DFO | IC | 1976 |  |  | (SB) Standby/Backup: available for service but not normally used | [8 empty] | 40.9028 | -73.8687 | 0 | 0 | #DIV/0! | 0%
| Erie Boulevard Hydropower LP | 2580 | Johnsonville Dam | NY | Rensselaer | NYIS | IPP Non-CHP | 1 |  | 4 | 2.5 | 2.3 | Conventional Hydroelectric | WAT | HY | 1909 |  |  | (OP) Operating | [8 empty] | 42.9204 | -73.5089 | 0 | 0 | #DIV/0! | 0%
| Montefiore Nyack Hospital | 63662 | Montefiore Nyack Hospital | NY | Rockland | NYIS | Commercial Non-CHP | CA500 |  | 1.6 | 1.6 | 1.6 | Petroleum Liquids | DFO | IC | 1996.6667 |  |  | (SB) Standby/Backup: available for service but not normally used | [8 empty] | 41.091 | -73.9182 | 0 | 0 | #DIV/0! | 0%
| Concord New Energy | 59858 | Johnston Solar | RI | Providence | ISNE | IPP Non-CHP | JSI01 |  | 1.4 | 1.4 | 1.4 | Solar Photovoltaic | SUN | PV | 2015 |  |  | (OP) Operating |  | 1.5 | [6 empty] | 41.8009 | -71.5595 | 0 | 0 | #DIV/0! | 0%
| Onyx Asset Services Group | 61888 | Johnstown | NY | Fulton | NYIS | IPP Non-CHP | 10049 |  | 2 | 2 | 2 | Solar Photovoltaic | SUN | PV | 2018 |  |  | (OP) Operating |  | 3 | [6 empty] | 42.9992 | -74.3148 | 0 | 0 | #DIV/0! | 0%
| AES Distributed Energy | 63013 | Johnstown Solar 1, LLC | NY | Fulton | NYIS | IPP Non-CHP | STATE |  | 4 | 4 | 4 | Solar Photovoltaic | SUN | PV | 2019 |  |  | (OP) Operating |  | 4.4 | [6 empty] | 43.0724 | -74.3228 | 0 | 0 | #DIV/0! | 0%
| Montefiore Weiler (Einstein) Hospital | 63539 | Montefiore Weiler (Einstein) Hospital | NY | Bronx | NYIS | Commercial Non-CHP | CT500 |  | 1.5 | 1.5 | 1.5 | Petroleum Liquids | DFO | IC | 1995 |  |  | (SB) Standby/Backup: available for service but not normally used | [8 empty] | 40.8804 | -73.8791 | 0 | 0 | #DIV/0! | 0%
| USCE-Mobile District | 6131 | Jones Bluff | AL | Autauga | SOCO | Electric Utility | 1 |  | 82 | 82 | 82 | Conventional Hydroelectric | WAT | HY | 1975 |  |  | (OP) Operating | [8 empty] | 32.3242 | -86.7843 | 0 | 0 | #DIV/0! | 0%
| Wisconsin Electric Power Co | 67386 | Jones Dairy | WI | Jefferson | MISO | Electric Utility | 1 |  | 2.3 | 2.3 | 2.3 | Solar Photovoltaic | SUN | PV | 2021 |  |  | (OP) Operating |  | 2.8 | [6 empty] | 42.9193 | -88.8479 | 0 | 0 | #DIV/0! | 0%
| Sacramento Municipal Util Dist | 534 | Jones Fork | CA | El Dorado | BANC | Electric Utility | 1 |  | 10 | 10 | 10 | Conventional Hydroelectric | WAT | HY | 1985 |  |  | (OP) Operating | [8 empty] | 38.8503 | -120.3819 | 0 | 0 | #DIV/0! | 0%
| Montefiore-New Rochelle | 63602 | Montefiore-New Rochelle | NY | Westchester | NYIS | Commercial Non-CHP | EG250 |  | 1.2 | 0.8 | 0.8 | Petroleum Liquids | DFO | IC | 1985.6667 |  |  | (SB) Standby/Backup: available for service but not normally used | [8 empty] | 40.9126 | -73.7878 | 0 | 0 | #DIV/0! | 0%
| Old Dominion Electric Coop | 59614 | Monterey Diesel Generation Facility | VA | Highland | PJM | Electric Utility | MDG1 |  | 6 | 6 | 6 | Petroleum Liquids | DFO | IC | 2016 |  |  | (OP) Operating | [8 empty] | 38.4214 | -79.5914 | 0 | 0 | #DIV/0! | 0%
| City Water and Light Plant | 67487 | Jonesboro CWL Solar Park | AR | Craighead | MISO | Electric Utility | 1 |  | 10 | 10 | 8 | Solar Photovoltaic | SUN | PV | 2022 |  |  | (OP) Operating |  | 13.3 | [6 empty] | 35.8143 | -90.5787 | 0 | 0 | #DIV/0! | 0%
| Jordache Enterprises | 58049 | Jordache Enterprises Solar | NJ | Middlesex | PJM | Commercial Non-CHP | PV |  | 1.3 | 1.2 | 0.8 | Solar Photovoltaic | SUN | PV | 2011 |  |  | (OP) Operating |  | 1.6 | [6 empty] | 40.5557 | -74.4084 | 0 | 0 | #DIV/0! | 0%
| Jordan Creek Wind Farm, LLC | 63389 | Jordan Creek Wind Farm, LLC | IN | Warren | MISO | IPP Non-CHP | JCW |  | 398.6 | 398.6 | 398.6 | Onshore Wind Turbine | WND | WT | 2020 |  |  | (OP) Operating | [8 empty] | 40.3816 | -87.3998 | 0 | 0 | #DIV/0! | 0%
| Alabama Power Co | 13 | Jordan Dam | AL | Elmore | SOCO | Electric Utility | 1 |  | 100 | 129.2 | 130 | Conventional Hydroelectric | WAT | HY | 1929 |  |  | (OP) Operating | [8 empty] | 32.6189 | -86.2548 | 0 | 0 | #DIV/0! | 0%
| Distributed Solar Development, LLC | 66730 | Jordan Energy-DFA Middlebury Center Plan | PA | Tioga | PJM | IPP Non-CHP | P4318 |  | 1.1 | 1.1 | 1.1 | Solar Photovoltaic | SUN | PV | 2021 |  |  | (OP) Operating |  | 1.9 | [6 empty] | 41.838 | -77.2759 | 0 | 0 | #DIV/0! | 0%
| Jordan Hydroelectric LTD PTP | 58390 | Jordan Hydroelectric Project | NC | Chatham | DUK | IPP Non-CHP | EMOD |  | 4.4 | 4.4 | 4.4 | Conventional Hydroelectric | WAT | HY | 2012 |  |  | (OA) Out of service but expected to return to service in next calendar year | [8 empty] | 35.6547 | -79.0683 | 0 | 0 | #DIV/0! | 0%
| Central Utah Water Conservancy District | 61853 | Jordanelle Dam Hydroelectric Project | UT | Wasatch | PACE | Commercial Non-CHP | GEN 1 |  | 13 | 13 | 13 | Conventional Hydroelectric | WAT | HY | 2008 |  |  | (OP) Operating | [8 empty] | 40.5966 | -111.4236 | 0 | 0 | #DIV/0! | 0%
| Monterey One Water | 54951 | Monterey One Water | CA | Monterey | CISO | Commercial CHP | EG1 |  | 1.8 | 1.8 | 1.8 | Other Waste Biomass | OBG | IC | 1988 |  |  | (OP) Operating | [8 empty] | 36.7056 | -121.7714 | 0 | 0 | #DIV/0! | 0%
| Alabama Power Co | 6001 | Joseph M Farley | AL | Houston | SOCO | Electric Utility | 1 |  | 1776.4 | 1791 | 1791 | Nuclear | NUC | ST | 1979 |  |  | (OP) Operating | [8 empty] | 31.2231 | -85.1116 | 0 | 0 | #DIV/0! | 0%
| City of Montezuma - (IA) | 1165 | Montezuma | IA | Poweshiek | MISO | Electric Utility | 1 |  | 9.8 | 9.6 | 9.8 | Petroleum Liquids | DFO | IC | 1973.5 |  |  | (SB) Standby/Backup: available for service but not normally used | [8 empty] | 41.586 | -92.5228 | 0 | 0 | #DIV/0! | 0%
| EF NY CDG 007, LLC | 65628 | Judd Road Solar | NY | Oneida | NYIS | IPP Non-CHP | JR |  | 5 | 5 | 5 | Solar Photovoltaic | SUN | PV | 2022 |  |  | (OP) Operating |  | 7.5 | [6 empty] | 43.15 | -75.35 | 0 | 0 | #DIV/0! | 0%
| U S Bureau of Reclamation | 442 | Judge F Carr | CA | Shasta | BANC | Electric Utility | 1 |  | 154.4 | 177.4 | 177.4 | Conventional Hydroelectric | WAT | HY | 1963 |  |  | (OP) Operating | [8 empty] | 40.6469 | -122.627 | 0 | 0 | #DIV/0! | 0%
| Invenergy Services LLC | 56377 | Judith Gap Wind Energy Center | MT | Wheatland | NWMT | IPP Non-CHP | 1 |  | 135 | 135 | 135 | Onshore Wind Turbine | WND | WT | 2005 |  |  | (OP) Operating | [8 empty] | 46.5725 | -109.7531 | 0 | 0 | #DIV/0! | 0%
| HEN Infrastructure, L.L.C. | 66790 | Judkins BESS | TX | Ector | ERCO | IPP Non-CHP | JUDKS |  | 9.9 | 9.9 | 9.9 | Batteries | MWH | BA | 2024 |  |  | (OP) Operating | 9.9 | [7 empty] | 31.7156 | -102.5981 | 0 | 0 | #DIV/0! | 0%
| American Mun Power-Ohio, Inc | 7791 | Montpelier | OH | Williams | PJM | Electric Utility | 1 |  | 10.8 | 10.8 | 10.8 | Petroleum Liquids | DFO | IC | 2000 |  |  | (OP) Operating | [8 empty] | 41.5855 | -84.5794 | 0 | 0 | #DIV/0! | 0%
| CHI Operations Inc | 55563 | Julia Hills LLC | MN | Lincoln | MISO | IPP Non-CHP | JH30 |  | 1.9 | 1.9 | 1.9 | Onshore Wind Turbine | WND | WT | 2001 |  |  | (OP) Operating | [8 empty] | 44.4231 | -96.4458 | 0 | 0 | #DIV/0! | 0%
| Engie North America | 62630 | Jumbo Hill Wind Project | TX | Andrews | ERCO | IPP Non-CHP | WTGS1 |  | 160.7 | 160.7 | 160.7 | Onshore Wind Turbine | WND | WT | 2020 |  |  | (OP) Operating | [8 empty] | 32.386 | -102.949 | 0 | 0 | #DIV/0! | 0%
| HEN Infrastructure, L.L.C. | 65830 | Junction (TX) | TX | Kimble | ERCO | IPP Non-CHP | JUNCT |  | 9.9 | 9.9 | 9.9 | Batteries | MWH | BA | 2023 |  |  | (OP) Operating | 9.9 | [7 empty] | 30.4925 | -99.7702 | 0 | 0 | #DIV/0! | 0%
| SBESS TX5 LLC | 67845 | Junction BESS | TX | Kimble | ERCO | IPP Non-CHP | JUTX5 |  | 9.9 | 9.9 | 9.9 | Batteries | MWH | BA | 2025 |  |  | (OP) Operating | 24.7 | [7 empty] | 30.5165 | -99.7676 | 0 | 0 | #DIV/0! | 0%
| Junction Hilltop Management LLC | 58444 | Junction Hilltop Wind Farm | IA | Greene | MISO | IPP Non-CHP | JHW |  | 8 | 8 | 8 | Onshore Wind Turbine | WND | WT | 2012 |  |  | (OP) Operating | [8 empty] | 42.0989 | -94.2692 | 0 | 0 | #DIV/0! | 0%
| NJR Clean Energy Ventures Corporation | 60265 | Junction Road | NJ | Hunterdon | PJM | IPP Non-CHP | JUNCT |  | 4.4 | 4.4 | 4.4 | Solar Photovoltaic | SUN | PV | 2016 |  |  | (OP) Operating |  | 5.4 | [6 empty] | 40.5237 | -74.8434 | 0 | 0 | #DIV/0! | 0%
| Kimura Power LLC | 2851 | Monument | OH | Montgomery | PJM | IPP Non-CHP | 1 |  | 13.5 | 12.5 | 12.5 | Petroleum Liquids | DFO | IC | 1968 |  |  | (OP) Operating | [8 empty] | 39.7667 | -84.1739 | 0 | 0 | #DIV/0! | 0%
| Avangrid Power LLC | 57320 | Juniper Canyon I Wind Project | WA | Klickitat | AVRN | IPP Non-CHP | 1 |  | 151.2 | 148.8 | 148.8 | Onshore Wind Turbine | WND | WT | 2011 |  |  | (OP) Operating | [8 empty] | 45.9215 | -120.2355 | 0 | 0 | #DIV/0! | 0%
| Central Oregon Irrigation Dist | 57437 | Juniper Ridge Hydroelectric Project | OR | Deschutes | PACW | IPP Non-CHP | 21-01 |  | 5 | 3.3 | 1.1 | Conventional Hydroelectric | WAT | HY | 2010 |  |  | (OP) Operating | [8 empty] | 44.1427 | -121.2697 | 0 | 0 | #DIV/0! | 0%
| Tampa Electric Co | 65683 | Juniper Solar (FL) | FL | Pasco | TEC | Electric Utility | 1 |  | 70 | 70 | 70 | Solar Photovoltaic | SUN | PV | 2023 |  |  | (OP) Operating |  | 85.6 | [6 empty] | 28.1816 | -82.1553 | 0 | 0 | #DIV/0! | 0%
| SE Juno, LLC | 63328 | Juno Solar Project | TX | Borden | ERCO | IPP Non-CHP | IPJNO |  | 305.6 | 305.6 | 305.6 | Solar Photovoltaic | SUN | PV | 2021 |  |  | (OP) Operating |  | 203.5 | [6 empty] | 32.7729 | -101.391 | 0 | 0 | #DIV/0! | 0%
| VESI 23 LLC | 66758 | Justin Court Energy Storage | NJ | Hunterdon | PJM | IPP Non-CHP | JC1 |  | 20 | 20 | 20 | Batteries | MWH | BA | 2024 |  |  | (OP) Operating | 18.3 | [7 empty] | 40.5263 | -74.8441 | 0 | 0 | #DIV/0! | 0%
| Moose Lake Water & Light Comm | 1996 | Moose Lake | MN | Carlton | MISO | Electric Utility | 1 |  | 10.2 | 10.2 | 10.2 | Petroleum Liquids | DFO | IC | 2001.4 |  |  | (SB) Standby/Backup: available for service but not normally used | [8 empty] | 46.4541 | -92.7606 | 0 | 0 | #DIV/0! | 0%
| Evergreen Wind, LLC | 56449 | Kaheawa Pastures Wind Farm Hybrid | HI | Maui |  | IPP Non-CHP | 1 |  | 30 | 30 | 30 | Onshore Wind Turbine | WND | WT | 2006 |  |  | (OP) Operating | [8 empty] | 20.8142 | -156.551 | 0 | 0 | #DIV/0! | 0%
| Evergreen Wind, LLC | 57082 | Kaheawa Wind Power II LLC | HI | Maui |  | IPP Non-CHP | 1 |  | 31 | 31 | 31 | Onshore Wind Turbine | WND | WT | 2012 |  |  | (OP) Operating | [8 empty] | 20.7947 | -156.536 | 0 | 0 | #DIV/0! | 0%
| Mahi Pono LLC | 55864 | Kaheka Hydro | HI | Maui | HECO | Industrial Non-CHP | KAH1 |  | 4.5 | 4.5 | 4.5 | Conventional Hydroelectric | WAT | HY | 1925 |  |  | (OS) Out of service and NOT expected to return to service in next calendar year | [8 empty] | 20.8886 | -156.3569 | 0 | 0 | #DIV/0! | 0%
| Moose International | 50337 | Mooseheart Power House | IL | Kane | PJM | Commercial CHP | GEN1 |  | 1.8 | 1.8 | 1.8 | Natural Gas Internal Combustion Engine | NG | IC | 1986 |  |  | (SB) Standby/Backup: available for service but not normally used | [8 empty] | 41.8244 | -88.3331 | 0 | 0 | #DIV/0! | 0%
| Evergreen Wind, LLC | 57087 | Kahuku Wind Power LLC | HI | Honolulu |  | IPP Non-CHP | 1 |  | 30 | 30 | 30 | Onshore Wind Turbine | WND | WT | 2011 |  |  | (OP) Operating | [8 empty] | 21.681 | -157.975 | 0 | 0 | #DIV/0! | 0%
| City of Mora - (MN) | 1997 | Mora | MN | Kanabec | MISO | Electric Utility | 2 |  | 13.8 | 13.2 | 13.2 | Natural Gas Internal Combustion Engine | NG | IC | 1968 |  |  | (OP) Operating | [8 empty] | 45.8771 | -93.2951 | 0 | 0 | #DIV/0! | 0%
| North American Biofuels, LLC | 62641 | Morehead Generating Facility | KY | Rowan | PJM | IPP Non-CHP | M3516 |  | 1.4 | 1.4 | 1.4 | Landfill Gas | LFG | IC | 2019 |  |  | (OP) Operating | [8 empty] | 38.191 | -83.544 | 0 | 0 | #DIV/0! | 0%
| North Carolina Mun Power Agny #1 | 56344 | Morganton Station 5 | NC | Burke | DUK | Electric Utility | 1 |  | 1.8 | 1.8 | 1.8 | Petroleum Liquids | DFO | IC | 2006 |  |  | (OP) Operating | [8 empty] | 35.729 | -81.7481 | 0 | 0 | #DIV/0! | 0%
| North Carolina Mun Power Agny #1 | 56064 | Morganton, Parker Road | NC | Burke | DUK | Electric Utility | 1 |  | 1.8 | 1.8 | 1.8 | Petroleum Liquids | DFO | IC | 2002 |  |  | (OP) Operating | [8 empty] | 35.7208 | -81.6624 | 0 | 0 | #DIV/0! | 0%
| Kaiser Creek Solar, LLC | 65748 | Kaiser Creek Solar (CSG) | OR | Clackamas | PGE | IPP Non-CHP | KC22 |  | 2 | 2 | 2 | Solar Photovoltaic | SUN | PV | 2022 |  |  | (OP) Operating |  | 2.6 | [6 empty] | 45.143 | -122.609 | 0 | 0 | #DIV/0! | 0%
| Energy Developments, Inc d/b/a EDL | 60388 | Morgantown | PA | Berks | PJM | IPP Non-CHP | GEMT |  | 1.6 | 1.6 | 1.6 | Landfill Gas | LFG | IC | 2016 |  |  | (OP) Operating | [8 empty] | 40.1746 | -75.9137 | 0 | 0 | #DIV/0! | 0%
| Morton Salt Inc | 54335 | Morton Salt Rittman | OH | Wayne | PJM | Industrial CHP | GEN2 |  | 2.5 | 2.5 | 2.5 | Natural Gas Steam Turbine | NG | ST | 2015 |  |  | (OP) Operating | [8 empty] | 40.9692 | -81.7756 | 0 | 0 | #DIV/0! | 0%
| Mount Joy Wire Corp | 62741 | Mount Joy Wire | PA | Lancaster | PJM | Industrial CHP | CHP |  | 1.1 | 1.1 | 1.1 | Natural Gas Internal Combustion Engine | NG | IC | 2011 |  |  | (OP) Operating | [8 empty] | 40.1085 | -76.4767 | 0 | 0 | #DIV/0! | 0%
| Mount Sinai - Brooklyn | 63581 | Mount Sinai - Brooklyn | NY | Kings | NYIS | Commercial Non-CHP | CM350 |  | 1.5 | 1.5 | 1.5 | Petroleum Liquids | DFO | IC | 2010 |  |  | (SB) Standby/Backup: available for service but not normally used | [8 empty] | 40.6187 | -73.943 | 0 | 0 | #DIV/0! | 0%
| Mount Sinai Beth Israel | 61569 | Mount Sinai Beth Israel | NY | New York | NYIS | Commercial Non-CHP | EGEN1 |  | 3.3 | 3.5 | 3.5 | Petroleum Liquids | DFO | IC | 1988 |  |  | (SB) Standby/Backup: available for service but not normally used | [8 empty] | 40.7327 | -73.9816 | 0 | 0 | #DIV/0! | 0%
| Mount Sinai South Nassau Hospital | 62447 | Mount Sinai South Nassau Hospital | NY | Nassau | NYIS | Commercial Non-CHP | 3 |  | 3 | 2 | 1.8 | Petroleum Liquids | DFO | IC | 2012.5 |  |  | (SB) Standby/Backup: available for service but not normally used | [8 empty] | 40.6516 | -73.6299 | 0 | 0 | #DIV/0! | 0%
| Energy Systems Group LLC | 59809 | Mountain Home Energy Center | TN | Washington | TVA | IPP Non-CHP | GEN1 |  | 6.8 | 6.8 | 6.8 | Natural Gas Internal Combustion Engine | NG | IC | 2002 |  |  | (OS) Out of service and NOT expected to return to service in next calendar year | [8 empty] | 36.3096 | -82.3775 | 0 | 0 | #DIV/0! | 0%
| City of Mountain Lake - (MN) | 1998 | Mountain Lake | MN | Cottonwood | MISO | Electric Utility | 2 |  | 7.2 | 6.9 | 7.2 | Natural Gas Internal Combustion Engine | NG | IC | 1983.2 |  |  | (OP) Operating | [8 empty] | 43.9405 | -94.9434 | 0 | 0 | #DIV/0! | 0%
| ENI New Energy US Inc | 58651 | Kalaeloa Renewable Energy Park | HI | Honolulu |  | IPP Non-CHP | KREP |  | 5 | 5 | 5 | Solar Photovoltaic | SUN | PV | 2014 |  |  | (OP) Operating |  | 6.1 | [6 empty] | 21.3281 | -158.04 | 0 | 0 | #DIV/0! | 0%
| Altus Power America Management, LLC | 58259 | Kalaeloa Solar Two | HI | Honolulu |  | IPP Non-CHP | KAS2 |  | 5 | 5 | 5 | Solar Photovoltaic | SUN | PV | 2012 |  |  | (OP) Operating |  | 6 | [6 empty] | 21.32 | -158.0869 | 0 | 0 | #DIV/0! | 0%
| BBCP Kauai Operating LLC | 10412 | Kalaheo Hydro | HI | Kauai |  | Industrial Non-CHP | KPH1 |  | 2 | 2 | 2 | Conventional Hydroelectric | WAT | HY | 2016 |  |  | (OP) Operating | [8 empty] | 21.9361 | -159.5286 | 0 | 0 | #DIV/0! | 0%
| Industrial Power Generating Company LLC | 56687 | Mountain View | PA | Franklin | PJM | IPP Non-CHP | 1 |  | 14.4 | 14.4 | 14.4 | Landfill Gas | LFG | IC | 2003 |  |  | (OP) Operating | [8 empty] | 39.8014 | -77.7883 | 0 | 0 | #DIV/0! | 0%
| Kale Patch Solar LLC | 63208 | Kale Patch Solar | OR | Marion | PGE | IPP Non-CHP | KPPV1 |  | 2.2 | 2.2 | 2.2 | Solar Photovoltaic | SUN | PV | 2019 |  |  | (OP) Operating |  | 3.3 | [6 empty] | 45.083 | -122.904 | 0 | 0 | #DIV/0! | 0%
| Strata Manager, LLC | 65553 | Kalish Farm Solar | NC | Montgomery | CPLE | IPP Non-CHP | KALIS |  | 5 | 5 | 5 | Solar Photovoltaic | SUN | PV | 2018 |  |  | (OP) Operating |  | 6.8 | [6 empty] | 35.3082 | -79.7205 | 0 | 0 | #DIV/0! | 0%
| Alaska Village Elec Coop, Inc | 6329 | Mountain Village | AK | Bethel |  | Electric Utility | 1 |  | 1.8 | 1.8 | 1.8 | Petroleum Liquids | DFO | IC | 2003 |  |  | (OP) Operating | [8 empty] | 62.0856 | -163.7291 | 0 | 0 | #DIV/0! | 0%
| Erie Boulevard Hydropower LP | 2581 | Kamargo | NY | Jefferson | NYIS | IPP Non-CHP | 1 |  | 6 | 3.9 | 5.1 | Conventional Hydroelectric | WAT | HY | 1921 |  |  | (OP) Operating | [8 empty] | 44.0117 | -75.7967 | 0 | 0 | #DIV/0! | 0%
| Kankakee Solar 2 LLC | 65969 | Kankakee 2 | IL | Kankakee | MISO | IPP Non-CHP | KKS2 |  | 1.5 | 1.5 | 1.5 | Solar Photovoltaic | SUN | PV | 2022 |  |  | (OP) Operating |  | 1.9 | [6 empty] | 41.176 | -87.8795 | 0 | 0 | #DIV/0! | 0%
| Kankakee City of | 54525 | Kankakee Hydro Facility | IL | Kankakee | PJM | Commercial Non-CHP | 1 |  | 1.2 | 1.2 | 1.2 | Conventional Hydroelectric | WAT | HY | 1991 |  |  | (OS) Out of service and NOT expected to return to service in next calendar year | [8 empty] | 41.1128 | -87.8681 | 0 | 0 | #DIV/0! | 0%
| Pivot Energy | 68059 | Kankakee Solar 1 | IL | Kankakee | MISO | IPP Non-CHP | KANK1 |  | 2 | 2 | 2 | Solar Photovoltaic | SUN | PV | 2024 |  |  | (OP) Operating |  | 2.4 | [6 empty] | 41.2151 | -87.9198 | 0 | 0 | #DIV/0! | 0%
| Pivot Energy | 68233 | Kankakee Solar 3 | IL | Kankakee | MISO | IPP Non-CHP | KANK3 |  | 2 | 2 | 2 | Solar Photovoltaic | SUN | PV | 2024 |  |  | (OP) Operating |  | 2.4 | [6 empty] | 41.2209 | -87.8814 | 0 | 0 | #DIV/0! | 0%
| Kankakee Solar 4 LLC | 64269 | Kankakee Solar 4 LLC | IL | Kankakee | MISO | IPP Non-CHP | KANK |  | 2 | 2 | 2 | Solar Photovoltaic | SUN | PV | 2020 |  |  | (OP) Operating |  | 2.8 | [6 empty] | 41.1193 | -87.8265 | 0 | 0 | #DIV/0! | 0%
| Metropolitan Pier and Exposition Auth | 55067 | MPEA Energy Center | IL | Cook | PJM | IPP Non-CHP | GEN4 |  | 6 | 6 | 6 | Petroleum Liquids | DFO | IC | 2010 |  |  | (SB) Standby/Backup: available for service but not normally used | [8 empty] | 41.8527 | -87.6185 | 0 | 0 | #DIV/0! | 0%
| Michigan Sugar Company | 57950 | MSC Croswell | MI | Sanilac | MISO | Industrial CHP | 1 |  | 1.3 | 0 | 1.2 | Natural Gas Steam Turbine | NG | ST | 1948 |  |  | (OP) Operating | [8 empty] | 43.2664 | -82.6192 | 0 | 0 | #DIV/0! | 0%
| Bowersock Mills & Power Co | 10279 | Kansas River Project | KS | Douglas | SWPP | IPP Non-CHP | 1 |  | 7 | 7 | 7.1 | Conventional Hydroelectric | WAT | HY | 1955.0909 |  |  | (OP) Operating | [8 empty] | 38.974 | -95.2351 | 0 | 0 | #DIV/0! | 0%
| Kapaa Solar LLC | 57525 | Kapaa Photovoltaic Project | HI | Kauai |  | IPP Non-CHP | KSPV |  | 1 | 1 | 1 | Solar Photovoltaic | SUN | PV | 2010 |  |  | (OP) Operating |  | 1.2 | [6 empty] | 22.0804 | -159.3316 | 0 | 0 | #DIV/0! | 0%
| Michigan Sugar Company | 57949 | MSC Sebewaing | MI | Huron | MISO | Industrial CHP | 1 |  | 2.5 | 0 | 2.3 | Conventional Steam Coal | BIT | ST | 1984.5 |  |  | (OP) Operating | [8 empty] | 43.7411 | -83.4472 | 0 | 0 | #DIV/0! | 0%
| Kapolei Energy Storage I, LLC | 66067 | Kapolei Energy Storage | HI | Honolulu | HECO | IPP Non-CHP | KES1 |  | 185 | 185 | 185 | Batteries | MWH | BA | 2023 |  |  | (OP) Operating | 565 | [7 empty] | 21.3284 | -158.1052 | 0 | 0 | #DIV/0! | 0%
| Altus Power America Management, LLC | 58684 | Kapolei Solar Energy Park | HI | Honolulu | HECO | IPP Non-CHP | KSEPV |  | 1 | 1 | 1 | Solar Photovoltaic | SUN | PV | 2012 |  |  | (OP) Operating |  | 1.2 | [6 empty] | 21.3211 | -158.1175 | 0 | 0 | #DIV/0! | 0%
| Mt. Sinai- Morningside | 62453 | Mt. Sinai- Morningside | NY | Westchester | NYIS | Commercial Non-CHP | CT250 |  | 6.6 | 6.7 | 6.7 | Petroleum Liquids | DFO | IC | 1995.5 |  |  | (SB) Standby/Backup: available for service but not normally used | [8 empty] | 40.9288 | -73.898 | 0 | 0 | #DIV/0! | 0%
| Avangrid Power LLC | 61343 | Karankawa Wind LLC | TX | San Patricio | ERCO | IPP Non-CHP | WT1 |  | 307.1 | 307.1 | 307.1 | Onshore Wind Turbine | WND | WT | 2019 |  |  | (OP) Operating | [8 empty] | 28.1702 | -97.8175 | 0 | 0 | #DIV/0! | 0%
| San Gorgonio Farms Inc | 10718 | Karen Avenue Wind Farm | CA | Riverside | CISO | IPP Non-CHP | WND |  | 11.7 | 11.7 | 11.7 | Onshore Wind Turbine | WND | WT | 1985 |  |  | (OP) Operating | [8 empty] | 33.9219 | -116.5622 | 0 | 0 | #DIV/0! | 0%
| Kas Brothers Windfarm LLC | 55809 | Kas Brothers Windfarm | MN | Pipestone | MISO | IPP Non-CHP | G1 |  | 1.5 | 1.5 | 1.5 | Onshore Wind Turbine | WND | WT | 2001 |  |  | (OP) Operating | [8 empty] | 44.0119 | -96.1125 | 0 | 0 | #DIV/0! | 0%
| Alaska Power and Telephone Co | 56542 | Kasidaya Creek Hydro | AK | Skagway Hoonah Angoon |  | Electric Utility | 1 |  | 3 | 3 | 3 | Conventional Hydroelectric | WAT | HY | 2008 |  |  | (OP) Operating | [8 empty] | 59.4072 | -135.3408 | 0 | 0 | #DIV/0! | 0%
| Maine Township High School Dist 207 | 58825 | MTHS Co-Gen Buildings | IL | Cook | PJM | IPP CHP | STH1 |  | 1.2 | 1.2 | 1.2 | Natural Gas Internal Combustion Engine | NG | IC | 1992 |  |  | (OP) Operating | [8 empty] | 42.0019 | -87.8522 | 0 | 0 | #DIV/0! | 0%
| Clean Focus Yield, LLC | 59079 | Katama Farm | MA | Dukes | ISNE | IPP Non-CHP | KAT1 |  | 1 | 1 | 1 | Solar Photovoltaic | SUN | PV | 2014 |  |  | (OP) Operating |  | 1.3 | [6 empty] | 41.3611 | -70.5169 | 0 | 0 | #DIV/0! | 0%
| Sol Systems | 60180 | Kathleen Solar | NC | Wake | DUK | IPP Non-CHP | PV1 |  | 5 | 5 | 5 | Solar Photovoltaic | SUN | PV | 2018 |  |  | (OP) Operating |  | 7 | [6 empty] | 35.5138 | -78.8024 | 0 | 0 | #DIV/0! | 0%
| City of Kaukauna | 7822 | Kaukauna City Hydro | WI | Outagamie | MISO | Electric Utility | 1 |  | 4.8 | 4.8 | 4.8 | Conventional Hydroelectric | WAT | HY | 1941 |  |  | (OP) Operating | [8 empty] | 44.2746 | -88.3191 | 0 | 0 | #DIV/0! | 0%
| Middle Tennessee State University | 58179 | MTSU Power Co-Gen Plant | TN | Rutherford | TVA | Commercial CHP | GT-01 |  | 5 | 5 | 5 | Natural Gas Fired Combustion Turbine | NG | GT | 1997 |  |  | (OP) Operating | [8 empty] | 35.8514 | -86.365 | 0 | 0 | #DIV/0! | 0%
| Multitrade Rabun Gap LLC | 50201 | Multitrade Rabun Gap, LLC | GA | RABUN | SOCO | IPP Non-CHP | ST2 |  | 17.9 | 18 | 18 | Wood/Wood Waste Biomass | WDS | ST | 2010 |  |  | (OS) Out of service and NOT expected to return to service in next calendar year | [8 empty] | 34.9536 | -83.3786 | 0 | 0 | #DIV/0! | 0%
| National Grid Renewables | 61716 | Kaus Community Solar | MN | Dodge | MISO | IPP Non-CHP | KAUS |  | 1 | 1 | 1 | Solar Photovoltaic | SUN | PV | 2019 |  |  | (OP) Operating |  | 1.5 | [6 empty] | 44.0504 | -92.9614 | 0 | 0 | #DIV/0! | 0%
| City of Mulvane - (KS) | 7976 | Mulvane 2 | KS | Sedgwick | SWPP | Electric Utility | 10 |  | 9.2 | 8.6 | 8.6 | Petroleum Liquids | DFO | IC | 2003 |  |  | (OP) Operating | [8 empty] | 37.4908 | -97.2216 | 0 | 0 | #DIV/0! | 0%
| Oklahoma Municipal Power Authority | 7545 | Kaw Hydro | OK | Kay | SWPP | Electric Utility | 1 |  | 37 | 29.6 | 29.6 | Conventional Hydroelectric | WAT | HY | 1989 |  |  | (OP) Operating | [8 empty] | 36.6994 | -96.9278 | 0 | 0 | #DIV/0! | 0%
| Kawailoa Solar, LLC | 60125 | Kawailoa Solar | HI | Honolulu | HECO | IPP Non-CHP | KAWS |  | 49 | 49 | 49 | Solar Photovoltaic | SUN | PV | 2019 |  |  | (OP) Operating |  | 62.7 | [6 empty] | 21.624 | -158.055 | 0 | 0 | #DIV/0! | 0%
| Kawailoa Wind LLC | 57529 | Kawailoa Wind | HI | Honolulu |  | IPP Non-CHP | 1 |  | 69 | 69 | 69 | Onshore Wind Turbine | WND | WT | 2012 |  |  | (OP) Operating | [8 empty] | 21.6103 | -158.0408 | 0 | 0 | #DIV/0! | 0%
| Southern California Edison Co | 337 | Kaweah 1 | CA | Tulare | CISO | Electric Utility | 1 |  | 2.3 | 2.3 | 2.3 | Conventional Hydroelectric | WAT | HY | 1929 |  |  | (OS) Out of service and NOT expected to return to service in next calendar year | [8 empty] | 36.4651 | -118.862 | 0 | 0 | #DIV/0! | 0%
| Southern California Edison Co | 336 | Kaweah 2 | CA | Tulare | CISO | Electric Utility | 2 |  | 1.8 | 1.8 | 1.8 | Conventional Hydroelectric | WAT | HY | 1929 |  |  | (OP) Operating | [8 empty] | 36.4613 | -118.8799 | 0 | 0 | #DIV/0! | 0%
| Southern California Edison Co | 338 | Kaweah 3 | CA | Tulare | CISO | Electric Utility | 1 |  | 4.8 | 4.5 | 4.5 | Conventional Hydroelectric | WAT | HY | 1913 |  |  | (OS) Out of service and NOT expected to return to service in next calendar year | [8 empty] | 36.4861 | -118.8356 | 0 | 0 | #DIV/0! | 0%
| Palm Springs City of | 50674 | Municipal Cogen Plant | CA | Riverside | CISO | Commercial CHP | GEN1A |  | 1.2 | 1.2 | 1.2 | Natural Gas Internal Combustion Engine | NG | IC | 2015 |  |  | (OP) Operating | [8 empty] | 33.8247 | -116.5106 | 0 | 0 | #DIV/0! | 0%
| Southern Power Co | 59460 | Kay Wind, LLC | OK | Kay | SPA | IPP Non-CHP | KNG1 |  | 299 | 299 | 299 | Onshore Wind Turbine | WND | WT | 2015 |  |  | (OP) Operating | [8 empty] | 36.9842 | -97.1336 | 0 | 0 | #DIV/0! | 0%
| Florida Power & Light Co | 65888 | Kayak | FL | Okaloosa | FPL | Electric Utility | 1 |  | 74.5 | 74.5 | 74.5 | Solar Photovoltaic | SUN | PV | 2024 |  |  | (OP) Operating |  | 104.73 | [6 empty] | 30.4151 | -86.4233 | 0 | 0 | #DIV/0! | 0%
| NGI-Kayenta Solar Lessor I, LLC | 61268 | Kayenta Solar Project | AZ | Navajo | WALC | IPP Non-CHP | PV1 |  | 55.3 | 55.3 | 55.3 | Solar Photovoltaic | SUN | PV | 2018 |  |  | (OP) Operating |  | 37.6 | [6 empty] | 36.7719 | -110.2639 | 0 | 0 | #DIV/0! | 0%
| K-brink Windfarm, LLC | 56206 | K-Brink Windfarm LLC | MN | Pipestone | MISO | IPP Non-CHP | 1 |  | 2 | 2 | 2 | Onshore Wind Turbine | WND | WT | 2003 |  |  | (OP) Operating | [8 empty] | 44.0197 | -96.1183 | 0 | 0 | #DIV/0! | 0%
| KCE NY 1, LLC | 62147 | KCE NY 1 | NY | Saratoga | NYIS | IPP Non-CHP | KNY1 |  | 20 | 20 | 20 | Batteries | MWH | BA | 2019 |  |  | (OP) Operating | 8.4 | [7 empty] | 42.9624 | -73.7465 | 0 | 0 | #DIV/0! | 0%
| Evergy Metro | 59772 | KCP&L SmartGrid Innovation Park | MO | Jackson | SWPP | Electric Utility | 1 |  | 1 | 1 | 1 | Batteries | MWH | BA | 2012 |  |  | (OS) Out of service and NOT expected to return to service in next calendar year | 1 | [7 empty] | 39.0403 | -94.5712 | 0 | 0 | #DIV/0! | 0%
| CleanCapital Holdings | 62739 | KDC Solar ASGM | NJ | Cumberland | PJM | IPP Non-CHP | ARDAH |  | 3.8 | 3.8 | 3.8 | Solar Photovoltaic | SUN | PV | 2019 |  |  | (OP) Operating |  | 5.5 | [6 empty] | 39.4097 | -75.2185 | 0 | 0 | #DIV/0! | 0%
| CleanCapital Holdings | 62746 | KDC Solar CSCP LLC | NJ | Monmouth | PJM | IPP Non-CHP | CSCP |  | 3.4 | 3.4 | 3.4 | Solar Photovoltaic | SUN | PV | 2019 |  |  | (OP) Operating |  | 3.9 | [6 empty] | 40.2378 | -74.3144 | 0 | 0 | #DIV/0! | 0%
| KDC Solar CV Animal Control LLC | 66655 | KDC Solar CV Animal Control LLC | MD | Howard | PJM | IPP Non-CHP | CVAC |  | 2 | 2 | 2 | Solar Photovoltaic | SUN | PV | 2023 |  |  | (OP) Operating |  | 2.3 | [6 empty] | 39.3147 | -76.9789 | 0 | 0 | #DIV/0! | 0%
| KDC Solar CV Ascend One LLC | 66652 | KDC Solar CV Ascend One LLC | MD | Howard | PJM | IPP Non-CHP | CVAO |  | 2 | 2 | 2 | Solar Photovoltaic | SUN | PV | 2023 |  |  | (OP) Operating |  | 2.9 | [6 empty] | 39.3177 | -76.9845 | 0 | 0 | #DIV/0! | 0%
| KDC Solar CV Cedar Lane Park LLC | 66653 | KDC Solar CV Cedar Lane Park LLC | MD | Howard | PJM | IPP Non-CHP | CVCL |  | 2 | 2 | 2 | Solar Photovoltaic | SUN | PV | 2023 |  |  | (OP) Operating |  | 2.3 | [6 empty] | 39.3147 | -76.9789 | 0 | 0 | #DIV/0! | 0%
| KDC Solar CV Central MD Regional Transit LLC | 66654 | KDC Solar CV Central MD Regional Transit | MD | Howard | PJM | IPP Non-CHP | CVRT |  | 2 | 2 | 2 | Solar Photovoltaic | SUN | PV | 2023 |  |  | (OP) Operating |  | 2.3 | [6 empty] | 39.311 | -76.978 | 0 | 0 | #DIV/0! | 0%
| KDC Solar CV O'Donnell Property LLC | 66656 | KDC Solar CV O'Donnell Property LLC | MD | Howard | PJM | IPP Non-CHP | CVOD |  | 2 | 2 | 2 | Solar Photovoltaic | SUN | PV | 2023 |  |  | (OP) Operating |  | 2.3 | [6 empty] | 39.311 | -76.978 | 0 | 0 | #DIV/0! | 0%
| Valta Energy | 68038 | KDC Solar Madera LLC | CA | Madera | BANC | IPP Non-CHP | VSPRC |  | 10 | 10 | 10 | Solar Photovoltaic | SUN | PV | 2023 |  |  | (OP) Operating |  | 12.9 | [6 empty] | 36.926 | -120.104 | 0 | 0 | #DIV/0! | 0%
| CleanCapital Holdings | 59910 | KDC Solar PR1, LLC | NJ | Ocean | PJM | IPP Non-CHP | SF |  | 17 | 17 | 17 | Solar Photovoltaic | SUN | PV | 2019 |  |  | (OP) Operating |  | 23.4 | [6 empty] | 40.1367 | -74.4397 | 0 | 0 | #DIV/0! | 0%
| CleanCapital Holdings | 65984 | KDC Solar TC Blandair Park LLC | MD | Howard | PJM | IPP Non-CHP | TCBP |  | 2 | 2 | 2 | Solar Photovoltaic | SUN | PV | 2022 |  |  | (OP) Operating |  | 2.9 | [6 empty] | 39.3006 | -76.961 | 0 | 0 | #DIV/0! | 0%
| CleanCapital Holdings | 65983 | KDC Solar TC George Howard LLC | MD | Howard | PJM | IPP Non-CHP | TCGH |  | 2 | 2 | 2 | Solar Photovoltaic | SUN | PV | 2022 |  |  | (OP) Operating |  | 2.7 | [6 empty] | 39.3001 | -76.9571 | 0 | 0 | #DIV/0! | 0%
| CleanCapital Holdings | 65982 | KDC Solar TC Little Patuxent WWTP LLC | MD | Howard | PJM | IPP Non-CHP | TCLP |  | 2 | 2 | 2 | Solar Photovoltaic | SUN | PV | 2022 |  |  | (OP) Operating |  | 2.8 | [6 empty] | 39.2991 | -76.96 | 0 | 0 | #DIV/0! | 0%
| City of Piggott - (AR) | 193 | Municipal Light | AR | Clay | SPA | Electric Utility | 1 |  | 7.2 | 7.2 | 7.2 | Petroleum Liquids | DFO | IC | 1961 |  |  | (OS) Out of service and NOT expected to return to service in next calendar year | [8 empty] | 36.3858 | -90.1867 | 0 | 0 | #DIV/0! | 0%
| Nebraska Public Power District | 2268 | Kearney | NE | Buffalo | SWPP | Electric Utility | 1 |  | 1.5 | 1 | 1 | Conventional Hydroelectric | WAT | HY | 1921 |  |  | (OP) Operating | [8 empty] | 40.7035 | -99.1008 | 0 | 0 | #DIV/0! | 0%
| SoCore Energy LLC | 61884 | Kearney NPPD Solar Project | NE | Buffalo | SWPP | IPP Non-CHP | PV1 |  | 5.8 | 5.8 | 5.8 | Solar Photovoltaic | SUN | PV | 2017 |  |  | (OP) Operating |  | 7.2 | [6 empty] | 40.7217 | -99.0412 | 0 | 0 | #DIV/0! | 0%
| Kearny Mesa Storage LLC | 62441 | Kearny Mesa Storage LLC | CA | San Diego | CISO | IPP Non-CHP | U1 |  | 1 | 1 | 1 | Batteries | MWH | BA | 2020 |  |  | (OP) Operating | 1 | [7 empty] | 32.8153 | -117.1261 | 0 | 0 | #DIV/0! | 0%
| San Diego Gas & Electric Co | 64612 | Kearny North Energy Storage | CA | San Diego | CISO | Electric Utility | KNES |  | 10 | 10 | 10 | Batteries | MWH | BA | 2022 |  |  | (OP) Operating | 40 | [7 empty] | 32.8335 | -117.1344 | 0 | 0 | #DIV/0! | 0%
| San Diego Gas & Electric Co | 64614 | Kearny South Energy Storage | CA | San Diego | CISO | Electric Utility | KSES |  | 10 | 10 | 10 | Batteries | MWH | BA | 2022 |  |  | (OP) Operating | 40 | [7 empty] | 32.8329 | -117.1323 | 0 | 0 | #DIV/0! | 0%
| Kearsarge Beverly LLC | 65950 | Kearsarge 100 Sohier Rd | MA | Essex | ISNE | IPP Non-CHP | SOBAT |  | 3.8 | 3.8 | 3.8 | Batteries | MWH | BA | 2023 |  |  | (OP) Operating | 6.4 | [7 empty] | 42.5647 | -70.8811 | 0 | 0 | #DIV/0! | 0%
| Kearsarge Acushnet LLC | 65690 | Kearsarge Acushnet | MA | Bristol | ISNE | IPP Non-CHP | ACUSH |  | 1.9 | 1.9 | 1.9 | Solar Photovoltaic | SUN | PV | 2020 |  |  | (OP) Operating |  | 2.7 | [6 empty] | 41.7156 | -70.9035 | 0 | 0 | #DIV/0! | 0%
| Kearsarge Amesbury LLC | 63398 | Kearsarge Amesbury Hybrid | MA | Essex | ISNE | IPP Non-CHP | AMBAT |  | 4.9 | 4.9 | 4.9 | Batteries | MWH | BA | 2019 |  |  | (OP) Operating | 3.8 | [7 empty] | 42.8374 | -70.9387 | 0 | 0 | #DIV/0! | 0%
| Kearsarge Bellingham LLC | 61373 | Kearsarge Bellingham PV | MA | Norfolk | ISNE | IPP Non-CHP | BELL |  | 2.9 | 2.9 | 2.9 | Solar Photovoltaic | SUN | PV | 2016 |  |  | (OP) Operating |  | 4.1 | [6 empty] | 42.0712 | -71.4586 | 0 | 0 | #DIV/0! | 0%
| Kearsarge Concord II LLC | 61814 | Kearsarge Concord II | MA | Middlesex | ISNE | IPP Non-CHP | CII |  | 4.5 | 4.5 | 4.5 | Solar Photovoltaic | SUN | PV | 2017 |  |  | (OP) Operating |  | 5.5 | [6 empty] | 42.4493 | -71.4204 | 0 | 0 | #DIV/0! | 0%
| Kearsarge East Providence LLC | 64783 | Kearsarge East Providence | RI | Providence | ISNE | IPP Non-CHP | EPRO |  | 2 | 2 | 2 | Solar Photovoltaic | SUN | PV | 2020 |  |  | (OP) Operating |  | 2.9 | [6 empty] | 41.8337 | -71.3697 | 0 | 0 | #DIV/0! | 0%
| Kearsarge Fogland LLC | 64782 | Kearsarge Fogland | RI | Newport | ISNE | IPP Non-CHP | TIV |  | 2.4 | 2.4 | 2.4 | Solar Photovoltaic | SUN | PV | 2020 |  |  | (OP) Operating |  | 2.9 | [6 empty] | 41.556 | -71.1882 | 0 | 0 | #DIV/0! | 0%
| Kearsarge GB LLC | 62550 | Kearsarge GB | MA | Berkshire | ISNE | IPP Non-CHP | GB123 |  | 1.9 | 1.9 | 1.9 | Solar Photovoltaic | SUN | PV | 2018 |  |  | (OP) Operating |  | 2.7 | [6 empty] | 42.1925 | -73.4079 | 0 | 0 | #DIV/0! | 0%
| Kearsarge Gill LLC | 62911 | Kearsarge Gill | MA | Franklin | ISNE | IPP Non-CHP | GILL |  | 2 | 2 | 2 | Solar Photovoltaic | SUN | PV | 2018 |  |  | (OP) Operating |  | 2.7 | [6 empty] | 42.6711 | -72.4775 | 0 | 0 | #DIV/0! | 0%
| Kearsarge Granby LLC | 61815 | Kearsarge Granby | MA | Hampshire | ISNE | IPP Non-CHP | KSG1 |  | 2.5 | 2.5 | 2.5 | Solar Photovoltaic | SUN | PV | 2017 |  |  | (OP) Operating |  | 0.6 | [6 empty] | 42.223 | -72.5083 | 0 | 0 | #DIV/0! | 0%
| Kearsarge Haverhill LLC | 64618 | Kearsarge Haverhill | MA | Essex | ISNE | IPP Non-CHP | HABAT |  | 4.8 | 4.8 | 4.8 | Batteries | MWH | BA | 2021 |  |  | (OP) Operating | 9 | [7 empty] | 42.7529 | -71.047 | 0 | 0 | #DIV/0! | 0%
| Kearsarge Johnstown 1 LLC | 62549 | Kearsarge Johnstown 1 CSG | NY | Fulton | NYIS | IPP Non-CHP | JOHNN |  | 1.5 | 1.5 | 1.5 | Solar Photovoltaic | SUN | PV | 2018 |  |  | (OP) Operating |  | 2 | [6 empty] | 43.066 | -74.3602 | 0 | 0 | #DIV/0! | 0%
| Kearsarge Johnstown 2 LLC | 62556 | Kearsarge Johnstown 2 CSG | NY | Fulton | NYIS | IPP Non-CHP | JOHNS |  | 2 | 2 | 2 | Solar Photovoltaic | SUN | PV | 2018 |  |  | (OP) Operating |  | 2.8 | [6 empty] | 43.0644 | -74.3602 | 0 | 0 | #DIV/0! | 0%
| Kearsarge Ludlow LLC | 65688 | Kearsarge Ludlow LLC | MA | Hampden | ISNE | IPP Non-CHP | LUD |  | 3.7 | 3.7 | 3.7 | Solar Photovoltaic | SUN | PV | 2020 |  |  | (OP) Operating |  | 5 | [6 empty] | 42.2013 | -72.4942 | 0 | 0 | #DIV/0! | 0%
| Kearsarge Montague LLC | 62557 | Kearsarge Montague | MA | Franklin | ISNE | IPP Non-CHP | MONTA |  | 4 | 4 | 4 | Solar Photovoltaic | SUN | PV | 2018 |  |  | (OP) Operating |  | 6 | [6 empty] | 42.5864 | -72.5635 | 0 | 0 | #DIV/0! | 0%
| Kearsarge Montague BD LLC | 64620 | Kearsarge Montague BD(CSG) | MA | Franklin | ISNE | IPP Non-CHP | MBBAT |  | 3.8 | 3.8 | 3.8 | Batteries | MWH | BA | 2021 |  |  | (OP) Operating | 5.1 | [7 empty] | 42.5859 | -72.558 | 0 | 0 | #DIV/0! | 0%
| Kearsarge Oppenheim LLC | 61917 | Kearsarge Oppenheim CSG | NY | Fulton | NYIS | IPP Non-CHP | OPPEN |  | 1.4 | 1.4 | 1.4 | Solar Photovoltaic | SUN | PV | 2018 |  |  | (OP) Operating |  | 1.9 | [6 empty] | 43.0602 | -74.7364 | 0 | 0 | #DIV/0! | 0%
| Kearsarge SKSC1 LLC | 62551 | Kearsarge SKSC1 LLC | RI | Washington | ISNE | IPP Non-CHP | SKSC1 |  | 3.8 | 3.8 | 3.8 | Solar Photovoltaic | SUN | PV | 2018 |  |  | (OP) Operating |  | 4.7 | [6 empty] | 41.4716 | -71.4945 | 0 | 0 | #DIV/0! | 0%
| Kearsarge SKSC2 LLC | 62558 | Kearsarge SKSC2 LLC | RI | Washington | ISNE | IPP Non-CHP | SKSC2 |  | 3.1 | 3.1 | 3.1 | Solar Photovoltaic | SUN | PV | 2018 |  |  | (OP) Operating |  | 4.6 | [6 empty] | 41.4983 | -71.5334 | 0 | 0 | #DIV/0! | 0%
| Kearsarge Smithfield LLC | 65949 | Kearsarge Smithfield LLC | RI | Providence | ISNE | IPP Non-CHP | SMITH |  | 8 | 8 | 8 | Solar Photovoltaic | SUN | PV | 2023 |  |  | (OP) Operating |  | 11.9 | [6 empty] | 41.9314 | -71.579 | 0 | 0 | #DIV/0! | 0%
| Kearsarge Solar LLC | 60867 | Kearsarge Southwick LLC | MA | Hampden | ISNE | IPP Non-CHP | SOU |  | 3.3 | 3.3 | 3.3 | Solar Photovoltaic | SUN | PV | 2015 |  |  | (OP) Operating |  | 4.9 | [6 empty] | 42.0163 | -72.7752 | 0 | 0 | #DIV/0! | 0%
| Kearsarge Upper Union LLC | 64619 | Kearsarge Upper Union | MA | Norfolk | ISNE | IPP Non-CHP | FUU |  | 1.8 | 1.8 | 1.8 | Solar Photovoltaic | SUN | PV | 2023 |  |  | (OP) Operating |  | 1.5 | [6 empty] | 42.0503 | -71.3913 | 0 | 0 | #DIV/0! | 0%
| Kearsarge Uxbridge LLC | 62552 | Kearsarge Uxbridge | MA | Worcester | ISNE | IPP Non-CHP | UX680 |  | 1.9 | 1.9 | 1.9 | Solar Photovoltaic | SUN | PV | 2018 |  |  | (OP) Operating |  | 2.7 | [6 empty] | 42.1035 | -71.5976 | 0 | 0 | #DIV/0! | 0%
| Kearsarge West Shore Solar LLC | 65954 | Kearsarge West Shore Solar LLC | RI | Newport | ISNE | IPP Non-CHP | PORT |  | 5 | 5 | 5 | Solar Photovoltaic | SUN | PV | 2022 |  |  | (OP) Operating |  | 6.7 | [6 empty] | 41.6202 | -71.2684 | 0 | 0 | #DIV/0! | 0%
| Kearsarge Westerly LLC | 64781 | Kearsarge Westerly | RI | Washington | ISNE | IPP Non-CHP | WES |  | 4 | 4 | 4 | Solar Photovoltaic | SUN | PV | 2020 |  |  | (OP) Operating |  | 6 | [6 empty] | 41.3858 | -71.7322 | 0 | 0 | #DIV/0! | 0%
| Kearsarge William Way LLC | 64617 | Kearsarge William Way | MA | Norfolk | ISNE | IPP Non-CHP | BWBAT |  | 7 | 7 | 7 | Batteries | MWH | BA | 2021 |  |  | (OP) Operating | 9.5 | [7 empty] | 42.0819 | -71.4925 | 0 | 0 | #DIV/0! | 0%
| Kearsarge Wilmington LLC | 62559 | Kearsarge Wilmington | MA | Middlesex | ISNE | IPP Non-CHP | WILM1 |  | 1.6 | 1.6 | 1.6 | Solar Photovoltaic | SUN | PV | 2017 |  |  | (OP) Operating |  | 2.2 | [6 empty] | 42.5613 | -71.1369 | 0 | 0 | #DIV/0! | 0%
| Keechi Wind, LLC | 58838 | Keechi Wind | TX | Jack | ERCO | IPP Non-CHP | KW1 |  | 110 | 110 | 110 | Onshore Wind Turbine | WND | WT | 2015 |  |  | (OP) Operating | [8 empty] | 33.1431 | -98.1611 | 0 | 0 | #DIV/0! | 0%
| Strata Manager, LLC | 59565 | Keen Farm | NC | Johnston | CPLE | IPP Non-CHP | PV1 |  | 5 | 5 | 5 | Solar Photovoltaic | SUN | PV | 2015 |  |  | (OP) Operating |  | 6.5 | [6 empty] | 35.4267 | -78.4 | 0 | 0 | #DIV/0! | 0%
| CPV Keenan II Renewable Energy Co LLC | 57358 | Keenan II Renewable Energy Co LLC | OK | Woodward | SWPP | IPP Non-CHP | 1 |  | 151.8 | 151.8 | 151.8 | Onshore Wind Turbine | WND | WT | 2010 |  |  | (OP) Operating | [8 empty] | 36.2761 | -99.4908 | 0 | 0 | #DIV/0! | 0%
| United Power, Inc | 67306 | Keenesburg Battery Storage | CO | Weld | WACM | Electric Utility | KEEBA |  | 11.8 | 11.8 | 11.8 | Batteries | MWH | BA | 2024 |  |  | (OP) Operating | 47 | [7 empty] | 40.1462 | -104.5487 | 0 | 0 | #DIV/0! | 0%
| Keeversville Solar Energy Center LLC | 64868 | Keeversville Solar CSG | IL | Will | PJM | IPP Non-CHP | KEEV |  | 2 | 2 | 2 | Solar Photovoltaic | SUN | PV | 2021 |  |  | (OP) Operating |  | 2.5 | [6 empty] | 41.2556 | -88.2185 | 0 | 0 | #DIV/0! | 0%
| Eagle Creek Renewable Energy, LLC | 54654 | Kekawaka Power House | CA | Trinity | CISO | IPP Non-CHP | KEK1 |  | 4.9 | 4.9 | 4.9 | Conventional Hydroelectric | WAT | HY | 1989 |  |  | (OA) Out of service but expected to return to service in next calendar year | [8 empty] | 40.0941 | -123.509 | 0 | 0 | #DIV/0! | 0%
| Duke Energy Renewables Services | 59527 | Kelford | NC | Bertie | PJM | IPP Non-CHP | KELF1 |  | 20 | 20 | 20 | Solar Photovoltaic | SUN | PV | 2015 |  |  | (OP) Operating |  | 30 | [6 empty] | 36.1481 | -77.2119 | 0 | 0 | #DIV/0! | 0%
| Cypress Creek Renewables | 59796 | Kelford | NC | Bertie | PJM | IPP Non-CHP | FLS1 |  | 5 | 4.7 | 4.7 | Solar Photovoltaic | SUN | PV | 2016 |  |  | (OP) Operating |  | 6.4 | [6 empty] | 36.1542 | -77.2185 | 0 | 0 | #DIV/0! | 0%
| Kellam Solar, LLC | 62774 | Kellam Solar | TX | Van Zandt | ERCO | IPP Non-CHP | BTKEL |  | 59 | 59 | 59 | Solar Photovoltaic | SUN | PV | 2020 |  |  | (OP) Operating |  | 81 | [6 empty] | 32.4744 | -95.7156 | 0 | 0 | #DIV/0! | 0%
| City of Zeeland - (MI) | 56504 | Municipal Power Plant | MI | Ottawa | MISO | Electric Utility | 1 |  | 2 | 2 | 2 | Natural Gas Internal Combustion Engine | NG | IC | 2002 | 6 | 2047 | (SB) Standby/Backup: available for service but not normally used | [8 empty] | 42.8129 | -86.0335 | 0 | 0 | #DIV/0! | 0%
| Generate Capital | 62154 | Kelly Bridge Road Community Solar Farm | NY | Sullivan | NYIS | IPP Non-CHP | 12 |  | 2 | 2 | 2 | Solar Photovoltaic | SUN | PV | 2020 |  |  | (OP) Operating |  | 2.7 | [6 empty] | 41.7754 | -74.7765 | 0 | 0 | #DIV/0! | 0%
| EDF Renewable Asset Holdings, Inc. | 60587 | Kelly Creek Wind Project | IL | Ford | PJM | IPP Non-CHP | WND1 |  | 184 | 184 | 184 | Onshore Wind Turbine | WND | WT | 2016 |  |  | (OP) Operating | [8 empty] | 40.9675 | -88.1975 | 0 | 0 | #DIV/0! | 0%
| South Feather Water and Power Agency | 418 | Kelly Ridge | CA | Butte | CISO | Electric Utility | 1 |  | 10 | 10 | 10 | Conventional Hydroelectric | WAT | HY | 1963 |  |  | (OP) Operating | [8 empty] | 39.5318 | -121.4912 | 0 | 0 | #DIV/0! | 0%
| Altus Power America Management, LLC | 61219 | Kelly Solar, LLC | NC | Vance | CPLE | IPP Non-CHP | KELLY |  | 5 | 5 | 5 | Solar Photovoltaic | SUN | PV | 2018 |  |  | (OP) Operating |  | 6.9 | [6 empty] | 36.3912 | -78.449 | 0 | 0 | #DIV/0! | 0%
| Murphy - Brown LLC | 55002 | Murphy-Brown LLC | NC | Duplin | CPLE | Industrial Non-CHP | 01 |  | 2.4 | 2.4 | 2.4 | Petroleum Liquids | DFO | IC | 1995 |  |  | (SB) Standby/Backup: available for service but not normally used | [8 empty] | 34.9944 | -78.1583 | 0 | 0 | #DIV/0! | 0%
| AES Distributed Energy | 59051 | Kenansville | NC | Duplin | DUK | IPP Non-CHP | GEN 1 |  | 2 | 1.9 | 1.8 | Solar Photovoltaic | SUN | PV | 2013 |  |  | (OP) Operating |  | 2.6 | [6 empty] | 34.96 | -78.04 | 0 | 0 | #DIV/0! | 0%
| Cypress Creek Renewables | 58803 | Kenansville Solar 2, LLC | NC | Duplin | DUK | IPP Non-CHP | INV1 |  | 2 | 2 | 2 | Solar Photovoltaic | SUN | PV | 2016 |  |  | (OP) Operating |  | 2.6 | [6 empty] | 34.9578 | -77.9817 | 0 | 0 | #DIV/0! | 0%
| SRE Utility Solar 1, LLC | 58840 | Kenansville Solar Farm, LLC | NC | Duplin | DUK | IPP Non-CHP | INV1 |  | 4.5 | 4.5 | 4.5 | Solar Photovoltaic | SUN | PV | 2014 |  |  | (OP) Operating |  | 0.6 | [6 empty] | 34.97 | -77.9761 | 0 | 0 | #DIV/0! | 0%
| Museum of Science and Industry | 58635 | Museum of Science and Industry | IL | Cook | PJM | Commercial CHP | COGEN |  | 1.7 | 1.7 | 1.7 | Natural Gas Internal Combustion Engine | NG | IC | 2003 |  |  | (OP) Operating | [8 empty] | 41.7906 | -87.5828 | 0 | 0 | #DIV/0! | 0%
| DG Kendall, LLC | 67141 | Kendall DG Solar | NY | Orleans | NYIS | IPP Non-CHP | KEN |  | 5 | 5 | 5 | Solar Photovoltaic | SUN | PV | 2025 |  |  | (OP) Operating | [8 empty] | 43.3286 | -78.0708 | 0 | 0 | #DIV/0! | 0%
| Strata Manager, LLC | 65554 | Kendall Farm | NC | Randolph | CPLE | IPP Non-CHP | KENDL |  | 5 | 5 | 5 | Solar Photovoltaic | SUN | PV | 2019 |  |  | (OP) Operating |  | 6.9 | [6 empty] | 35.8503 | -79.555 | 0 | 0 | #DIV/0! | 0%
| Power Depot Group A, LLC | 65544 | N. Mary Francis | TX | Ector | ERCO | IPP Non-CHP | NMF1 |  | 9 | 7.5 | 9 | Petroleum Liquids | DFO | IC | 2013 |  |  | (OP) Operating | [8 empty] | 31.9216 | -102.431 | 0 | 0 | #DIV/0! | 0%
| Naknek Electric Assn, Inc | 6301 | Naknek | AK | Bristol Bay |  | Electric Utility | 4A |  | 16.5 | 15.9 | 10.1 | Petroleum Liquids | DFO | IC | 1998.5833 |  |  | (OP) Operating | [8 empty] | 58.7304 | -157.0072 | 0 | 0 | #DIV/0! | 0%
| MN8 Energy LLC | 64137 | Kenmare - Mansfield Branch Street | MA | Bristol | ISNE | IPP Non-CHP | GEN1 |  | 1.5 | 1.5 | 1.5 | Solar Photovoltaic | SUN | PV | 2017 |  |  | (OP) Operating |  | 2.1 | [6 empty] | 42.0159 | -71.2031 | 0 | 0 | #DIV/0! | 0%
| MN8 Energy LLC | 64030 | Kenmare - Sullivan Community College | NY | Sullivan | NYIS | IPP Non-CHP | GEN1 |  | 2 | 2 | 2 | Solar Photovoltaic | SUN | PV | 2015 |  |  | (OP) Operating |  | 2.1 | [6 empty] | 41.7728 | -74.6667 | 0 | 0 | #DIV/0! | 0%
| Nalco Co | 50326 | Nalco | IL | DuPage | PJM | Commercial CHP | AT1 | CC1 | 4.7 | 3.7 | 4.2 | Natural Gas Fired Combined Cycle | NG | CT | 1985 |  |  | (OP) Operating | [8 empty] | 41.8009 | -88.1972 | 0 | 0 | #DIV/0! | 0%
| Broome Energy Resources, LLC | 59816 | Nanticoke LFG | NY | Broome | NYIS | IPP Non-CHP | BR12 |  | 4 | 4 | 4 | Landfill Gas | LFG | IC | 2006 |  |  | (OP) Operating | [8 empty] | 42.2437 | -75.9825 | 0 | 0 | #DIV/0! | 0%
| Cypress Creek Renewables | 60397 | Kennedy Solar, LLC | NC | Duplin | DUK | IPP Non-CHP | FLS1 |  | 4.9 | 4.9 | 4.9 | Solar Photovoltaic | SUN | PV | 2017 |  |  | (OP) Operating |  | 6.6 | [6 empty] | 35.0123 | -78.0922 | 0 | 0 | #DIV/0! | 0%
| Cypress Creek Renewables | 59507 | Kenneth Solar | NC | Warren | CPLE | IPP Non-CHP | PV1 |  | 3 | 3 | 3 | Solar Photovoltaic | SUN | PV | 2016 |  |  | (OP) Operating |  | 3.7 | [6 empty] | 36.4338 | -78.1526 | 0 | 0 | #DIV/0! | 0%
| CH4 Biogas LLC | 58921 | Napoleon Biogas | OH | Henry | PJM | IPP Non-CHP | GEN1 |  | 2.8 | 2.4 | 2.4 | Other Waste Biomass | OBG | IC | 2013 |  |  | (OA) Out of service but expected to return to service in next calendar year | [8 empty] | 41.3556 | -84.1025 | 0 | 0 | #DIV/0! | 0%
| Terraform Arcadia | 58243 | Kent County - Worton Complex | MD | Kent | PJM | IPP Non-CHP | WRTN |  | 1 | 1 | 1 | Solar Photovoltaic | SUN | PV | 2012 |  |  | (OP) Operating |  | 1.3 | [6 empty] | 39.2808 | -76.0908 | 0 | 0 | #DIV/0! | 0%
| American Mun Power-Ohio, Inc | 7776 | Napoleon Peaking | OH | Henry | PJM | Electric Utility | 4 |  | 5.4 | 5.4 | 5.4 | Petroleum Liquids | DFO | IC | 1999 |  |  | (OP) Operating | [8 empty] | 41.4079 | -84.1095 | 0 | 0 | #DIV/0! | 0%
| Kent County Levy Court Dept of Pub Work | 57330 | Kent County Wastewater Treatment Solar | DE | Kent | PJM | IPP Non-CHP | 1 |  | 1.2 | 1.1 | 1.1 | Solar Photovoltaic | SUN | PV | 2011 |  |  | (OP) Operating |  | 1.2 | [6 empty] | 38.9931 | -75.4375 | 0 | 0 | #DIV/0! | 0%
| Terraform Arcadia | 58239 | Kent County-Kennedyville | MD | Kent | PJM | IPP Non-CHP | PVKV |  | 1 | 1 | 1 | Solar Photovoltaic | SUN | PV | 2012 |  |  | (OP) Operating |  | 1.1 | [6 empty] | 39.2972 | -75.9822 | 0 | 0 | #DIV/0! | 0%
| New York State Elec & Gas Corp | 2532 | Kent Falls | NY | Clinton | NYIS | Electric Utility | 1 |  | 12.4 | 13.6 | 13.6 | Conventional Hydroelectric | WAT | HY | 1947 |  |  | (OA) Out of service but expected to return to service in next calendar year | [8 empty] | 44.7053 | -73.5967 | 0 | 0 | #DIV/0! | 0%
| Kent School Road Solar 1 | 64254 | Kent School Road Solar 1 | IL | Stephenson | MISO | IPP Non-CHP | KENT |  | 2 | 2 | 2 | Solar Photovoltaic | SUN | PV | 2020 |  |  | (OP) Operating |  | 2.7 | [6 empty] | 42.3128 | -89.9034 | 0 | 0 | #DIV/0! | 0%
| Tennessee Valley Authority | 1377 | Kentucky Dam | KY | Marshall | TVA | Electric Utility | 1 |  | 218.6 | 222.5 | 183.1 | Conventional Hydroelectric | WAT | HY | 1945.2 |  |  | (OP) Operating | [8 empty] | 37.0131 | -88.2692 | 0 | 0 | #DIV/0! | 0%
| Energy Systems Group LLC | 62762 | NASA Johnson Space Center CHP | TX | Harris | ERCO | IPP CHP | CTG-1 |  | 11.2 | 10.6 | 11.4 | Natural Gas Fired Combustion Turbine | NG | GT | 2018 |  |  | (OP) Operating | [8 empty] | 29.5624 | -95.0893 | 0 | 0 | #DIV/0! | 0%
| NextEra Renewable Fuels, LLC | 55006 | Nashua Plant | NH | Hillsborough | ISNE | IPP Non-CHP | UNT2 |  | 2.4 | 2.2 | 2.2 | Landfill Gas | LFG | IC | 2006 |  |  | (OP) Operating | [8 empty] | 42.7323 | -71.5224 | 0 | 0 | #DIV/0! | 0%
| Union Electric Co - (MO) | 1109 | Keokuk | IA | Lee | MISO | Electric Utility | 1 |  | 124.8 | 150 | 146 | Conventional Hydroelectric | WAT | HY | 1913 |  |  | (OP) Operating | [8 empty] | 40.3965 | -91.3719 | 0 | 0 | #DIV/0! | 0%
| Duke Energy Carolinas, LLC | 6517 | Keowee | SC | Pickens | DUK | Electric Utility | 1 |  | 157.6 | 152 | 152 | Conventional Hydroelectric | WAT | HY | 1971 |  |  | (OP) Operating | [8 empty] | 34.7981 | -82.8872 | 0 | 0 | #DIV/0! | 0%
| Pacific Gas & Electric Co. | 250 | Kerckhoff | CA | Fresno | CISO | Electric Utility | H1 |  | 22.6 | 25.2 | 25.2 | Conventional Hydroelectric | WAT | HY | 1920 |  |  | (OS) Out of service and NOT expected to return to service in next calendar year | [8 empty] | 37.0925 | -119.5528 | 0 | 0 | #DIV/0! | 0%
| Pacific Gas & Electric Co. | 682 | Kerckhoff 2 | CA | Fresno | CISO | Electric Utility | 1 |  | 139.5 | 155 | 155 | Conventional Hydroelectric | WAT | HY | 1983 |  |  | (OP) Operating | [8 empty] | 37.0718 | -119.558 | 0 | 0 | #DIV/0! | 0%
| Kern A Community Solar, LLC | 64465 | Kern A Community Solar, LLC CSG | IL | Franklin | MISO | IPP Non-CHP | KERN |  | 2 | 2 | 2 | Solar Photovoltaic | SUN | PV | 2021 |  |  | (OP) Operating |  | 2.8 | [6 empty] | 37.8975 | -88.9524 | 0 | 0 | #DIV/0! | 0%
| Kern and Tule Hydro LLC | 7911 | Kern Canyon | CA | Kern | CISO | Electric Utility | 1 |  | 11.5 | 11.5 | 11.5 | Conventional Hydroelectric | WAT | HY | 1921 |  |  | (OS) Out of service and NOT expected to return to service in next calendar year | [8 empty] | 35.4407 | -118.7965 | 0 | 0 | #DIV/0! | 0%
| REC KDO, LLC | 68614 | Kern Del Oro | CA | Kern | CISO | IPP Non-CHP | KDORO |  | 1.2 | 1.2 | 1.2 | Solar Photovoltaic | SUN | PV | 2024 |  |  | (OP) Operating |  | 1.4 | [6 empty] | 35.2979 | -118.9809 | 0 | 0 | #DIV/0! | 0%
| Department of the Navy | 50963 | Naval Hospital Medical Center | CA | San Diego | CISO | Commercial CHP | 4TG |  | 5.3 | 4.4 | 4.4 | Natural Gas Fired Combustion Turbine | NG | GT | 2003 |  |  | (OP) Operating | [8 empty] | 32.7261 | -117.1464 | 0 | 0 | #DIV/0! | 0%
| Groton Station Fuel Cell, LLC | 61743 | Naval Sub Base New London Fuel Cell | CT | New London | ISNE | IPP Non-CHP | MMH2 |  | 7.4 | 7.4 | 7.4 | Other Natural Gas | NG | FC | 2022 |  |  | (OP) Operating | [8 empty] | 41.4 | -72.0855 | 0 | 0 | #DIV/0! | 0%
| Southern California Edison Co | 340 | Kern River 1 | CA | Kern | CISO | Electric Utility | 1 |  | 26.4 | 26.4 | 26.4 | Conventional Hydroelectric | WAT | HY | 1907 |  |  | (OP) Operating | [8 empty] | 35.4603 | -118.7796 | 0 | 0 | #DIV/0! | 0%
| Southern California Edison Co | 339 | Kern River 3 | CA | Kern | CISO | Electric Utility | 1 |  | 40.3 | 40.2 | 40.2 | Conventional Hydroelectric | WAT | HY | 1921 |  |  | (OP) Operating | [8 empty] | 35.7762 | -118.4362 | 0 | 0 | #DIV/0! | 0%
| Philadelphia Authority for Industrial Development | 61737 | Navy Yard Peaker Station | PA | Philadelphia | PJM | IPP Non-CHP | GEN1 |  | 8 | 8 | 8 | Natural Gas Internal Combustion Engine | NG | IC | 2017.25 |  |  | (OP) Operating | [8 empty] | 39.8902 | -75.1855 | 0 | 0 | #DIV/0! | 0%
| National Centers for Animal Health | 58265 | NCAH Central Utility Plant | IA | Story | MISO | Commercial CHP | C-3 |  | 14.1 | 14.1 | 14.1 | Petroleum Liquids | DFO | IC | 2004.8889 |  |  | (SB) Standby/Backup: available for service but not normally used | [8 empty] | 42.0461 | -93.5794 | 0 | 0 | #DIV/0! | 0%
| Standard Solar | 67750 | Kern Sunset 1886-WD | CA | Kern | CISO | IPP Non-CHP | WEEDP |  | 2.4 | 2.4 | 2.4 | Solar Photovoltaic | SUN | PV | 2024 |  |  | (OP) Operating | [8 empty] | 35.2207 | -118.9089 | 0 | 0 | #DIV/0! | 0%
| Ecoplexus, Inc | 63875 | Kern Valley SP | CA | Kern | CISO | IPP Non-CHP | KRNVL |  | 3 | 3 | 3 | Solar Photovoltaic | SUN | PV | 2023 |  |  | (OP) Operating |  | 3.6 | [6 empty] | 35.764 | -119.3138 | 0 | 0 | #DIV/0! | 0%
| National Grid Renewables | 63315 | Kerria Solar, LLC | MN | Renville | MISO | IPP Non-CHP | KERIA |  | 1 | 1 | 1 | Solar Photovoltaic | SUN | PV | 2020 |  |  | (OP) Operating |  | 1.5 | [6 empty] | 44.7956 | -95.2032 | 0 | 0 | #DIV/0! | 0%
| U S Bureau of Reclamation | 443 | Keswick | CA | Shasta | BANC | Electric Utility | 1 |  | 117 | 117 | 117 | Conventional Hydroelectric | WAT | HY | 1949.3333 |  |  | (OP) Operating | [8 empty] | 40.6119 | -122.4464 | 0 | 0 | #DIV/0! | 0%
| Ketchikan Public Utilities | 84 | Ketchikan | AK | Ketchikan Gateway |  | Electric Utility | 3 |  | 4.2 | 4.2 | 3.3 | Conventional Hydroelectric | WAT | HY | 1948 |  |  | (OP) Operating | [8 empty] | 55.3446 | -131.6334 | 0 | 0 | #DIV/0! | 0%
| Tesla Inc. | 59098 | Kettering Solar 1 | CA | Los Angeles | CISO | IPP Non-CHP | PV1 |  | 1 | 1 | 1 | Solar Photovoltaic | SUN | PV | 2014 |  |  | (OP) Operating |  | 1.1 | [6 empty] | 34.7003 | -118.1236 | 0 | 0 | #DIV/0! | 0%
| Tesla Inc. | 59099 | Kettering Solar 2 | CA | Los Angeles | CISO | IPP Non-CHP | PV1 |  | 1 | 1 | 1 | Solar Photovoltaic | SUN | PV | 2014 |  |  | (OP) Operating |  | 1.1 | [6 empty] | 34.7003 | -118.1236 | 0 | 0 | #DIV/0! | 0%
| NC State University, Energy Systems | 61676 | NCSU Cates Cogeneration Plant | NC | Wake | CPLE | Commercial CHP | CTG1 |  | 11.2 | 9.4 | 10.6 | Natural Gas Fired Combustion Turbine | NG | GT | 2012 |  |  | (OP) Operating | [8 empty] | 35.784 | -78.6747 | 0 | 0 | #DIV/0! | 0%
| NC State University, Energy Systems | 61675 | NCSU CCUP Cogeneration Plant | NC | Wake | CPLE | Commercial CHP | CTG1 |  | 6.6 | 6.3 | 6.6 | Natural Gas Fired Combustion Turbine | NG | GT | 2019 |  |  | (OP) Operating | [8 empty] | 35.7756 | -78.6737 | 0 | 0 | #DIV/0! | 0%
| Boralex US Operations LLC | 59633 | Kettleman Solar -Centaurus | CA | Kings | CISO | IPP Non-CHP | KS |  | 20 | 20 | 18 | Solar Photovoltaic | SUN | PV | 2015 |  |  | (OP) Operating |  | 27 | [6 empty] | 36.0508 | -119.9475 | 0 | 0 | #DIV/0! | 0%
| Ecos Energy LLC | 58510 | Kettleman Solar Project | CA | San Joaquin | CISO | IPP Non-CHP | PV5 |  | 1 | 1 | 1 | Solar Photovoltaic | SUN | PV | 2014 |  |  | (OP) Operating |  | 1.4 | [6 empty] | 38.1214 | -121.1412 | 0 | 0 | #DIV/0! | 0%
| NE Renewable Bethlehem, LLC | 50208 | NE Renewable Bethlehem, LLC | NH | GRAFTON | ISNE | IPP Non-CHP | GEN1 |  | 17.5 | 15 | 15 | Wood/Wood Waste Biomass | WDS | ST | 1986 |  |  | (OP) Operating | [8 empty] | 44.3274 | -71.68 | 0 | 0 | #DIV/0! | 0%
| NE Renewable Fitchburg, LLC | 54620 | NE Renewable Fitchburg, LLC | MA | Worcester | ISNE | IPP Non-CHP | NO-1 |  | 18 | 14.9 | 15.1 | Wood/Wood Waste Biomass | WDS | ST | 1992 |  |  | (OP) Operating | [8 empty] | 42.5428 | -71.8528 | 0 | 0 | #DIV/0! | 0%
| NE Renewable Whitefield, LLC | 10839 | NE Renewable Whitefield, LLC | NH | Coos | ISNE | IPP Non-CHP | GEN1 |  | 19.9 | 17 | 17.5 | Wood/Wood Waste Biomass | WDS | ST | 1988 |  |  | (OP) Operating | [8 empty] | 44.358 | -71.5449 | 0 | 0 | #DIV/0! | 0%
| USCE-Tulsa District | 2984 | Keystone Dam | OK | Tulsa | SWPP | Electric Utility | 1 |  | 70 | 80 | 80 | Conventional Hydroelectric | WAT | HY | 1968 |  |  | (OA) Out of service but expected to return to service in next calendar year | [8 empty] | 36.1508 | -96.2517 | 0 | 0 | #DIV/0! | 0%
| Altus Power America Management, LLC | 58091 | Keystone Solar | PA | Lancaster | PJM | IPP Non-CHP | KSTN |  | 5 | 5 | 5 | Solar Photovoltaic | SUN | PV | 2012 |  |  | (OP) Operating |  | 6 | [6 empty] | 39.8611 | -76.2211 | 0 | 0 | #DIV/0! | 0%
| City of Nebraska City | 7555 | Nebraska City # 2 | NE | Otoe | SWPP | Electric Utility | 11 |  | 13.5 | 12.2 | 12.2 | Natural Gas Internal Combustion Engine | NG | IC | 1998 |  |  | (OP) Operating | [8 empty] | 40.6661 | -95.8683 | 0 | 0 | #DIV/0! | 0%
| Neenah Paper Michigan Inc. | 54867 | Neenah Paper Munising Mill | MI | Alger | MISO | Industrial CHP | M387 |  | 6.2 | 5.8 | 5.8 | Conventional Steam Coal | BIT | ST | 1930 |  |  | (SB) Standby/Backup: available for service but not normally used | [8 empty] | 46.4094 | -86.6443 | 0 | 0 | #DIV/0! | 0%
| Helix Maine Wind Development, LLC | 56829 | Kibby Wind Facility | ME | Franklin | ISNE | IPP Non-CHP | 1 |  | 132 | 132 | 132 | Onshore Wind Turbine | WND | WT | 2009.5 |  |  | (OP) Operating | [8 empty] | 45.3853 | -70.5258 | 0 | 0 | #DIV/0! | 0%
| Nelson Gardens Energy, LLC | 59649 | Nelson Gardens Landfill Gas to Energy | TX | Bexar | ERCO | IPP Non-CHP | UNIT1 |  | 4.4 | 4.4 | 4.4 | Landfill Gas | LFG | IC | 2014 |  |  | (OP) Operating | [8 empty] | 29.33 | -98.66 | 0 | 0 | #DIV/0! | 0%
| South Maui Renewable Resources LLC | 61099 | Kihei Solar Farm | HI | Maui | HECO | IPP Non-CHP | KIHEI |  | 2.9 | 2.9 | 2.9 | Solar Photovoltaic | SUN | PV | 2018 |  |  | (OP) Operating |  | 3.9 | [6 empty] | 20.7937 | -156.4339 | 0 | 0 | #DIV/0! | 0%
| Wisconsin Power & Light Co | 4053 | Kilbourn | WI | Columbia | MISO | Electric Utility | 2 | B059 | 9.7 | 9.5 | 9.5 | Conventional Hydroelectric | WAT | HY | 1934.25 |  |  | (OP) Operating | [8 empty] | 43.6258 | -89.7808 | 0 | 0 | #DIV/0! | 0%
| Kilmer Solar LLC | 68646 | Kilmer | NY | Niagara | NYIS | IPP Non-CHP | 171 |  | 5 | 5 | 5 | Solar Photovoltaic | SUN | PV | 2024 |  |  | (OP) Operating |  | 5.86 | [6 empty] | 43.1905 | -78.8897 | 0 | 0 | #DIV/0! | 0%
| Nautilus Solar Solutions | 61628 | Kilroy Solar | CA | San Diego | CISO | IPP Non-CHP | KILRO |  | 1.1 | 1.1 | 0.9 | Solar Photovoltaic | SUN | PV | 2018 |  |  | (OP) Operating |  | 1.3 | [6 empty] | 32.9361 | -117.2342 | 0 | 0 | #DIV/0! | 0%
| Captona Kilvert Street Warwick LLC | 64113 | Kilvert | RI | Kent | ISNE | IPP Non-CHP | CPRI1 |  | 4.7 | 4.7 | 4.7 | Solar Photovoltaic | SUN | PV | 2018 |  |  | (OP) Operating |  | 6.3 | [6 empty] | 41.7275 | -71.4496 | 0 | 0 | #DIV/0! | 0%
| Kimball Wind, LLC | 56106 | Kimball Wind | NE | Kimball | WACM | IPP Non-CHP | KIM01 |  | 30 | 30 | 30 | Onshore Wind Turbine | WND | WT | 2018 |  |  | (OP) Operating | [8 empty] | 41.2736 | -103.6983 | 0 | 0 | #DIV/0! | 0%
| Industrial Power Generating Company LLC | 56688 | New Bern | NC | Craven | CPLE | IPP Non-CHP | 1 |  | 5.4 | 5.4 | 5.4 | Landfill Gas | LFG | IC | 2008.3333 |  |  | (OP) Operating | [8 empty] | 35.1681 | -77.2267 | 0 | 0 | #DIV/0! | 0%
| City of New Lisbon | 4130 | New Lisbon | WI | Juneau | MISO | Electric Utility | 2 |  | 8.3 | 7.6 | 7.8 | Petroleum Liquids | DFO | IC | 1988.25 |  |  | (OP) Operating | [8 empty] | 43.8797 | -90.1645 | 0 | 0 | #DIV/0! | 0%
| City of Kaukauna | 54885 | Kimberly Mill | WI | Outagamie | MISO | Electric Utility | 1H |  | 2.1 | 2.1 | 2.1 | Conventional Hydroelectric | WAT | HY | 1926.6667 |  |  | (OP) Operating | [8 empty] | 44.2769 | -88.3344 | 0 | 0 | #DIV/0! | 0%
| DG Georgia Solar II, LLC | 62960 | Kimberly-Clark Solar | GA | Troup | SOCO | IPP Non-CHP | KC |  | 2.3 | 2.3 | 2.3 | Solar Photovoltaic | SUN | PV | 2019 |  |  | (OP) Operating |  | 3 | [6 empty] | 33 | -85.034 | 0 | 0 | #DIV/0! | 0%
| Birch Creek Power, LLC | 66632 | Kimmel Road Solar, LLC | IL | Perry | MISO | IPP Non-CHP | PV |  | 50 | 50 | 50 | Solar Photovoltaic | SUN | PV | 2024 |  |  | (OP) Operating |  | 69 | [6 empty] | 38.0501 | -89.2127 | 0 | 0 | #DIV/0! | 0%
| New Mexico State University | 54975 | New Mexico State University | NM | Dona Ana | EPE | Commercial CHP | 01 |  | 4.7 | 4.5 | 4.5 | Natural Gas Fired Combustion Turbine | NG | GT | 1996 |  |  | (OP) Operating | [8 empty] | 32.1648 | -106.4513 | 0 | 0 | #DIV/0! | 0%
| EnterSolar | 62614 | Kinder Morgan Fordham | NY | Richmond | NYIS | IPP Non-CHP | KMFO1 |  | 1.7 | 1.7 | 1.7 | Solar Photovoltaic | SUN | PV | 2018 |  |  | (OP) Operating |  | 3.1 | [6 empty] | 40.5426 | -74.2366 | 0 | 0 | #DIV/0! | 0%
| WM Renewable Energy LLC | 50564 | New Milford Gas Recovery | CT | Litchfield | ISNE | IPP Non-CHP | GEN2 |  | 1.6 | 1.6 | 1.6 | Landfill Gas | LFG | IC | 2008 |  |  | (OP) Operating | [8 empty] | 41.5477 | -73.4252 | 0 | 0 | #DIV/0! | 0%
| New Prague Utilities Comm | 1999 | New Prague | MN | Le Sueur | MISO | Electric Utility | 2 |  | 16.9 | 16.8 | 16.8 | Natural Gas Internal Combustion Engine | NG | IC | 1966 |  |  | (OP) Operating | [8 empty] | 44.5431 | -93.5731 | 0 | 0 | #DIV/0! | 0%
| Ingenco Renewable Development, LLC | 59845 | New River | VA | Pulaski | PJM | IPP Non-CHP | E1 |  | 5.4 | 5.4 | 5.4 | Landfill Gas | LFG | IC | 2013 |  |  | (OP) Operating | [8 empty] | 37.183 | -80.699 | 0 | 0 | #DIV/0! | 0%
| Cox Enterprises | 63246 | New River Clean Energy | WV | Raleigh | PJM | IPP Non-CHP | NEW2 |  | 3.2 | 3.2 | 3.2 | Landfill Gas | LFG | IC | 2017 |  |  | (OP) Operating | [8 empty] | 37.8158 | -81.1619 | 0 | 0 | #DIV/0! | 0%
| City of King Cove | 7493 | King Cove | AK | Aleutians East |  | Electric Utility | 1 |  | 3 | 2.7 | 2.2 | All Other | OTH | IC | 1991.6667 |  |  | (OP) Operating | [8 empty] | 55.0617 | -162.3103 | 0 | 0 | #DIV/0! | 0%
| King Creek Wind Farm 1, LLC | 66321 | King Creek Wind Farm 1, LLC | TX | Haskell | ERCO | IPP Non-CHP | KC1 |  | 184 | 184 | 184 | Onshore Wind Turbine | WND | WT | 2022 |  |  | (OP) Operating | [8 empty] | 33.268 | -99.468 | 0 | 0 | #DIV/0! | 0%
| King Creek Wind Farm 2, LLC | 66323 | King Creek Wind Farm 2, LLC | TX | Throckmorton | ERCO | IPP Non-CHP | KC2 |  | 209 | 209 | 209 | Onshore Wind Turbine | WND | WT | 2022 |  |  | (OP) Operating | [8 empty] | 33.1824 | -99.3899 | 0 | 0 | #DIV/0! | 0%
| Augusta Canal Authority | 61000 | King Mill | GA | Richmond | SOCO | Industrial Non-CHP | 1 |  | 2.2 | 2 | 2 | Conventional Hydroelectric | WAT | HY | 1944 |  |  | (OP) Operating | [8 empty] | 33.4852 | -81.9912 | 0 | 0 | #DIV/0! | 0%
| FPL Energy Upton Wind LP | 55581 | King Mountain Wind Ranch 1 | TX | Upton | ERCO | IPP Non-CHP | EXIS |  | 278 | 278 | 278 | Onshore Wind Turbine | WND | WT | 2001 |  |  | (OP) Operating | [8 empty] | 31.2092 | -102.2417 | 0 | 0 | #DIV/0! | 0%
| Engie North America | 63104 | King Plains Wind Project | OK | Garfield | SWPP | IPP Non-CHP | WTG |  | 248.2 | 248.2 | 248.2 | Onshore Wind Turbine | WND | WT | 2020 |  |  | (OP) Operating | [8 empty] | 36.4001 | -97.4775 | 0 | 0 | #DIV/0! | 0%
| Arevon Energy, Inc. | 59868 | Kingbird A Solar LLC | CA | Kern | CISO | IPP Non-CHP | GEN01 |  | 20 | 20 | 20 | Solar Photovoltaic | SUN | PV | 2016 |  |  | (OP) Operating |  | 25.3 | [6 empty] | 34.819 | -118.432 | 0 | 0 | #DIV/0! | 0%
| Arevon Energy, Inc. | 60091 | Kingbird B Solar, LLC | CA | Kern | CISO | IPP Non-CHP | GEN01 |  | 20 | 20 | 20 | Solar Photovoltaic | SUN | PV | 2016 |  |  | (OP) Operating |  | 25.3 | [6 empty] | 34.8242 | -118.4385 | 0 | 0 | #DIV/0! | 0%
| Green Mountain Power Corp | 57979 | Kingdom Community Wind | VT | Orleans | ISNE | Electric Utility | KCW |  | 65 | 65 | 65 | Onshore Wind Turbine | WND | WT | 2012 |  |  | (OP) Operating | [8 empty] | 44.7483 | -72.4253 | 0 | 0 | #DIV/0! | 0%
| Louisiana Energy & Power Authority | 1453 | New Roads | LA | Pointe Coupee | MISO | Electric Utility | 1 |  | 9.4 | 7 | 7 | Petroleum Liquids | DFO | IC | 1959 |  |  | (OP) Operating | [8 empty] | 30.7261 | -91.3683 | 0 | 0 | #DIV/0! | 0%
| Kingfisher Wind LLC | 58902 | Kingfisher Wind LLC | OK | Kingfisher | SWPP | IPP Non-CHP | KNG1 |  | 298 | 298 | 298 | Onshore Wind Turbine | WND | WT | 2016 |  |  | (OP) Operating | [8 empty] | 35.7703 | -97.7997 | 0 | 0 | #DIV/0! | 0%
| Brookfield Renewable Trading and Marketing LP | 57775 | Kingman 1 | AZ | Mohave | AZPS | IPP Non-CHP | PV |  | 10.5 | 10.5 | 10.5 | Solar Photovoltaic | SUN | PV | 2011 |  |  | (OP) Operating |  | 1 | [6 empty] | 35.1458 | -114.0675 | 0 | 0 | #DIV/0! | 0%
| Alaska Village Elec Coop, Inc | 60245 | New Stuyahok | AK | Dillingham |  | Electric Utility | 1 |  | 1.3 | 1.3 | 1.3 | Petroleum Liquids | DFO | IC | 2017.6667 |  |  | (OP) Operating | [8 empty] | 59.4484 | -157.3255 | 0 | 0 | #DIV/0! | 0%
| Kingman Wind Energy, LLC | 60639 | Kingman Wind | KS | Pratt | SWPP | IPP Non-CHP | KMW1 |  | 214.8 | 200 | 200 | Onshore Wind Turbine | WND | WT | 2016 |  |  | (OP) Operating | [8 empty] | 37.5867 | -98.5793 | 0 | 0 | #DIV/0! | 0%
| Georgia Power Co | 59864 | Kings Bay Solar Facility | GA | Camden | SOCO | Electric Utility | 1 |  | 30 | 30.2 | 30.2 | Solar Photovoltaic | SUN | PV | 2016 |  |  | (OP) Operating |  | 41.5 | [6 empty] | 30.8276 | -81.5562 | 0 | 0 | #DIV/0! | 0%
| New York Presbyterian Hospital- 168th Street | 61026 | New York Presbyterian Hospital-168th St | NY | New York | NYIS | Commercial Non-CHP | CHNY1 |  | 11.9 | 11.9 | 11.9 | Petroleum Liquids | DFO | IC | 2002.75 |  |  | (SB) Standby/Backup: available for service but not normally used | [8 empty] | 40.8409 | -73.9414 | 0 | 0 | #DIV/0! | 0%
| Dimension Energy LLC | 66676 | Kings CSG 3 LLC Community Solar | CA | Kings | CISO | IPP Non-CHP | KING3 |  | 3 | 3 | 3 | Solar Photovoltaic | SUN | PV | 2025 |  |  | (OP) Operating |  | 4.1 | [6 empty] | 36.2492 | -119.8852 | 0 | 0 | #DIV/0! | 0%
| Silverstreet Hydro | 10872 | Kings Falls Hydroelectric | NY | Lewis | NYIS | IPP Non-CHP | 1 |  | 1.6 | 0.2 | 0.1 | Conventional Hydroelectric | WAT | HY | 1988 |  |  | (OP) Operating | [8 empty] | 43.9173 | -75.6338 | 0 | 0 | #DIV/0! | 0%
| New York University | 54808 | New York University Central Plant | NY | New York | NYIS | Commercial CHP | GT1 | CC1 | 13.4 | 12.8 | 12.8 | Natural Gas Fired Combined Cycle | NG | CT | 2001.3333 |  |  | (OP) Operating | [8 empty] | 40.7899 | -73.9233 | 0 | 0 | #DIV/0! | 0%
| DG LF Solar, LLC | 59880 | Kings Park Solar I | NY | Suffolk | NYIS | IPP Non-CHP | KIPS1 |  | 2 | 2 | 2 | Solar Photovoltaic | SUN | PV | 2019 |  |  | (OP) Operating |  | 3 | [6 empty] | 40.8683 | -73.2493 | 0 | 0 | #DIV/0! | 0%
| DG LF Solar, LLC | 59881 | Kings Park Solar II | NY | Suffolk | NYIS | IPP Non-CHP | KIPS2 |  | 2 | 2 | 2 | Solar Photovoltaic | SUN | PV | 2019 |  |  | (OP) Operating |  | 3 | [6 empty] | 40.8683 | -73.2493 | 0 | 0 | #DIV/0! | 0%
| I-N-N Electric Coop, Inc | 7183 | Newhalen | AK | Lake and Peninsula |  | Electric Utility | 5 |  | 1.7 | 1.7 | 1.7 | Petroleum Liquids | DFO | IC | 2006.4 |  |  | (OP) Operating | [8 empty] | 59.8991 | -154.6987 | 0 | 0 | #DIV/0! | 0%
| Empire District Electric Co | 62475 | Kings Point Wind Energy Center | MO | Lawrence | SWPP | Electric Utility | KPW1 |  | 149.4 | 145.6 | 145.6 | Onshore Wind Turbine | WND | WT | 2021 |  |  | (OP) Operating | [8 empty] | 37.2699 | -94.0527 | 0 | 0 | #DIV/0! | 0%
| Pacific Gas & Electric Co. | 254 | Kings River PH | CA | Fresno | CISO | Electric Utility | H1 |  | 48.6 | 52 | 52 | Conventional Hydroelectric | WAT | HY | 1962 |  |  | (OP) Operating | [8 empty] | 36.8882 | -119.1588 | 0 | 0 | #DIV/0! | 0%
| Austin Energy | 61741 | Kingsberry Energy Storage System | TX | Travis | ERCO | Electric Utility | KBESS |  | 1.5 | 1.5 | 1.5 | Batteries | MWH | BA | 2018 |  |  | (OP) Operating | 3 | [7 empty] | 30.266 | -97.6861 | 0 | 0 | #DIV/0! | 0%
| Newman & Co Inc | 54250 | Newman (PA) | PA | Philadelphia | PJM | Industrial CHP | 001 |  | 1.8 | 1.8 | 1.8 | Natural Gas Steam Turbine | NG | ST | 1964 |  |  | (OP) Operating | [8 empty] | 40.014 | -75.0528 | 0 | 0 | #DIV/0! | 0%
| NewYork-Presbyterian Brooklyn Methodist Hospital | 52091 | NewYork-Presbyterian Brooklyn Methodist | NY | Kings | NYIS | Commercial Non-CHP | 01-8N |  | 5.9 | 5.9 | 5.9 | Petroleum Liquids | DFO | IC | 2008.6667 |  |  | (OP) Operating | [8 empty] | 40.6679 | -73.9787 | 0 | 0 | #DIV/0! | 0%
| Altus Power America Management, LLC | 58304 | Kingsburg Solar | CA | Tulare | CISO | IPP Non-CHP | 1 |  | 3.7 | 3.7 | 3.7 | Solar Photovoltaic | SUN | PV | 2013 |  |  | (OP) Operating |  | 1.7 | [6 empty] | 36.5053 | -119.5403 | 0 | 0 | #DIV/0! | 0%
| Wisconsin Electric Power Co | 1778 | Kingsford | MI | Dickinson | MISO | Electric Utility | 1 |  | 7.2 | 7.2 | 7.2 | Conventional Hydroelectric | WAT | HY | 1924 |  |  | (OP) Operating | [8 empty] | 45.808 | -88.1251 | 0 | 0 | #DIV/0! | 0%
| Central Nebraska Pub P&I Dist | 785 | Kingsley | NE | Keith | SWPP | Electric Utility | 1 |  | 50 | 41 | 41 | Conventional Hydroelectric | WAT | HY | 1984 |  |  | (OP) Operating | [8 empty] | 41.2114 | -101.6681 | 0 | 0 | #DIV/0! | 0%
| 2016 ESA Project Company, LLC | 63648 | NHH003 Clarkson Fuel Cell | NY | Kings | NYIS | IPP Non-CHP | NHH03 |  | 1.1 | 1.1 | 1.1 | Other Natural Gas | NG | FC | 2018 |  |  | (OP) Operating | [8 empty] | 40.6565 | -73.9428 | 0 | 0 | #DIV/0! | 0%
| 2016 ESA Project Company, LLC | 63649 | NHH004 Winthrop Fuel Cell | NY | Kings | NYIS | IPP Non-CHP | NHH04 |  | 1 | 1 | 1 | Other Natural Gas | NG | FC | 2018 |  |  | (OP) Operating | [8 empty] | 40.6568 | -73.9467 | 0 | 0 | #DIV/0! | 0%
| Hydroland Omega LLC | 54385 | Kinneytown New Old | CT | New Haven | ISNE | IPP Non-CHP | GEN1 |  | 2.3 | 2.2 | 2.1 | Conventional Hydroelectric | WAT | HY | 1990.5 |  |  | (OP) Operating | [8 empty] | 41.3686 | -73.0856 | 0 | 0 | #DIV/0! | 0%
| Public Service Elec & Gas Co | 65466 | Kinsley II Landfill Solar System | NJ | Gloucester | PJM | Electric Utility | KINS2 |  | 3.8 | 3.8 | 3.8 | Solar Photovoltaic | SUN | PV | 2020 |  |  | (OP) Operating |  | 4.8 | [6 empty] | 39.7927 | -75.1114 | 0 | 0 | #DIV/0! | 0%
| Public Service Elec & Gas Co | 58877 | Kinsley Landfill Solar | NJ | Gloucester | PJM | Electric Utility | KINS |  | 8.6 | 8.6 | 8.6 | Solar Photovoltaic | SUN | PV | 2015 |  |  | (OP) Operating |  | 11.2 | [6 empty] | 39.7933 | -75.1064 | 0 | 0 | #DIV/0! | 0%
| Strata Manager, LLC | 59125 | Kinston | NC | Lenoir | CPLE | IPP Non-CHP | 1 |  | 2 | 2 | 2 | Solar Photovoltaic | SUN | PV | 2014 |  |  | (OP) Operating |  | 2.7 | [6 empty] | 35.3706 | -77.6083 | 0 | 0 | #DIV/0! | 0%
| Strata Manager, LLC | 61090 | Kinston Davis Farm | NC | Lenoir | CPLE | IPP Non-CHP | 1 |  | 5 | 5 | 5 | Solar Photovoltaic | SUN | PV | 2015 |  |  | (OP) Operating |  | 6.5 | [6 empty] | 35.2184 | -77.6426 | 0 | 0 | #DIV/0! | 0%
| Cypress Creek Renewables | 59832 | Kinston Solar | NC | Lenoir | CPLE | IPP Non-CHP | FLS1 |  | 5 | 5 | 5 | Solar Photovoltaic | SUN | PV | 2015 |  |  | (OP) Operating |  | 6.6 | [6 empty] | 35.3514 | -77.4723 | 0 | 0 | #DIV/0! | 0%
| Kiowa County Solar Project, LLC | 66642 | Kiowa County Solar Project, LLC | OK | Kiowa | SPA | IPP Non-CHP | USKWA |  | 100 | 100 | 100 | Solar Photovoltaic | SUN | PV | 2025 |  |  | (OP) Operating | [8 empty] | 34.6696 | -98.9623 | 0 | 0 | #DIV/0! | 0%
| Nautilus Solar Solutions | 64602 | Kirby Road Solar, LLC | MD | Prince Georges | PJM | IPP Non-CHP | KBR |  | 1.3 | 1.3 | 1.3 | Solar Photovoltaic | SUN | PV | 2021 |  |  | (OP) Operating |  | 2 | [6 empty] | 38.779 | -76.9237 | 0 | 0 | #DIV/0! | 0%
| Cypress Creek Renewables | 58791 | Kirkwall Holdings | NC | Duplin | DUK | IPP Non-CHP | PV1 |  | 5 | 5 | 5 | Solar Photovoltaic | SUN | PV | 2016 |  |  | (OP) Operating |  | 7 | [6 empty] | 34.9889 | -78.1375 | 0 | 0 | #DIV/0! | 0%
| Kirkwood Community College | 59735 | Kirkwood Wind Turbine | IA | Linn | MISO | IPP Non-CHP | KCC01 |  | 2.5 | 0.7 | 2.3 | Onshore Wind Turbine | WND | WT | 2012 | 6 | 2025 | (OS) Out of service and NOT expected to return to service in next calendar year | [8 empty] | 41.9166 | -91.6509 | 0 | 0 | #DIV/0! | 0%
| Kish Solar, LLC | 63990 | Kish CSG | IL | Boone | PJM | IPP Non-CHP | KISH |  | 2 | 2 | 2 | Solar Photovoltaic | SUN | PV | 2021 |  |  | (OP) Operating |  | 3 | [6 empty] | 42.2152 | -88.9206 | 0 | 0 | #DIV/0! | 0%
| American Mun Power-Ohio, Inc | 66437 | Niles RTO BTM | OH | Trumbull | PJM | Electric Utility | PB1 |  | 10.8 | 10.8 | 10.8 | Petroleum Liquids | DFO | IC | 2020 |  |  | (OP) Operating | [8 empty] | 41.168 | -80.7529 | 0 | 0 | #DIV/0! | 0%
| Terraform Arcadia | 58240 | Kit Carson | NM | Taos | PNM | IPP Non-CHP | PV_KC |  | 1.3 | 1.3 | 1.3 | Solar Photovoltaic | SUN | PV | 2012 |  |  | (OP) Operating |  | 1.5 | [6 empty] | 36.9667 | -105.4381 | 0 | 0 | #DIV/0! | 0%
| Duke Energy Renewables Services | 57244 | Kit Carson Windpower | CO | Kit Carson | WACM | IPP Non-CHP | KCW |  | 51 | 51 | 51 | Onshore Wind Turbine | WND | WT | 2010 |  |  | (OP) Operating | [8 empty] | 39.3383 | -102.3533 | 0 | 0 | #DIV/0! | 0%
| Tesla Inc. | 60546 | KIUC Kapaia PV and BA Storage Project Hy | HI | Kauai | NA | IPP Non-CHP | BA1 |  | 28 | 26 | 26 | Batteries | MWH | BA | 2017 |  |  | (OP) Operating | 52 | [7 empty] | 21.9973 | -159.3792 | 0 | 0 | #DIV/0! | 0%
| Madison Gas & Electric Co | 9674 | Nine Springs | WI | Dane | MISO | Electric Utility | GT1 |  | 16.2 | 11.4 | 18.3 | Natural Gas Fired Combustion Turbine | NG | GT | 1964 |  |  | (OP) Operating | [8 empty] | 43.0386 | -89.3586 | 0 | 0 | #DIV/0! | 0%
| New London Municipal Utilities | 67856 | NLMU Diesel | IA | Henry | MISO | Electric Utility | 1157 |  | 8 | 8 | 8 | Petroleum Liquids | DFO | IC | 2000.5 |  |  | (SB) Standby/Backup: available for service but not normally used | [8 empty] | 40.9292 | -91.3902 | 0 | 0 | #DIV/0! | 0%
| Alaska Village Elec Coop, Inc | 57051 | Noatak | AK | Northwest Arctic |  | Electric Utility | 4A |  | 1.3 | 1.3 | 1.3 | Petroleum Liquids | DFO | IC | 2015 |  |  | (OP) Operating | [8 empty] | 67.5709 | -162.9657 | 0 | 0 | #DIV/0! | 0%
| MN8 Energy LLC | 61553 | Klamath Falls Solar 2 CSG | OR | Klamath | PACW | IPP Non-CHP | 1 |  | 2.9 | 2.9 | 2.9 | Solar Photovoltaic | SUN | PV | 2017 |  |  | (OP) Operating |  | 3.9 | [6 empty] | 42.183 | -121.764 | 0 | 0 | #DIV/0! | 0%
| City of Springfield (MO) | 56404 | Noble Hill Landfill | MO | Greene | SWPP | Electric Utility | NHLC |  | 3.2 | 3 | 3 | Landfill Gas | LFG | IC | 2006 |  |  | (SB) Standby/Backup: available for service but not normally used | [8 empty] | 37.3811 | -93.3514 | 0 | 0 | #DIV/0! | 0%
| Tower Kleber Ltd Partnership | 1871 | Kleber | MI | Cheboygan | MISO | IPP Non-CHP | K1 |  | 1.8 | 1.8 | 1.8 | Conventional Hydroelectric | WAT | HY | 1937 |  |  | (OP) Operating | [8 empty] | 45.392 | -84.3333 | 0 | 0 | #DIV/0! | 0%
| ENERGYneering Solutions, Inc | 60696 | Nodal Power | NM | Dona Ana | EPE | IPP Non-CHP | 1 |  | 3.2 | 3.2 | 3.2 | Landfill Gas | LFG | IC | 2008 |  |  | (OP) Operating | [8 empty] | 31.8111 | -106.5933 | 0 | 0 | #DIV/0! | 0%
| Avangrid Power LLC | 55871 | Klondike Wind Power | OR | Sherman | AVRN | IPP Non-CHP | Ph 1 |  | 24.5 | 24 | 24 | Onshore Wind Turbine | WND | WT | 2002 |  |  | (OP) Operating | [8 empty] | 45.5563 | -120.5507 | 0 | 0 | #DIV/0! | 0%
| Avangrid Power LLC | 56359 | Klondike Windpower II | OR | Sherman | AVRN | IPP Non-CHP | PH2 |  | 75 | 81 | 81 | Onshore Wind Turbine | WND | WT | 2005 |  |  | (OP) Operating | [8 empty] | 45.571 | -120.593 | 0 | 0 | #DIV/0! | 0%
| Avangrid Power LLC | 56468 | Klondike Windpower III | OR | Sherman | AVRN | IPP Non-CHP | 1 |  | 297.5 | 297.5 | 297.5 | Onshore Wind Turbine | WND | WT | 2007.5 |  |  | (OP) Operating | [8 empty] | 45.5836 | -120.5042 | 0 | 0 | #DIV/0! | 0%
| Dynamic Energy Holdings LLC | 63230 | Knaggs Brothers Farm | NY | Albany | NYIS | Industrial Non-CHP | KNAGG |  | 3.9 | 3.9 | 0.5 | Solar Photovoltaic | SUN | PV | 2018 | 12 | 2048 | (OP) Operating |  | 5.5 | [6 empty] | 42.7304 | -73.9691 | 0 | 0 | #DIV/0! | 0%
| AES Distributed Energy | 64716 | Knapp East (CSG) | NY | Genesee | ISNE | IPP Non-CHP | KNPPE |  | 5 | 5 | 5 | Solar Photovoltaic | SUN | PV | 2021 |  |  | (OP) Operating |  | 6.3 | [6 empty] | 43.0134 | -78.4601 | 0 | 0 | #DIV/0! | 0%
| AES Distributed Energy | 64720 | Knapp West(CSG) | NY | Genesee | ISNE | IPP Non-CHP | KNPPW |  | 5 | 5 | 5 | Solar Photovoltaic | SUN | PV | 2021 |  |  | (OP) Operating |  | 6.1 | [6 empty] | 43.0148 | -78.4609 | 0 | 0 | #DIV/0! | 0%
| ALLETE, Inc. | 1895 | Knife Falls | MN | Carlton | MISO | Electric Utility | 1 |  | 2.4 | 2.3 | 2.3 | Conventional Hydroelectric | WAT | HY | 1922 |  |  | (OP) Operating | [8 empty] | 46.7266 | -92.4486 | 0 | 0 | #DIV/0! | 0%
| Knouse Food Cooperative Inc | 57412 | Knouse Solar Project 1 | PA | Cumberland | PJM | Industrial Non-CHP | 1 |  | 3 | 2.8 | 1.3 | Solar Photovoltaic | SUN | PV | 2010 |  |  | (OP) Operating |  | 3.2 | [6 empty] | 40.0264 | -77.2344 | 0 | 0 | #DIV/0! | 0%
| Alaska Village Elec Coop, Inc | 6330 | Noorvik | AK | Northwest Arctic |  | Electric Utility | 1 |  | 1.9 | 1.9 | 1.9 | Petroleum Liquids | DFO | IC | 2010.25 |  |  | (OP) Operating | [8 empty] | 66.8345 | -161.0387 | 0 | 0 | #DIV/0! | 0%
| MidAmerican Energy Co | 62569 | Knoxville Battery Energy Storage | IA | Marion | MISO | Electric Utility | ES1 |  | 1.1 | 1.1 | 1.1 | Batteries | MWH | BA | 2018 |  |  | (OP) Operating | 4 | [7 empty] | 41.316 | -93.061 | 0 | 0 | #DIV/0! | 0%
| Third Taxing District of Norwalk | 57689 | Norden 1-3 | CT | Fairfield | ISNE | Electric Utility | NORD1 |  | 6 | 6 | 6 | Petroleum Liquids | DFO | IC | 2004 | 5 | 2026 | (OS) Out of service and NOT expected to return to service in next calendar year | [8 empty] | 41.1117 | -73.3928 | 0 | 0 | #DIV/0! | 0%
| North Branch Water & Light Comm | 2002 | North Branch (MN) | MN | Chisago | MISO | Electric Utility | 3 |  | 11 | 10 | 10 | Petroleum Liquids | DFO | IC | 2007.8 |  |  | (OP) Operating | [8 empty] | 45.5106 | -92.979 | 0 | 0 | #DIV/0! | 0%
| North Central Bronx Hospital | 63643 | North Central Bronx Hospital | NY | Bronx | NYIS | Commercial Non-CHP | EG1 |  | 1.6 | 1.6 | 1.6 | Petroleum Liquids | DFO | IC | 2000 |  |  | (SB) Standby/Backup: available for service but not normally used | [8 empty] | 40.8804 | -73.8812 | 0 | 0 | #DIV/0! | 0%
| Wisconsin Power & Light Co | 65681 | Kohler Solar | WI | Sheboygan | MISO | Electric Utility | PV1 |  | 2.3 | 2.3 | 2.3 | Solar Photovoltaic | SUN | PV | 2022 |  |  | (OP) Operating |  | 3 | [6 empty] | 43.747 | -87.7657 | 0 | 0 | #DIV/0! | 0%
| SunE WF3 KHL A Holdings, LLC | 57009 | Kohls San Bernardino Solar Facility | CA | San Bernardino | CISO | IPP Non-CHP | 1 |  | 1 | 0.9 | 0.9 | Solar Photovoltaic | SUN | PV | 2007 |  |  | (OP) Operating |  | 1.2 | [6 empty] | 34.0947 | -117.2668 | 0 | 0 | #DIV/0! | 0%
| Strata Manager, LLC | 60578 | Kojak Farm | NC | Nash | CPLE | IPP Non-CHP | 1 |  | 5 | 5 | 5 | Solar Photovoltaic | SUN | PV | 2016 |  |  | (OP) Operating |  | 6.5 | [6 empty] | 35.7991 | -78.1022 | 0 | 0 | #DIV/0! | 0%
| NJR Clean Energy Ventures Corporation | 60864 | Kokomo Solar 1, LLC | IN | Howard | MISO | IPP Non-CHP | PV1 |  | 5.4 | 5.4 | 5.4 | Solar Photovoltaic | SUN | PV | 2016 |  |  | (OP) Operating |  | 7 | [6 empty] | 40.473 | -86.146 | 0 | 0 | #DIV/0! | 0%
| Eagle Creek Renewable Energy, LLC | 54267 | Koma Kulshan | WA | Whatcom | PSEI | IPP Non-CHP | GEN1 |  | 12 | 12.4 | 12.4 | Conventional Hydroelectric | WAT | HY | 1990 |  |  | (OP) Operating | [8 empty] | 48.6802 | -121.7233 | 0 | 0 | #DIV/0! | 0%
| National Grid Renewables | 61381 | Koppelman Sun CSG | MN | Blue Earth | MISO | IPP Non-CHP | KOPP1 |  | 5 | 5 | 5 | Solar Photovoltaic | SUN | PV | 2017 |  |  | (OP) Operating |  | 1.5 | [6 empty] | 44.1826 | -93.8763 | 0 | 0 | #DIV/0! | 0%
| U S Bureau of Reclamation | 4180 | Kortes | WY | Carbon | WAUW | Electric Utility | 1 |  | 36 | 36.6 | 36.6 | Conventional Hydroelectric | WAT | HY | 1950.3333 |  |  | (OP) Operating | [8 empty] | 42.1743 | -106.8805 | 0 | 0 | #DIV/0! | 0%
| Wisconsin Power & Light Co | 62103 | Kossuth | IA | Kossuth | MISO | Electric Utility | 1 |  | 152.2 | 152.2 | 152.2 | Onshore Wind Turbine | WND | WT | 2020 |  |  | (OP) Operating | [8 empty] | 42.9947 | -94.1287 | 0 | 0 | #DIV/0! | 0%
| Kossuth County Wind, LLC | 65725 | Kossuth County Wind | IA | Kossuth | MISO | IPP Non-CHP | KCW |  | 70 | 70 | 70 | Onshore Wind Turbine | WND | WT | 2022 |  |  | (OP) Operating | [8 empty] | 42.9867 | -94.1336 | 0 | 0 | #DIV/0! | 0%
| Northbrook Lyons Falls LLC | 56705 | Kosterville | NY | Lewis | NYIS | IPP Non-CHP | 4 |  | 1 | 1 | 1 | Conventional Hydroelectric | WAT | HY | 1956.5 |  |  | (OP) Operating | [8 empty] | 43.6142 | -75.3327 | 0 | 0 | #DIV/0! | 0%
| Energy Systems Group LLC | 58328 | North Chicago Energy Center | IL | Lake | PJM | Commercial CHP | GT1 |  | 12.4 | 12.3 | 11.5 | Natural Gas Fired Combustion Turbine | NG | GT | 2004 |  |  | (OP) Operating | [8 empty] | 42.3064 | -87.8519 | 0 | 0 | #DIV/0! | 0%
| City of San Diego | 60571 | North City - Landfill Gas Engine North | CA | San Diego | CISO | Commercial Non-CHP | NCEP |  | 1.6 | 1.4 | 1.5 | Landfill Gas | LFG | IC | 2013 |  |  | (OS) Out of service and NOT expected to return to service in next calendar year | [8 empty] | 32.8778 | -117.1978 | 0 | 0 | #DIV/0! | 0%
| Koyle Hydro Inc | 10781 | Koyle Ranch Hydroelectric Project | ID | Gooding | IPCO | IPP Non-CHP | GEN1 |  | 1.3 | 1.3 | 1.2 | Conventional Hydroelectric | WAT | HY | 1983 |  |  | (OP) Operating | [8 empty] | 42.9457 | -114.7957 | 0 | 0 | #DIV/0! | 0%
| City of Greenfield - (IA) | 7856 | North Generation Plant | IA | Adair | MISO | Electric Utility | 1 |  | 8 | 8 | 8 | Petroleum Liquids | DFO | IC | 2006.5 |  |  | (OP) Operating | [8 empty] | 41.3164 | -94.455 | 0 | 0 | #DIV/0! | 0%
| National Grid Renewables | 61058 | Kramer Solar CSG | MN | Renville | MISO | IPP Non-CHP | 0000B |  | 3 | 3 | 3 | Solar Photovoltaic | SUN | PV | 2017 |  |  | (OP) Operating |  | 1.5 | [6 empty] | 44.747 | -94.7057 | 0 | 0 | #DIV/0! | 0%
| Krause CSG LLC | 61506 | Krause CSG | MN | Renville | MISO | IPP Non-CHP | KRAUS |  | 1 | 1 | 1 | Solar Photovoltaic | SUN | PV | 2018 |  |  | (OP) Operating |  | 1.4 | [6 empty] | 44.7956 | -95.2097 | 0 | 0 | #DIV/0! | 0%
| Ralph's Grocery Company | 63758 | Kroger La Habra | CA | Orange | CISO | Industrial Non-CHP | KROLH |  | 1.2 | 1.2 | 1.2 | Solar Photovoltaic | SUN | PV | 2020 |  |  | (OP) Operating |  | 1.8 | [6 empty] | 33.9221 | -117.9391 | 0 | 0 | #DIV/0! | 0%
| Kauai Island Utility Cooperative | 58639 | KRS I Anahola Solar Hybrid | HI | Kauai |  | Electric Utility | ANAPV |  | 12 | 12 | 12 | Solar Photovoltaic | SUN | PV | 2015 |  |  | (OP) Operating |  | 14.5 | [6 empty] | 22.1317 | -159.3031 | 0 | 0 | #DIV/0! | 0%
| Kauai Island Utility Cooperative | 58640 | KRS II Koloa Solar | HI | Kauai |  | Electric Utility | KOLPV |  | 12 | 12 | 12 | Solar Photovoltaic | SUN | PV | 2014 |  |  | (OP) Operating |  | 14.2 | [6 empty] | 21.9008 | -159.45 | 0 | 0 | #DIV/0! | 0%
| Generate Capital | 67615 | Krumkill Road Solar North, LLC | NY | Albany | NYIS | IPP Non-CHP | 11086 |  | 5 | 5 | 5 | Solar Photovoltaic | SUN | PV | 2024 |  |  | (OP) Operating | [8 empty] | 42.6663 | -73.8565 | 0 | 0 | #DIV/0! | 0%
| Generate Capital | 67616 | Krumkill Road Solar South, LLC | NY | Albany | NYIS | IPP Non-CHP | 11087 |  | 3.8 | 3.8 | 3.8 | Solar Photovoltaic | SUN | PV | 2024 |  |  | (OP) Operating | [8 empty] | 42.6663 | -73.8565 | 0 | 0 | #DIV/0! | 0%
| Kearsarge Solar LLC | 59468 | KS Solar Six LLC | MA | Worcester | ISNE | IPP Non-CHP | HUBB |  | 2 | 2 | 2 | Solar Photovoltaic | SUN | PV | 2013 |  |  | (OP) Operating |  | 2.5 | [6 empty] | 42.4708 | -72.045 | 0 | 0 | #DIV/0! | 0%
| Chevron USA Inc | 52078 | North Midway Cogen | CA | Kern | CISO | Industrial CHP | GEN7 |  | 10.5 | 9 | 9.6 | Natural Gas Fired Combustion Turbine | NG | GT | 1986 |  |  | (OS) Out of service and NOT expected to return to service in next calendar year | [8 empty] | 35.2761 | -119.5986 | 0 | 0 | #DIV/0! | 0%
| Rochelle Municipal Utilities | 960 | North Ninth Street | IL | Ogle | PJM | Electric Utility | 1 |  | 17.4 | 14.6 | 14.6 | Petroleum Liquids | DFO | IC | 1967.1111 |  |  | (OP) Operating | [8 empty] | 41.9093 | -89.0498 | 0 | 0 | #DIV/0! | 0%
| Madison Energy Holdings LLC | 65691 | KSU Trumbull | OH | Trumbull | PJM | IPP Non-CHP | TRUMB |  | 1 | 1 | 1 | Solar Photovoltaic | SUN | PV | 2021 |  |  | (OP) Operating |  | 1.3 | [6 empty] | 41.2787 | -80.8367 | 0 | 0 | #DIV/0! | 0%
| Ku'ia Solar LLC | 61101 | Ku'ia Solar | HI | Maui | HECO | IPP Non-CHP | KUIA |  | 2.9 | 2.9 | 2.9 | Solar Photovoltaic | SUN | PV | 2018 |  |  | (OP) Operating |  | 3.9 | [6 empty] | 20.886 | -156.6579 | 0 | 0 | #DIV/0! | 0%
| City of Orangeburg - (SC) | 7479 | North Road Peak | SC | Orangeburg | SCEG | Electric Utility | EAST |  | 14 | 13 | 14 | Petroleum Liquids | DFO | IC | 1987 |  |  | (OP) Operating | [8 empty] | 33.5452 | -80.9109 | 0 | 0 | #DIV/0! | 0%
| Leeward Asset Management, LLC | 56295 | Kumeyaay Wind | CA | San Diego | CISO | IPP Non-CHP | 1 |  | 50 | 50 | 50 | Onshore Wind Turbine | WND | WT | 2005 |  |  | (OP) Operating | [8 empty] | 32.7056 | -116.3425 | 0 | 0 | #DIV/0! | 0%
| North Wales Diesel | 64983 | North Wales Diesel | PA | Montgomery | PJM | Commercial Non-CHP | GEN1 |  | 7.2 | 6 | 6 | Petroleum Liquids | DFO | IC | 2010 | 6 | 2025 | (SB) Standby/Backup: available for service but not normally used | [8 empty] | 40.2033 | -75.3164 | 0 | 0 | #DIV/0! | 0%
| Northeastern Illinois University | 58245 | Northeastern Illinois University Cogen | IL | Cook | PJM | Commercial CHP | GEN1 |  | 3.2 | 3.2 | 3.2 | Natural Gas Internal Combustion Engine | NG | IC | 1995 |  |  | (SB) Standby/Backup: available for service but not normally used | [8 empty] | 41.9811 | -87.7192 | 0 | 0 | #DIV/0! | 0%
| NextEra Renewable Fuels, LLC | 56890 | Norther Tier Landfill | PA | Bradford | PJM | IPP Non-CHP | GEN 1 |  | 1.6 | 1.6 | 1.6 | Landfill Gas | LFG | IC | 2009 |  |  | (OP) Operating | [8 empty] | 41.7792 | -76.6258 | 0 | 0 | #DIV/0! | 0%
| Northern Westchester Hospital | 61378 | Northern Westchester Hospital | NY | Westchester | NYIS | Commercial Non-CHP | 1 |  | 4 | 4 | 4 | Petroleum Liquids | DFO | IC | 2005.5 |  |  | (SB) Standby/Backup: available for service but not normally used | [8 empty] | 41.1968 | -73.7257 | 0 | 0 | #DIV/0! | 0%
| Alaska Power and Telephone Co | 7169 | Northway | AK | Southeast Fairbanks |  | Electric Utility | 1A |  | 1.1 | 0.9 | 0.9 | Petroleum Liquids | DFO | IC | 2000.3333 |  |  | (OP) Operating | [8 empty] | 62.9617 | -141.9372 | 0 | 0 | #DIV/0! | 0%
| Public Service Elec & Gas Co | 59601 | L&D Landfill Solar | NJ | Burlington | PJM | Electric Utility | L&D |  | 10 | 10 | 10 | Solar Photovoltaic | SUN | PV | 2015 |  |  | (OP) Operating |  | 12.9 | [6 empty] | 39.9803 | -74.7703 | 0 | 0 | #DIV/0! | 0%
| Northwest Community Hospital | 59847 | Northwest Community Hospital | IL | Cook | PJM | Commercial CHP | 1 |  | 4.4 | 3.6 | 4.4 | Natural Gas Internal Combustion Engine | NG | IC | 1996 |  |  | (OP) Operating | [8 empty] | 42.0678 | -87.9935 | 0 | 0 | #DIV/0! | 0%
| L-8 Solar Project LLC | 57836 | L-8 Solar Project | CA | Los Angeles | CISO | IPP Non-CHP | TSM |  | 1.5 | 1.3 | 1.5 | Solar Photovoltaic | SUN | PV | 2012 |  |  | (OP) Operating |  | 1.7 | [6 empty] | 34.6543 | -117.9731 | 0 | 0 | #DIV/0! | 0%
| Acciona Energy USA Global, LLC | 63624 | La Chalupa, LLC | TX | Cameron | ERCO | IPP Non-CHP | LC |  | 198.5 | 198.5 | 198.5 | Onshore Wind Turbine | WND | WT | 2021 |  |  | (OP) Operating | [8 empty] | 26.2499 | -97.5118 | 0 | 0 | #DIV/0! | 0%
| WM Renewable Energy LLC | 57403 | Northwest Regional | AZ | Maricopa | AZPS | IPP Non-CHP | GEN1 |  | 3.2 | 3.2 | 3.2 | Landfill Gas | LFG | IC | 2012 |  |  | (OP) Operating | [8 empty] | 33.6819 | -112.4767 | 0 | 0 | #DIV/0! | 0%
| Norton Powerhouse 2 | 66018 | Norton Powerhouse 2 | MA | Worcester | ISNE | Industrial CHP | GEN3 |  | 4.6 | 3.3 | 4.6 | Natural Gas Fired Combustion Turbine | NG | GT | 2022 |  |  | (OP) Operating | [8 empty] | 42.299 | -71.804 | 0 | 0 | #DIV/0! | 0%
| City of Norwich - (CT) | 57624 | Norwich WWTP | CT | New London | ISNE | Commercial Non-CHP | 1 |  | 2 | 2 | 2 | Petroleum Liquids | DFO | IC | 2006 |  |  | (OP) Operating | [8 empty] | 41.5256 | -72.0833 | 0 | 0 | #DIV/0! | 0%
| Turlock Irrigation District | 440 | La Grange | CA | Stanislaus | TIDC | Electric Utility | 1 |  | 4.5 | 4.3 | 4.3 | Conventional Hydroelectric | WAT | HY | 1924 |  |  | (OP) Operating | [8 empty] | 37.6697 | -120.4436 | 0 | 0 | #DIV/0! | 0%
| CVI CleanCapital Solar 1 LLC | 58118 | La Joya Del Sol | CA | Fresno | CISO | IPP Non-CHP | JDS1 |  | 1.5 | 1.5 | 1.5 | Solar Photovoltaic | SUN | PV | 2012 |  |  | (OP) Operating |  | 1.8 | [6 empty] | 36.6786 | -119.7975 | 0 | 0 | #DIV/0! | 0%
| Avangrid Power LLC | 61044 | La Joya NM | NM | Torrance | PNM | IPP Non-CHP | LAJ1 |  | 306.2 | 306.2 | 306.2 | Onshore Wind Turbine | WND | WT | 2021 |  |  | (OP) Operating | [8 empty] | 34.81 | -105.74 | 0 | 0 | #DIV/0! | 0%
| Old Dominion Electric Coop | 7941 | Nottoway Diesel Generating Facility | VA | Southampton | PJM | Electric Utility | 1 |  | 4 | 4 | 4 | Petroleum Liquids | DFO | IC | 2002 |  |  | (SB) Standby/Backup: available for service but not normally used | [8 empty] | 36.6972 | -77.105 | 0 | 0 | #DIV/0! | 0%
| Nove Investments I LLC | 50831 | Nove Power Plant | CA | Contra Costa | CISO | IPP Non-CHP | GEN1 |  | 3 | 3 | 3 | Landfill Gas | LFG | IC | 1985.6667 |  |  | (OP) Operating | [8 empty] | 37.9676 | -122.382 | 0 | 0 | #DIV/0! | 0%
| North Slope Borough Power & Light | 7487 | NSB Anaktuvuk Pass | AK | North Slope |  | Electric Utility | 1 |  | 2.7 | 2.7 | 2.7 | Petroleum Liquids | DFO | IC | 1997.6 |  |  | (OP) Operating | [8 empty] | 68.138 | -151.741 | 0 | 0 | #DIV/0! | 0%
| North Slope Borough Power & Light | 7482 | NSB Atqasuk Utility | AK | North Slope |  | Electric Utility | NA1 |  | 3.2 | 3.2 | 3.2 | Petroleum Liquids | DFO | IC | 1996.2 |  |  | (OP) Operating | [8 empty] | 70.4826 | -157.4252 | 0 | 0 | #DIV/0! | 0%
| UNS Electric, Inc | 57556 | La Senita | AZ | Mohave | TEPC | Electric Utility | 1 |  | 1 | 1 | 1 | Solar Photovoltaic | SUN | PV | 2011 |  |  | (OP) Operating |  | 1.2 | [6 empty] | 35.2417 | -114.0046 | 0 | 0 | #DIV/0! | 0%
| Sol Systems | 61646 | LA3 West Baton Rouge Solar Facility | LA | West Baton Rouge | MISO | IPP Non-CHP | LA3WB |  | 50 | 50 | 50 | Solar Photovoltaic | SUN | PV | 2020 |  |  | (OP) Operating |  | 74.5 | [6 empty] | 30.4651 | -91.3319 | 0 | 0 | #DIV/0! | 0%
| North Slope Borough Power & Light | 7483 | NSB Kaktovik Utility | AK | North Slope |  | Electric Utility | PG1A |  | 2.6 | 2.6 | 2.6 | Petroleum Liquids | DFO | IC | 2000 |  |  | (OP) Operating | [8 empty] | 70.1256 | -143.619 | 0 | 0 | #DIV/0! | 0%
| North Slope Borough Power & Light | 7484 | NSB Nuiqsut Utility | AK | North Slope |  | Electric Utility | PG1A |  | 4.4 | 4.4 | 4.4 | Petroleum Liquids | DFO | IC | 2004.3333 |  |  | (OP) Operating | [8 empty] | 70.2206 | -150.9935 | 0 | 0 | #DIV/0! | 0%
| Labish Solar LLC | 62171 | Labish Solar LLC | OR | Marion | PGE | IPP Non-CHP | LSPV2 |  | 2.2 | 2.2 | 2.2 | Solar Photovoltaic | SUN | PV | 2018 |  |  | (OP) Operating |  | 3.3 | [6 empty] | 45.023 | -122.922 | 0 | 0 | #DIV/0! | 0%
| Renewable World Energies LLC | 10453 | LAC Courte Oreilles Hydroelect | WI | Sawyer | MISO | IPP Non-CHP | U1 |  | 3.4 | 3.2 | 3.2 | Conventional Hydroelectric | WAT | HY | 1986 |  |  | (OP) Operating | [8 empty] | 45.8883 | -91.0769 | 0 | 0 | #DIV/0! | 0%
| Central Rivers Power US, LLC | 10752 | Lachute Hydro Lower | NY | Essex | NYIS | IPP Non-CHP | GEN1 |  | 3.8 | 3.6 | 3.5 | Conventional Hydroelectric | WAT | HY | 1987 |  |  | (OP) Operating | [8 empty] | 43.849 | -73.4207 | 0 | 0 | #DIV/0! | 0%
| Central Rivers Power US, LLC | 10753 | Lachute Hydro Upper | NY | Essex | NYIS | IPP Non-CHP | GEN1 |  | 5.2 | 4.9 | 4.8 | Conventional Hydroelectric | WAT | HY | 1987 |  |  | (OP) Operating | [8 empty] | 43.8439 | -73.4312 | 0 | 0 | #DIV/0! | 0%
| North Slope Borough Power & Light | 7485 | NSB Point Hope Utility | AK | North Slope |  | Electric Utility | PG1A |  | 3.1 | 3.1 | 3.1 | Petroleum Liquids | DFO | IC | 2003 |  |  | (OP) Operating | [8 empty] | 68.3484 | -166.7372 | 0 | 0 | #DIV/0! | 0%
| Lacomb Irrigation Dist | 52155 | Lacomb Irrigation District | OR | Linn | PACW | IPP Non-CHP | GEN1 |  | 1 | 1 | 1 | Conventional Hydroelectric | WAT | HY | 1986 |  |  | (OP) Operating | [8 empty] | 44.5975 | -122.6854 | 0 | 0 | #DIV/0! | 0%
| Lacy Creek Wind, LLC | 65162 | Lacy Creek Wind Energy Center | TX | Sterling | ERCO | IPP Non-CHP | LCW1 |  | 301.3 | 301.3 | 301.3 | Onshore Wind Turbine | WND | WT | 2022 |  |  | (OP) Operating | [8 empty] | 31.7299 | -101.2989 | 0 | 0 | #DIV/0! | 0%
| AEP Onsite Partners, LLC | 62414 | Lady Slipper Solar Array CSG | MN | Goodhue | MISO | IPP Non-CHP | PV1 |  | 4.5 | 4.5 | 4.5 | Solar Photovoltaic | SUN | PV | 2019 |  |  | (OP) Operating |  | 6.3 | [6 empty] | 44.5544 | -92.6617 | 0 | 0 | #DIV/0! | 0%
| North Slope Borough Power & Light | 7486 | NSB Point Lay Utility | AK | North Slope |  | Electric Utility | PG10 |  | 2.4 | 2.4 | 2.4 | Petroleum Liquids | DFO | IC | 2013 |  |  | (OP) Operating | [8 empty] | 69.7408 | -163.0058 | 0 | 0 | #DIV/0! | 0%
| Northern States Power Co - Minnesota | 3986 | Ladysmith Dam | WI | Rusk | MISO | Electric Utility | 1 |  | 3.4 | 1 | 0.8 | Conventional Hydroelectric | WAT | HY | 1954.3333 |  |  | (OP) Operating | [8 empty] | 45.4644 | -91.0836 | 0 | 0 | #DIV/0! | 0%
| OEE XXVIII LLC | 62752 | LafargeHolcim - Paulding Wind Project | OH | Paulding | PJM | Industrial Non-CHP | L1 |  | 4.5 | 4.5 | 4.5 | Onshore Wind Turbine | WND | WT | 2020 |  |  | (OP) Operating | [8 empty] | 41.1924 | -84.6126 | 0 | 0 | #DIV/0! | 0%
| MN8 Energy LLC | 63527 | Lafayette 2 - Internal Services Dept | CA | Los Angeles | CISO | IPP Non-CHP | GEN1 |  | 1.9 | 1.9 | 1.9 | Solar Photovoltaic | SUN | PV | 2020 |  |  | (OP) Operating |  | 2.1 | [6 empty] | 34.05 | -118.18 | 0 | 0 | #DIV/0! | 0%
| MN8 Energy LLC | 64304 | Lafayette 2 - Kankakee Yonke | IL | Kankakee | PJM | IPP Non-CHP | GEN1 |  | 2 | 2 | 2 | Solar Photovoltaic | SUN | PV | 2020 |  |  | (OP) Operating |  | 2.9 | [6 empty] | 41.0973 | -87.8693 | 0 | 0 | #DIV/0! | 0%
| MN8 Energy LLC | 64302 | Lafayette 2 - McHenry Franks 1 | IL | McHenry | PJM | IPP Non-CHP | GEN1 |  | 2 | 2 | 2 | Solar Photovoltaic | SUN | PV | 2020 |  |  | (OP) Operating |  | 2.9 | [6 empty] | 42.2516 | -88.5967 | 0 | 0 | #DIV/0! | 0%
| MN8 Energy LLC | 64303 | Lafayette 2 - McHenry Franks 2 | IL | McHenry | PJM | IPP Non-CHP | GEN1 |  | 2 | 2 | 2 | Solar Photovoltaic | SUN | PV | 2020 |  |  | (OP) Operating |  | 2.9 | [6 empty] | 42.2148 | -88.4919 | 0 | 0 | #DIV/0! | 0%
| MN8 Energy LLC | 63623 | Lafayette 2 - MLK Jr. Hospital (MLK) | CA | Los Angeles | CISO | IPP Non-CHP | GEN1 |  | 1.7 | 1.7 | 1.7 | Solar Photovoltaic | SUN | PV | 2020 |  |  | (OP) Operating |  | 1.6 | [6 empty] | 33.92 | -118.24 | 0 | 0 | #DIV/0! | 0%
| SoCore Energy LLC | 60888 | Lafayette DPC Solar | WI | Chippewa | MISO | IPP Non-CHP | PV1 |  | 1 | 1 | 1 | Solar Photovoltaic | SUN | PV | 2017 |  |  | (OP) Operating |  | 1.2 | [6 empty] | 44.8878 | -91.3524 | 0 | 0 | #DIV/0! | 0%
| AES Distributed Energy | 62667 | Lafayette Horizon Solar CSG LLC | CO | Boulder | PSCO | IPP Non-CHP | LFHSL |  | 1.6 | 1.6 | 1.6 | Solar Photovoltaic | SUN | PV | 2019 |  |  | (OP) Operating |  | 2 | [6 empty] | 39.9816 | -105.0637 | 0 | 0 | #DIV/0! | 0%
| Boralex US Operations LLC | 60583 | LaFayette Solar Farm | AL | Chambers | SOCO | IPP Non-CHP | PV1 |  | 79.2 | 79.2 | 79.2 | Solar Photovoltaic | SUN | PV | 2017 |  |  | (OP) Operating |  | 116.9 | [6 empty] | 32.8763 | -85.3882 | 0 | 0 | #DIV/0! | 0%
| SRE Utility Solar 1, LLC | 60105 | Lafayette Solar I, LLC | NC | Cleveland | DUK | IPP Non-CHP | LAF |  | 2 | 1.9 | 1.9 | Solar Photovoltaic | SUN | PV | 2015 |  |  | (OP) Operating |  | 2.5 | [6 empty] | 35.2324 | -81.5643 | 0 | 0 | #DIV/0! | 0%
| Wisconsin Electric Power Co | 67730 | LaFayette Solar WI, LLC | WI | Walworth | MISO | Electric Utility | 20246 |  | 6 | 6 | 6 | Solar Photovoltaic | SUN | PV | 2024 |  |  | (OP) Operating |  | 6.9 | [6 empty] | 42.7021 | -88.5331 | 0 | 0 | #DIV/0! | 0%
| North Slope Borough Power & Light | 7488 | NSB Wainwright Utility | AK | North Slope |  | Electric Utility | PG1 |  | 3 | 3 | 3 | Petroleum Liquids | DFO | IC | 1993.4 |  |  | (OP) Operating | [8 empty] | 70.6429 | -160.0205 | 0 | 0 | #DIV/0! | 0%
| City of Tacoma - (WA) | 3916 | LaGrande | WA | Pierce | TPWR | Electric Utility | 1 |  | 64 | 64 | 64 | Conventional Hydroelectric | WAT | HY | 1918.6 |  |  | (OP) Operating | [8 empty] | 46.8328 | -122.3196 | 0 | 0 | #DIV/0! | 0%
| Alaska Village Elec Coop, Inc | 6333 | Nunapitchuk | AK | Bethel |  | Electric Utility | 1A |  | 0.5 | 0.5 | 0.5 | Petroleum Liquids | DFO | IC | 2006 |  |  | (SB) Standby/Backup: available for service but not normally used | [8 empty] | 60.8959 | -162.4598 | 0 | 0 | #DIV/0! | 0%
| Evergreen Wind, LLC | 58602 | Laho Solar Plant | UT | Beaver | PACE | IPP Non-CHP | LSP1 |  | 3 | 3 | 3 | Solar Photovoltaic | SUN | PV | 2015 |  |  | (OP) Operating |  | 3.4 | [6 empty] | 38.2914 | -113.0356 | 0 | 0 | #DIV/0! | 0%
| Truckee-Carson Irrigation District | 6521 | Lahontan | NV | Churchill | NEVP | IPP Non-CHP | 1 |  | 1.8 | 1.8 | 1.8 | Conventional Hydroelectric | WAT | HY | 1911 |  |  | (OP) Operating | [8 empty] | 39.4625 | -119.0667 | 0 | 0 | #DIV/0! | 0%
| SoCore Energy LLC | 61203 | Lahr 1, LLC | MN | Stearns | MISO | IPP Non-CHP | PV1 |  | 5 | 5 | 5 | Solar Photovoltaic | SUN | PV | 2018 |  |  | (OP) Operating |  | 7.1 | [6 empty] | 45.4312 | -94.426 | 0 | 0 | #DIV/0! | 0%
| Nutrien US LLC | 54452 | Nutrien Kenai Nitrogen Operations | AK | Kenai Peninsula |  | Industrial CHP | 744A |  | 12.5 | 12.5 | 12.5 | Natural Gas Fired Combustion Turbine | NG | GT | 1977 |  |  | (OS) Out of service and NOT expected to return to service in next calendar year | [8 empty] | 60.6732 | -151.3784 | 0 | 0 | #DIV/0! | 0%
| ALLETE Clean Energy | 55208 | Lake Benton I | MN | Lincoln | MISO | IPP Non-CHP | EXIS |  | 107.2 | 103.5 | 103.5 | Onshore Wind Turbine | WND | WT | 1998 |  |  | (OP) Operating | [8 empty] | 44.2917 | -96.375 | 0 | 0 | #DIV/0! | 0%
| Northern States Power Co - Minnesota | 55265 | Lake Benton II | MN | Pipestone | MISO | Electric Utility | EXIS |  | 100.2 | 103.5 | 103.5 | Onshore Wind Turbine | WND | WT | 1999 |  |  | (OP) Operating | [8 empty] | 44.1294 | -96.117 | 0 | 0 | #DIV/0! | 0%
| Crisp County Power Comm | 752 | Lake Blackshear Project | GA | Worth | SOCO | Electric Utility | 1 |  | 17.2 | 15.2 | 15.2 | Conventional Hydroelectric | WAT | HY | 1930 |  |  | (OP) Operating | [8 empty] | 31.8477 | -83.942 | 0 | 0 | #DIV/0! | 0%
| The NY Times Production Facility | 61414 | NY Times Daily Production Facility | NY | Queens | NYIS | Industrial Non-CHP | GEN1 |  | 12 | 12 | 12 | Petroleum Liquids | DFO | IC | 2006 |  |  | (OP) Operating | [8 empty] | 40.7754 | -73.8309 | 0 | 0 | #DIV/0! | 0%
| Rain CII Carbon LLC | 58310 | Lake Charles Plant | LA | Calcasieu | MISO | Industrial Non-CHP | G-1 |  | 36.4 | 28 | 28 | All Other | WH | ST | 2012 |  |  | (OP) Operating | [8 empty] | 30.1489 | -93.3356 | 0 | 0 | #DIV/0! | 0%
| NYC-HH Coney Island Hospital | 61413 | NYC-HH - CONEY ISLAND HOSPITAL | NY | Kings | NYIS | Commercial Non-CHP | GEN1 |  | 7.8 | 7.8 | 7.8 | Petroleum Liquids | DFO | IC | 2011.2 |  |  | (SB) Standby/Backup: available for service but not normally used | [8 empty] | 40.5855 | -73.9656 | 0 | 0 | #DIV/0! | 0%
| NYC-HH-New Bellevue Hospital | 62250 | NYC-HH-New Bellevue Hospital | NY | New York | NYIS | Commercial Non-CHP | CAT15 |  | 7.4 | 7.4 | 7.4 | Petroleum Liquids | DFO | IC | 2006.5556 |  |  | (SB) Standby/Backup: available for service but not normally used | [8 empty] | 40.7396 | -73.9761 | 0 | 0 | #DIV/0! | 0%
| Greenbacker Renewable Energy Corporation | 67200 | Lake City | MI | Missaukee | PJM | IPP Non-CHP | 642 |  | 2 | 2 | 2 | Solar Photovoltaic | SUN | PV | 2024 |  |  | (OP) Operating |  | 2.8 | [6 empty] | 44.2896 | -85.2145 | 0 | 0 | #DIV/0! | 0%
| Heber Light & Power Company | 159 | Lake Creek Dam | UT | Wasatch | PACE | Electric Utility | 1 |  | 1.5 | 1 | 1 | Conventional Hydroelectric | WAT | HY | 1981 |  |  | (OP) Operating | [8 empty] | 40.4936 | -111.3125 | 0 | 0 | #DIV/0! | 0%
| Kodiak Electric Assn Inc | 7723 | Nymans Plant Microgrid | AK | Kodiak Island |  | Electric Utility | 1 |  | 10 | 9.8 | 9.9 | Petroleum Liquids | DFO | IC | 1997 |  |  | (OP) Operating | [8 empty] | 57.7316 | -152.507 | 0 | 0 | #DIV/0! | 0%
| Alaska Electric Light & Power Co. | 57085 | Lake Dorothy Hydroelectric Project | AK | Juneau |  | Electric Utility | 1 |  | 14.3 | 14.3 | 14.3 | Conventional Hydroelectric | WAT | HY | 2009 |  |  | (OP) Operating | [8 empty] | 58.2325 | -134.0533 | 0 | 0 | #DIV/0! | 0%
| Standard Solar | 66242 | Lake Elsinore Canopies - Lakeside HS | CA | Riverside | CISO | IPP Non-CHP | LSHS |  | 1 | 1 | 1 | Solar Photovoltaic | SUN | PV | 2022 |  |  | (OP) Operating |  | 1.4 | [6 empty] | 33.668 | -117.383 | 0 | 0 | #DIV/0! | 0%
| Enel Green Power NA, Inc. | 60526 | Lake Emily Solar | MN | Nicollet | MISO | IPP Non-CHP | PV1 |  | 4.5 | 4.5 | 4.5 | Solar Photovoltaic | SUN | PV | 2016 |  |  | (OP) Operating |  | 6.6 | [6 empty] | 44.3204 | -93.9032 | 0 | 0 | #DIV/0! | 0%
| NYPH-Queens | 62271 | NYPH-Queens | NY | Queens | NYIS | Commercial Non-CHP | PB809 |  | 4.5 | 4.5 | 4.5 | Petroleum Liquids | DFO | IC | 2006 |  |  | (SB) Standby/Backup: available for service but not normally used | [8 empty] | 40.7504 | -73.8257 | 0 | 0 | #DIV/0! | 0%
| NYP-Hudson Valley Hospital Center | 62421 | NYP-Hudson Valley Hospital Center | NY | Westchester | NYIS | Commercial Non-CHP | 600CP |  | 2.6 | 2.1 | 2.1 | Petroleum Liquids | DFO | IC | 2013 |  |  | (SB) Standby/Backup: available for service but not normally used | [8 empty] | 41.2867 | -73.8888 | 0 | 0 | #DIV/0! | 0%
| Standard Solar | 68398 | Lake Hallie | WI | Chippewa | MISO | IPP Non-CHP | LH001 |  | 5 | 5 | 5 | Solar Photovoltaic | SUN | PV | 2024 |  |  | (OP) Operating | [8 empty] | 44.8996 | -91.3838 | 0 | 0 | #DIV/0! | 0%
| Tampa Electric Co | 61657 | Lake Hancock Solar | FL | Polk | TEC | Electric Utility | PV1 |  | 49.5 | 49.5 | 49.5 | Solar Photovoltaic | SUN | PV | 2019 |  |  | (OP) Operating |  | 58 | [6 empty] | 27.7191 | -82.0339 | 0 | 0 | #DIV/0! | 0%
| Greenbacker Renewable Energy Corporation | 64676 | Lake Herman | CA | Solano | CISO | IPP Non-CHP | 359 |  | 5 | 5 | 5 | Solar Photovoltaic | SUN | PV | 2021 |  |  | (OP) Operating |  | 7 | [6 empty] | 38.0971 | -122.1417 | 0 | 0 | #DIV/0! | 0%
| NYP-Lower Manhattan Hospital | 62366 | NYP-Lower Manhattan Hospital | NY | New York | NYIS | Commercial Non-CHP | CATR4 |  | 1.5 | 1.5 | 1.5 | Petroleum Liquids | DFO | IC | 1992 |  |  | (SB) Standby/Backup: available for service but not normally used | [8 empty] | 40.7103 | -74.005 | 0 | 0 | #DIV/0! | 0%
| Lake Lilian Solar, LLC | 68047 | Lake Lilian Solar | MN | Kandiyohi | MISO | IPP Non-CHP | 30796 |  | 1 | 1 | 0.8 | Solar Photovoltaic | SUN | PV | 2024 |  |  | (OP) Operating |  | 1.4 | [6 empty] | 44.9368 | -94.8919 | 0 | 0 | #DIV/0! | 0%
| Lake Lure Town of | 2773 | Lake Lure | NC | Rutherford | DUK | IPP Non-CHP | 1 |  | 3.6 | 3.6 | 3.6 | Conventional Hydroelectric | WAT | HY | 1927 |  |  | (OP) Operating | [8 empty] | 35.4259 | -82.184 | 0 | 0 | #DIV/0! | 0%
| Eagle Creek Renewable Energy, LLC | 6636 | Lake Lynn Hydro Station | PA | Fayette | PJM | IPP Non-CHP | 1 |  | 51.2 | 52 | 52 | Conventional Hydroelectric | WAT | HY | 1926.75 |  |  | (OP) Operating | [8 empty] | 39.7203 | -79.8561 | 0 | 0 | #DIV/0! | 0%
| Tampa Electric Co | 66128 | Lake Mabel Solar and Battery Storage | FL | Polk | TEC | Electric Utility | 1 |  | 114.5 | 114.5 | 114.5 | Solar Photovoltaic | SUN | PV | 2024 |  |  | (OP) Operating |  | 90 | [6 empty] | 27.9788 | -81.6102 | 0 | 0 | #DIV/0! | 0%
| Metropolitan Water District of S CA | 6644 | Lake Mathews | CA | Riverside | CISO | Electric Utility | 1 |  | 4.9 | 4.9 | 4.9 | Conventional Hydroelectric | WAT | HY | 1980 |  |  | (OP) Operating | [8 empty] | 33.8553 | -117.4537 | 0 | 0 | #DIV/0! | 0%
| City of Ukiah - (CA) | 7489 | Lake Mendocino | CA | Mendocino | CISO | Electric Utility | G1 |  | 3.5 | 3.5 | 3.5 | Conventional Hydroelectric | WAT | HY | 1987 |  |  | (OP) Operating | [8 empty] | 39.1972 | -123.1856 | 0 | 0 | #DIV/0! | 0%
| NYPH - Lawrence | 63580 | NYP-Westchester | NY | Westchester | NYIS | Commercial Non-CHP | CAT15 |  | 1.8 | 1.8 | 1.8 | Petroleum Liquids | DFO | IC | 1987.25 |  |  | (SB) Standby/Backup: available for service but not normally used | [8 empty] | 40.9423 | -73.8369 | 0 | 0 | #DIV/0! | 0%
| NYU Langone - Orthopedic | 63625 | NYU Langone - Orthopedic | NY | Kings | NYIS | Commercial Non-CHP | HJD#1 |  | 1.6 | 1.6 | 1.6 | Petroleum Liquids | DFO | IC | 2000 |  |  | (SB) Standby/Backup: available for service but not normally used | [8 empty] | 40.734 | -73.9828 | 0 | 0 | #DIV/0! | 0%
| NYU Langone Health | 54769 | NYU Langone Hospital- Brooklyn | NY | Kings | NYIS | Commercial CHP | GEN1 |  | 4.6 | 4.6 | 4.6 | Natural Gas Internal Combustion Engine | NG | IC | 2000 |  |  | (OS) Out of service and NOT expected to return to service in next calendar year | [8 empty] | 40.6467 | -74.0211 | 0 | 0 | #DIV/0! | 0%
| Vineyard Reliability LLC | 1597 | Oak Bluffs Diesel Generating Facility | MA | Dukes | ISNE | IPP Non-CHP | UN1 |  | 8.1 | 8.4 | 8.4 | Petroleum Liquids | DFO | IC | 1970 |  |  | (OP) Operating | [8 empty] | 41.4258 | -70.6083 | 0 | 0 | #DIV/0! | 0%
| Duke Energy Florida, LLC | 62541 | Lake Placid Solar Power Plant | FL | Highlands | FPC | Electric Utility | ES1 |  | 62.3 | 62.3 | 62.3 | Batteries | MWH | BA | 2021 |  |  | (OP) Operating | 36 | [7 empty] | 27.3311 | -81.364 | 0 | 0 | #DIV/0! | 0%
| MN8 Energy LLC | 58539 | Lake Pleasant WTP | AZ | Maricopa | AZPS | IPP Non-CHP | 1 |  | 6.5 | 6 | 4.1 | Solar Photovoltaic | SUN | PV | 2012 |  |  | (OP) Operating |  | 7.6 | [6 empty] | 33.8206 | -112.24 | 0 | 0 | #DIV/0! | 0%
| Cube District Energy, LLC | 57489 | Oak Grove Power Producers | KS | Crawford | SWPP | IPP Non-CHP | G1 |  | 3.6 | 3.4 | 3.4 | Landfill Gas | LFG | IC | 2011.5 |  |  | (OP) Operating | [8 empty] | 37.6297 | -94.6414 | 0 | 0 | #DIV/0! | 0%
| Enel Green Power NA, Inc. | 60527 | Lake Pulaski Solar | MN | Wright | MISO | IPP Non-CHP | PV1 |  | 7.5 | 7.5 | 7.5 | Solar Photovoltaic | SUN | PV | 2016 |  |  | (OP) Operating |  | 10.9 | [6 empty] | 45.1959 | -93.8121 | 0 | 0 | #DIV/0! | 0%
| Lake Region Community Hybrid, LLC | 62442 | Lake Region Community Hybrid, LLC | MN | Otter Tail | MISO | IPP Non-CHP | LRCH |  | 2.5 | 2.5 | 2.5 | Onshore Wind Turbine | WND | WT | 2018 |  |  | (OP) Operating | [8 empty] | 46.5051 | -96.1573 | 0 | 0 | #DIV/0! | 0%
| Wabash Valley Power Assn, Inc | 56463 | Oak Ridge LFGTE | IN | Cass | MISO | Electric Utility | 1 |  | 3.2 | 3.2 | 3.2 | Landfill Gas | LFG | IC | 2003 |  |  | (OP) Operating | [8 empty] | 40.7213 | -86.3421 | 0 | 0 | #DIV/0! | 0%
| University of Iowa | 57672 | Oakdale Renewable Energy Plant | IA | Johnson | MISO | Commercial Non-CHP | GE1 |  | 2.8 | 2.8 | 2.8 | Natural Gas Internal Combustion Engine | NG | IC | 2010 |  |  | (OP) Operating | [8 empty] | 41.7053 | -91.6033 | 0 | 0 | #DIV/0! | 0%
| City of Oberlin - (KS) | 1312 | Oberlin (KS) | KS | Decatur | SWPP | Electric Utility | 7 |  | 6 | 6 | 6 | Petroleum Liquids | DFO | IC | 2024 |  |  | (OP) Operating | [8 empty] | 39.8217 | -100.5289 | 0 | 0 | #DIV/0! | 0%
| Lake Waconia Solar LLC | 61572 | Lake Waconia Community Solar Garden | MN | Carver | MISO | IPP Non-CHP | 38610 |  | 1 | 1 | 1 | Solar Photovoltaic | SUN | PV | 2018 |  |  | (OP) Operating |  | 1.4 | [6 empty] | 44.875 | -93.815 | 0 | 0 | #DIV/0! | 0%
| Lake Waconia Solar IV LLC | 61573 | Lake Waconia IV Community Solar Garden | MN | Carver | MISO | IPP Non-CHP | 40926 |  | 1 | 1 | 1 | Solar Photovoltaic | SUN | PV | 2018 |  |  | (OP) Operating |  | 1.4 | [6 empty] | 44.875 | -93.815 | 0 | 0 | #DIV/0! | 0%
| Lake Wilson Solar, LLC | 68046 | Lake Wilson Solar | MN | Murray | MISO | IPP Non-CHP | 30801 |  | 1 | 1 | 0.8 | Solar Photovoltaic | SUN | PV | 2024 |  |  | (OP) Operating |  | 1.1 | [6 empty] | 43.9804 | -95.9549 | 0 | 0 | #DIV/0! | 0%
| Consumers Energy Co - (MI) | 57984 | Lake Winds Energy Park | MI | Mason | MISO | Electric Utility | LWEP |  | 100.8 | 100.8 | 100.8 | Onshore Wind Turbine | WND | WT | 2012 |  |  | (OP) Operating | [8 empty] | 43.8719 | -86.3347 | 0 | 0 | #DIV/0! | 0%
| City of Oberlin - (OH) | 2933 | Oberlin (OH) | OH | Lorain | PJM | Electric Utility | 1 |  | 18.5 | 18.4 | 18.4 | Petroleum Liquids | DFO | IC | 1979 |  |  | (OP) Operating | [8 empty] | 41.2836 | -82.2194 | 0 | 0 | #DIV/0! | 0%
| OBP Cogen LLC | 57798 | OBP Cogen | NY | New York | NYIS | Commercial CHP | 1OBP |  | 4.6 | 4.6 | 4.6 | Natural Gas Fired Combustion Turbine | NG | GT | 2010 |  |  | (OP) Operating | [8 empty] | 40.7549 | -73.9832 | 0 | 0 | #DIV/0! | 0%
| EDF Renewable Asset Holdings, Inc. | 57374 | Lakefield Wind Project LLC | MN | Jackson | MISO | IPP Non-CHP | LAKE1 |  | 205.5 | 205.5 | 205.5 | Onshore Wind Turbine | WND | WT | 2011 |  |  | (OP) Operating | [8 empty] | 43.675 | -95.1567 | 0 | 0 | #DIV/0! | 0%
| Consolidated Edison Development Inc. | 63503 | Lakehurst Solar | NJ | Ocean | PJM | IPP Non-CHP | LAKHS |  | 9.6 | 9.6 | 9.6 | Solar Photovoltaic | SUN | PV | 2020 |  |  | (OP) Operating |  | 14.4 | [6 empty] | 40.024 | -74.312 | 0 | 0 | #DIV/0! | 0%
| Sun E N7 Holdings LLC | 59754 | Lakeland Electric Co. (FL) - Airport II | FL | Polk | TEC | IPP Non-CHP | 1 |  | 3.5 | 3.5 | 2.9 | Solar Photovoltaic | SUN | PV | 2012 |  |  | (OP) Operating |  | 3.6 | [6 empty] | 27.9911 | -82.0473 | 0 | 0 | #DIV/0! | 0%
| SunE W12DG-B, LLC | 59744 | Lakeland Electric Co. (FL)-Airport 1 | FL | Polk | TEC | IPP Non-CHP | 1 |  | 2.3 | 2.3 | 2 | Solar Photovoltaic | SUN | PV | 2011 |  |  | (OP) Operating |  | 2.7 | [6 empty] | 27.9885 | -82.0473 | 0 | 0 | #DIV/0! | 0%
| Invenergy Services LLC | 58572 | Lakeland Solar Energy LLC | GA | Lanier | SOCO | IPP Non-CHP | 1 |  | 1.8 | 1.8 | 1.8 | Solar Photovoltaic | SUN | PV | 2013 |  |  | (OP) Operating |  | 1 | [6 empty] | 31.0269 | -83.055 | 0 | 0 | #DIV/0! | 0%
| NextEra Renewable Fuels, LLC | 54980 | Ocean County Landfill | NJ | Ocean | PJM | IPP Non-CHP | UNT1 |  | 14.4 | 13.8 | 13.8 | Landfill Gas | LFG | IC | 2001.5 |  |  | (OP) Operating | [8 empty] | 40.0249 | -74.2501 | 0 | 0 | #DIV/0! | 0%
| Florida Power & Light Co | 62922 | Lakeside Solar Center | FL | Okeechobee | FPL | Electric Utility | 1 |  | 74.5 | 74.5 | 74.5 | Solar Photovoltaic | SUN | PV | 2020 |  |  | (OP) Operating |  | 108 | [6 empty] | 27.2142 | -80.7446 | 0 | 0 | #DIV/0! | 0%
| Lakeswind Power Partners | 58836 | Lakeswind Power Partners | MN | Clay | MISO | IPP Non-CHP | LW1 |  | 51.8 | 50 | 50 | Onshore Wind Turbine | WND | WT | 2014 |  |  | (OP) Operating | [8 empty] | 46.7181 | -96.2119 | 0 | 0 | #DIV/0! | 0%
| AFTW Storage, LLC | 66619 | Lakeview Battery Storage Facility | CA | Kern | CISO | IPP Non-CHP | AFTW |  | 1.2 | 1.2 | 1.2 | Batteries | MWH | BA | 2024 |  |  | (OP) Operating | 4.6 | [7 empty] | 35.0951 | -119.0659 | 0 | 0 | #DIV/0! | 0%
| North Carolina El Member Corp | 6377 | Ocracoke Hybrid | NC | Hyde | PJM | Electric Utility | 1 |  | 4 | 4 | 4 | Petroleum Liquids | DFO | IC | 2004 |  |  | (OP) Operating | [8 empty] | 35.1094 | -75.9797 | 0 | 0 | #DIV/0! | 0%
| C2 MA Lakeville, LLC | 63672 | Lakeville Solar | MA | Plymouth | ISNE | IPP Non-CHP | LV |  | 2.7 | 2.7 | 2.7 | Solar Photovoltaic | SUN | PV | 2018 |  |  | (OP) Operating |  | 3.3 | [6 empty] | 41.8652 | -70.9583 | 0 | 0 | #DIV/0! | 0%
| MN8 Energy LLC | 62454 | Lakewood Cheddar School | NJ | Ocean | PJM | IPP Non-CHP | 1 |  | 1 | 1 | 1 | Solar Photovoltaic | SUN | PV | 2013 |  |  | (OP) Operating |  | 1.1 | [6 empty] | 40.0709 | -74.1808 | 0 | 0 | #DIV/0! | 0%
| Lakota Ridge, LLC (Longroad) | 55353 | Lakota Ridge LLC | MN | Lincoln | MISO | IPP Non-CHP | NMO1 |  | 11.2 | 11.2 | 11.2 | Onshore Wind Turbine | WND | WT | 1999 |  |  | (OP) Operating | [8 empty] | 44.3996 | -96.4284 | 0 | 0 | #DIV/0! | 0%
| Iowa Lakes Electric Coop | 57251 | Lakota Wind Wind Farm | IA | Kossuth | SWPP | Electric Utility | LAK1 |  | 10.5 | 10.5 | 10.5 | Onshore Wind Turbine | WND | WT | 2009 |  |  | (OP) Operating | [8 empty] | 43.3839 | -94.1475 | 0 | 0 | #DIV/0! | 0%
| City of Ogden - (IA) | 1169 | Ogden | IA | Boone | MISO | Electric Utility | 4 |  | 3.9 | 4 | 4 | Petroleum Liquids | DFO | IC | 1960 |  |  | (SB) Standby/Backup: available for service but not normally used | [8 empty] | 42.0372 | -94.0462 | 0 | 0 | #DIV/0! | 0%
| NorthWestern Energy (MT wind/thermal) | 2196 | Old Faithful | WY | Teton | NWMT | Electric Utility | 1 |  | 2 | 2 | 2 | Petroleum Liquids | DFO | IC | 1979 |  |  | (SB) Standby/Backup: available for service but not normally used | [8 empty] | 44.4533 | -110.8347 | 0 | 0 | #DIV/0! | 0%
| Los Angeles County DHS | 10884 | Olive View Medical Center | CA | Los Angeles | LDWP | Commercial CHP | CTC1 |  | 5.6 | 5.4 | 5.4 | Natural Gas Fired Combustion Turbine | NG | GT | 1987 |  |  | (OS) Out of service and NOT expected to return to service in next calendar year | [8 empty] | 34.3262 | -118.4448 | 0 | 0 | #DIV/0! | 0%
| Lamesa Solar II, L.L.C. | 61697 | Lamesa II | TX | Dawson | ERCO | IPP Non-CHP | IVORY |  | 50 | 50 | 50 | Solar Photovoltaic | SUN | PV | 2018 |  |  | (OP) Operating |  | 66.9 | [6 empty] | 32.7133 | -101.8852 | 0 | 0 | #DIV/0! | 0%
| Southern Power Co | 60372 | Lamesa Solar | TX | Dawson | ERCO | IPP Non-CHP | LSPV1 |  | 102 | 100 | 100 | Solar Photovoltaic | SUN | PV | 2017 |  |  | (OP) Operating |  | 130.5 | [6 empty] | 32.7156 | -101.9265 | 0 | 0 | #DIV/0! | 0%
| DTE Electric Company | 1735 | Oliver | MI | Huron | MISO | Electric Utility | 1 |  | 13.5 | 14 | 14 | Petroleum Liquids | DFO | IC | 1970 |  |  | (OP) Operating | [8 empty] | 43.8264 | -83.2383 | 0 | 0 | #DIV/0! | 0%
| Sol Systems | 61872 | Lampwick | TX | Menard | ERCO | IPP Non-CHP | GEN1 |  | 7.5 | 7.5 | 7.5 | Solar Photovoltaic | SUN | PV | 2019 |  |  | (OP) Operating |  | 10.8 | [6 empty] | 30.8722 | -99.5373 | 0 | 0 | #DIV/0! | 0%
| Lanai Sustainability Research LLC | 56667 | Lanai Solar-Electric Plant | HI | Maui |  | IPP Non-CHP | 0001 |  | 1.2 | 1.2 | 1.2 | Solar Photovoltaic | SUN | PV | 2008 |  |  | (OP) Operating |  | 1.2 | [6 empty] | 20.7667 | -156.9233 | 0 | 0 | #DIV/0! | 0%
| Clean Focus Yield, LLC | 62056 | Lancaster | CA | Los Angeles | CISO | IPP Non-CHP | LANC |  | 3 | 3 | 3 | Solar Photovoltaic | SUN | PV | 2018 |  |  | (OP) Operating |  | 4 | [6 empty] | 34.7434 | -117.9722 | 0 | 0 | #DIV/0! | 0%
| AES Distributed Energy | 66050 | Lancaster Area Battery | CA | Los Angeles | CISO | IPP Non-CHP | LAB |  | 127 | 127 | 127 | Batteries | MWH | BA | 2022 |  |  | (OP) Operating | 508 | [7 empty] | 34.6864 | -118.3045 | 0 | 0 | #DIV/0! | 0%
| Tesla Inc. | 58634 | Lancaster Baptist Church | CA | Los Angeles | CISO | IPP Non-CHP | 1 |  | 1 | 1 | 1 | Solar Photovoltaic | SUN | PV | 2011 |  |  | (OP) Operating |  | 1.1 | [6 empty] | 34.6958 | -118.0589 | 0 | 0 | #DIV/0! | 0%
| Olmsted County Public Works | 50413 | Olmsted Waste Energy | MN | Olmsted | MISO | Commercial CHP | DGCAT |  | 11.3 | 9 | 8 | Petroleum Liquids | DFO | IC | 1998.25 |  |  | (SB) Standby/Backup: available for service but not normally used | [8 empty] | 44.0261 | -92.4323 | 0 | 0 | #DIV/0! | 0%
| AES Distributed Energy | 58750 | Lancaster Dry Farm Ranch B | CA | Los Angeles | CISO | IPP Non-CHP | LDFRB |  | 5 | 5 | 5 | Solar Photovoltaic | SUN | PV | 2014 |  |  | (OP) Operating |  | 6 | [6 empty] | 34.7169 | -118.2894 | 0 | 0 | #DIV/0! | 0%
| AES Distributed Energy | 59262 | Lancaster Little Rock | CA | Los Angeles | CISO | IPP Non-CHP | LLRC |  | 5 | 5 | 5 | Solar Photovoltaic | SUN | PV | 2014 |  |  | (OP) Operating |  | 7 | [6 empty] | 34.5994 | -117.9328 | 0 | 0 | #DIV/0! | 0%
| Boralex US Operations LLC | 59167 | Lancaster Solar 1 | CA | Los Angeles | CISO | IPP Non-CHP | LS1 |  | 1.5 | 1.5 | 1.5 | Solar Photovoltaic | SUN | PV | 2014 |  |  | (OP) Operating |  | 1.8 | [6 empty] | 34.715 | -118.095 | 0 | 0 | #DIV/0! | 0%
| Boralex US Operations LLC | 59169 | Lancaster Solar 2 | CA | Los Angeles | CISO | IPP Non-CHP | LS2 |  | 1.5 | 1.5 | 1.5 | Solar Photovoltaic | SUN | PV | 2014 |  |  | (OP) Operating |  | 1.8 | [6 empty] | 34.7106 | -118.1661 | 0 | 0 | #DIV/0! | 0%
| Lancaster Solar GA, LLC | 64150 | Lancaster Solar GA | GA | Randolph | SOCO | IPP Non-CHP | LANCR |  | 80 | 80 | 80 | Solar Photovoltaic | SUN | PV | 2021 |  |  | (OP) Operating |  | 114 | [6 empty] | 31.7665 | -84.7972 | 0 | 0 | #DIV/0! | 0%
| AES Distributed Energy | 59739 | Lancaster WAD B | CA | Los Angeles | CISO | IPP Non-CHP | LWADB |  | 3 | 3 | 3 | Solar Photovoltaic | SUN | PV | 2017 |  |  | (OP) Operating |  | 3.9 | [6 empty] | 34.7802 | -118.1933 | 0 | 0 | #DIV/0! | 0%
| WM Renewable Energy LLC | 50577 | Omega Hills Gas Recovery | WI | Washington | MISO | IPP Non-CHP | GEN1 |  | 12.8 | 11.7 | 12.9 | Landfill Gas | LFG | GT | 1995.25 |  |  | (OP) Operating | [8 empty] | 43.1922 | -88.1597 | 0 | 0 | #DIV/0! | 0%
| Generate Capital | 66222 | Landau II Solar (Hybrid) | NY | Ulster | NYIS | IPP Non-CHP | 10895 |  | 8 | 8 | 8 | Solar Photovoltaic | SUN | PV | 2021 |  |  | (OP) Operating |  | 6 | [6 empty] | 41.9002 | -74.0244 | 0 | 0 | #DIV/0! | 0%
| Generate Capital | 66176 | Landau Solar | NY | Ulster | NYIS | IPP Non-CHP | 10891 |  | 2 | 2 | 2 | Solar Photovoltaic | SUN | PV | 2021 |  |  | (OP) Operating |  | 3 | [6 empty] | 41.9007 | -74.0278 | 0 | 0 | #DIV/0! | 0%
| Gundersen Lutheran Biogas I LLC | 57824 | Onalaska Campus Landfill Biogas | WI | La Crosse | MISO | IPP Non-CHP | 416LF |  | 1.1 | 1.1 | 1.1 | Landfill Gas | LFG | IC | 2012 |  |  | (OP) Operating | [8 empty] | 43.8739 | -91.18 | 0 | 0 | #DIV/0! | 0%
| Landrace Holdings, LLC | 65955 | Landrace Holdings, LLC | SC | Horry | SC | IPP Non-CHP | LANDR |  | 55 | 55 | 55 | Solar Photovoltaic | SUN | PV | 2023 |  |  | (OP) Operating |  | 72.6 | [6 empty] | 33.7239 | -79.092 | 0 | 0 | #DIV/0! | 0%
| AES Distributed Energy | 63041 | Lane Ave Solar LLC | MA | Worcester | ISNE | IPP Non-CHP | HANRA |  | 1.5 | 1.5 | 1.5 | Solar Photovoltaic | SUN | PV | 2021 |  |  | (OP) Operating |  | 2 | [6 empty] | 42.2648 | -72.0727 | 0 | 0 | #DIV/0! | 0%
| USF Essex Lessor, LLC | 63837 | Lane II Solar, LLC | NC | Wayne | CPLE | IPP Non-CHP | PV1 |  | 4.9 | 4.9 | 4.9 | Solar Photovoltaic | SUN | PV | 2020 |  |  | (OP) Operating |  | 7.5 | [6 empty] | 35.3998 | -78.0533 | 0 | 0 | #DIV/0! | 0%
| Lane Solar Farm LLC | 62104 | Lane Solar | NC | Wayne | CPLE | IPP Non-CHP | PGRF2 |  | 5 | 5 | 5 | Solar Photovoltaic | SUN | PV | 2018 |  |  | (OP) Operating |  | 7.1 | [6 empty] | 35.395 | -78.051 | 0 | 0 | #DIV/0! | 0%
| Lanesboro Public Utility Comm | 1987 | Lanesboro | MN | Fillmore | MISO | Electric Utility | 2 |  | 2.6 | 2.3 | 2.3 | Conventional Hydroelectric | WAT | HY | 1963.5 |  |  | (OP) Operating | [8 empty] | 43.72 | -91.9777 | 0 | 0 | #DIV/0! | 0%
| Hoosier Energy R E C, Inc | 59984 | Lanesville Solar RES | IN | Harrison | MISO | Electric Utility | PV1 |  | 1.1 | 1.1 | 1.1 | Solar Photovoltaic | SUN | PV | 2015 |  |  | (OP) Operating |  | 1.3 | [6 empty] | 38.2717 | -85.9864 | 0 | 0 | #DIV/0! | 0%
| Lang Solar Farm, LLC | 63449 | Lang Solar Farm | NC | Lenoir | DUK | IPP Non-CHP | PV1 |  | 5 | 5 | 5 | Solar Photovoltaic | SUN | PV | 2016 |  |  | (OP) Operating |  | 6.4 | [6 empty] | 35.1959 | -77.5028 | 0 | 0 | #DIV/0! | 0%
| FPL Energy Langdon Wind LLC | 56605 | Langdon Renewables, LLC | ND | Cavalier | MISO | IPP Non-CHP | GE15 |  | 118.5 | 118.5 | 118.5 | Onshore Wind Turbine | WND | WT | 2007 |  |  | (OP) Operating | [8 empty] | 48.63 | -98.315 | 0 | 0 | #DIV/0! | 0%
| Strata Manager, LLC | 60538 | Langdon Solar Farm, LLC | NC | Johnston | DUK | IPP Non-CHP | 1 |  | 5 | 5 | 5 | Solar Photovoltaic | SUN | PV | 2015 |  |  | (OP) Operating |  | 6.5 | [6 empty] | 35.4473 | -78.4135 | 0 | 0 | #DIV/0! | 0%
| Otter Tail Power Co | 57033 | Langdon Wind Energy Center | ND | Cavalier | MISO | Electric Utility | 1 |  | 40.5 | 40.5 | 40.5 | Onshore Wind Turbine | WND | WT | 2007 |  |  | (OP) Operating | [8 empty] | 48.6303 | -98.3169 | 0 | 0 | #DIV/0! | 0%
| FPL Energy Langdon Wind LLC | 56912 | Langdon Wind II LLC | ND | Cavalier | MISO | IPP Non-CHP | GE15 |  | 40.5 | 40.5 | 40.5 | Onshore Wind Turbine | WND | WT | 2008 |  |  | (OP) Operating | [8 empty] | 48.6292 | -98.3164 | 0 | 0 | #DIV/0! | 0%
| Old Dominion Electric Coop | 60236 | Onancock Diesel Generation Facility | VA | Accomack | PJM | Electric Utility | ODG7 |  | 4 | 4 | 4 | Petroleum Liquids | DFO | IC | 2002 |  |  | (SB) Standby/Backup: available for service but not normally used | [8 empty] | 37.7454 | -75.7205 | 0 | 0 | #DIV/0! | 0%
| Arcadia Solar, LLC | 63543 | Lange Solar | MN | Olmsted | MISO | IPP Non-CHP | LNGE |  | 1 | 1 | 1 | Solar Photovoltaic | SUN | PV | 2019 |  |  | (OP) Operating |  | 1.4 | [6 empty] | 44.0282 | -92.6391 | 0 | 0 | #DIV/0! | 0%
| Langford Wind Power LLC | 57153 | Langford Wind Power | TX | Tom Green | ERCO | IPP Non-CHP | 1 |  | 150 | 150 | 150 | Onshore Wind Turbine | WND | WT | 2009 |  |  | (OP) Operating | [8 empty] | 31.0854 | -100.6788 | 0 | 0 | #DIV/0! | 0%
| Paramount Group Inc | 58607 | One Market Plaza | CA | San Francisco | CISO | Commercial CHP | 1 |  | 1.5 | 1.5 | 1.5 | Natural Gas Internal Combustion Engine | NG | IC | 2003 |  |  | (OP) Operating | [8 empty] | 37.7933 | -122.3942 | 0 | 0 | #DIV/0! | 0%
| Ecoplexus, Inc | 59158 | Langley PV1 | NC | Wilson | CPLE | IPP Non-CHP | LNG1 |  | 5 | 5 | 5 | Solar Photovoltaic | SUN | PV | 2014 |  |  | (OP) Operating |  | 7 | [6 empty] | 35.8019 | -77.8489 | 0 | 0 | #DIV/0! | 0%
| Cypress Creek Renewables | 59486 | Lanier Solar | NC | Duplin | DUK | IPP Non-CHP | LANIE |  | 4.9 | 4.9 | 4.9 | Solar Photovoltaic | SUN | PV | 2016 |  |  | (OP) Operating |  | 7 | [6 empty] | 34.8989 | -77.8089 | 0 | 0 | #DIV/0! | 0%
| Lanikuhana Solar LLC | 58281 | Lanikuhana Solar LLC | HI | Honolulu | HECO | IPP Non-CHP | 1 |  | 14.7 | 14.7 | 14.7 | Solar Photovoltaic | SUN | PV | 2019 |  |  | (OP) Operating |  | 18 | [6 empty] | 21.4287 | -158.0236 | 0 | 0 | #DIV/0! | 0%
| Wisconsin Electric Power Co | 67430 | Lannon Stone | WI | Waukesha | MISO | Electric Utility | 1 |  | 2.3 | 2.3 | 2.3 | Solar Photovoltaic | SUN | PV | 2021 |  |  | (OP) Operating |  | 2.9 | [6 empty] | 43.107 | -88.2273 | 0 | 0 | #DIV/0! | 0%
| Bloom Energy | 63637 | One Patriot | MA | Norfolk | ISNE | Commercial Non-CHP | TKG00 |  | 2 | 2 | 2 | Other Natural Gas | NG | FC | 2019 |  |  | (OP) Operating | [8 empty] | 42.0934 | -71.2653 | 0 | 0 | #DIV/0! | 0%
| Lansing Renewables, LLC | 63337 | Lansing Renewables, LLC | NY | Tompkins | NYIS | IPP Non-CHP | 14320 |  | 8 | 8 | 7 | Batteries | MWH | BA | 2021 |  |  | (OP) Operating | 3 | [7 empty] | 42.5925 | -76.5656 | 0 | 0 | #DIV/0! | 0%
| WM Renewable Energy LLC | 57404 | Oneida Herkimer | NY | Oneida | NYIS | IPP Non-CHP | GEN1 |  | 3.2 | 3.2 | 3.2 | Landfill Gas | LFG | IC | 2012.5 |  |  | (OP) Operating | [8 empty] | 43.4622 | -75.4183 | 0 | 0 | #DIV/0! | 0%
| National Grid Renewables | 63311 | Lantana Solar, LLC | MN | Redwood | MISO | IPP Non-CHP | LANTA |  | 1 | 1 | 1 | Solar Photovoltaic | SUN | PV | 2021 |  |  | (OP) Operating |  | 1.5 | [6 empty] | 44.646 | -95.358 | 0 | 0 | #DIV/0! | 0%
| Duke Energy Renewables Services | 62448 | Lapetus | TX | Andrews | ERCO | IPP Non-CHP | LAP |  | 100 | 100 | 100 | Solar Photovoltaic | SUN | PV | 2019 |  |  | (OP) Operating |  | 133 | [6 empty] | 32.4601 | -102.6728 | 0 | 0 | #DIV/0! | 0%
| Cube District Energy, LLC | 58558 | Onslow Power Producers | NC | Onslow | DUK | IPP Non-CHP | GEN1 |  | 2 | 1.9 | 1.9 | Landfill Gas | LFG | IC | 2013 |  |  | (OP) Operating | [8 empty] | 34.7975 | -77.5431 | 0 | 0 | #DIV/0! | 0%
| Seneca Energy II | 56250 | Ontario LFGTE | NY | Ontario | NYIS | IPP Non-CHP | GEN1 |  | 11.2 | 11.2 | 11.2 | Landfill Gas | LFG | IC | 2006.9091 |  |  | (OP) Operating | [8 empty] | 42.8586 | -77.0872 | 0 | 0 | #DIV/0! | 0%
| MARTA | 58064 | Laredo Bus Facility Solar Canopies | GA | DeKalb | SOCO | Commercial Non-CHP | LBFS |  | 1 | 1 | 1 | Solar Photovoltaic | SUN | PV | 2012 |  |  | (OP) Operating |  | 1.2 | [6 empty] | 33.7833 | -84.2678 | 0 | 0 | #DIV/0! | 0%
| County of Kern | 65464 | Laredo Detention Facility - Solar 2, 3 | CA | Kern | CISO | Electric Utility | LDF2 |  | 5.2 | 5.1 | 4 | Solar Photovoltaic | SUN | PV | 2021 |  |  | (OP) Operating |  | 3.4 | [6 empty] | 35.5109 | -119.1099 | 0 | 0 | #DIV/0! | 0%
| NRG Energy Gas & Wind Holdings Inc | 57262 | Laredo Ridge Wind LLC | NE | Boone | SWPP | IPP Non-CHP | 1 |  | 79.9 | 79.9 | 79.9 | Onshore Wind Turbine | WND | WT | 2011 |  |  | (OP) Operating | [8 empty] | 41.8803 | -98.0239 | 0 | 0 | #DIV/0! | 0%
| SunShare Management | 67362 | Lark Bunting Solar CSG | CO | Weld | PSCO | IPP Non-CHP | LARKS |  | 5 | 5 | 5 | Solar Photovoltaic | SUN | PV | 2025 |  |  | (OP) Operating | [8 empty] | 40.3117 | -104.7714 | 0 | 0 | #DIV/0! | 0%
| Gaylord Entertainment Co | 55037 | Opryland USA | TN | Davidson | TVA | Commercial CHP | GTO1 |  | 4.5 | 3.8 | 3.7 | Natural Gas Fired Combustion Turbine | NG | GT | 1995 |  |  | (OP) Operating | [8 empty] | 36.2114 | -86.6944 | 0 | 0 | #DIV/0! | 0%
| Town of Bedford - (VA) | 63173 | Orange Street G1 | VA | Bedford | PJM | Electric Utility | 1 |  | 4.8 | 4.8 | 4.8 | Petroleum Liquids | DFO | IC | 2015 |  |  | (OP) Operating | [8 empty] | 37.3321 | -79.5111 | 0 | 0 | #DIV/0! | 0%
| DG Fuel Cell, LLC | 64350 | Orbit Bloom Fuel Cell | NY | Suffolk | NYIS | IPP Non-CHP | OBFC |  | 6 | 6 | 6 | Other Natural Gas | NG | FC | 2020 |  |  | (OP) Operating | [8 empty] | 40.819 | -72.9657 | 0 | 0 | #DIV/0! | 0%
| Anaergia | 58638 | Orbit Energy Charlotte | NC | Mecklenburg | DUK | IPP Non-CHP | 1 |  | 5.2 | 5.2 | 5.2 | Other Waste Biomass | OBG | IC | 2016 |  |  | (OP) Operating | [8 empty] | 35.2625 | -80.8117 | 0 | 0 | #DIV/0! | 0%
| Engie North America | 63101 | Las Lomas Wind Project | TX | Zapata | ERCO | IPP Non-CHP | WTG |  | 201.6 | 201.6 | 201.6 | Onshore Wind Turbine | WND | WT | 2020 |  |  | (OP) Operating | [8 empty] | 26.6984 | -99.0575 | 0 | 0 | #DIV/0! | 0%
| Las Majadas Wind Farm, LLC | 63739 | Las Majadas Wind Farm | TX | Willacy | ERCO | IPP Non-CHP | LMAJ |  | 272.6 | 272.6 | 272.6 | Onshore Wind Turbine | WND | WT | 2021 |  |  | (OP) Operating | [8 empty] | 26.3648 | -97.5453 | 0 | 0 | #DIV/0! | 0%
| Anaergia | 60831 | Orbit Energy RI | RI | Providence | ISNE | IPP Non-CHP | 1 |  | 3.2 | 3.2 | 3.2 | Other Waste Biomass | OBG | IC | 2017 |  |  | (OP) Operating | [8 empty] | 41.8054 | -71.5142 | 0 | 0 | #DIV/0! | 0%
| PNM Resources | 57576 | Las Vegas Solar Energy Center | NM | San Miguel | PNM | Electric Utility | LVSEC |  | 5 | 5 | 5 | Solar Photovoltaic | SUN | PV | 2011 |  |  | (OP) Operating |  | 6.4 | [6 empty] | 35.6433 | -105.2067 | 0 | 0 | #DIV/0! | 0%
| City of Las Vegas | 58477 | Las Vegas WPCF Solar Plant | NV | Clark | NEVP | IPP Non-CHP | 1 |  | 3.3 | 3.3 | 3.3 | Solar Photovoltaic | SUN | PV | 2013 |  |  | (OP) Operating |  | 3.5 | [6 empty] | 36.1344 | -115.0353 | 0 | 0 | #DIV/0! | 0%
| Greenbacker Renewable Energy Corporation | 64264 | Las Virgenes | CA | Los Angeles | LDWP | IPP Non-CHP | 298 |  | 3 | 3 | 3 | Solar Photovoltaic | SUN | PV | 2020 |  |  | (OP) Operating |  | 4 | [6 empty] | 34.1265 | -118.704 | 0 | 0 | #DIV/0! | 0%
| Tesla Inc. | 58963 | Las Virgenes Municipal Water District | CA | Los Angeles | CISO | IPP Non-CHP | PV |  | 1 | 1 | 1 | Solar Photovoltaic | SUN | PV | 2014 |  |  | (OP) Operating |  | 1.1 | [6 empty] | 34.1361 | -118.7019 | 0 | 0 | #DIV/0! | 0%
| Constellation Nuclear | 6026 | LaSalle Generating Station | IL | LaSalle | PJM | IPP Non-CHP | 1 |  | 2340 | 2264.4 | 2339.4 | Nuclear | NUC | ST | 1984 |  |  | (OP) Operating | [8 empty] | 41.2455 | -88.6691 | 0 | 0 | #DIV/0! | 0%
| ALLETE, Inc. | 66742 | Laskin Solar | MN | St Louis | MISO | Electric Utility | LAK |  | 5.6 | 5.6 | 5.6 | Solar Photovoltaic | SUN | PV | 2022 |  |  | (OP) Operating |  | 5.9 | [6 empty] | 47.5226 | -92.1783 | 0 | 0 | #DIV/0! | 0%
| PacifiCorp | 987 | Last Chance | ID | Caribou | PACE | Electric Utility | 1 |  | 1.7 | 1.4 | 1.4 | Conventional Hydroelectric | WAT | HY | 1984 |  |  | (OP) Operating | [8 empty] | 42.6033 | -111.7053 | 0 | 0 | #DIV/0! | 0%
| Lateral 10 Ventures | 54753 | Lateral 10 Ventures | ID | Twin Falls | IPCO | IPP Non-CHP | GEN1 |  | 2.4 | 2.3 | 2.2 | Conventional Hydroelectric | WAT | HY | 1984 |  |  | (OP) Operating | [8 empty] | 42.6474 | -114.8903 | 0 | 0 | #DIV/0! | 0%
| AES Distributed Energy | 59965 | Latigo Wind Park | UT | San Juan | PACE | IPP Non-CHP | LTIGO |  | 62.1 | 62.1 | 62.1 | Onshore Wind Turbine | WND | WT | 2016 |  |  | (OP) Operating | [8 empty] | 37.8867 | -109.3684 | 0 | 0 | #DIV/0! | 0%
| Arevon Energy, Inc. | 61412 | Latitude Solar Center | TN | Hardeman | TVA | IPP Non-CHP | LATSC |  | 15 | 15 | 15 | Solar Photovoltaic | SUN | PV | 2018 |  |  | (OP) Operating |  | 20 | [6 empty] | 35.3064 | -89.1675 | 0 | 0 | #DIV/0! | 0%
| Cordova Electric Coop, Inc | 789 | Orca | AK | Valdez Cordova |  | Electric Utility | 3 |  | 8.7 | 8.7 | 8.7 | Petroleum Liquids | DFO | IC | 2004 |  |  | (OP) Operating | [8 empty] | 60.5559 | -145.753 | 0 | 0 | #DIV/0! | 0%
| City of Ord - (NE) | 2294 | Ord | NE | Valley | SWPP | Electric Utility | 1 |  | 12 | 10.8 | 10.8 | Petroleum Liquids | DFO | IC | 1979.2 |  |  | (OP) Operating | [8 empty] | 41.6042 | -98.9261 | 0 | 0 | #DIV/0! | 0%
| USCE-Nashville District | 6171 | Laurel Dam | KY | Laurel | PJM | Electric Utility | 1 |  | 70 | 61 | 61 | Conventional Hydroelectric | WAT | HY | 1977 |  |  | (OP) Operating | [8 empty] | 36.9614 | -84.27 | 0 | 0 | #DIV/0! | 0%
| Duke Energy Renewables Services | 57744 | Laurel Hill Wind | PA | Lycoming | PJM | IPP Non-CHP | 1 |  | 69 | 69 | 69 | Onshore Wind Turbine | WND | WT | 2012 |  |  | (OP) Operating | [8 empty] | 41.5323 | -77.0296 | 0 | 0 | #DIV/0! | 0%
| AES Distributed Energy | 57447 | Laurel Mountain Hybrid | WV | Barbour | PJM | IPP Non-CHP | 1 |  | 113.6 | 113.6 | 113.6 | Onshore Wind Turbine | WND | WT | 2011 |  |  | (OP) Operating | [8 empty] | 39.0072 | -79.8866 | 0 | 0 | #DIV/0! | 0%
| Tampa Electric Co | 65684 | Laurel Oaks Solar | FL | Hillsborough | TEC | Electric Utility | 1 |  | 61.2 | 61.2 | 61.2 | Solar Photovoltaic | SUN | PV | 2022 |  |  | (OP) Operating |  | 72.2 | [6 empty] | 27.9269 | -82.0677 | 0 | 0 | #DIV/0! | 0%
| Laurel Village Community Solar LLC | 63679 | Laurel Village (CSG) | MN | Wright | MISO | IPP Non-CHP | LAUR |  | 1 | 1 | 1 | Solar Photovoltaic | SUN | PV | 2020 |  |  | (OP) Operating |  | 1.4 | [6 empty] | 45.0838 | -94.1797 | 0 | 0 | #DIV/0! | 0%
| MidAmerican Energy Co | 57500 | Laurel Wind Farm | IA | Marshall | MISO | Electric Utility | LWF |  | 123.4 | 119.6 | 119.6 | Onshore Wind Turbine | WND | WT | 2011 |  |  | (OP) Operating | [8 empty] | 41.8833 | -92.9333 | 0 | 0 | #DIV/0! | 0%
| Oregon State University | 57653 | Oregon State University Energy Center | OR | Benton | BPAT | Commercial CHP | CTG | CC1 | 6.5 | 5.7 | 6.5 | Natural Gas Fired Combined Cycle | NG | CT | 2010 |  |  | (OP) Operating | [8 empty] | 44.5643 | -123.2891 | 0 | 0 | #DIV/0! | 0%
| Strata Manager, LLC | 61091 | Laurinburg Farm | NC | Scotland | DUK | IPP Non-CHP | 1 |  | 5 | 5 | 5 | Solar Photovoltaic | SUN | PV | 2015 |  |  | (OP) Operating |  | 6.4 | [6 empty] | 34.7644 | -79.443 | 0 | 0 | #DIV/0! | 0%
| Cypress Creek Renewables | 59833 | Laurinburg Solar | NC | Scotland | CPLE | IPP Non-CHP | FLS1 |  | 5 | 5 | 5 | Solar Photovoltaic | SUN | PV | 2015 |  |  | (OP) Operating |  | 6.5 | [6 empty] | 34.7565 | -79.4302 | 0 | 0 | #DIV/0! | 0%
| SRE Utility Solar 1, LLC | 60200 | Laurinburg Solar, LLC (Heelstone) | NC | Robeson | DUK | IPP Non-CHP | LAUR |  | 2 | 1.9 | 1.9 | Solar Photovoltaic | SUN | PV | 2015 |  |  | (OP) Operating |  | 2.7 | [6 empty] | 34.7076 | -79.2954 | 0 | 0 | #DIV/0! | 0%
| Apex Power Generation Corp. | 54477 | Oroville Cogeneration LP | CA | Butte | CISO | Industrial CHP | GEN1 |  | 7.7 | 7.7 | 7.7 | Natural Gas Internal Combustion Engine | NG | IC | 1990 |  |  | (OP) Operating | [8 empty] | 39.492 | -121.5628 | 0 | 0 | #DIV/0! | 0%
| Lavio Solar, LLC | 61792 | Lavio Solar | CA | Sonoma | CISO | IPP Non-CHP | 5002 |  | 1 | 1 | 0.5 | Solar Photovoltaic | SUN | PV | 2018 |  |  | (OP) Operating |  | 1.3 | [6 empty] | 38.1946 | -122.6634 | 0 | 0 | #DIV/0! | 0%
| Greenbacker Renewable Energy Corporation | 64268 | Lawrence Brook | VT | Lamoille | ISNE | IPP Non-CHP | 280 |  | 2.2 | 2.2 | 2.2 | Solar Photovoltaic | SUN | PV | 2020 |  |  | (OP) Operating |  | 2.8 | [6 empty] | 44.517 | -72.6254 | 0 | 0 | #DIV/0! | 0%
| American Mun Power-Ohio, Inc | 7778 | Orrville Peaking | OH | Wayne | PJM | Electric Utility | 1 |  | 5.4 | 5.4 | 5.4 | Petroleum Liquids | DFO | IC | 1999 |  |  | (OP) Operating | [8 empty] | 40.86 | -81.7586 | 0 | 0 | #DIV/0! | 0%
| Enel Green Power NA, Inc. | 60528 | Lawrence Creek Solar | MN | Chisago | MISO | IPP Non-CHP | PV1 |  | 3.5 | 3.5 | 3.5 | Solar Photovoltaic | SUN | PV | 2016 |  |  | (OP) Operating |  | 5.3 | [6 empty] | 45.4013 | -92.6937 | 0 | 0 | #DIV/0! | 0%
| City of Osage - (IA) | 1172 | Osage (IA) | IA | Mitchell | MISO | Electric Utility | 5 |  | 19 | 17.6 | 16.9 | Natural Gas Internal Combustion Engine | NG | IC | 1992.5 |  |  | (SB) Standby/Backup: available for service but not normally used | [8 empty] | 43.2797 | -92.8106 | 0 | 0 | #DIV/0! | 0%
| Central Rivers Power US, LLC | 50545 | Lawrence Hydroelectric Associates | MA | Essex | ISNE | IPP Non-CHP | GEN1 |  | 14.8 | 14 | 13.6 | Conventional Hydroelectric | WAT | HY | 1981 |  |  | (OP) Operating | [8 empty] | 42.6994 | -71.1653 | 0 | 0 | #DIV/0! | 0%
| SunVest Solar LLC | 67681 | Lawrence Solar 1 LLC | IL | McHenry | PJM | IPP Non-CHP | LAWS1 |  | 2 | 2 | 2 | Solar Photovoltaic | SUN | PV | 2024 |  |  | (OP) Operating |  | 3.1 | [6 empty] | 42.4802 | -88.5992 | 0 | 0 | #DIV/0! | 0%
| SunVest Solar LLC | 67682 | Lawrence Solar 2 LLC | IL | McHenry | PJM | IPP Non-CHP | LAWS2 |  | 2 | 2 | 2 | Solar Photovoltaic | SUN | PV | 2024 |  |  | (OP) Operating |  | 3.1 | [6 empty] | 42.4802 | -88.5992 | 0 | 0 | #DIV/0! | 0%
| City of Osage City - (KS) | 1313 | Osage City | KS | Osage | SWPP | Electric Utility | 1 |  | 11.1 | 10.1 | 10.1 | Natural Gas Internal Combustion Engine | NG | IC | 1975.7143 |  |  | (OP) Operating | [8 empty] | 38.6332 | -95.8277 | 0 | 0 | #DIV/0! | 0%
| Hybrid-Electric Building Technologies West Los Angeles 1, LLC | 63614 | LAWRP | CA | Orange | CISO | Commercial Non-CHP | LAWRP |  | 1 | 1 | 1 | Batteries | MWH | BA | 2019 |  |  | (OP) Operating | 5 | [7 empty] | 33.6378 | -117.7138 | 0 | 0 | #DIV/0! | 0%
| Alabama Power Co | 15 | Lay Dam | AL | Chilton | SOCO | Electric Utility | 1 |  | 177 | 180 | 181.8 | Conventional Hydroelectric | WAT | HY | 1967.3333 |  |  | (OP) Operating | [8 empty] | 32.9633 | -86.5187 | 0 | 0 | #DIV/0! | 0%
| City of Osawatomie - (KS) | 60751 | Osawatomie Power Plant North Sub | KS | Miami | SWPP | Electric Utility | CAT1 | NSUB | 6 | 6 | 6 | Petroleum Liquids | DFO | IC | 2018 |  |  | (OP) Operating | [8 empty] | 38.5013 | -94.9569 | 0 | 0 | #DIV/0! | 0%
| Lincoln Electric Company | 57613 | LE Wind Turbine 1 | OH | Cuyahoga | PJM | Industrial Non-CHP | WTG1 |  | 2.5 | 2.5 | 2.5 | Onshore Wind Turbine | WND | WT | 2011 |  |  | (OP) Operating | [8 empty] | 41.5844 | -81.5256 | 0 | 0 | #DIV/0! | 0%
| City of Osawatomie - (KS) | 60750 | Osawatomie Power Plant South Sub | KS | Miami | SWPP | Electric Utility | CAT4 | SSUB | 6 | 6 | 6 | Petroleum Liquids | DFO | IC | 2017 |  |  | (OP) Operating | [8 empty] | 38.4956 | -94.9526 | 0 | 0 | #DIV/0! | 0%
| PacifiCorp | 56360 | Leaning Juniper | OR | Gilliam | BPAT | Electric Utility | 1 |  | 110.4 | 100.5 | 100.5 | Onshore Wind Turbine | WND | WT | 2006 |  |  | (OP) Operating | [8 empty] | 45.6525 | -120.2098 | 0 | 0 | #DIV/0! | 0%
| Avangrid Power LLC | 57333 | Leaning Juniper Wind Power II | OR | Gilliam | AVRN | IPP Non-CHP | 1 |  | 199.2 | 199.2 | 199.2 | Onshore Wind Turbine | WND | WT | 2011 |  |  | (OP) Operating | [8 empty] | 45.651 | -120.2598 | 0 | 0 | #DIV/0! | 0%
| AES Distributed Energy | 59276 | Leavenworth Greenworks LLC | NY | Suffolk | NYIS | IPP Non-CHP | LEAVG |  | 9.5 | 9.5 | 9.3 | Solar Photovoltaic | SUN | PV | 2016 |  |  | (OP) Operating |  | 14.3 | [6 empty] | 40.9253 | -72.7633 | 0 | 0 | #DIV/0! | 0%
| Dimension Energy LLC | 68406 | Lebanon CSG LLC | ME | York | ISNE | IPP Non-CHP | LEBAN |  | 3.8 | 3.8 | 3.8 | Solar Photovoltaic | SUN | PV | 2024 |  |  | (OP) Operating |  | 5 | [6 empty] | 43.3767 | -70.9416 | 0 | 0 | #DIV/0! | 0%
| City of Osborne - (KS) | 1315 | Osborne | KS | Osborne | SWPP | Electric Utility | 1 |  | 7.1 | 4.6 | 5.1 | Petroleum Liquids | DFO | IC | 1977.5 |  |  | (SB) Standby/Backup: available for service but not normally used | [8 empty] | 39.442 | -98.6903 | 0 | 0 | #DIV/0! | 0%
| Consolidated Edison Development Inc. | 57488 | Lebanon Solar | NJ | Hunterdon | PJM | IPP Non-CHP | LSNJ |  | 2 | 2 | 2 | Solar Photovoltaic | SUN | PV | 2011 |  |  | (OP) Operating |  | 2.5 | [6 empty] | 40.6758 | -74.9122 | 0 | 0 | #DIV/0! | 0%
| Missouri Jnt Muni.Pwr Elec. Ut. Comm. | 61135 | Lebanon Solar Farm (MO) | MO | Laclede | SWPP | IPP Non-CHP | LSF1 |  | 2.5 | 2.5 | 2.5 | Solar Photovoltaic | SUN | PV | 2017 |  |  | (OP) Operating |  | 3.1 | [6 empty] | 37.6678 | -92.6706 | 0 | 0 | #DIV/0! | 0%
| LeConte Energy Storage, LLC | 64701 | LeConte Energy Storage | CA | Imperial | CISO | IPP Non-CHP | LCES |  | 125 | 125 | 125 | Batteries | MWH | BA | 2022 |  |  | (OP) Operating | 250 | [7 empty] | 32.6772 | -115.6702 | 0 | 0 | #DIV/0! | 0%
| 38 Degrees North, LLC | 63572 | Ledeaux Solar, LLC CSG | MA | Worcester | ISNE | IPP Non-CHP | LEDEA |  | 1 | 1 | 1 | Solar Photovoltaic | SUN | PV | 2017 |  |  | (OP) Operating |  | 1.2 | [6 empty] | 42.241 | -72.104 | 0 | 0 | #DIV/0! | 0%
| City of Osceola - (AR) | 172 | Osceola (AR) | AR | Mississippi | MISO | Electric Utility | 9 |  | 1.6 | 1.6 | 1.6 | Petroleum Liquids | DFO | IC | 1992 |  |  | (SB) Standby/Backup: available for service but not normally used | [8 empty] | 35.7054 | -89.9689 | 0 | 0 | #DIV/0! | 0%
| Greenbacker Renewable Energy Corporation | 67056 | Ledgeview | WI | Fond Du Lac | MISO | IPP Non-CHP | 708 |  | 5 | 5 | 5 | Solar Photovoltaic | SUN | PV | 2024 |  |  | (OP) Operating |  | 6.18 | [6 empty] | 43.7798 | -88.3465 | 0 | 0 | #DIV/0! | 0%
| Duke Energy Renewables Services | 65390 | Ledyard Windpower, LLC | IA | Kossuth | MISO | IPP Non-CHP | LDYRD |  | 207 | 200 | 200 | Onshore Wind Turbine | WND | WT | 2022 |  |  | (OP) Operating | [8 empty] | 43.4301 | -94.1069 | 0 | 0 | #DIV/0! | 0%
| Hoosier Energy R E C, Inc | 59255 | Osprey Point RES | IN | Sullivan | MISO | Electric Utility | 1 |  | 13.2 | 12 | 12 | Other Gases | OG | IC | 2013 |  |  | (OS) Out of service and NOT expected to return to service in next calendar year | [8 empty] | 39.0592 | -87.5061 | 0 | 0 | #DIV/0! | 0%
| Oswego County | 50907 | Oswego County Energy Recovery | NY | Oswego | NYIS | Commercial CHP | UNT1 |  | 3.6 | 3.4 | 3.4 | Municipal Solid Waste | MSW | ST | 1986 |  |  | (OP) Operating | [8 empty] | 43.3488 | -76.4252 | 0 | 0 | #DIV/0! | 0%
| Generate ER-NG, LLC | 67309 | OTHERBenEKDallas | TX | Dallas | ERCO | IPP Non-CHP | BEK1 |  | 1.6 | 1.6 | 1.6 | Natural Gas Internal Combustion Engine | NG | IC | 2023 |  |  | (OP) Operating | [8 empty] | 32.8185 | -96.8532 | 0 | 0 | #DIV/0! | 0%
| City of Fort Smith | 54283 | Lee Creek Water Treatment Facility | AR | Crawford | MISO | IPP Non-CHP | 0209 |  | 1.3 | 1.3 | 1.3 | Conventional Hydroelectric | WAT | HY | 1992 |  |  | (OS) Out of service and NOT expected to return to service in next calendar year | [8 empty] | 35.4845 | -94.3929 | 0 | 0 | #DIV/0! | 0%
| Texas Microgrid, LLC | 66614 | OTHERCitizensHospital | TX | Victoria | ERCO | IPP Non-CHP | CTZH1 | CTZH | 2.8 | 2.8 | 2.8 | Natural Gas Internal Combustion Engine | NG | IC | 2020 |  |  | (OP) Operating | [8 empty] | 28.8128 | -96.9778 | 0 | 0 | #DIV/0! | 0%
| NSTAR Electric Company | 62265 | Lee Site 31 Solar | MA | Berkshire | ISNE | Electric Utility | LG370 |  | 1.9 | 1.9 | 1.9 | Solar Photovoltaic | SUN | PV | 2018 |  |  | (OP) Operating |  | 2.3 | [6 empty] | 42.2969 | -73.2275 | 0 | 0 | #DIV/0! | 0%
| Appalachian Power Co | 3777 | Leesville | VA | Pittsylvania | PJM | Electric Utility | 1 |  | 40 | 50 | 50 | Conventional Hydroelectric | WAT | HY | 1964 |  |  | (OP) Operating | [8 empty] | 37.0933 | -79.4025 | 0 | 0 | #DIV/0! | 0%
| Cypress Creek Renewables | 60783 | Leggett Solar, LLC | NC | Edgecombe | PJM | IPP Non-CHP | 1 |  | 5 | 5 | 5 | Solar Photovoltaic | SUN | PV | 2016 |  |  | (OP) Operating |  | 7 | [6 empty] | 36.058 | -77.623 | 0 | 0 | #DIV/0! | 0%
| Tampa Electric Co | 60371 | Legoland Solar | FL | Polk | TEC | Electric Utility | 1 |  | 1.4 | 1.4 | 1.4 | Solar Photovoltaic | SUN | PV | 2016 |  |  | (OP) Operating |  | 1.8 | [6 empty] | 27.9862 | -81.6902 | 0 | 0 | #DIV/0! | 0%
| CVI CleanCapital Solar 1 LLC | 58282 | Leicester One MA Solar LLC | MA | Worcester | ISNE | IPP Non-CHP | 1 |  | 4.8 | 4.8 | 4.8 | Solar Photovoltaic | SUN | PV | 2015 |  |  | (OP) Operating |  | 6 | [6 empty] | 42.2228 | -71.8786 | 0 | 0 | #DIV/0! | 0%
| Texas Microgrid, LLC | 67316 | OTHERNFBWA | TX | Fort Bend | ERCO | IPP Non-CHP | NFB1 |  | 2.4 | 2.4 | 2.4 | Natural Gas Internal Combustion Engine | NG | IC | 2021 |  |  | (OP) Operating | [8 empty] | 29.7056 | -95.6191 | 0 | 0 | #DIV/0! | 0%
| PacifiCorp | 3029 | Lemolo 1 | OR | Douglas | PACW | Electric Utility | 1 |  | 32 | 32 | 32 | Conventional Hydroelectric | WAT | HY | 1955 |  |  | (OP) Operating | [8 empty] | 43.3558 | -122.2494 | 0 | 0 | #DIV/0! | 0%
| PacifiCorp | 6421 | Lemolo 2 | OR | Douglas | PACW | Electric Utility | 1 |  | 43.7 | 38.5 | 38.5 | Conventional Hydroelectric | WAT | HY | 1956 |  |  | (OP) Operating | [8 empty] | 43.2806 | -122.4025 | 0 | 0 | #DIV/0! | 0%
| Texas Microgrid, LLC | 67318 | OTHERTexasA&M | TX | Brazos | ERCO | IPP Non-CHP | TAM10 |  | 9.6 | 9.6 | 9.6 | Natural Gas Internal Combustion Engine | NG | IC | 2018 |  |  | (OP) Operating | [8 empty] | 30.642 | -96.461 | 0 | 0 | #DIV/0! | 0%
| Adapture Renewables, Inc. | 61072 | Lemond Solar | MN | Steele | MISO | IPP Non-CHP | LEMND |  | 5 | 5 | 5 | Solar Photovoltaic | SUN | PV | 2017 |  |  | (OP) Operating |  | 6.6 | [6 empty] | 44.081 | -93.2859 | 0 | 0 | #DIV/0! | 0%
| Greenbacker Renewable Energy Corporation | 66760 | Lemonweir (Oak 1) | WI | Juneau | MISO | IPP Non-CHP | 713 |  | 3 | 3 | 3 | Solar Photovoltaic | SUN | PV | 2023 |  |  | (OP) Operating |  | 3.7 | [6 empty] | 43.7382 | -90.013 | 0 | 0 | #DIV/0! | 0%
| AES Distributed Energy | 60142 | Lemoore 1 | CA | Kings | CISO | IPP Non-CHP | LEPV1 |  | 1.5 | 1.5 | 1.5 | Solar Photovoltaic | SUN | PV | 2016 |  |  | (OP) Operating |  | 2 | [6 empty] | 36.2579 | -119.7981 | 0 | 0 | #DIV/0! | 0%
| Leprino Foods | 68027 | Lemoore West | CA | Kings | CISO | Industrial Non-CHP | LEW1 |  | 7.9 | 7.9 | 7.9 | Solar Photovoltaic | SUN | PV | 2022 |  |  | (OP) Operating |  | 10 | [6 empty] | 36.3002 | -119.8214 | 0 | 0 | #DIV/0! | 0%
| Avangrid Power LLC | 56399 | Lempster Wind LLC | NH | Sullivan | ISNE | IPP Non-CHP | 1 |  | 24 | 24 | 24 | Onshore Wind Turbine | WND | WT | 2008 |  |  | (OP) Operating | [8 empty] | 43.233 | -72.1455 | 0 | 0 | #DIV/0! | 0%
| Lena Solar 1 LLC | 63951 | Lena | IL | Stephenson | PJM | IPP Non-CHP | LENA |  | 2 | 2 | 2 | Solar Photovoltaic | SUN | PV | 2021 |  |  | (OP) Operating |  | 2.9 | [6 empty] | 42.3568 | -89.884 | 0 | 0 | #DIV/0! | 0%
| Lenape Solar II, LLC | 58703 | Lenape II | IN | Marion | MISO | IPP Non-CHP | 1 |  | 4 | 4 | 4 | Solar Photovoltaic | SUN | PV | 2015 |  |  | (OP) Operating |  | 5 | [6 empty] | 39.7767 | -86.0428 | 0 | 0 | #DIV/0! | 0%
| Texas Microgrid, LLC | 68737 | OTHERTraditionBuffalo | TX | Harris | ERCO | IPP Non-CHP | TBUF1 |  | 1.2 | 1.2 | 1.2 | Natural Gas Internal Combustion Engine | NG | IC | 2024 |  |  | (OP) Operating | [8 empty] | 29.6846 | -95.4271 | 0 | 0 | #DIV/0! | 0%
| Strata Manager, LLC | 58333 | Lenoir Farm | NC | Lenoir | CPLE | IPP Non-CHP | 1 |  | 5 | 5 | 5 | Solar Photovoltaic | SUN | PV | 2013 |  |  | (OP) Operating |  | 6 | [6 empty] | 35.3317 | -77.6664 | 0 | 0 | #DIV/0! | 0%
| Strata Manager, LLC | 58334 | Lenoir Farm 2 | NC | Lenoir | CPLE | IPP Non-CHP | 1 |  | 5 | 5 | 5 | Solar Photovoltaic | SUN | PV | 2013 |  |  | (OP) Operating |  | 6 | [6 empty] | 35.3501 | -77.4751 | 0 | 0 | #DIV/0! | 0%
| Texas Microgrid, LLC | 67381 | OTHERTraditionClearfork | TX | Tarrant | ERCO | IPP Non-CHP | CLFK1 |  | 1.2 | 1.2 | 1.2 | Natural Gas Internal Combustion Engine | NG | IC | 2023 |  |  | (OP) Operating | [8 empty] | 32.7072 | -97.4083 | 0 | 0 | #DIV/0! | 0%
| Lenox Renewables, LLC | 66081 | Lenox Renewables | NY | Madison | ISNE | IPP Non-CHP | 8211 |  | 3.3 | 3.3 | 3.1 | Solar Photovoltaic | SUN | PV | 2021 |  |  | (OP) Operating |  | 4.2 | [6 empty] | 43.1106 | -75.7758 | 0 | 0 | #DIV/0! | 0%
| National Grid Renewables | 61713 | Leo Community Solar | MN | Murray | MISO | IPP Non-CHP | LEO |  | 1 | 1 | 1 | Solar Photovoltaic | SUN | PV | 2018 |  |  | (OP) Operating |  | 1.5 | [6 empty] | 43.9782 | -95.8508 | 0 | 0 | #DIV/0! | 0%
| Syncarpha Massachusetts, LLC | 60073 | Leominster | MA | Worcester | ISNE | IPP Non-CHP | SNLEO |  | 2 | 2 | 2 | Solar Photovoltaic | SUN | PV | 2015 |  |  | (OP) Operating |  | 2.5 | [6 empty] | 42.5616 | -71.7554 | 0 | 0 | #DIV/0! | 0%
| South Street Solar, LLC | 59745 | Leominster (MA)-South Street-R&D | MA | Middlesex | ISNE | IPP Non-CHP | 1 |  | 2.9 | 2.6 | 1.7 | Solar Photovoltaic | SUN | PV | 2013 |  |  | (OP) Operating |  | 3.5 | [6 empty] | 42.6062 | -71.1772 | 0 | 0 | #DIV/0! | 0%
| City of Ottawa - (KS) | 1316 | Ottawa | KS | Franklin | SWPP | Electric Utility | IC3 |  | 19.2 | 18 | 18 | Natural Gas Internal Combustion Engine | NG | IC | 1970.5 |  |  | (OP) Operating | [8 empty] | 38.6156 | -95.2797 | 0 | 0 | #DIV/0! | 0%
| Cypress Creek Renewables | 61532 | Leon Solar | TX | Hunt | ERCO | IPP Non-CHP | GEN1 |  | 10 | 10 | 10 | Solar Photovoltaic | SUN | PV | 2017 |  |  | (OP) Operating |  | 14 | [6 empty] | 33.1611 | -96.2397 | 0 | 0 | #DIV/0! | 0%
| Leonardo Wind 1 LLC | 59228 | Leonardo Wind 1 LLC | IA | Hardin | MISO | IPP Non-CHP | WT1 |  | 3 | 3 | 3 | Onshore Wind Turbine | WND | WT | 2016 |  |  | (OP) Operating | [8 empty] | 42.4981 | -93.3678 | 0 | 0 | #DIV/0! | 0%
| Otter Creek Ethanol LLC - Poet Ashton | 58138 | Otter Creek Ethanol Poet - Ashton | IA | Osceola | MISO | Industrial CHP | 1 |  | 7.5 | 5.5 | 9 | Natural Gas Fired Combustion Turbine | NG | GT | 2004 |  |  | (OP) Operating | [8 empty] | 43.275 | -95.8097 | 0 | 0 | #DIV/0! | 0%
| CleanCapital Holdings | 59085 | Lepomis PV Energy LLC | MA | Plymouth | ISNE | IPP Non-CHP | INV-1 |  | 4.5 | 4.5 | 4.5 | Solar Photovoltaic | SUN | PV | 2014 |  |  | (OP) Operating |  | 5.9 | [6 empty] | 41.8572 | -70.5583 | 0 | 0 | #DIV/0! | 0%
| Cypress Creek Renewables | 61544 | LeSun CSG, LLC | MN | Le Sueur | MISO | IPP Non-CHP | GEN1 |  | 5 | 5 | 5 | Solar Photovoltaic | SUN | PV | 2018 |  |  | (OP) Operating |  | 7.1 | [6 empty] | 44.2134 | -93.5524 | 0 | 0 | #DIV/0! | 0%
| AEP Onsite Partners, LLC | 61389 | Letchworth Solar Project | NY | Wyoming | NYIS | IPP Non-CHP | PV1 |  | 1.2 | 1.2 | 1.2 | Solar Photovoltaic | SUN | PV | 2017 |  |  | (OP) Operating |  | 1.6 | [6 empty] | 42.619 | -78.1795 | 0 | 0 | #DIV/0! | 0%
| AES Distributed Energy | 64568 | Letts Creek Solar, LLC | MI | Jackson | MISO | IPP Non-CHP | LETTS |  | 15 | 15 | 15 | Solar Photovoltaic | SUN | PV | 2022 |  |  | (OP) Operating |  | 19.9 | [6 empty] | 42.2746 | -84.1353 | 0 | 0 | #DIV/0! | 0%
| Leven Garden LLC | 63425 | Leven Garden Solar | MN | Pope | MISO | IPP Non-CHP | CGS |  | 1 | 1 | 1 | Solar Photovoltaic | SUN | PV | 2020 |  |  | (OP) Operating |  | 1.3 | [6 empty] | 45.7169 | -95.2636 | 0 | 0 | #DIV/0! | 0%
| City of Farmington - (MO) | 56600 | Overall Road Station | MO | St Francois | MISO | Electric Utility | EP11 |  | 8 | 5.2 | 6 | Petroleum Liquids | DFO | IC | 2003 |  |  | (SB) Standby/Backup: available for service but not normally used | [8 empty] | 37.7608 | -90.4526 | 0 | 0 | #DIV/0! | 0%
| Overlook Medical Center | 62622 | Overlook Medical Center | NJ | Union | PJM | Commercial CHP | CHPS3 |  | 2 | 2 | 2 | Petroleum Liquids | DFO | IC | 2012 |  |  | (SB) Standby/Backup: available for service but not normally used | [8 empty] | 40.7117 | -74.3542 | 0 | 0 | #DIV/0! | 0%
| Alabama Power Co | 18 | Lewis Smith Dam | AL | Walker | SOCO | Electric Utility | 1 |  | 181 | 178 | 175 | Conventional Hydroelectric | WAT | HY | 1961.5 |  |  | (OP) Operating | [8 empty] | 33.9406 | -87.1077 | 0 | 0 | #DIV/0! | 0%
| NextGrid Peppertree, LLC | 66243 | Lewiston Junction Road Solar | ME | Androscoggin | ISNE | IPP Non-CHP | LWSJN |  | 4.9 | 4.9 | 4.9 | Solar Photovoltaic | SUN | PV | 2022 |  |  | (OP) Operating |  | 5.6 | [6 empty] | 44.0506 | -70.3071 | 0 | 0 | #DIV/0! | 0%
| New York Power Authority | 2692 | Lewiston Niagara | NY | Niagara | NYIS | Electric Utility | 1 |  | 240 | 240 | 240 | Hydroelectric Pumped Storage | WAT | PS | 1961.75 |  |  | (OP) Operating | [8 empty] | 43.143 | -79.022 | 0 | 0 | #DIV/0! | 0%
| Strata Manager, LLC | 59174 | Lewiston Solar | NC | Bertie | PJM | IPP Non-CHP | 5MWPV |  | 5 | 5 | 5 | Solar Photovoltaic | SUN | PV | 2014 |  |  | (OP) Operating |  | 6.7 | [6 empty] | 36.1411 | -77.2111 | 0 | 0 | #DIV/0! | 0%
| City of Garland - (TX) | 794 | Lewisville | TX | Denton | ERCO | Electric Utility | 1 |  | 2.8 | 2 | 2 | Conventional Hydroelectric | WAT | HY | 1992 |  |  | (OP) Operating | [8 empty] | 33.0685 | -96.9638 | 0 | 0 | #DIV/0! | 0%
| City of Owatonna - (MN) | 2003 | Owatonna | MN | Steele | MISO | Electric Utility | 7 |  | 19 | 16.6 | 16.6 | Natural Gas Fired Combustion Turbine | NG | GT | 1982 |  |  | (OP) Operating | [8 empty] | 44.0833 | -93.23 | 0 | 0 | #DIV/0! | 0%
| City of Oxford - (KS) | 7432 | Oxford (KS) | KS | Sumner | SWPP | Electric Utility | 1A |  | 5.1 | 4.8 | 4.8 | Petroleum Liquids | DFO | IC | 2001.6667 |  |  | (OP) Operating | [8 empty] | 37.2758 | -97.1636 | 0 | 0 | #DIV/0! | 0%
| Kentucky Utilities Co | 65406 | LGE-KU Solar Share Facility Simpsonville | KY | Shelby | LGEE | Electric Utility | SSP |  | 2.1 | 1.7 | 1.7 | Solar Photovoltaic | SUN | PV | 2019 |  |  | (OP) Operating |  | 2.6 | [6 empty] | 38.2165 | -85.3914 | 0 | 0 | #DIV/0! | 0%
| USACE Northwestern Division | 6172 | Libby | MT | Lincoln | BPAT | Electric Utility | 1 |  | 525 | 525 | 525 | Conventional Hydroelectric | WAT | HY | 1977.2 |  |  | (OP) Operating | [8 empty] | 48.4098 | -115.3143 | 0 | 0 | #DIV/0! | 0%
| Liberty County Solar Project, LLC | 67159 | Liberty County Solar Project | TX | Liberty | MISO | IPP Non-CHP | LIBCO |  | 109.9 | 100 | 100 | Solar Photovoltaic | SUN | PV | 2024 |  |  | (OP) Operating |  | 134.1 | [6 empty] | 29.9589 | -94.8505 | 0 | 0 | #DIV/0! | 0%
| Village of Oxford - (NE) | 2295 | Oxford (NE) | NE | Furnas | SWPP | Electric Utility | 2 |  | 3.4 | 3 | 3.4 | Natural Gas Internal Combustion Engine | NG | IC | 1959.25 |  |  | (OP) Operating | [8 empty] | 40.2581 | -99.6108 | 0 | 0 | #DIV/0! | 0%
| MN8 Energy LLC | 62274 | Liberty HS Solar Project | CA | Kern | CISO | Commercial Non-CHP | LHSSP |  | 1.5 | 1.2 | 0.2 | Solar Photovoltaic | SUN | PV | 2018 |  |  | (OP) Operating |  | 1.6 | [6 empty] | 35.3644 | -119.1275 | 0 | 0 | #DIV/0! | 0%
| Oxnard City of | 50224 | Oxnard Wastewater Treatment Plant | CA | Ventura | CISO | Commercial CHP | 7610 |  | 1.5 | 1.2 | 1.2 | Other Waste Biomass | OBG | IC | 1981 |  |  | (OP) Operating | [8 empty] | 34.1405 | -119.1845 | 0 | 0 | #DIV/0! | 0%
| SoCore Energy LLC | 60891 | Liberty Pole DPC Solar | WI | Vernon | MISO | IPP Non-CHP | PV1 |  | 1.1 | 1.1 | 1.1 | Solar Photovoltaic | SUN | PV | 2017 |  |  | (OP) Operating |  | 1.6 | [6 empty] | 43.4941 | -90.9071 | 0 | 0 | #DIV/0! | 0%
| National Grid Renewables | 61709 | Libra Community Solar | MN | Pope | MISO | IPP Non-CHP | LIBR |  | 1 | 1 | 1 | Solar Photovoltaic | SUN | PV | 2018 |  |  | (OP) Operating |  | 1.5 | [6 empty] | 45.6712 | -95.3885 | 0 | 0 | #DIV/0! | 0%
| AES Distributed Energy | 61469 | Lichtenthal | NY | Genesee | NYIS | IPP Non-CHP | LIC01 |  | 2 | 2 | 2 | Solar Photovoltaic | SUN | PV | 2018 |  |  | (OP) Operating |  | 2.8 | [6 empty] | 43.0201 | -78.1582 | 0 | 0 | #DIV/0! | 0%
| Lick Creek Solar, LLC | 63811 | Lick Creek Solar, LLC | NC | Stokes | DUK | IPP Non-CHP | PGR27 |  | 50 | 50 | 50 | Solar Photovoltaic | SUN | PV | 2022 |  |  | (OP) Operating |  | 70 | [6 empty] | 36.2831 | -80.1283 | 0 | 0 | #DIV/0! | 0%
| Qualcomm Incorporated | 59456 | P Plant | CA | San Diego | CISO | Commercial CHP | P-TG4 |  | 4.6 | 4 | 4 | Natural Gas Fired Combustion Turbine | NG | GT | 2007 |  |  | (OS) Out of service and NOT expected to return to service in next calendar year | [8 empty] | 32.8947 | -117.1981 | 0 | 0 | #DIV/0! | 0%
| PCA-Tomahawk Mill | 50476 | Packaging of America Tomahawk Mill | WI | Lincoln | MISO | Industrial CHP | GEN1 |  | 18.7 | 14.7 | 15.8 | Wood/Wood Waste Biomass | WDS | ST | 1937.2 |  |  | (OP) Operating | [8 empty] | 45.4431 | -89.7342 | 0 | 0 | #DIV/0! | 0%
| Lockhart Power Co | 57030 | Pacolet Diesel Generation Facility | SC | Spartanburg | DUK | Electric Utility | DI 1 |  | 5.4 | 5.4 | 5.4 | Petroleum Liquids | DFO | IC | 2006 |  |  | (OP) Operating | [8 empty] | 34.8986 | -81.7397 | 0 | 0 | #DIV/0! | 0%
| Maui Electric Co Ltd | 792 | Palaau Power Hybrid | HI | Maui |  | Electric Utility | 15 |  | 17.1 | 16 | 16 | Petroleum Liquids | DFO | GT | 1991.1818 |  |  | (SB) Standby/Backup: available for service but not normally used | [8 empty] | 21.106 | -157.0647 | 0 | 0 | #DIV/0! | 0%
| Prologis Logistics Services Incorporated BESS | 68685 | Liggett Switch | TX | Tarrant | ERCO | IPP Non-CHP | DL745 |  | 10 | 9.7 | 9.7 | Batteries | MWH | BA | 2024 |  |  | (OP) Operating | 12.4 | [7 empty] | 32.8148 | -97.025 | 0 | 0 | #DIV/0! | 0%
| Lightfoot Solar, LLC | 67101 | Lightfoot Solar, LLC | MI | Oscoda | MISO | IPP Non-CHP | LTF10 |  | 10 | 10 | 10 | Solar Photovoltaic | SUN | PV | 2023 |  |  | (OP) Operating |  | 13.6 | [6 empty] | 44.6365 | -84.1714 | 0 | 0 | #DIV/0! | 0%
| Erie Boulevard Hydropower LP | 2582 | Lighthouse Hill | NY | Oswego | NYIS | IPP Non-CHP | 1 |  | 8 | 7.6 | 8 | Conventional Hydroelectric | WAT | HY | 1930 |  |  | (OP) Operating | [8 empty] | 43.5241 | -75.9703 | 0 | 0 | #DIV/0! | 0%
| Lightning Dock Geothermal HI-01, LLC | 58629 | Lightning Dock Geothermal | NM | Hidalgo | PNM | IPP Non-CHP | GEN-5 |  | 19.2 | 8.6 | 13.8 | Geothermal | GEO | BT | 2014 |  |  | (OP) Operating | [8 empty] | 32.1447 | -108.8383 | 0 | 0 | #DIV/0! | 0%
| Distributed Solar Development, LLC | 66731 | Lightstar Renewables - Project 1001 | NY | Dutchess | NYIS | IPP Non-CHP | P4450 |  | 3.9 | 3.9 | 3.9 | Solar Photovoltaic | SUN | PV | 2021 |  |  | (OP) Operating |  | 4.7 | [6 empty] | 41.7754 | -73.8758 | 0 | 0 | #DIV/0! | 0%
| Distributed Solar Development, LLC | 66732 | Lightstar Renewables - Project 1002 | NY | Dutchess | NYIS | IPP Non-CHP | P4451 |  | 2.1 | 2.1 | 2.1 | Solar Photovoltaic | SUN | PV | 2021 |  |  | (OP) Operating |  | 2.4 | [6 empty] | 41.8077 | -73.9035 | 0 | 0 | #DIV/0! | 0%
| Distributed Solar Development, LLC | 66835 | Lightstar Renewables - Project 1004 | NY | Ulster | NYIS | IPP Non-CHP | P4453 |  | 3.5 | 3.5 | 3.5 | Solar Photovoltaic | SUN | PV | 2022 |  |  | (OP) Operating |  | 4.2 | [6 empty] | 42.0993 | -73.9553 | 0 | 0 | #DIV/0! | 0%
| Altus Power America Management, LLC | 59921 | Lillington Solar | NC | Harnett | CPLE | IPP Non-CHP | 5MWPV |  | 5 | 5 | 5 | Solar Photovoltaic | SUN | PV | 2017 |  |  | (OP) Operating |  | 7 | [6 empty] | 35.368 | -78.801 | 0 | 0 | #DIV/0! | 0%
| William G. Reed Jr | 50700 | Lilliwaup Falls Generating | WA | Mason | BPAT | IPP Non-CHP | 4735 |  | 1.4 | 1.4 | 1.4 | Conventional Hydroelectric | WAT | HY | 1986 |  |  | (OP) Operating | [8 empty] | 47.4706 | -123.1153 | 0 | 0 | #DIV/0! | 0%
| LSE Chamaeleon LLC | 67210 | Lilly Lane | MA | Worcester | ISNE | IPP Non-CHP | LIL18 |  | 1 | 1 | 1 | Solar Photovoltaic | SUN | PV | 2018 |  |  | (OP) Operating |  | 1.5 | [6 empty] | 42.1754 | -71.9971 | 0 | 0 | #DIV/0! | 0%
| City of Panora - (IA) | 7584 | Panora | IA | GUTHRIE | MISO | Electric Utility | 1 |  | 4.5 | 4.5 | 4.5 | Petroleum Liquids | DFO | IC | 1989.6667 |  |  | (SB) Standby/Backup: available for service but not normally used | [8 empty] | 41.6947 | -94.3676 | 0 | 0 | #DIV/0! | 0%
| Lily Garden LLC | 65160 | Lily Garden | MN | Waseca | MISO | IPP Non-CHP | CSG |  | 1 | 1 | 1 | Solar Photovoltaic | SUN | PV | 2023 |  |  | (OP) Operating |  | 1.5 | [6 empty] | 44.0796 | -93.5499 | 0 | 0 | #DIV/0! | 0%
| X-Elio North America Inc | 63548 | Lily Solar | SC | Allendale | SCEG | IPP Non-CHP | 1 |  | 70 | 70 | 70 | Solar Photovoltaic | SUN | PV | 2020 |  |  | (OP) Operating |  | 103.3 | [6 empty] | 33.0949 | -81.4348 | 0 | 0 | #DIV/0! | 0%
| Lily Solar, LLC | 63892 | Lily Solar Hybrid | TX | Kaufman | ERCO | IPP Non-CHP | LILY |  | 201.9 | 196 | 196 | Solar Photovoltaic | SUN | PV | 2021 |  |  | (OP) Operating |  | 180.9 | [6 empty] | 32.5333 | -96.429 | 0 | 0 | #DIV/0! | 0%
| City of Omaha | 55027 | Papillion Creek Wastewater | NE | Sarpy | SWPP | Commercial CHP | 951 |  | 1.5 | 1.5 | 1.5 | Other Waste Biomass | OBG | IC | 1987 | 6 | 2026 | (OP) Operating | [8 empty] | 41.0772 | -95.87 | 0 | 0 | #DIV/0! | 0%
| Lime Wind LLC | 57803 | Lime Wind | OR | Baker | IPCO | IPP Non-CHP | T1-6 |  | 3 | 3 | 3 | Onshore Wind Turbine | WND | WT | 2011 |  |  | (OP) Operating | [8 empty] | 44.3969 | -117.2719 | 0 | 0 | #DIV/0! | 0%
| Limelight Solar I, LLC | 65818 | Limelight Solar I, LLC | SC | Spartanburg | DUK | IPP Non-CHP | LIME1 |  | 2 | 2 | 2 | Solar Photovoltaic | SUN | PV | 2022 |  |  | (OP) Operating |  | 2.5 | [6 empty] | 34.9486 | -81.9878 | 0 | 0 | #DIV/0! | 0%
| Limelight Solar II LLC | 63241 | Limelight Solar II LLC | SC | Spartanburg | DUK | IPP Non-CHP | SCLL |  | 2 | 2 | 2 | Solar Photovoltaic | SUN | PV | 2019 |  |  | (OP) Operating |  | 2.6 | [6 empty] | 34.9939 | -81.8782 | 0 | 0 | #DIV/0! | 0%
| Limelight Solar III, LLC | 66005 | Limelight Solar III, LLC | SC | Spartanburg | DUK | IPP Non-CHP | LIME3 |  | 3.6 | 3.6 | 3.6 | Solar Photovoltaic | SUN | PV | 2020 |  |  | (OP) Operating |  | 4.5 | [6 empty] | 34.9564 | -81.9798 | 0 | 0 | #DIV/0! | 0%
| Constellation Nuclear | 6105 | Limerick | PA | Montgomery | PJM | IPP Non-CHP | 1 |  | 2277 | 2241.8 | 2368.9 | Nuclear | NUC | ST | 1988 |  |  | (OP) Operating | [8 empty] | 40.2243 | -75.5874 | 0 | 0 | #DIV/0! | 0%
| Limerick Road Solar, LLC | 60537 | Limerick Road Solar Farm | VT | Chittenden | ISNE | IPP Non-CHP | 8027 |  | 2.2 | 2.2 | 2.2 | Solar Photovoltaic | SUN | PV | 2013 |  |  | (OP) Operating |  | 3 | [6 empty] | 44.3689 | -73.2471 | 0 | 0 | #DIV/0! | 0%
| Paragould Municipal Utilities | 8015 | Paragould Reciprocating | AR | Greene | SPA | Electric Utility | 011 |  | 19.2 | 18 | 18 | Natural Gas Internal Combustion Engine | NG | IC | 2001 |  |  | (OP) Operating | [8 empty] | 36.0242 | -90.5094 | 0 | 0 | #DIV/0! | 0%
| Limestone CSG 1 LLC | 65801 | Limestone CSG 1 LLC | ME | Aroostook | ISNE | IPP Non-CHP | LMST1 |  | 3.8 | 3.8 | 3.8 | Solar Photovoltaic | SUN | PV | 2024 |  |  | (OP) Operating |  | 4.41 | [6 empty] | 46.9164 | -67.8551 | 0 | 0 | #DIV/0! | 0%
| Limestone CSG 2 LLC | 65802 | Limestone CSG 2 LLC | ME | Aroostook | ISNE | IPP Non-CHP | LMST2 |  | 2.9 | 1.2 | 0.6 | Solar Photovoltaic | SUN | PV | 2024 |  |  | (OP) Operating |  | 2.9 | [6 empty] | 46.9291 | -67.8359 | 0 | 0 | #DIV/0! | 0%
| Limestone Wind Project, LLC | 65306 | Limestone Wind Project | TX | Navarro | ERCO | IPP Non-CHP | LIMEW |  | 299.2 | 299.2 | 299.2 | Onshore Wind Turbine | WND | WT | 2022 |  |  | (OP) Operating | [8 empty] | 31.8535 | -96.6245 | 0 | 0 | #DIV/0! | 0%
| Paragould Municipal Utilities | 7283 | Paragould Turbine | AR | Greene | SPA | Electric Utility | 1 |  | 13.9 | 13.8 | 13.8 | Natural Gas Fired Combustion Turbine | NG | GT | 1990.2 |  |  | (OP) Operating | [8 empty] | 36.0243 | -90.5092 | 0 | 0 | #DIV/0! | 0%
| Limon | 59083 | Limon III Wind LLC | CO | Lincoln | PSCO | IPP Non-CHP | WT1 |  | 200.6 | 200.6 | 200.6 | Onshore Wind Turbine | WND | WT | 2014 |  |  | (OP) Operating | [8 empty] | 39.3533 | -103.4742 | 0 | 0 | #DIV/0! | 0%
| Limon | 58126 | Limon Wind I | CO | Lincoln | PSCO | IPP Non-CHP | 1 |  | 200 | 200 | 200 | Onshore Wind Turbine | WND | WT | 2012 |  |  | (OP) Operating | [8 empty] | 39.381 | -103.5732 | 0 | 0 | #DIV/0! | 0%
| Limon | 58127 | Limon Wind II | CO | Lincoln | PSCO | IPP Non-CHP | 1 |  | 200 | 200 | 200 | Onshore Wind Turbine | WND | WT | 2012 |  |  | (OP) Operating | [8 empty] | 39.3414 | -103.5811 | 0 | 0 | #DIV/0! | 0%
| City of Paris - (KY) | 1376 | Paris (KY) | KY | Bourbon | LGEE | Electric Utility | 1 |  | 10.6 | 10.8 | 10.8 | Petroleum Liquids | DFO | IC | 1956.1667 |  |  | (OP) Operating | [8 empty] | 38.2049 | -84.2383 | 0 | 0 | #DIV/0! | 0%
| CVI Renewables Holdings, LLC. | 61899 | Lincoln Ave Solar Project | NY | Suffolk | NYIS | IPP Non-CHP | LINC |  | 2 | 2 | 2 | Solar Photovoltaic | SUN | PV | 2018 |  |  | (OP) Operating |  | 3 | [6 empty] | 40.7814 | -73.0834 | 0 | 0 | #DIV/0! | 0%
| Philip Morris USA - Park 500 | 50275 | Park 500 Philip Morris USA | VA | Chesterfield | PJM | Industrial CHP | TG3 |  | 13 | 10.5 | 11.5 | Natural Gas Steam Turbine | NG | ST | 1983 |  |  | (OP) Operating | [8 empty] | 37.3389 | -77.2806 | 0 | 0 | #DIV/0! | 0%
| NRG Energy Center Eagles LLC | 58231 | Lincoln Financial Field | PA | Philadelphia | PJM | IPP Non-CHP | GEN1 |  | 2.9 | 2.9 | 2.9 | Solar Photovoltaic | SUN | PV | 2013 |  |  | (OP) Operating |  | 3.2 | [6 empty] | 39.9008 | -75.1675 | 0 | 0 | #DIV/0! | 0%
| University of California-San Francisco | 58198 | Parnassus Central Utility Plant | CA | San Francisco | CISO | Commercial CHP | GTG1 | CC1 | 13.4 | 12.5 | 12.5 | Natural Gas Fired Combined Cycle | NG | CT | 1996 |  |  | (OP) Operating | [8 empty] | 37.7625 | -122.4567 | 0 | 0 | #DIV/0! | 0%
| ALLETE Clean Energy | 63432 | Lincoln Heights I | MN | Lincoln | MISO | IPP Non-CHP | 32002 |  | 5.2 | 5.2 | 5.2 | Onshore Wind Turbine | WND | WT | 2006 |  |  | (OP) Operating | [8 empty] | 44.2878 | -96.4333 | 0 | 0 | #DIV/0! | 0%
| ALLETE Clean Energy | 63433 | Lincoln Heights II | MN | Lincoln | MISO | IPP Non-CHP | 32003 |  | 3.9 | 3.9 | 3.9 | Onshore Wind Turbine | WND | WT | 2006 |  |  | (OP) Operating | [8 empty] | 44.3155 | -96.3317 | 0 | 0 | #DIV/0! | 0%
| Lincoln Land Wind, LLC | 58925 | Lincoln Land Wind | IL | Sangamon | MISO | IPP Non-CHP | SAN1 |  | 302 | 302 | 302 | Onshore Wind Turbine | WND | WT | 2021 |  |  | (OP) Operating | [8 empty] | 39.8219 | -89.9558 | 0 | 0 | #DIV/0! | 0%
| City of Pawhuska - (OK) | 2995 | Pawhuska | OK | Osage | SWPP | Electric Utility | 1 |  | 9 | 6.8 | 6.8 | Petroleum Liquids | DFO | IC | 1957.25 |  |  | (OS) Out of service and NOT expected to return to service in next calendar year | [8 empty] | 36.6694 | -96.3474 | 0 | 0 | #DIV/0! | 0%
| Energy Center Paxton LLC | 50373 | Paxton Creek Cogeneration | PA | Dauphin | PJM | IPP CHP | GEN1 |  | 12.6 | 12 | 12 | Natural Gas Internal Combustion Engine | NG | IC | 1986 |  |  | (SB) Standby/Backup: available for service but not normally used | [8 empty] | 40.2653 | -76.8771 | 0 | 0 | #DIV/0! | 0%
| Ecos Energy LLC | 58496 | Lincoln Solar | IN | Lake | MISO | IPP Non-CHP | PV2 |  | 1.5 | 1.5 | 1.5 | Solar Photovoltaic | SUN | PV | 2012 |  |  | (OP) Operating |  | 2 | [6 empty] | 41.4628 | -87.2603 | 0 | 0 | #DIV/0! | 0%
| Cypress Creek Renewables | 60399 | Lincoln Solar, LLC (NC) | NC | Rutherford | DUK | IPP Non-CHP | FLS1 |  | 4.9 | 4.9 | 4.9 | Solar Photovoltaic | SUN | PV | 2016 |  |  | (OP) Operating |  | 6.4 | [6 empty] | 35.3795 | -81.8176 | 0 | 0 | #DIV/0! | 0%
| Lincoln Solar Star, LLC | 65382 | Lincoln WWTF Hybrid | CA | Placer | CISO | IPP Non-CHP | ESS |  | 4 | 3.8 | 3.3 | Batteries | MWH | BA | 2021.5 |  |  | (OP) Operating | 2 | [7 empty] | 38.859 | -121.346 | 0 | 0 | #DIV/0! | 0%
| Payson City Corporation | 7408 | Payson | UT | Utah | PACE | Electric Utility | 86-1 |  | 5.2 | 5.2 | 5.2 | Natural Gas Internal Combustion Engine | NG | IC | 1988 |  |  | (OP) Operating | [8 empty] | 40.0608 | -111.7302 | 0 | 0 | #DIV/0! | 0%
| Terraform Arcadia | 60966 | Lind Solar CSG | MN | Carver | MISO | IPP Non-CHP | S0222 |  | 4.9 | 4.9 | 4.2 | Solar Photovoltaic | SUN | PV | 2017 |  |  | (OP) Operating |  | 6.1 | [6 empty] | 44.8024 | -93.9087 | 0 | 0 | #DIV/0! | 0%
| Enel Green Power NA, Inc. | 59684 | Lindahl Wind Project, LLC | ND | Williams | SWPP | IPP Non-CHP | LWP01 |  | 150 | 150 | 150 | Onshore Wind Turbine | WND | WT | 2017 |  |  | (OP) Operating | [8 empty] | 48.533 | -102.933 | 0 | 0 | #DIV/0! | 0%
| Lindberg Field Solar I LLC | 60060 | Lindberg FIeld Solar | CA | San Diego | CISO | IPP Non-CHP | SDIA2 |  | 2.9 | 2.7 | 2.7 | Solar Photovoltaic | SUN | PV | 2015.3333 |  |  | (OP) Operating |  | 2.1 | [6 empty] | 32.7292 | -117.2077 | 0 | 0 | #DIV/0! | 0%
| Lindberg Field Solar 2, LLC | 60984 | Lindberg Field Solar 2 | CA | San Diego | CISO | IPP Non-CHP | PV1 |  | 1.9 | 1.9 | 1.9 | Solar Photovoltaic | SUN | PV | 2017 |  |  | (OP) Operating |  | 2.2 | [6 empty] | 32.7294 | -117.2051 | 0 | 0 | #DIV/0! | 0%
| PCA, Filer City Mill | 58066 | PCA, Filer City Mill | MI | Manistee | MISO | Industrial CHP | TG2 |  | 19.5 | 19.5 | 19.5 | Natural Gas Steam Turbine | NG | ST | 1950 |  |  | (OP) Operating | [8 empty] | 44.2133 | -86.2867 | 0 | 0 | #DIV/0! | 0%
| SunShare Management | 63179 | Linden 01 CSG | MN | Scott | MISO | IPP Non-CHP | KANE1 |  | 1 | 1 | 1 | Solar Photovoltaic | SUN | PV | 2020 |  |  | (OP) Operating |  | 1.5 | [6 empty] | 44.5916 | -93.8454 | 0 | 0 | #DIV/0! | 0%
| SunShare Management | 63182 | Linden 02 CSG | MN | Scott | MISO | IPP Non-CHP | LIND2 |  | 1 | 1 | 1 | Solar Photovoltaic | SUN | PV | 2020 |  |  | (OP) Operating |  | 1.5 | [6 empty] | 44.5919 | -93.8468 | 0 | 0 | #DIV/0! | 0%
| SunShare Management | 63183 | Linden 03 CSG | MN | Scott | MISO | IPP Non-CHP | LIND3 |  | 1 | 1 | 1 | Solar Photovoltaic | SUN | PV | 2020 |  |  | (OP) Operating |  | 1.5 | [6 empty] | 44.5921 | -93.845 | 0 | 0 | #DIV/0! | 0%
| Florida Power & Light Co | 7715 | Pea Ridge | FL | Santa Rosa | FPL | Electric Utility | 1 |  | 14.1 | 12 | 13.8 | Natural Gas Fired Combustion Turbine | NG | GT | 1998 | 7 | 2025 | (OP) Operating | [8 empty] | 30.5921 | -87.1354 | 0 | 0 | #DIV/0! | 0%
| Navisun LLC | 65368 | Linden Hawk Rise Solar CSG | NJ | Union | PJM | IPP Non-CHP | LINDN |  | 4 | 4 | 4 | Solar Photovoltaic | SUN | PV | 2021 |  |  | (OP) Operating |  | 4.5 | [6 empty] | 40.6039 | -74.2455 | 0 | 0 | #DIV/0! | 0%
| Public Service Elec & Gas Co | 57381 | Linden Solar Farm | NJ | Union | PJM | Electric Utility | LIND |  | 2.7 | 2.7 | 2.7 | Solar Photovoltaic | SUN | PV | 2010 |  |  | (OP) Operating |  | 3.2 | [6 empty] | 40.62 | -74.2144 | 0 | 0 | #DIV/0! | 0%
| Los Angeles Department of Water & Power | 57635 | Linden Wind Energy Project | WA | Klickitat | BPAT | Electric Utility | LW1 |  | 50 | 50 | 50 | Onshore Wind Turbine | WND | WT | 2010 |  |  | (OP) Operating | [8 empty] | 45.7442 | -120.7836 | 0 | 0 | #DIV/0! | 0%
| Altus Power America Management, LLC | 58308 | Lindsay Solar | CA | Tulare | CISO | IPP Non-CHP | 1 |  | 4 | 4 | 4 | Solar Photovoltaic | SUN | PV | 2014 |  |  | (OP) Operating |  | 1.8 | [6 empty] | 36.2119 | -119.1339 | 0 | 0 | #DIV/0! | 0%
| Today's Power, Inc. | 68697 | Lindsborg | KS | McPherson | SWPP | Electric Utility | LINDB |  | 1 | 1 | 1 | Solar Photovoltaic | SUN | PV | 2021 |  |  | (OP) Operating |  | 1.4 | [6 empty] | 38.5658 | -97.7246 | 0 | 0 | #DIV/0! | 0%
| National Grid Renewables | 61382 | Lindstrom Solar CSG | MN | Chisago | MISO | IPP Non-CHP | LIND1 |  | 3 | 3 | 3 | Solar Photovoltaic | SUN | PV | 2018 |  |  | (OP) Operating |  | 1.5 | [6 empty] | 45.3199 | -92.7966 | 0 | 0 | #DIV/0! | 0%
| DG Illinois Solar, LLC | 63825 | Lineage Logistics Solar | IL | Will | PJM | IPP Non-CHP | LLCHI |  | 1.6 | 1.6 | 1.6 | Solar Photovoltaic | SUN | PV | 2019 |  |  | (OP) Operating |  | 2.1 | [6 empty] | 41.455 | -87.752 | 0 | 0 | #DIV/0! | 0%
| Madison Energy Holdings LLC | 65257 | Lineage MS | MS | Rankin | MISO | IPP Non-CHP | LMS01 |  | 1.2 | 1.2 | 1.2 | Solar Photovoltaic | SUN | PV | 2021 |  |  | (OP) Operating |  | 1.5 | [6 empty] | 32.2544 | -90.1554 | 0 | 0 | #DIV/0! | 0%
| Linkville Solar, LLC | 65749 | Linkville Solar (CSG) | OR | Klamath | PACW | IPP Non-CHP | LS22 |  | 2.8 | 2.8 | 2.8 | Solar Photovoltaic | SUN | PV | 2024 |  |  | (OP) Operating |  | 5 | [6 empty] | 42.2077 | -121.8146 | 0 | 0 | #DIV/0! | 0%
| Indiana Municipal Power Agency | 65069 | Linton | IN | Greene | MISO | Electric Utility | LINT |  | 5.4 | 5.4 | 4.3 | Solar Photovoltaic | SUN | PV | 2022 |  |  | (OP) Operating |  | 7.2 | [6 empty] | 39.0436 | -87.1362 | 0 | 0 | #DIV/0! | 0%
| Nautilus Solar Solutions | 67392 | Lion One | MD | Baltimore | PJM | IPP Non-CHP | SC |  | 2 | 2 | 2 | Solar Photovoltaic | SUN | PV | 2024 |  |  | (OP) Operating |  | 2.6 | [6 empty] | 39.3273 | -76.781 | 0 | 0 | #DIV/0! | 0%
| NextGrid Cliffrose, LLC | 66246 | Lisbon Street Solar | ME | Androscoggin | ISNE | IPP Non-CHP | LSBST |  | 2 | 2 | 2 | Solar Photovoltaic | SUN | PV | 2022 |  |  | (OP) Operating |  | 2.5 | [6 empty] | 44.061 | -70.1537 | 0 | 0 | #DIV/0! | 0%
| Prologis Logistics Services Incorporated | 67065 | Lister Avenue Solar | NJ | Essex | PJM | IPP Non-CHP | NJ401 |  | 2 | 2 | 2 | Solar Photovoltaic | SUN | PV | 2022 |  |  | (OP) Operating |  | 3 | [6 empty] | 40.7394 | -74.1381 | 0 | 0 | #DIV/0! | 0%
| Listonburg Solar, LLC | 65929 | Listonburg Solar | PA | Somerset | PJM | IPP Non-CHP | 8 |  | 15 | 15 | 15 | Solar Photovoltaic | SUN | PV | 2024 |  |  | (OP) Operating |  | 20.7 | [6 empty] | 39.7647 | -79.3034 | 0 | 0 | #DIV/0! | 0%
| Peak Power 1, LLC | 57789 | Peak Power 1 Cogen | NY | New York | NYIS | Commercial CHP | GEN1 |  | 6.3 | 6 | 6 | Natural Gas Internal Combustion Engine | NG | IC | 2010 |  |  | (OP) Operating | [8 empty] | 40.7511 | -73.9917 | 0 | 0 | #DIV/0! | 0%
| Tampa Electric Co | 61663 | Lithia Solar | FL | Hillsborough | TEC | Electric Utility | GEN1 |  | 74.5 | 74.5 | 74.5 | Solar Photovoltaic | SUN | PV | 2019 |  |  | (OP) Operating |  | 87.2 | [6 empty] | 27.7533 | -82.1647 | 0 | 0 | #DIV/0! | 0%
| Altus Power America Management, LLC | 60495 | Little Bay | RI | Providence | ISNE | IPP Non-CHP | 1 |  | 1.3 | 1.3 | 1.3 | Solar Photovoltaic | SUN | PV | 2014 |  |  | (OP) Operating |  | 1.5 | [6 empty] | 41.7992 | -71.436 | 0 | 0 | #DIV/0! | 0%
| Little Bear Solar 3, LLC (Longroad) | 62463 | Little Bear 3 | CA | Fresno | CISO | IPP Non-CHP | GEN01 |  | 20 | 20 | 20 | Solar Photovoltaic | SUN | PV | 2020 |  |  | (OP) Operating |  | 27.5 | [6 empty] | 36.716 | -120.415 | 0 | 0 | #DIV/0! | 0%
| Little Bear Solar 4, LLC (Longroad) | 62464 | Little Bear 4 | CA | Fresno | CISO | IPP Non-CHP | GEN01 |  | 50 | 50 | 50 | Solar Photovoltaic | SUN | PV | 2020 |  |  | (OP) Operating |  | 65.3 | [6 empty] | 36.716 | -120.415 | 0 | 0 | #DIV/0! | 0%
| Little Bear Solar 5, LLC (Longroad) | 62465 | Little Bear 5 | CA | Fresno | CISO | IPP Non-CHP | GEN01 |  | 50 | 50 | 50 | Solar Photovoltaic | SUN | PV | 2020 |  |  | (OP) Operating |  | 68.9 | [6 empty] | 36.716 | -120.415 | 0 | 0 | #DIV/0! | 0%
| Little Bear Solar 1, LLC (Longroad) | 59870 | Little Bear Solar 1, LLC | CA | Fresno | CISO | IPP Non-CHP | GEN01 |  | 40 | 40 | 40 | Solar Photovoltaic | SUN | PV | 2020 |  |  | (OP) Operating |  | 53.6 | [6 empty] | 36.716 | -120.415 | 0 | 0 | #DIV/0! | 0%
| Little Blue Wind Project, LLC | 64336 | Little Blue Wind Project, LLC | NE | Webster | SWPP | IPP Non-CHP | WFW |  | 250.7 | 250.7 | 250.7 | Onshore Wind Turbine | WND | WT | 2021 |  |  | (OP) Operating | [8 empty] | 40.2844 | -98.4076 | 0 | 0 | #DIV/0! | 0%
| City of Kaukauna | 4119 | Little Chute | WI | Outagamie | MISO | Electric Utility | 1 |  | 3.3 | 3.3 | 3.3 | Conventional Hydroelectric | WAT | HY | 1948 |  |  | (OP) Operating | [8 empty] | 44.2799 | -88.2556 | 0 | 0 | #DIV/0! | 0%
| City of Murray - (UT) | 6537 | Little Cottonwood | UT | Salt Lake | PACE | Electric Utility | 1 |  | 4.8 | 4.8 | 4.8 | Conventional Hydroelectric | WAT | HY | 1983 |  |  | (OP) Operating | [8 empty] | 40.585 | -111.8006 | 0 | 0 | #DIV/0! | 0%
| Southern California Edison Co | 6704 | Pebbly Beach Generating Station Hybrid | CA | Los Angeles | CISO | Electric Utility | 10 |  | 12.7 | 12.7 | 12.7 | Petroleum Liquids | DFO | IC | 2003.6333 |  |  | (OP) Operating | [8 empty] | 33.3331 | -118.3103 | 0 | 0 | #DIV/0! | 0%
| Enel Green Power NA, Inc. | 58999 | Little Elk Wind Project LLC | OK | Washita | SWPP | IPP Non-CHP | LEWP |  | 74 | 74 | 74 | Onshore Wind Turbine | WND | WT | 2015 |  |  | (OP) Operating | [8 empty] | 35.1947 | -98.9072 | 0 | 0 | #DIV/0! | 0%
| ALLETE, Inc. | 1896 | Little Falls (MN) | MN | Morrison | MISO | Electric Utility | 1 |  | 4.6 | 5.1 | 5.1 | Conventional Hydroelectric | WAT | HY | 1924.8333 |  |  | (OP) Operating | [8 empty] | 45.975 | -94.3691 | 0 | 0 | #DIV/0! | 0%
| Avista Corp | 3866 | Little Falls (WA) | WA | Lincoln | AVA | Electric Utility | 1 |  | 43.2 | 43.2 | 43.2 | Conventional Hydroelectric | WAT | HY | 1910.25 |  |  | (OP) Operating | [8 empty] | 47.8217 | -117.9167 | 0 | 0 | #DIV/0! | 0%
| Eagle Creek Renewable Energy, LLC | 51034 | Little Falls Hydro | NY | Herkimer | NYIS | IPP Non-CHP | GEN1 |  | 13 | 13 | 13 | Conventional Hydroelectric | WAT | HY | 1987 |  |  | (OP) Operating | [8 empty] | 43.0403 | -74.8506 | 0 | 0 | #DIV/0! | 0%
| Little Falls Solar | 65776 | Little Falls Solar | NY | Herkimer | ISNE | IPP Non-CHP | 5939 |  | 2 | 2 | 1.8 | Solar Photovoltaic | SUN | PV | 2020 |  |  | (OP) Operating |  | 3 | [6 empty] | 43.059 | -74.886 | 0 | 0 | #DIV/0! | 0%
| Little Falls Solar 1, LLC | 65777 | Little Falls Solar 1 | NY | Herkimer | ISNE | IPP Non-CHP | 5779 |  | 2 | 2 | 1.8 | Solar Photovoltaic | SUN | PV | 2020 |  |  | (OP) Operating |  | 3 | [6 empty] | 43.0541 | -74.8546 | 0 | 0 | #DIV/0! | 0%
| USACE Northwestern Division | 3926 | Little Goose | WA | Columbia | BPAT | Electric Utility | 1 |  | 810 | 810 | 810 | Conventional Hydroelectric | WAT | HY | 1974.1667 |  |  | (OP) Operating | [8 empty] | 46.5838 | -118.0273 | 0 | 0 | #DIV/0! | 0%
| Energy Developments, Inc d/b/a EDL | 59221 | Pecan Row Landfill To Electric Facility | GA | Lowndes | SOCO | IPP Non-CHP | GEN1 |  | 6.4 | 6.4 | 6.4 | Landfill Gas | LFG | IC | 2004 |  |  | (OP) Operating | [8 empty] | 30.815 | -83.3625 | 0 | 0 | #DIV/0! | 0%
| Little Mac Power Company | 10049 | Little Mac Project | ID | Twin Falls | IPCO | IPP Non-CHP | 1 |  | 1.5 | 1.5 | 1.5 | Conventional Hydroelectric | WAT | HY | 1984 |  |  | (OP) Operating | [8 empty] | 42.6296 | -114.6616 | 0 | 0 | #DIV/0! | 0%
| Tampa Electric Co | 62750 | Little Manatee River Solar | FL | Hillsborough | TEC | Electric Utility | GEN1 |  | 74.5 | 74.5 | 74.5 | Solar Photovoltaic | SUN | PV | 2020 |  |  | (OP) Operating |  | 87.9 | [6 empty] | 27.6913 | -82.4106 | 0 | 0 | #DIV/0! | 0%
| Everpoint Services Inc | 57263 | Little Pringle I Wind Farm | TX | Hutchinson | SWPP | IPP Non-CHP | LP1 |  | 10 | 10 | 10 | Onshore Wind Turbine | WND | WT | 2010 |  |  | (OS) Out of service and NOT expected to return to service in next calendar year | [8 empty] | 35.9643 | -101.5402 | 0 | 0 | #DIV/0! | 0%
| Everpoint Services Inc | 57264 | Little Pringle II Wind Farm | TX | Hutchinson | SWPP | IPP Non-CHP | LP2 |  | 10 | 10 | 10 | Onshore Wind Turbine | WND | WT | 2010 |  |  | (OP) Operating | [8 empty] | 35.9249 | -101.5414 | 0 | 0 | #DIV/0! | 0%
| Eagle Creek Renewable Energy, LLC | 57190 | Little Quinnesec Falls Hydro Project | WI | Marinette | MISO | IPP Non-CHP | UNIT1 |  | 9 | 9 | 9 | Conventional Hydroelectric | WAT | HY | 1906 |  |  | (OP) Operating | [8 empty] | 45.7736 | -87.9894 | 0 | 0 | #DIV/0! | 0%
| Ecoplexus, Inc | 59521 | Little River PV 1 | NC | Randolph | DUK | IPP Non-CHP | LTLRV |  | 5 | 5 | 5 | Solar Photovoltaic | SUN | PV | 2015 |  |  | (OP) Operating |  | 7 | [6 empty] | 35.5389 | -79.8042 | 0 | 0 | #DIV/0! | 0%
| Terraform Arcadia | 60026 | Little Rock Pham Solar | CA | Los Angeles | LDWP | IPP Non-CHP | PV1 |  | 3 | 3 | 3 | Solar Photovoltaic | SUN | PV | 2015 |  |  | (OP) Operating |  | 4.2 | [6 empty] | 34.6002 | -117.9475 | 0 | 0 | #DIV/0! | 0%
| Littlewood Irrigation District | 54386 | Little Wood Hydro Project | ID | Blaine | IPCO | IPP Non-CHP | GEN1 |  | 2.8 | 2.4 | 2.6 | Conventional Hydroelectric | WAT | HY | 1985 |  |  | (SB) Standby/Backup: available for service but not normally used | [8 empty] | 43.4252 | -114.0256 | 0 | 0 | #DIV/0! | 0%
| SRE Utility Solar 1, LLC | 58809 | Littlefield Solar Center LLC | NC | Pitt | CPLE | IPP Non-CHP | LSC1 |  | 5 | 5 | 5 | Solar Photovoltaic | SUN | PV | 2015 |  |  | (OP) Operating |  | 6.4 | [6 empty] | 35.4339 | -77.4381 | 0 | 0 | #DIV/0! | 0%
| City of Pender - (NE) | 2296 | Pender | NE | Thurston | SWPP | Electric Utility | 1 |  | 4.9 | 4.5 | 4.5 | Petroleum Liquids | DFO | IC | 1963.75 |  |  | (OP) Operating | [8 empty] | 42.1147 | -96.7054 | 0 | 0 | #DIV/0! | 0%
| Live Oak Solar, LLC | 60063 | Live Oak Solar, LLC | GA | Candler | SOCO | IPP Non-CHP | LVEOK |  | 51 | 51 | 51 | Solar Photovoltaic | SUN | PV | 2016 |  |  | (OP) Operating |  | 76.5 | [6 empty] | 32.4238 | -82.1028 | 0 | 0 | #DIV/0! | 0%
| Engie North America | 61782 | Live Oak Wind Project | TX | Schleicher | ERCO | IPP Non-CHP | WTGS |  | 199.5 | 199.5 | 199.5 | Onshore Wind Turbine | WND | WT | 2019 |  |  | (OP) Operating | [8 empty] | 31.0486 | -100.6231 | 0 | 0 | #DIV/0! | 0%
| Livermore Falls CSG, LLC | 66087 | Livermore Falls CSG | ME | Androscoggin | ISNE | IPP Non-CHP | 28911 |  | 3.3 | 3.3 | 3.1 | Solar Photovoltaic | SUN | PV | 2022 |  |  | (OP) Operating |  | 4.4 | [6 empty] | 44.48 | -70.1699 | 0 | 0 | #DIV/0! | 0%
| East Kentucky Power Coop, Inc | 56327 | Pendleton County LFGTE | KY | Pendleton | PJM | Electric Utility | 1 |  | 3.2 | 3.2 | 3.2 | Landfill Gas | LFG | IC | 2007 |  |  | (OP) Operating | [8 empty] | 38.7342 | -84.4059 | 0 | 0 | #DIV/0! | 0%
| NextEra Renewable Fuels, LLC | 56511 | Pennsauken Landfill | NJ | Camden | PJM | IPP Non-CHP | GEN1 |  | 0.9 | 0.9 | 0.9 | Landfill Gas | LFG | IC | 2004 |  |  | (OP) Operating | [8 empty] | 39.9894 | -75.04 | 0 | 0 | #DIV/0! | 0%
| Rutgers, The State University of NJ | 58505 | Livingston Solar Canopies | NJ | Middlesex | PJM | Commercial Non-CHP | LVSC |  | 6.6 | 6.4 | 3.2 | Solar Photovoltaic | SUN | PV | 2013 |  |  | (OP) Operating |  | 8 | [6 empty] | 40.5275 | -74.4383 | 0 | 0 | #DIV/0! | 0%
| Rutgers, The State University of NJ | 58504 | Livingston Solar Farm | NJ | Middlesex | PJM | Commercial Non-CHP | LVSF |  | 1.2 | 1.2 | 1 | Solar Photovoltaic | SUN | PV | 2009 |  |  | (OP) Operating |  | 1.4 | [6 empty] | 40.5236 | -74.43 | 0 | 0 | #DIV/0! | 0%
| LKL BLBD, LLC | 59611 | LKL BLBD, LLC | FL | Polk | FMPP | IPP Non-CHP | LKLBB |  | 6 | 6 | 6 | Solar Photovoltaic | SUN | PV | 2015 |  |  | (OP) Operating |  | 7.7 | [6 empty] | 28.0664 | -82.0175 | 0 | 0 | #DIV/0! | 0%
| Llano Estacado Wind Ranch | 55579 | Llano Estacado Wind Ranch | TX | Carson | SWPP | IPP Non-CHP | EXIS |  | 80 | 80 | 80 | Onshore Wind Turbine | WND | WT | 2001 |  |  | (OP) Operating | [8 empty] | 35.4677 | -101.2533 | 0 | 0 | #DIV/0! | 0%
| Georgia Power Co | 712 | Lloyd Shoals | GA | Jasper | SOCO | Electric Utility | 1 |  | 14.4 | 22.8 | 22.8 | Conventional Hydroelectric | WAT | HY | 1912.8333 |  |  | (OP) Operating | [8 empty] | 33.3207 | -83.8414 | 0 | 0 | #DIV/0! | 0%
| WM Renewable Energy LLC | 7690 | Pennsbury | PA | Bucks | PJM | IPP Non-CHP | 1 |  | 6 | 4 | 5.6 | Landfill Gas | LFG | GT | 1996 |  |  | (OS) Out of service and NOT expected to return to service in next calendar year | [8 empty] | 40.1531 | -74.7691 | 0 | 0 | #DIV/0! | 0%
| Greenbacker Renewable Energy Corporation | 67256 | Lobelia 1 | IL | McHenry | MISO | IPP Non-CHP | 811 |  | 2 | 2 | 2 | Solar Photovoltaic | SUN | PV | 2024 |  |  | (OP) Operating | [8 empty] | 42.4621 | -88.6119 | 0 | 0 | #DIV/0! | 0%
| Eagle Creek Renewable Energy, LLC | 54572 | Lochmere Hydroelectric Plant | NH | Belknap | ISNE | IPP Non-CHP | UNT1 |  | 1.2 | 1.2 | 1.2 | Conventional Hydroelectric | WAT | HY | 1984 |  |  | (OP) Operating | [8 empty] | 43.4732 | -71.5336 | 0 | 0 | #DIV/0! | 0%
| Generate Capital | 66223 | Lockenhurst Pond Solar | NY | Orange | NYIS | IPP Non-CHP | 11000 |  | 2 | 2 | 2 | Solar Photovoltaic | SUN | PV | 2022 |  |  | (OP) Operating |  | 2.8 | [6 empty] | 41.337 | -74.555 | 0 | 0 | #DIV/0! | 0%
| Lockett Windfarm, LLC | 62356 | Lockett Windfarm | TX | Wilbarger | ERCO | IPP Non-CHP | LOC |  | 183.8 | 183.8 | 183.8 | Onshore Wind Turbine | WND | WT | 2019 |  |  | (OP) Operating | [8 empty] | 34.0723 | -99.2647 | 0 | 0 | #DIV/0! | 0%
| Lockhart Power Co | 3275 | Lockhart | SC | Union | DUK | Electric Utility | 2 |  | 18 | 18 | 18 | Conventional Hydroelectric | WAT | HY | 1921 |  |  | (OP) Operating | [8 empty] | 34.7792 | -81.4561 | 0 | 0 | #DIV/0! | 0%
| Terra-Gen Operating Co-Solar | 66946 | Lockhart ESS, LLC | CA | San Bernardino | CISO | IPP Non-CHP | LHESS |  | 45 | 45 | 45 | Batteries | MWH | BA | 2024 |  |  | (OP) Operating | 180 | [7 empty] | 35.0325 | -117.3567 | 0 | 0 | #DIV/0! | 0%
| Terra-Gen Operating Co-Solar | 66699 | Lockhart Solar PV II | CA | San Bernardino | CISO | IPP Non-CHP | LOC2 |  | 84.4 | 75 | 75 | Solar Photovoltaic | SUN | PV | 2023 |  |  | (OP) Operating |  | 95.2 | [6 empty] | 35.0435 | -117.3489 | 0 | 0 | #DIV/0! | 0%
| Terra-Gen Operating Co-Solar | 10444 | Lockhart Solar PV, LLC | CA | San Bernardino | CISO | IPP Non-CHP | LOC1 |  | 100.4 | 85 | 85 | Solar Photovoltaic | SUN | PV | 2023 |  |  | (OP) Operating |  | 108.7 | [6 empty] | 35.0308 | -117.3563 | 0 | 0 | #DIV/0! | 0%
| Lockheed Martin Corporation | 68798 | Lockheed Martin Palmdale Solar PV | CA | Los Angeles | CISO | Industrial Non-CHP | 1MW |  | 20.9 | 20 | 13.5 | Solar Photovoltaic | SUN | PV | 2019 |  |  | (OP) Operating |  | 1 | [6 empty] | 34.608 | -118.109 | 0 | 0 | #DIV/0! | 0%
| Lockheed Martin RMS Syracuse | 61739 | Lockheed Martin RMS Syracuse | NY | Onondaga | NYIS | Industrial Non-CHP | SYR1 |  | 1 | 1 | 1 | Batteries | MWH | BA | 2017 | 8 | 2027 | (OS) Out of service and NOT expected to return to service in next calendar year | 1.3 | [7 empty] | 43.1096 | -76.1892 | 0 | 0 | #DIV/0! | 0%
| North American Natural Res | 54890 | Peoples Generating Station | MI | Saginaw | MISO | IPP Non-CHP | GEN1 |  | 3.2 | 2.2 | 2.2 | Landfill Gas | LFG | IC | 1995 |  |  | (OP) Operating | [8 empty] | 43.2797 | -83.8651 | 0 | 0 | #DIV/0! | 0%
| Lockheed Martin Solar System | 59867 | Lockheed Martin Solar System | FL | Pinellas | FPC | IPP Non-CHP | LMSOL |  | 1.9 | 1.9 | 1.9 | Solar Photovoltaic | SUN | PV | 2015 |  |  | (OP) Operating |  | 2.2 | [6 empty] | 28.0479 | -82.6853 | 0 | 0 | #DIV/0! | 0%
| Pepperidge Farm, Inc.- Bloomfield | 59967 | Pepperidge Farm Bloomfield | CT | Hartford | ISNE | Industrial CHP | FCB |  | 2.6 | 2.1 | 2.1 | Other Natural Gas | NG | FC | 2012 |  |  | (OP) Operating | [8 empty] | 41.8693 | -72.7183 | 0 | 0 | #DIV/0! | 0%
| Metro Wtr Recl Dist Grtr Chi | 10903 | Lockport Powerhouse | IL | Will | PJM | IPP Non-CHP | 1GEN |  | 16 | 12 | 12 | Conventional Hydroelectric | WAT | HY | 2000 |  |  | (OA) Out of service but expected to return to service in next calendar year | [8 empty] | 41.5697 | -88.0789 | 0 | 0 | #DIV/0! | 0%
| Merimil Ltd Partnership | 10066 | Lockwood Hydroelectric Facility | ME | Kennebec | ISNE | IPP Non-CHP | GEN1 |  | 7.2 | 6.4 | 6.4 | Conventional Hydroelectric | WAT | HY | 1985.4286 |  |  | (OP) Operating | [8 empty] | 44.5467 | -69.6292 | 0 | 0 | #DIV/0! | 0%
| Avangrid Power LLC | 56470 | Locust Ridge | PA | Schuylkill | PJM | IPP Non-CHP | LRWF |  | 26 | 26 | 26 | Onshore Wind Turbine | WND | WT | 2007 |  |  | (OP) Operating | [8 empty] | 40.855 | -76.1292 | 0 | 0 | #DIV/0! | 0%
| Avangrid Power LLC | 56770 | Locust Ridge II LLC | PA | Schuylkill | PJM | IPP Non-CHP | 1 |  | 102 | 102 | 102 | Onshore Wind Turbine | WND | WT | 2009 |  |  | (OP) Operating | [8 empty] | 40.8411 | -76.1547 | 0 | 0 | #DIV/0! | 0%
| Florida Power & Light Co | 57502 | Perdido | FL | Escambia | FPL | Electric Utility | 1 |  | 3.2 | 3 | 3 | Landfill Gas | LFG | IC | 2010 |  |  | (OP) Operating | [8 empty] | 30.57 | -87.39 | 0 | 0 | #DIV/0! | 0%
| Old Dominion Electric Coop | 60235 | Perdue Diesel Generation Facility | VA | Accomack | PJM | Electric Utility | PDG5 |  | 4 | 4 | 4 | Petroleum Liquids | DFO | IC | 2002 |  |  | (SB) Standby/Backup: available for service but not normally used | [8 empty] | 37.742 | -75.656 | 0 | 0 | #DIV/0! | 0%
| Loess Hills Wind Farm LLC | 56538 | Loess Hills | MO | Atchison | AECI | IPP Non-CHP | 1 |  | 5 | 5 | 5 | Onshore Wind Turbine | WND | WT | 2008 |  |  | (OP) Operating | [8 empty] | 40.4144 | -95.54 | 0 | 0 | #DIV/0! | 0%
| MN8 Energy LLC | 60722 | Logan 1 Community Solar Array | CO | Logan | PSCO | IPP Non-CHP | LOGA1 |  | 1.5 | 1.5 | 1.5 | Solar Photovoltaic | SUN | PV | 2017 |  |  | (OP) Operating |  | 2 | [6 empty] | 40.61 | -103.1451 | 0 | 0 | #DIV/0! | 0%
| American Mun Power-Ohio, Inc | 66438 | Perkasie PA BTM | PA | Bucks | PJM | Electric Utility | PB1 |  | 4.4 | 4.4 | 4.4 | Petroleum Liquids | DFO | IC | 2022 |  |  | (OP) Operating | [8 empty] | 40.3791 | -75.3035 | 0 | 0 | #DIV/0! | 0%
| Alabama Power Co | 14 | Logan Martin Dam | AL | Talladega | SOCO | Electric Utility | 1 |  | 128.1 | 129 | 119.1 | Conventional Hydroelectric | WAT | HY | 1964 |  |  | (OP) Operating | [8 empty] | 33.4259 | -86.3375 | 0 | 0 | #DIV/0! | 0%
| Logan Wind Energy LLC | 56613 | Logan Wind Energy | CO | Logan | PSCO | IPP Non-CHP | 1 |  | 201 | 201 | 201 | Onshore Wind Turbine | WND | WT | 2007 |  |  | (OP) Operating | [8 empty] | 40.941 | -103.259 | 0 | 0 | #DIV/0! | 0%
| Pattern Operators LP | 59442 | Logans Gap Wind LLC | TX | Comanche | ERCO | IPP Non-CHP | 1 |  | 200.1 | 200.1 | 200.1 | Onshore Wind Turbine | WND | WT | 2015 |  |  | (OP) Operating | [8 empty] | 31.8225 | -98.6906 | 0 | 0 | #DIV/0! | 0%
| Cardinal Renewables | 63861 | Logansport Solar | IN | Cass | MISO | IPP Non-CHP | INLP |  | 16 | 16 | 16 | Solar Photovoltaic | SUN | PV | 2021 |  |  | (OP) Operating |  | 19.3 | [6 empty] | 40.7601 | -86.3883 | 0 | 0 | #DIV/0! | 0%
| Florida Power & Light Co | 61052 | Loggerhead Solar Energy Center | FL | St Lucie | FPL | Electric Utility | 1 |  | 74.5 | 74.5 | 74.5 | Solar Photovoltaic | SUN | PV | 2018 |  |  | (OP) Operating |  | 113.2 | [6 empty] | 27.2378 | -80.5414 | 0 | 0 | #DIV/0! | 0%
| City of Peru - (IN) | 1037 | Peru (IN) | IN | Miami | MISO | Electric Utility | D1 |  | 1.8 | 1.8 | 1.8 | Petroleum Liquids | DFO | IC | 2002 |  |  | (SB) Standby/Backup: available for service but not normally used | [8 empty] | 40.7551 | -86.0575 | 0 | 0 | #DIV/0! | 0%
| Groton Fuel Cell 1 LLC | 60392 | Pfizer Groton Fuel Cell | CT | New London | ISNE | IPP CHP | MM-24 |  | 5.6 | 5.6 | 5.6 | Other Natural Gas | NG | FC | 2016 |  |  | (OP) Operating | [8 empty] | 41.3339 | -72.0711 | 0 | 0 | #DIV/0! | 0%
| Appalachian Power Co | 6560 | London | WV | Kanawha | PJM | Electric Utility | 1 |  | 14.4 | 14.4 | 14.4 | Conventional Hydroelectric | WAT | HY | 1935 |  |  | (OP) Operating | [8 empty] | 38.1944 | -81.3706 | 0 | 0 | #DIV/0! | 0%
| Bravo REC Management LLC | 67512 | Lone Oak | CA | Kings | CISO | Industrial Non-CHP | LNOAK |  | 2.9 | 2.9 | 2.9 | Solar Photovoltaic | SUN | PV | 2023 |  |  | (OP) Operating |  | 3.2 | [6 empty] | 36.2706 | -119.5182 | 0 | 0 | #DIV/0! | 0%
| Lone Star Solar | 62235 | Lone Star Solar | SC | Calhoun | SCEG | IPP Non-CHP | 49 |  | 132 | 132 | 132 | Solar Photovoltaic | SUN | PV | 2024 |  |  | (OP) Operating |  | 108.1 | [6 empty] | 33.6488 | -80.6391 | 0 | 0 | #DIV/0! | 0%
| Leeward Asset Management, LLC | 63251 | Lone Tree Wind, LLC | IL | Bureau | PJM | IPP Non-CHP | LTW |  | 79 | 79 | 79 | Onshore Wind Turbine | WND | WT | 2020 |  |  | (OP) Operating | [8 empty] | 41.2032 | -89.6019 | 0 | 0 | #DIV/0! | 0%
| Lone Valley Solar Park I LLC | 58417 | Lone Valley Solar Park I LLC | CA | San Bernardino | CISO | IPP Non-CHP | CP1 |  | 10 | 10 | 10 | Solar Photovoltaic | SUN | PV | 2014 |  |  | (OP) Operating |  | 12.2 | [6 empty] | 34.3981 | -116.8655 | 0 | 0 | #DIV/0! | 0%
| Lone Valley Solar Park II LLC | 59237 | Lone Valley Solar Park II LLC | CA | San Bernardino | CISO | IPP Non-CHP | CPII |  | 20 | 20 | 20 | Solar Photovoltaic | SUN | PV | 2014 |  |  | (OP) Operating |  | 24.8 | [6 empty] | 34.4083 | -116.8625 | 0 | 0 | #DIV/0! | 0%
| WM Renewable Energy LLC | 54661 | Pheasant Run Landfill Gas Recovery | WI | Kenosha | MISO | IPP Non-CHP | GE10 |  | 8.8 | 8.8 | 8.8 | Landfill Gas | LFG | IC | 1998.9091 |  |  | (OP) Operating | [8 empty] | 42.5825 | -88.0436 | 0 | 0 | #DIV/0! | 0%
| HEN Infrastructure, L.L.C. | 65831 | Lonestar | TX | Ward | ERCO | IPP Non-CHP | LNSTR |  | 9.9 | 9.9 | 9.9 | Batteries | MWH | BA | 2022 |  |  | (OP) Operating | 9.9 | [7 empty] | 31.5949 | -103.2498 | 0 | 0 | #DIV/0! | 0%
| Hybrid-Electric Building Technologies West Los Angeles 1, LLC | 63615 | Long Beach Convention Center | CA | Los Angeles | CISO | Commercial Non-CHP | LBCON |  | 1.5 | 1.5 | 1.5 | Batteries | MWH | BA | 2019 |  |  | (OP) Operating | 8.6 | [7 empty] | 33.7652 | -118.1894 | 0 | 0 | #DIV/0! | 0%
| Phelps Dodge Refining Corp | 54628 | Phelps Dodge Refining | TX | El Paso | EPE | Industrial CHP | 2607 |  | 19.6 | 14.8 | 17.4 | Natural Gas Fired Combustion Turbine | NG | GT | 1989.6 |  |  | (OS) Out of service and NOT expected to return to service in next calendar year | [8 empty] | 31.7645 | -106.3913 | 0 | 0 | #DIV/0! | 0%
| Florida Power & Light Co | 65906 | Long Creek | FL | Manatee | FPL | Electric Utility | 1 |  | 74.5 | 74.5 | 74.5 | Solar Photovoltaic | SUN | PV | 2025 |  |  | (OP) Operating | [8 empty] | 27.412 | -82.1039 | 0 | 0 | #DIV/0! | 0%
| Phillips 66 Billings Refinery | 56496 | Phillips 66 Billings Refinery | MT | Yellowstone | NWMT | Industrial Non-CHP | 3701 |  | 1.6 | 1.5 | 1.5 | Other Gases | OG | ST | 2007 |  |  | (OS) Out of service and NOT expected to return to service in next calendar year | [8 empty] | 45.7769 | -108.4911 | 0 | 0 | #DIV/0! | 0%
| Duke Energy Renewables Services | 60208 | Long Farm 46 Solar, LLC | NC | Northampton | PJM | IPP Non-CHP | PV1 |  | 5 | 5 | 5 | Solar Photovoltaic | SUN | PV | 2016 |  |  | (OP) Operating |  | 6.9 | [6 empty] | 36.467 | -77.618 | 0 | 0 | #DIV/0! | 0%
| Cypress Creek Renewables | 61347 | Long Henry Solar | NC | Wayne | CPLE | IPP Non-CHP | GEN1 |  | 2 | 2 | 2 | Solar Photovoltaic | SUN | PV | 2017 |  |  | (OP) Operating |  | 2.8 | [6 empty] | 35.1953 | -77.8951 | 0 | 0 | #DIV/0! | 0%
| Long Island Solar Farm LLC | 57589 | Long Island Solar Farm LLC | NY | Suffolk | NYIS | IPP Non-CHP | 9WUBN |  | 31.5 | 31.5 | 31.5 | Solar Photovoltaic | SUN | PV | 2011 |  |  | (OP) Operating |  | 37.7 | [6 empty] | 40.8611 | -72.8478 | 0 | 0 | #DIV/0! | 0%
| Long John Solar, LLC | 64784 | Long John CSG | IL | DeKalb | PJM | IPP Non-CHP | LJOHN |  | 2 | 2 | 2 | Solar Photovoltaic | SUN | PV | 2021 |  |  | (OP) Operating |  | 3 | [6 empty] | 41.694 | -88.6531 | 0 | 0 | #DIV/0! | 0%
| Avista Corp | 3867 | Long Lake | WA | Lincoln | AVA | Electric Utility | 1 |  | 70 | 89.5 | 89.5 | Conventional Hydroelectric | WAT | HY | 1918.25 |  |  | (OP) Operating | [8 empty] | 47.8344 | -117.8361 | 0 | 0 | #DIV/0! | 0%
| Long Lake Solar, LLC | 66649 | Long Lake Solar, LLC | AR | Phillips | MISO | IPP Non-CHP | LLS |  | 200 | 200 | 200 | Solar Photovoltaic | SUN | PV | 2025 |  |  | (OP) Operating | [8 empty] | 34.4686 | -90.6151 | 0 | 0 | #DIV/0! | 0%
| Long Plain Solar, LLC | 65716 | Long Plain Solar | MA | Franklin | ISNE | IPP Non-CHP | 3779 |  | 2 | 2 | 1.8 | Solar Photovoltaic | SUN | PV | 2019 |  |  | (OP) Operating |  | 2.7 | [6 empty] | 42.4457 | -72.5971 | 0 | 0 | #DIV/0! | 0%
| Phoenix Contact Services, Inc | 62901 | Phoenix Contact - CCHP Plant | PA | Dauphin | PJM | Industrial CHP | CCHP |  | 1 | 1 | 1 | Natural Gas Fired Combustion Turbine | NG | GT | 2014 |  |  | (OP) Operating | [8 empty] | 40.2294 | -76.7501 | 0 | 0 | #DIV/0! | 0%
| Duke Energy Renewables Services | 60485 | Longboat Solar, LLC | CA | San Bernardino | CISO | IPP Non-CHP | PV1 |  | 20 | 20 | 20 | Solar Photovoltaic | SUN | PV | 2016 |  |  | (OP) Operating |  | 26 | [6 empty] | 34.541 | -117.061 | 0 | 0 | #DIV/0! | 0%
| Longbow BESS, LLC | 67083 | Longbow BESS, LLC | TX | Brazoria | ERCO | IPP Non-CHP | LBBES |  | 174 | 174 | 174 | Batteries | MWH | BA | 2024 |  |  | (OP) Operating | 407.4 | [7 empty] | 29.2816 | -95.2955 | 0 | 0 | #DIV/0! | 0%
| Longbow Acquisition HoldCo, LLC | 65521 | Longbow Solar, LLC | TX | Brazoria | ERCO | IPP Non-CHP | LBSOL |  | 78.1 | 78.1 | 78.1 | Solar Photovoltaic | SUN | PV | 2022 |  |  | (OP) Operating |  | 112 | [6 empty] | 29.2898 | -95.2986 | 0 | 0 | #DIV/0! | 0%
| Ampersand Long Falls Hydro, LLC | 54548 | Longfalls Facility | NY | Jefferson | NYIS | IPP Non-CHP | 1 |  | 3.3 | 3 | 3 | Conventional Hydroelectric | WAT | HY | 1991 |  |  | (OP) Operating | [8 empty] | 43.9808 | -75.6247 | 0 | 0 | #DIV/0! | 0%
| Longhorn Storage LLC | 68878 | Longhorn Storage | TX | Eastland | ERCO | IPP Non-CHP | LONGH |  | 165 | 142.1 | 142.1 | Batteries | MWH | BA | 2024 |  |  | (OP) Operating | 165 | [7 empty] | 32.4287 | -99.1591 | 0 | 0 | #DIV/0! | 0%
| Boralex US Operations LLC | 58772 | Longhorn Wind | TX | Briscoe | ERCO | IPP Non-CHP | GEN1 |  | 200 | 200 | 200 | Onshore Wind Turbine | WND | WT | 2015 |  |  | (OP) Operating | [8 empty] | 34.3111 | -101.2511 | 0 | 0 | #DIV/0! | 0%
| Industrial Energy Applications Inc | 54968 | Phoenix Investors, LLC | IA | Wright | MISO | IPP Non-CHP | 0385 |  | 5.4 | 5.4 | 5.4 | Petroleum Liquids | DFO | IC | 1996.6667 |  |  | (SB) Standby/Backup: available for service but not normally used | [8 empty] | 42.8381 | -93.6033 | 0 | 0 | #DIV/0! | 0%
| Alaska Village Elec Coop, Inc | 57058 | Pilot Station | AK | Kusilvak |  | Electric Utility | 1 |  | 1.3 | 1.3 | 1.3 | Petroleum Liquids | DFO | IC | 2015 |  |  | (OP) Operating | [8 empty] | 61.9365 | -162.8807 | 0 | 0 | #DIV/0! | 0%
| MN8 Energy LLC | 60735 | Longview Solar | MD | Wicomico | PJM | IPP Non-CHP | PV1 |  | 13.6 | 13.6 | 13.6 | Solar Photovoltaic | SUN | PV | 2016 |  |  | (OP) Operating |  | 17.8 | [6 empty] | 38.3947 | -75.6727 | 0 | 0 | #DIV/0! | 0%
| Ecogy Pennsylvania Systems LLC | 57768 | Longwood Gardens | PA | Chester | PJM | IPP Non-CHP | 1 |  | 1.3 | 1.3 | 1.3 | Solar Photovoltaic | SUN | PV | 2010 |  |  | (OP) Operating |  | 1.6 | [6 empty] | 39.8667 | -75.6678 | 0 | 0 | #DIV/0! | 0%
| USACE Northwestern Division | 3083 | Lookout Point | OR | Lane | BPAT | Electric Utility | 1 |  | 120 | 120 | 120 | Conventional Hydroelectric | WAT | HY | 1955 |  |  | (OA) Out of service but expected to return to service in next calendar year | [8 empty] | 43.9153 | -122.7531 | 0 | 0 | #DIV/0! | 0%
| Duke Energy Carolinas, LLC | 2726 | Lookout Shoals | NC | Iredell | DUK | Electric Utility | 1 |  | 25.8 | 27 | 27 | Conventional Hydroelectric | WAT | HY | 1915 |  |  | (OP) Operating | [8 empty] | 35.7575 | -81.0894 | 0 | 0 | #DIV/0! | 0%
| Lookout Windpower, LLC | 56700 | Lookout Windpower LLC | PA | Somerset | PJM | IPP Non-CHP | 1 |  | 37.8 | 37.8 | 37.8 | Onshore Wind Turbine | WND | WT | 2008 |  |  | (OP) Operating | [8 empty] | 39.8794 | -78.9183 | 0 | 0 | #DIV/0! | 0%
| Loon Garden LLC | 63397 | Loon Garden | MN | Waseca | MISO | IPP Non-CHP | CGS |  | 1 | 1 | 1 | Solar Photovoltaic | SUN | PV | 2020 |  |  | (OP) Operating |  | 1.3 | [6 empty] | 44.0897 | -93.5562 | 0 | 0 | #DIV/0! | 0%
| Sacramento Municipal Util Dist | 432 | Loon Lake | CA | El Dorado | BANC | Electric Utility | H1 |  | 74.1 | 74.1 | 74.1 | Conventional Hydroelectric | WAT | HY | 1971 |  |  | (OP) Operating | [8 empty] | 38.9827 | -120.3245 | 0 | 0 | #DIV/0! | 0%
| Engie North America | 64315 | Loop 463 | TX | Victoria | ERCO | IPP Non-CHP | LOOP |  | 9.9 | 9.9 | 9.9 | Batteries | MWH | BA | 2021 |  |  | (OP) Operating | 9.9 | [7 empty] | 28.8165 | -97.0749 | 0 | 0 | #DIV/0! | 0%
| Engie North America | 64316 | Lopeno | TX | Zapata | ERCO | IPP Non-CHP | LOPE |  | 9.9 | 9.9 | 9.9 | Batteries | MWH | BA | 2022 |  |  | (OP) Operating | 9.9 | [7 empty] | 26.6876 | -99.1094 | 0 | 0 | #DIV/0! | 0%
| Loraine Windpower Project | 57303 | Loraine Windpark Project LLC | TX | Mitchell | ERCO | IPP Non-CHP | LWG1 |  | 150 | 148.5 | 148.5 | Onshore Wind Turbine | WND | WT | 2009 |  |  | (OP) Operating | [8 empty] | 32.4375 | -100.7444 | 0 | 0 | #DIV/0! | 0%
| Energy Developments, Inc d/b/a EDL | 56852 | Pinconning White Feather | MI | BAY | MISO | IPP Non-CHP | 1 |  | 3.2 | 3 | 3 | Landfill Gas | LFG | IC | 2009 |  |  | (OP) Operating | [8 empty] | 43.8983 | -83.9494 | 0 | 0 | #DIV/0! | 0%
| MN8 Energy LLC | 60765 | L'Oreal Franklin | NJ | Somerset | PJM | IPP Non-CHP | PV1 |  | 1 | 1 | 1 | Solar Photovoltaic | SUN | PV | 2012 |  |  | (OP) Operating |  | 1.2 | [6 empty] | 40.4879 | -74.5214 | 0 | 0 | #DIV/0! | 0%
| MN8 Energy LLC | 60766 | L'Oreal Monmouth | NJ | Monmouth | PJM | IPP Non-CHP | PV1 |  | 2 | 2 | 2 | Solar Photovoltaic | SUN | PV | 2013 |  |  | (OP) Operating |  | 2.4 | [6 empty] | 40.4003 | -74.5047 | 0 | 0 | #DIV/0! | 0%
| MN8 Energy LLC | 57868 | L'Oreal Piscataway | NJ | Middlesex | PJM | IPP Non-CHP | UNIT1 |  | 1.8 | 1.8 | 1.8 | Solar Photovoltaic | SUN | PV | 2012.25 | 12 | 2026 | (OP) Operating |  | 0.7 | [6 empty] | 40.5543 | -74.468 | 0 | 0 | #DIV/0! | 0%
| L'Oreal USA Products Inc | 61744 | L'Oreal Solar - Florence | KY | Boone | PJM | Commercial Non-CHP | 1 |  | 1.1 | 0.9 | 0.6 | Solar Photovoltaic | SUN | PV | 2017 |  |  | (OP) Operating |  | 1.4 | [6 empty] | 38.9877 | -84.6082 | 0 | 0 | #DIV/0! | 0%
| Lorenzo Wind, LLC | 59244 | Lorenzo Wind | TX | Crosby | SWPP | IPP Non-CHP | FIBE1 |  | 80 | 80 | 80 | Onshore Wind Turbine | WND | WT | 2018 |  |  | (OP) Operating | [8 empty] | 33.6992 | -101.5247 | 0 | 0 | #DIV/0! | 0%
| Industrial Power Generating Company LLC | 56690 | Pine Grove | PA | Schuylkill | PJM | IPP Non-CHP | 1 |  | 5.4 | 5.4 | 5.4 | Landfill Gas | LFG | IC | 2008 |  |  | (OP) Operating | [8 empty] | 40.5553 | -76.3886 | 0 | 0 | #DIV/0! | 0%
| Altus Power America Management, LLC | 66403 | Loring | ME | Aroostook | ISNE | IPP Non-CHP | LRING |  | 4.1 | 4.1 | 4.1 | Solar Photovoltaic | SUN | PV | 2023 |  |  | (OP) Operating |  | 5.8 | [6 empty] | 46.9391 | -67.9289 | 0 | 0 | #DIV/0! | 0%
| Los Alamos County | 58256 | Los Alamos PV Site | NM | Los Alamos | PNM | Electric Utility | 1 |  | 1 | 1 | 1 | Solar Photovoltaic | SUN | PV | 2012 |  |  | (OP) Operating |  | 1.1 | [6 empty] | 35.8756 | -106.31 | 0 | 0 | #DIV/0! | 0%
| Los Angeles Community College District | 57314 | Los Angeles Harbor College | CA | Los Angeles | LDWP | Commercial Non-CHP | 1 |  | 1.2 | 2.2 | 2.2 | Solar Photovoltaic | SUN | PV | 2010 |  |  | (OP) Operating |  | 2.5 | [6 empty] | 33.7831 | -118.2849 | 0 | 0 | #DIV/0! | 0%
| Village of Sebewaing - (MI) | 7806 | Pine Street | MI | Huron | MISO | Electric Utility | 7 |  | 7.7 | 7.7 | 7.7 | Natural Gas Internal Combustion Engine | NG | IC | 2020 |  |  | (OP) Operating | [8 empty] | 43.7402 | -83.45 | 0 | 0 | #DIV/0! | 0%
| NextEra Renewable Fuels, LLC | 54989 | Pine Tree Acres | MI | Macomb | MISO | IPP Non-CHP | GEN1 |  | 8.8 | 8.8 | 8.8 | Landfill Gas | LFG | IC | 2001.7778 |  |  | (OP) Operating | [8 empty] | 42.7645 | -82.7471 | 0 | 0 | #DIV/0! | 0%
| PNM Resources | 57571 | Los Lunas Solar Energy Center | NM | Valencia | PNM | Electric Utility | LLSEC |  | 7 | 7 | 7 | Solar Photovoltaic | SUN | PV | 2012 |  |  | (OP) Operating |  | 6.4 | [6 empty] | 34.8331 | -106.7724 | 0 | 0 | #DIV/0! | 0%
| WM Renewable Energy LLC | 57443 | Pine Tree Acres WM LFGTE | MI | Macomb | MISO | IPP Non-CHP | GEN1 |  | 12.8 | 12.8 | 12.8 | Landfill Gas | LFG | IC | 2012 |  |  | (OP) Operating | [8 empty] | 42.765 | -82.7456 | 0 | 0 | #DIV/0! | 0%
| Duke Energy Renewables Services | 60059 | Los Vientos V Wind Power | TX | Starr | ERCO | IPP Non-CHP | 1 |  | 110 | 110 | 110 | Onshore Wind Turbine | WND | WT | 2015 |  |  | (OP) Operating | [8 empty] | 26.4117 | -98.5716 | 0 | 0 | #DIV/0! | 0%
| Duke Energy Renewables Services | 57751 | Los Vientos Wind 1A | TX | Cameron | ERCO | IPP Non-CHP | 1 |  | 200 | 200 | 200 | Onshore Wind Turbine | WND | WT | 2012 |  |  | (OP) Operating | [8 empty] | 26.3307 | -97.5857 | 0 | 0 | #DIV/0! | 0%
| Duke Energy Renewables Services | 57752 | Los Vientos Wind 1B | TX | Cameron | ERCO | IPP Non-CHP | 1 |  | 201.6 | 201.6 | 201.6 | Onshore Wind Turbine | WND | WT | 2012 |  |  | (OP) Operating | [8 empty] | 26.3489 | -97.6668 | 0 | 0 | #DIV/0! | 0%
| Duke Energy Renewables Services | 59320 | Los Vientos Windpower III | TX | Starr | ERCO | IPP Non-CHP | GEN1 |  | 200 | 200 | 200 | Onshore Wind Turbine | WND | WT | 2015 |  |  | (OP) Operating | [8 empty] | 26.3886 | -98.8061 | 0 | 0 | #DIV/0! | 0%
| Duke Energy Renewables Services | 59321 | Los Vientos Windpower IV | TX | Starr | ERCO | IPP Non-CHP | GEN1 |  | 200 | 200 | 200 | Onshore Wind Turbine | WND | WT | 2016 |  |  | (OP) Operating | [8 empty] | 26.3806 | -98.8183 | 0 | 0 | #DIV/0! | 0%
| USACE Northwestern Division | 6174 | Lost Creek | OR | Jackson | PACW | Electric Utility | 1 |  | 49 | 49 | 49 | Conventional Hydroelectric | WAT | HY | 1977 |  |  | (OP) Operating | [8 empty] | 42.6717 | -122.6772 | 0 | 0 | #DIV/0! | 0%
| Snow Mountain Hydro LLC | 10708 | Lost Creek I | CA | Shasta | CISO | IPP Non-CHP | GEN1 |  | 1.1 | 1.1 | 1.1 | Conventional Hydroelectric | WAT | HY | 1989 |  |  | (OP) Operating | [8 empty] | 40.7576 | -121.4145 | 0 | 0 | #DIV/0! | 0%
| Pattern Operators LP | 57189 | Lost Creek Wind Energy Facility | MO | DeKalb | AECI | IPP Non-CHP | LCW |  | 168 | 168 | 168 | Onshore Wind Turbine | WND | WT | 2010 |  |  | (OP) Operating | [8 empty] | 39.9814 | -94.5181 | 0 | 0 | #DIV/0! | 0%
| North Carolina Mun Power Agny #1 | 56345 | Pineville Delivery 2 | NC | Mecklenburg | DUK | Electric Utility | 1 |  | 1.8 | 1.8 | 1.8 | Petroleum Liquids | DFO | IC | 2006 |  |  | (OP) Operating | [8 empty] | 35.0767 | -80.8816 | 0 | 0 | #DIV/0! | 0%
| Distributed Solar Development, LLC | 66733 | Lost Hills Oilfield | CA | Kern | CISO | IPP Non-CHP | P4721 |  | 1.9 | 1.9 | 1.9 | Solar Photovoltaic | SUN | PV | 2021 |  |  | (OP) Operating |  | 2.2 | [6 empty] | 35.65 | -119.85 | 0 | 0 | #DIV/0! | 0%
| Southern Power Co | 58711 | Lost Hills/Blackwell | CA | Kern | CISO | IPP Non-CHP | BLKW |  | 32 | 32 | 32 | Solar Photovoltaic | SUN | PV | 2015 |  |  | (OP) Operating |  | 16.2 | [6 empty] | 35.62 | -119.85 | 0 | 0 | #DIV/0! | 0%
| Lost Lakes Wind Farm LLC | 57111 | Lost Lakes Wind Farm LLC | IA | Dickinson | MISO | IPP Non-CHP | GEN 1 |  | 100 | 100 | 100 | Onshore Wind Turbine | WND | WT | 2009 |  |  | (OP) Operating | [8 empty] | 43.3456 | -95.3233 | 0 | 0 | #DIV/0! | 0%
| Pioneer Crossing Energy LLC | 56957 | Pioneer Crossing Energy, LLC | PA | Berks | PJM | IPP Non-CHP | LFG1 |  | 8 | 8 | 8 | Landfill Gas | LFG | IC | 2009 |  |  | (OP) Operating | [8 empty] | 40.275 | -75.8167 | 0 | 0 | #DIV/0! | 0%
| Bloom Energy | 59803 | Pixar - Emeryville | CA | Alameda | CISO | IPP Non-CHP | PXR00 |  | 1.1 | 1 | 1 | Other Natural Gas | NG | FC | 2014 |  |  | (OP) Operating | [8 empty] | 37.8329 | -122.284 | 0 | 0 | #DIV/0! | 0%
| Cypress Creek Renewables | 64173 | Lotus | NC | Guilford | DUK | IPP Non-CHP | 1305 |  | 4 | 4 | 4 | Solar Photovoltaic | SUN | PV | 2014 |  |  | (OP) Operating |  | 5.6 | [6 empty] | 36.1362 | -79.5396 | 0 | 0 | #DIV/0! | 0%
| Consumers Energy Co - (MI) | 1712 | Loud | MI | Iosco | MISO | Electric Utility | 1 |  | 4 | 4.9 | 4.9 | Conventional Hydroelectric | WAT | HY | 1913 |  |  | (OP) Operating | [8 empty] | 44.4631 | -83.7208 | 0 | 0 | #DIV/0! | 0%
| DTE Electric Company | 1737 | Placid 12 | MI | Oakland | MISO | Electric Utility | 1 |  | 13.5 | 14 | 14 | Petroleum Liquids | DFO | IC | 1970 |  |  | (OP) Operating | [8 empty] | 42.7106 | -83.4569 | 0 | 0 | #DIV/0! | 0%
| Village of Freeport - (NY) | 2678 | Plant No 1 Freeport | NY | Nassau | NYIS | Electric Utility | 2 |  | 6 | 4.2 | 4.2 | Petroleum Liquids | DFO | IC | 1951.5 |  |  | (OP) Operating | [8 empty] | 40.6561 | -73.5922 | 0 | 0 | #DIV/0! | 0%
| National Grid Renewables | 67167 | Louise Solar | MN | Mower | MISO | IPP Non-CHP | LSSLR |  | 50 | 50 | 50 | Solar Photovoltaic | SUN | PV | 2024 |  |  | (OP) Operating |  | 67.2 | [6 empty] | 43.562 | -92.683 | 0 | 0 | #DIV/0! | 0%
| Orange County Sanitation Dist | 50696 | Plant No 1 Orange County | CA | Orange | CISO | Commercial CHP | GEN1 |  | 7.5 | 7.2 | 7.2 | Other Waste Biomass | OBG | IC | 1993 |  |  | (OP) Operating | [8 empty] | 33.6942 | -117.9381 | 0 | 0 | #DIV/0! | 0%
| Orange County Sanitation Dist | 52099 | Plant No 2 Orange County | CA | Orange | CISO | Commercial CHP | GEN1 |  | 16 | 14.4 | 14.4 | Other Waste Biomass | OBG | IC | 1993 |  |  | (OP) Operating | [8 empty] | 33.6433 | -117.9556 | 0 | 0 | #DIV/0! | 0%
| Stimson Lumber Company | 55090 | Plummer Cogen | ID | Benewah | AVA | IPP CHP | GEN1 |  | 6.2 | 5.8 | 5.8 | Wood/Wood Waste Biomass | WDS | ST | 1982 |  |  | (OS) Out of service and NOT expected to return to service in next calendar year | [8 empty] | 47.331 | -116.8904 | 0 | 0 | #DIV/0! | 0%
| Plymouth State University | 54803 | Plymouth State College Cogeneration | NH | Grafton | ISNE | Commercial CHP | A |  | 2.8 | 2.8 | 2.8 | Petroleum Liquids | DFO | IC | 1997 |  |  | (SB) Standby/Backup: available for service but not normally used | [8 empty] | 43.7644 | -71.6881 | 0 | 0 | #DIV/0! | 0%
| NJR Clean Energy Ventures Corporation | 65486 | Love Lane Solar | NJ | Cumberland | PJM | IPP Non-CHP | LOVLN |  | 1.8 | 1.8 | 1.8 | Solar Photovoltaic | SUN | PV | 2024 |  |  | (OP) Operating |  | 2.3 | [6 empty] | 39.471 | -75.218 | 0 | 0 | #DIV/0! | 0%
| Lower Lowline LLC | 10808 | Low Line Rapids | ID | Twin Falls | IPCO | IPP Non-CHP | GEN1 |  | 2.8 | 2.7 | 2.6 | Conventional Hydroelectric | WAT | HY | 1990 |  |  | (OP) Operating | [8 empty] | 42.4771 | -114.3801 | 0 | 0 | #DIV/0! | 0%
| Poet Bioprocessing Emmetsburg | 68066 | Poet Bioprocessing Emmetsburg | IA | Palo Alto | MISO | Industrial CHP | 1 |  | 3.5 | 2.7 | 2.7 | Natural Gas Steam Turbine | NG | ST | 2023 |  |  | (OP) Operating | [8 empty] | 43.0916 | -94.6431 | 0 | 0 | #DIV/0! | 0%
| North Carolina El Member Corp | 64516 | Lowe Solar Energy Storage | NC | Randolph | CPLE | Electric Utility | BAT1 |  | 4.5 | 4.5 | 4.5 | Batteries | MWH | BA | 2022 |  |  | (OP) Operating | 5 | [7 empty] | 35.7184 | -79.9095 | 0 | 0 | #DIV/0! | 0%
| Heliovaas LLC | 59873 | Lowell Solar Landfill | MA | Middlesex | ISNE | IPP Non-CHP | PV |  | 1.3 | 1.3 | 1.3 | Solar Photovoltaic | SUN | PV | 2013 |  |  | (OP) Operating |  | 1.5 | [6 empty] | 42.6271 | -71.3534 | 0 | 0 | #DIV/0! | 0%
| Puget Sound Energy Inc | 3855 | Lower Baker | WA | Skagit | PSEI | Electric Utility | 3 |  | 103.9 | 102.4 | 102.4 | Conventional Hydroelectric | WAT | HY | 1986.5 |  |  | (OP) Operating | [8 empty] | 48.5478 | -121.7407 | 0 | 0 | #DIV/0! | 0%
| Eagle Creek Renewable Energy, LLC | 54691 | Lower Beaver Falls Project | NY | Lewis | NYIS | IPP Non-CHP | 2G |  | 1 | 1 | 1 | Conventional Hydroelectric | WAT | HY | 1979 |  |  | (OP) Operating | [8 empty] | 43.8844 | -75.4306 | 0 | 0 | #DIV/0! | 0%
| MN8 Energy LLC | 60769 | Lower Cape May HS | NJ | Cape May | PJM | IPP Non-CHP | PV1 |  | 1.5 | 1.5 | 1.5 | Solar Photovoltaic | SUN | PV | 2012 |  |  | (OP) Operating |  | 1.8 | [6 empty] | 38.9767 | -74.9065 | 0 | 0 | #DIV/0! | 0%
| USACE Northwestern Division | 6175 | Lower Granite | WA | Whitman | BPAT | Electric Utility | 1 |  | 810 | 802 | 802 | Conventional Hydroelectric | WAT | HY | 1976.5 |  |  | (OP) Operating | [8 empty] | 46.6595 | -117.4294 | 0 | 0 | #DIV/0! | 0%
| Idaho Power Co | 815 | Lower Malad | ID | Gooding | IPCO | Electric Utility | 1 |  | 13.5 | 15.8 | 15.4 | Conventional Hydroelectric | WAT | HY | 1948 |  |  | (OP) Operating | [8 empty] | 42.8658 | -114.9062 | 0 | 0 | #DIV/0! | 0%
| Green Mountain Power Corp | 3716 | Lower Middlebury | VT | Addison | ISNE | Electric Utility | 1 |  | 2.4 | 2 | 2 | Conventional Hydroelectric | WAT | HY | 1917 |  |  | (OP) Operating | [8 empty] | 44.0249 | -73.1768 | 0 | 0 | #DIV/0! | 0%
| U S Bureau of Reclamation | 520 | Lower Molina | CO | Mesa | WACM | Electric Utility | 1 |  | 5.6 | 5.6 | 5.6 | Conventional Hydroelectric | WAT | HY | 1962 |  |  | (OP) Operating | [8 empty] | 39.1937 | -108.0441 | 0 | 0 | #DIV/0! | 0%
| USACE Northwestern Division | 3927 | Lower Monumental | WA | Walla Walla | BPAT | Electric Utility | 1 |  | 810 | 810 | 810 | Conventional Hydroelectric | WAT | HY | 1974.1667 |  |  | (OA) Out of service but expected to return to service in next calendar year | [8 empty] | 46.5635 | -118.5397 | 0 | 0 | #DIV/0! | 0%
| POET Bioprocessing- Mitchell | 65367 | POET Bioprocessing- Mitchell | SD | Davison | SWPP | Industrial CHP | 1 |  | 3.9 | 3.9 | 3.9 | Natural Gas Steam Turbine | NG | ST | 2021 |  |  | (OP) Operating | [8 empty] | 43.8024 | -98.1018 | 0 | 0 | #DIV/0! | 0%
| City of Idaho Falls - (ID) | 7012 | Lower No 1 | ID | Bonneville | PACE | Electric Utility | 2 |  | 8 | 8 | 8 | Conventional Hydroelectric | WAT | HY | 1982 |  |  | (OP) Operating | [8 empty] | 43.4687 | -112.0625 | 0 | 0 | #DIV/0! | 0%
| City of Idaho Falls - (ID) | 843 | Lower No 2 | ID | Bonneville | PACE | Electric Utility | 1 |  | 3 | 3 | 3 | Conventional Hydroelectric | WAT | HY | 1940 |  |  | (OP) Operating | [8 empty] | 43.4684 | -112.0626 | 0 | 0 | #DIV/0! | 0%
| Idaho Power Co | 816 | Lower Salmon | ID | Gooding | IPCO | Electric Utility | 1 |  | 60 | 71.5 | 60.9 | Conventional Hydroelectric | WAT | HY | 1949 |  |  | (OP) Operating | [8 empty] | 42.8416 | -114.9036 | 0 | 0 | #DIV/0! | 0%
| Central Rivers Power US, LLC | 10214 | Lower Saranac Hydroelectric Facility | NY | Clinton | NYIS | IPP Non-CHP | GEN1 |  | 6.7 | 6.3 | 6.1 | Conventional Hydroelectric | WAT | HY | 1990 |  |  | (OP) Operating | [8 empty] | 44.6694 | -73.5075 | 0 | 0 | #DIV/0! | 0%
| Puget Sound Energy Inc | 57195 | Lower Snake River Wind Energy Project | WA | Garfield | BPAT | Electric Utility | LSR 1 |  | 342.7 | 342.7 | 342.7 | Onshore Wind Turbine | WND | WT | 2012 |  |  | (OP) Operating | [8 empty] | 46.5242 | -117.8217 | 0 | 0 | #DIV/0! | 0%
| Southern California Edison Co | 365 | Lower Tule River | CA | Tulare | CISO | Electric Utility | 1 |  | 2.6 | 2.6 | 2.6 | Conventional Hydroelectric | WAT | HY | 1909 |  |  | (OS) Out of service and NOT expected to return to service in next calendar year | [8 empty] | 36.1357 | -118.7889 | 0 | 0 | #DIV/0! | 0%
| Sugar River Power LLC | 50285 | Lower Village Water Power Project | NH | Sullivan | ISNE | IPP Non-CHP | 0001 |  | 1.2 | 1.2 | 1.2 | Conventional Hydroelectric | WAT | HY | 1995 |  |  | (OP) Operating | [8 empty] | 43.3743 | -72.3476 | 0 | 0 | #DIV/0! | 0%
| North Narragansett Avenue Solar Project 2022, LLC | 68573 | Lowe's - 1845 - Chicago Brickyard, IL | IL | Cook | MISO | IPP Non-CHP | 7509 |  | 1 | 1 | 1 | Solar Photovoltaic | SUN | PV | 2025 |  |  | (OP) Operating | [8 empty] | 41.9282 | -87.7893 | 0 | 0 | #DIV/0! | 0%
| POET Biorefining- Chancellor | 63853 | POET Biorefining - Chancellor | SD | Turner | MISO | Industrial CHP | 1 |  | 5.4 | 5.4 | 5.4 | Wood/Wood Waste Biomass | WDS | ST | 2018 |  |  | (OP) Operating | [8 empty] | 43.3705 | -96.9598 | 0 | 0 | #DIV/0! | 0%
| Madison Energy Investments LLC | 67240 | Lowndes Cowart | GA | Lowndes | SOCO | IPP Non-CHP | LCPV1 |  | 3 | 3 | 3 | Solar Photovoltaic | SUN | PV | 2023 |  |  | (OP) Operating |  | 4 | [6 empty] | 30.8125 | -83.2604 | 0 | 0 | #DIV/0! | 0%
| Safari Energy, LLC | 64278 | Lowndes IDA | GA | Lowndes | SOCO | IPP Non-CHP | LIDA |  | 1.5 | 1.5 | 1.5 | Solar Photovoltaic | SUN | PV | 2020 |  |  | (OP) Operating |  | 2 | [6 empty] | 30.8355 | -83.2275 | 0 | 0 | #DIV/0! | 0%
| Safari Energy, LLC | 64279 | Lowndes Tycor Farms | GA | Lowndes | SOCO | IPP Non-CHP | LTF |  | 2.3 | 2.3 | 2.3 | Solar Photovoltaic | SUN | PV | 2020 |  |  | (OP) Operating |  | 3 | [6 empty] | 30.6882 | -83.1672 | 0 | 0 | #DIV/0! | 0%
| Nautilus Solar Solutions | 63595 | Lowry CSG2, LLC | MN | Pope | MISO | IPP Non-CHP | SC |  | 1 | 1 | 1 | Solar Photovoltaic | SUN | PV | 2020 |  |  | (OP) Operating |  | 1.4 | [6 empty] | 45.6696 | -95.5105 | 0 | 0 | #DIV/0! | 0%
| Fostoria Ethanol | 63920 | POET Biorefining - Fostoria | OH | Seneca | PJM | Industrial CHP | 1 |  | 3.5 | 3.5 | 3.5 | Natural Gas Steam Turbine | NG | ST | 2017 |  |  | (OP) Operating | [8 empty] | 41.1718 | -83.3777 | 0 | 0 | #DIV/0! | 0%
| La Plata Electric Assn, Inc | 67952 | LPEA Sunnyside Solar 1 Facility | CO | La Plata | WACM | Electric Utility | PV001 |  | 1.7 | 1.7 | 1.7 | Solar Photovoltaic | SUN | PV | 2024 |  |  | (OP) Operating |  | 2.1 | [6 empty] | 37.1241 | -107.8602 | 0 | 0 | #DIV/0! | 0%
| LR Wheatfield Solar 1, LLC | 65723 | LR Wheatfield Solar 1 | NY | Niagara | ISNE | IPP Non-CHP | 15557 |  | 5 | 5 | 4.8 | Solar Photovoltaic | SUN | PV | 2020 |  |  | (OP) Operating |  | 6.3 | [6 empty] | 43.1216 | -78.9141 | 0 | 0 | #DIV/0! | 0%
| POET Biorefining - Gowrie | 63923 | POET Biorefining - Gowrie | IA | Webster | MISO | Industrial CHP | 1 |  | 5 | 5 | 5 | Natural Gas Steam Turbine | NG | ST | 2018 |  |  | (OP) Operating | [8 empty] | 42.3198 | -94.2874 | 0 | 0 | #DIV/0! | 0%
| Entegrity Solar LRWRA, LLC | 67520 | LRWRA | AR | Logan | MISO | IPP Non-CHP | 63617 |  | 4 | 4 | 3.2 | Solar Photovoltaic | SUN | PV | 2023 |  |  | (OP) Operating |  | 5.3 | [6 empty] | 35.1474 | -93.8709 | 0 | 0 | #DIV/0! | 0%
| Inovateus Solar, LLC | 66442 | LSE Musca Solar | NY | Schuyler | NYIS | IPP Non-CHP | ORANG |  | 5 | 5 | 5 | Solar Photovoltaic | SUN | PV | 2022 |  |  | (OP) Operating |  | 7.5 | [6 empty] | 42.309 | -77.0403 | 0 | 0 | #DIV/0! | 0%
| Inovateus Solar, LLC | 66473 | LSE Pavo Solar | NY | Delaware | NYIS | IPP Non-CHP | WALTO |  | 2.3 | 2.3 | 2.3 | Solar Photovoltaic | SUN | PV | 2022 |  |  | (OP) Operating |  | 3.4 | [6 empty] | 42.1577 | -75.0451 | 0 | 0 | #DIV/0! | 0%
| POET Biorefining - Hudson | 63918 | POET Biorefining - Hudson | SD | Lincoln | MISO | Industrial CHP | 1 |  | 3.6 | 3.6 | 3.6 | Natural Gas Steam Turbine | NG | ST | 2019 |  |  | (OP) Operating | [8 empty] | 43.0969 | -96.477 | 0 | 0 | #DIV/0! | 0%
| POET Biorefining - Jewell | 63826 | POET Biorefining - Jewell | IA | Hamilton | MISO | Industrial CHP | 1 |  | 5 | 0.9 | 0.9 | Natural Gas Steam Turbine | NG | ST | 2019 |  |  | (OP) Operating | [8 empty] | 42.3284 | -93.6623 | 0 | 0 | #DIV/0! | 0%
| MN8 Energy LLC | 63413 | LTMUA | NJ | Cape May | PJM | IPP Non-CHP | 1 |  | 1 | 1 | 1 | Solar Photovoltaic | SUN | PV | 2012 |  |  | (OP) Operating |  | 1.3 | [6 empty] | 39.0078 | -74.9356 | 0 | 0 | #DIV/0! | 0%
| Tulare Solar Center, LLC | 64909 | Luciana | CA | Tulare | CISO | IPP Non-CHP | TSC |  | 55.8 | 55.8 | 55.8 | Solar Photovoltaic | SUN | PV | 2022 | 4 | 2057 | (OP) Operating |  | 72.5 | [6 empty] | 35.8237 | -119.0623 | 0 | 0 | #DIV/0! | 0%
| Boise-Kuna Irrigation District | 10014 | Lucky Peak Power Plant Project | ID | Ada | IPCO | IPP Non-CHP | U131 |  | 101.2 | 83 | 48.7 | Conventional Hydroelectric | WAT | HY | 1988 |  |  | (OP) Operating | [8 empty] | 43.528 | -116.0583 | 0 | 0 | #DIV/0! | 0%
| Lucky Wind, LLC (Longroad) | 56412 | Lucky Wind | MN | Pipestone | MISO | IPP Non-CHP | 1 |  | 1.7 | 1.7 | 1.7 | Onshore Wind Turbine | WND | WT | 2004 |  |  | (OP) Operating | [8 empty] | 44.0211 | -96.4406 | 0 | 0 | #DIV/0! | 0%
| North Carolina El Member Corp | 64514 | Ludie Brown Solar Energy Storage | NC | Duplin | CPLE | Electric Utility | BAT1 |  | 4.5 | 4.5 | 4.5 | Batteries | MWH | BA | 2022 |  |  | (OP) Operating | 2.5 | [7 empty] | 34.831 | -77.77 | 0 | 0 | #DIV/0! | 0%
| Consumers Energy Co - (MI) | 1713 | Ludington | MI | Mason | MISO | Electric Utility | 1 |  | 1978.8 | 2179.8 | 2182.2 | Hydroelectric Pumped Storage | WAT | PS | 1973 |  |  | (OP) Operating | [8 empty] | 43.8942 | -86.4447 | 0 | 0 | #DIV/0! | 0%
| CleanCapital Holdings | 59135 | Ludlow Landfill | MA | Hampden | ISNE | IPP Non-CHP | 57449 |  | 2.3 | 2.3 | 2.3 | Solar Photovoltaic | SUN | PV | 2013 |  |  | (OP) Operating |  | 2.6 | [6 empty] | 42.1822 | -72.5075 | 0 | 0 | #DIV/0! | 0%
| NSTAR Electric Company | 62097 | Ludlow Site 72 - Conti | MA | Hampden | ISNE | Electric Utility | LG390 |  | 1.9 | 1.9 | 1.9 | Solar Photovoltaic | SUN | PV | 2018 |  |  | (OP) Operating |  | 2.1 | [6 empty] | 42.1646 | -72.4463 | 0 | 0 | #DIV/0! | 0%
| HEN Infrastructure, L.L.C. | 66789 | Lufkin South BESS | TX | Angelina | ERCO | IPP Non-CHP | LUFKS |  | 9.9 | 9.9 | 9.9 | Batteries | MWH | BA | 2024 |  |  | (OP) Operating | 9.9 | [7 empty] | 31.292 | -94.7242 | 0 | 0 | #DIV/0! | 0%
| Arizona Public Service Co | 57324 | Luke Solar | AZ | Maricopa | AZPS | Electric Utility | PV1 |  | 11.2 | 11.2 | 11.2 | Solar Photovoltaic | SUN | PV | 2015 |  |  | (OP) Operating |  | 15.6 | [6 empty] | 33.5261 | -112.3794 | 0 | 0 | #DIV/0! | 0%
| Lukuc B Community Solar LLC | 64466 | Lukuc B Community Solar LLC CSG | IL | Williamson | MISO | IPP Non-CHP | LUKC |  | 2 | 2 | 2 | Solar Photovoltaic | SUN | PV | 2021 |  |  | (OP) Operating |  | 2.9 | [6 empty] | 37.8362 | -89.0424 | 0 | 0 | #DIV/0! | 0%
| POET Biorefining - Leipsic, LLC | 63927 | POET Biorefining - Leipsic, LLC | OH | Putnam | PJM | Industrial CHP | 1 |  | 3.5 | 3.5 | 3.5 | Natural Gas Steam Turbine | NG | ST | 2017 |  |  | (OP) Operating | [8 empty] | 41.1206 | -83.9706 | 0 | 0 | #DIV/0! | 0%
| IP Lumina II, LLC | 65644 | Lumina II Solar Project | TX | Scurry | ERCO | IPP Non-CHP | LUMII |  | 326.6 | 321 | 321 | Solar Photovoltaic | SUN | PV | 2024 |  |  | (OP) Operating |  | 412.9 | [6 empty] | 32.8835 | -100.7464 | 0 | 0 | #DIV/0! | 0%
| IP Lumina, LLC | 65645 | Lumina Solar Project | TX | Scurry | ERCO | IPP Non-CHP | LUMIN |  | 326.6 | 320 | 320 | Solar Photovoltaic | SUN | PV | 2024 |  |  | (OP) Operating |  | 415.2 | [6 empty] | 32.9011 | -100.9827 | 0 | 0 | #DIV/0! | 0%
| POET Biorefining - Marion, LLC | 63829 | POET Biorefining - Marion, LLC | OH | Marion | PJM | Industrial CHP | 1 |  | 7.8 | 7.8 | 7.8 | Natural Gas Steam Turbine | NG | ST | 2017 |  |  | (OP) Operating | [8 empty] | 40.622 | -83.157 | 0 | 0 | #DIV/0! | 0%
| AES Distributed Energy | 63685 | Luna Storage | CA | Los Angeles | CISO | IPP Non-CHP | LUNA |  | 100 | 100 | 100 | Batteries | MWH | BA | 2022 |  |  | (OP) Operating | 400 | [7 empty] | 34.6833 | -118.3053 | 0 | 0 | #DIV/0! | 0%
| Avangrid Power LLC | 63509 | Lund Hill Solar | WA | Klickitat | AVRN | IPP Non-CHP | LHS1 |  | 150 | 150 | 150 | Solar Photovoltaic | SUN | PV | 2022 |  |  | (OP) Operating |  | 194 | [6 empty] | 45.888 | -120.355 | 0 | 0 | #DIV/0! | 0%
| MidAmerican Energy Co | 58884 | Lundgren Wind Project | IA | Webster | MISO | Electric Utility | LGWF |  | 251 | 250 | 250 | Onshore Wind Turbine | WND | WT | 2014 |  |  | (OP) Operating | [8 empty] | 42.3347 | -94.1708 | 0 | 0 | #DIV/0! | 0%
| Southern California Edison Co | 342 | Lundy | CA | Mono | CISO | Electric Utility | 1 |  | 3 | 3 | 3 | Conventional Hydroelectric | WAT | HY | 1911.5 |  |  | (OP) Operating | [8 empty] | 38.0427 | -119.172 | 0 | 0 | #DIV/0! | 0%
| Liberty Utilities (CalPeco Electric) LLC | 61084 | Luning Energy | NV | Mineral | NEVP | Electric Utility | LNING |  | 50 | 50 | 50 | Solar Photovoltaic | SUN | PV | 2017 |  |  | (OP) Operating |  | 54.5 | [6 empty] | 38.5469 | -118.1916 | 0 | 0 | #DIV/0! | 0%
| Eagle Creek Renewable Energy, LLC | 3789 | Luray Hydro Station | VA | Page | PJM | IPP Non-CHP | 1 |  | 1.6 | 1.1 | 1.6 | Conventional Hydroelectric | WAT | HY | 1927 |  |  | (OP) Operating | [8 empty] | 38.6767 | -78.4989 | 0 | 0 | #DIV/0! | 0%
| Luther College Wind Energy Project LLC | 58407 | Luther College Wind Project | IA | Winneshiek | MISO | IPP Non-CHP | WTG01 |  | 1.6 | 1.6 | 1.6 | Onshore Wind Turbine | WND | WT | 2011 |  |  | (OP) Operating | [8 empty] | 43.3269 | -91.8108 | 0 | 0 | #DIV/0! | 0%
| POET Biorefining - North Manchester, LLC | 63852 | POET Biorefining - North Manchester, LLC | IN | Wabash | MISO | Industrial CHP | K745 |  | 3.9 | 3.9 | 3.9 | Natural Gas Steam Turbine | NG | ST | 2017 |  |  | (OP) Operating | [8 empty] | 40.942 | -85.8036 | 0 | 0 | #DIV/0! | 0%
| Otter Tail Power Co | 57031 | Luverne Wind Energy Center | ND | Steele | MISO | Electric Utility | 1 |  | 49.5 | 49.5 | 49.5 | Onshore Wind Turbine | WND | WT | 2009 |  |  | (OP) Operating | [8 empty] | 47.3272 | -97.8975 | 0 | 0 | #DIV/0! | 0%
| Cypress Creek Renewables | 61284 | Lux Solar, LLC | NC | Cleveland | DUK | IPP Non-CHP | GEN1 |  | 2 | 2 | 2 | Solar Photovoltaic | SUN | PV | 2016 |  |  | (OP) Operating |  | 2.8 | [6 empty] | 35.2411 | -81.4294 | 0 | 0 | #DIV/0! | 0%
| Luz Solar | 62236 | Luz Solar | SC | Darlington | CPLE | IPP Non-CHP | 50 |  | 1.1 | 1.1 | 1.1 | Solar Photovoltaic | SUN | PV | 2024 |  |  | (OP) Operating |  | 1.78 | [6 empty] | 34.3702 | -80.0273 | 0 | 0 | #DIV/0! | 0%
| POET Biorefining - Portland | 63922 | POET Biorefining - Portland | IN | Jay | PJM | Industrial CHP | G-745 |  | 3.5 | 3.5 | 3.5 | Natural Gas Steam Turbine | NG | ST | 2017 |  |  | (OP) Operating | [8 empty] | 40.4145 | -85.0255 | 0 | 0 | #DIV/0! | 0%
| Excelsior Energy Capital | 63937 | Lyman Garden | MN | Dakota | MISO | IPP Non-CHP | CGS |  | 1 | 1 | 1 | Solar Photovoltaic | SUN | PV | 2020 |  |  | (OP) Operating |  | 1.3 | [6 empty] | 44.4764 | -93.1531 | 0 | 0 | #DIV/0! | 0%
| POET Biorefing- Shelbyville | 63921 | POET Biorefining - Shelbyville | IN | Shelby | MISO | Industrial CHP | 1 |  | 6.1 | 5.5 | 6.1 | Natural Gas Steam Turbine | NG | ST | 2020 |  |  | (OP) Operating | [8 empty] | 39.56 | -85.822 | 0 | 0 | #DIV/0! | 0%
| Northbrook Lyons Falls LLC | 56703 | Lyons Falls Hydroelectric | NY | Lewis | NYIS | IPP Non-CHP | 1 |  | 5.6 | 5.5 | 5.5 | Conventional Hydroelectric | WAT | HY | 1959.4 |  |  | (OP) Operating | [8 empty] | 43.6186 | -75.3586 | 0 | 0 | #DIV/0! | 0%
| Lyons Road Solar, LLC | 65347 | Lyons Road | MI | Shiawassee | MISO | IPP Non-CHP | LYON1 |  | 20 | 20 | 20 | Solar Photovoltaic | SUN | PV | 2022 |  |  | (OP) Operating |  | 28 | [6 empty] | 42.9658 | -84.1429 | 0 | 0 | #DIV/0! | 0%
| Lyons Solar, LLC | 66019 | Lyons Solar | PA | Berks | PJM | IPP Non-CHP | PA01 |  | 20 | 20 | 20 | Solar Photovoltaic | SUN | PV | 2023 |  |  | (OP) Operating |  | 24.6 | [6 empty] | 40.472 | -75.785 | 0 | 0 | #DIV/0! | 0%
| Eagle Creek Renewable Energy, LLC | 50652 | Lyonsdale Associates | NY | Lewis | NYIS | IPP Non-CHP | GEN1 |  | 3 | 3 | 3 | Conventional Hydroelectric | WAT | HY | 1984 |  |  | (OP) Operating | [8 empty] | 43.6189 | -75.3055 | 0 | 0 | #DIV/0! | 0%
| Lyra Community Solar | 61182 | Lyra Community Solar | MN | Le Sueur | MISO | IPP Non-CHP | RLCS1 |  | 3 | 2.7 | 2.7 | Solar Photovoltaic | SUN | PV | 2018 |  |  | (OP) Operating |  | 1.3 | [6 empty] | 44.2403 | -93.5858 | 0 | 0 | #DIV/0! | 0%
| POET Biorefining - Alexandria, LLC. | 63924 | POET Biorefining- Alexandria, LLC | IN | Madison | PJM | Industrial CHP | 1 |  | 3.6 | 3.6 | 3.6 | Natural Gas Steam Turbine | NG | ST | 2008 |  |  | (OP) Operating | [8 empty] | 40.2943 | -85.6544 | 0 | 0 | #DIV/0! | 0%
| POET Biorefining Lake Crystal | 58197 | POET Biorefining Lake Crystal | MN | Blue Earth | MISO | Industrial CHP | 1 |  | 7 | 7 | 7 | Petroleum Liquids | DFO | IC | 2005 |  |  | (OP) Operating | [8 empty] | 44.0933 | -94.2767 | 0 | 0 | #DIV/0! | 0%
| U.S. General Services Administration | 58178 | M. G. Emmett J. Bean Federal Center | IN | Marion | MISO | IPP Non-CHP | 1 |  | 1.9 | 1.5 | 1.2 | Solar Photovoltaic | SUN | PV | 2011 |  |  | (OP) Operating |  | 2 | [6 empty] | 39.8531 | -86.0144 | 0 | 0 | #DIV/0! | 0%
| Heritage Sustainable Energy. LLC | 63660 | M72 West Solar | MI | Leelanau | MISO | IPP Non-CHP | M72W |  | 1.8 | 1.8 | 1.8 | Solar Photovoltaic | SUN | PV | 2019 |  |  | (OP) Operating |  | 2.2 | [6 empty] | 44.7768 | -85.7014 | 0 | 0 | #DIV/0! | 0%
| CD US Solar MT 2 LLC | 58451 | Ma | CA | Los Angeles | CISO | IPP Non-CHP | 1 |  | 1.5 | 1.5 | 1.5 | Solar Photovoltaic | SUN | PV | 2013 |  |  | (OP) Operating |  | 2 | [6 empty] | 34.6953 | -118.0625 | 0 | 0 | #DIV/0! | 0%
| Catalyze Blackstone 83 Federal Street Microgrid, LLC | 66474 | MA Blackstone | MA | Worcester | ISNE | IPP Non-CHP | 18170 |  | 7.2 | 7.2 | 7.2 | Solar Photovoltaic | SUN | PV | 2022 |  |  | (OP) Operating |  | 6.2 | [6 empty] | 42.0265 | -71.5285 | 0 | 0 | #DIV/0! | 0%
| MA CS Uxbridge, LLC | 65362 | MA CS Uxbridge Community Solar | MA | Worcester | ISNE | IPP Non-CHP | UXBRD |  | 4 | 4 | 4 | Solar Photovoltaic | SUN | PV | 2023 |  |  | (OP) Operating |  | 4.8 | [6 empty] | 42.071 | -71.6232 | 0 | 0 | #DIV/0! | 0%
| Air Force Civil Engineer Center | 57253 | MA Military Reservation Wind Project | MA | Barnstable | ISNE | IPP Non-CHP | 1 |  | 4.5 | 4.5 | 4.5 | Onshore Wind Turbine | WND | WT | 2010.3333 |  |  | (OP) Operating | [8 empty] | 41.6647 | -70.5942 | 0 | 0 | #DIV/0! | 0%
| Origis Energy USA, Inc | 61730 | MA Solar Storage 1 Hybrid | MA | Worcester | ISNE | IPP Non-CHP | 61730 |  | 2.1 | 2.1 | 2.1 | Batteries | MWH | BA | 2018 |  |  | (OP) Operating | 2 | [7 empty] | 42.4507 | -71.7426 | 0 | 0 | #DIV/0! | 0%
| POET Biorefining LLC - Corning | 63919 | POET Biorefining LLC - Corning | IA | Adams | MISO | Industrial CHP | 1 |  | 5 | 5 | 5 | Natural Gas Steam Turbine | NG | ST | 2018 |  |  | (OP) Operating | [8 empty] | 40.9662 | -94.7957 | 0 | 0 | #DIV/0! | 0%
| POET Biorefining-Hanlontown, LLC | 63832 | POET Biorefining-Hanlontown, LLC | IA | Worth | MISO | Industrial CHP | 1 |  | 4 | 4 | 4 | Natural Gas Steam Turbine | NG | ST | 2019 |  |  | (OP) Operating | [8 empty] | 43.2924 | -93.3928 | 0 | 0 | #DIV/0! | 0%
| Macbeth Solar, LLC | 65346 | Macbeth Solar | MI | Muskegon | MISO | IPP Non-CHP | MCB20 |  | 20 | 20 | 20 | Solar Photovoltaic | SUN | PV | 2022 |  |  | (OP) Operating |  | 28 | [6 empty] | 43.437 | -86.353 | 0 | 0 | #DIV/0! | 0%
| Solar Planet Power | 63407 | Macedon | NY | Wayne | NYIS | IPP Non-CHP | 101 |  | 2 | 2 | 2 | Solar Photovoltaic | SUN | PV | 2019 |  |  | (OP) Operating |  | 2.9 | [6 empty] | 43.0586 | -77.346 | 0 | 0 | #DIV/0! | 0%
| Solar DG IL 1 LLC | 68467 | Machesney Park | IL | Winnebago | PJM | IPP Non-CHP | PV1 |  | 1.7 | 1.7 | 1.7 | Solar Photovoltaic | SUN | PV | 2024 |  |  | (OP) Operating |  | 2.3 | [6 empty] | 42.376 | -89.003 | 0 | 0 | #DIV/0! | 0%
| Southern Power Co | 59010 | Macho Springs | NM | Luna | EPE | IPP Non-CHP | MSS1 |  | 55 | 52.2 | 52.2 | Solar Photovoltaic | SUN | PV | 2014 |  |  | (OP) Operating |  | 64.6 | [6 empty] | 32.57 | -107.48 | 0 | 0 | #DIV/0! | 0%
| Capital Power Corporation | 57947 | Macho Springs Power I | NM | Luna | EPE | IPP Non-CHP | GEN |  | 50.4 | 50.4 | 50.4 | Onshore Wind Turbine | WND | WT | 2011 |  |  | (OP) Operating | [8 empty] | 32.5543 | -107.5093 | 0 | 0 | #DIV/0! | 0%
| Ecos Energy LLC | 65352 | MacKinnon Solar | VT | Rutland | ISNE | IPP Non-CHP | MACKN |  | 2.2 | 2.2 | 2.2 | Solar Photovoltaic | SUN | PV | 2021 |  |  | (OP) Operating |  | 3.2 | [6 empty] | 43.5786 | -72.9573 | 0 | 0 | #DIV/0! | 0%
| MidAmerican Energy Co | 58885 | Macksburg Wind Project | IA | Madison | MISO | Electric Utility | MBWF |  | 119.6 | 119.6 | 119.6 | Onshore Wind Turbine | WND | WT | 2014 |  |  | (OP) Operating | [8 empty] | 41.2092 | -94.1036 | 0 | 0 | #DIV/0! | 0%
| Los Angeles Department of Water & Power | 57308 | Maclay Solar Project | CA | Los Angeles | LDWP | Electric Utility | 1 |  | 2 | 1.8 | 1.1 | Solar Photovoltaic | SUN | PV | 2017 |  |  | (OP) Operating |  | 2.2 | [6 empty] | 34.3197 | -118.4308 | 0 | 0 | #DIV/0! | 0%
| Erie Boulevard Hydropower LP | 2583 | Macomb | NY | Franklin | NYIS | IPP Non-CHP | 1 |  | 1 | 0.8 | 0.8 | Conventional Hydroelectric | WAT | HY | 1940 |  |  | (OP) Operating | [8 empty] | 44.8773 | -74.3063 | 0 | 0 | #DIV/0! | 0%
| SoCore Energy LLC | 67806 | Macomb 2A | IL | McDonough | MISO | IPP Non-CHP | PV1 |  | 2 | 2 | 2 | Solar Photovoltaic | SUN | PV | 2024 |  |  | (OP) Operating |  | 2.4 | [6 empty] | 40.454 | -90.688 | 0 | 0 | #DIV/0! | 0%
| Old Dominion Electric Coop | 7940 | Ponton Diesel Generating Facility | VA | Amelia | PJM | Electric Utility | 1 |  | 4 | 4 | 4 | Petroleum Liquids | DFO | IC | 2002 |  |  | (SB) Standby/Backup: available for service but not normally used | [8 empty] | 37.2953 | -77.9862 | 0 | 0 | #DIV/0! | 0%
| Placid Refining Co LLC | 50389 | Port Allen (LA) | LA | West Baton Rouge | MISO | Industrial CHP | GEN1 |  | 7.6 | 7 | 7 | Natural Gas Fired Combustion Turbine | NG | GT | 1990 |  |  | (OP) Operating | [8 empty] | 30.477 | -91.211 | 0 | 0 | #DIV/0! | 0%
| Missouri Jnt Muni.Pwr Elec. Ut. Comm. | 59729 | Macon Solar Power Project | MO | Macon | SWPP | IPP Non-CHP | MSF1 |  | 2.8 | 2.8 | 2.8 | Solar Photovoltaic | SUN | PV | 2015 |  |  | (OP) Operating |  | 3.2 | [6 empty] | 39.76 | -92.46 | 0 | 0 | #DIV/0! | 0%
| Macys Corporate Services, Inc | 57673 | Macys Goodyear | AZ | Maricopa | AZPS | Commercial Non-CHP | 1 |  | 3.1 | 3.1 | 3.1 | Solar Photovoltaic | SUN | PV | 2010 | 12 | 2035 | (OP) Operating |  | 3.5 | [6 empty] | 33.4091 | -112.4146 | 0 | 0 | #DIV/0! | 0%
| Northstar Macy's Maryland 2015, LLC | 62323 | Macy's MD Joppa Solar Project | MD | Harford | PJM | Commercial Non-CHP | MMDJ |  | 1.8 | 1.8 | 1.8 | Solar Photovoltaic | SUN | PV | 2016 |  |  | (OP) Operating |  | 2.3 | [6 empty] | 39.4475 | -76.3209 | 0 | 0 | #DIV/0! | 0%
| SoCore Energy LLC | 67807 | Madawaska Solar | ME | Aroostook | ISNE | IPP Non-CHP | PV1 |  | 4 | 4 | 4 | Solar Photovoltaic | SUN | PV | 2024 |  |  | (OP) Operating |  | 4.9 | [6 empty] | 47.343 | -68.239 | 0 | 0 | #DIV/0! | 0%
| Port Charlotte Energy LLC | 59240 | Port Charlotte Energy LLC | FL | Charlotte | FPL | IPP Non-CHP | G1 |  | 3 | 2.8 | 2.8 | Landfill Gas | LFG | IC | 2011 |  |  | (OP) Operating | [8 empty] | 26.7908 | -81.9653 | 0 | 0 | #DIV/0! | 0%
| Kodiak Electric Assn Inc | 6282 | Port Lions Microgrid | AK | Kodiak Island |  | Electric Utility | 5 |  | 0.5 | 0.5 | 0.5 | Petroleum Liquids | DFO | IC | 2017 |  |  | (OP) Operating | [8 empty] | 57.8648 | -152.8554 | 0 | 0 | #DIV/0! | 0%
| CD US Solar PO 3, LLC | 59409 | Madelyn Solar, LLC | CA | San Bernardino | CISO | IPP Non-CHP | SNL17 |  | 1 | 1 | 1 | Solar Photovoltaic | SUN | PV | 2014 |  |  | (OP) Operating |  | 1.3 | [6 empty] | 34.7683 | -117.3236 | 0 | 0 | #DIV/0! | 0%
| ZGlobal Inc | 61421 | Madera 1 PV | CA | Madera | CISO | IPP Non-CHP | MDRA1 |  | 1.5 | 1.5 | 1.5 | Solar Photovoltaic | SUN | PV | 2017 |  |  | (OP) Operating |  | 2.1 | [6 empty] | 37.0565 | -120.167 | 0 | 0 | #DIV/0! | 0%
| CleanCapital Holdings | 58522 | Madera Community Hospital | CA | Madera | CISO | IPP Non-CHP | 1 |  | 1 | 1 | 1 | Solar Photovoltaic | SUN | PV | 2011 |  |  | (OP) Operating |  | 1.1 | [6 empty] | 36.9411 | -120.0467 | 0 | 0 | #DIV/0! | 0%
| Madero Grid, LLC | 63757 | Madero Grid | TX | Hidalgo | ERCO | IPP Non-CHP | MAD01 |  | 100 | 100 | 100 | Batteries | MWH | BA | 2023 | 6 | 2042 | (OP) Operating | 100 | [7 empty] | 26.1698 | -98.3298 | 0 | 0 | #DIV/0! | 0%
| MA CS Dighton, LLC | 65646 | MA-Dighton-A | MA | Bristol | ISNE | IPP Non-CHP | MADIG |  | 3.8 | 3.8 | 3.8 | Solar Photovoltaic | SUN | PV | 2024 |  |  | (OP) Operating |  | 4.4 | [6 empty] | 41.8338 | -71.1601 | 0 | 0 | #DIV/0! | 0%
| Port Townsend Paper Co | 50544 | Port Townsend Paper | WA | Jefferson | BPAT | Industrial CHP | GEN6 |  | 7.9 | 7.8 | 7.8 | Wood/Wood Waste Biomass | BLQ | ST | 1984 |  |  | (OP) Operating | [8 empty] | 48.0931 | -122.7958 | 0 | 0 | #DIV/0! | 0%
| Agilitas Energy, Inc. | 64764 | Madison BTM | ME | Somerset | ISNE | IPP Non-CHP | MBTM |  | 1.5 | 1.5 | 1.5 | Batteries | MWH | BA | 2020 |  |  | (OP) Operating | 3.1 | [7 empty] | 44.804 | -69.841 | 0 | 0 | #DIV/0! | 0%
| AEP Onsite Partners, LLC | 61725 | Madison County | NY | Madison | NYIS | IPP Non-CHP | PV1 |  | 1.8 | 1.8 | 1.8 | Solar Photovoltaic | SUN | PV | 2017 |  |  | (OP) Operating |  | 2.4 | [6 empty] | 43.0283 | -75.701 | 0 | 0 | #DIV/0! | 0%
| NorthWestern Energy (MT Hydro) | 6422 | Madison Dam | MT | Madison | NWMT | Electric Utility | MAD5 |  | 16.4 | 16.4 | 16.4 | Conventional Hydroelectric | WAT | HY | 2021.5 |  |  | (OP) Operating | [8 empty] | 45.4879 | -111.6338 | 0 | 0 | #DIV/0! | 0%
| Agilitas Energy, Inc. | 64765 | Madison ESS | ME | Somerset | ISNE | IPP Non-CHP | MESS |  | 4.9 | 4.9 | 4.9 | Batteries | MWH | BA | 2019 |  |  | (OP) Operating | 10 | [7 empty] | 44.793 | -69.876 | 0 | 0 | #DIV/0! | 0%
| Madison Fields Solar Project, LLC | 66198 | Madison Fields Solar Project, LLC | OH | Madison | PJM | IPP Non-CHP | USMDF |  | 180 | 180 | 180 | Solar Photovoltaic | SUN | PV | 2024 |  |  | (OP) Operating |  | 234 | [6 empty] | 40.0971 | -83.4687 | 0 | 0 | #DIV/0! | 0%
| Ecos Energy LLC | 64218 | Madison Solar | CT | Tolland | ISNE | IPP Non-CHP | MADIS |  | 1 | 1 | 1 | Solar Photovoltaic | SUN | PV | 2021 |  |  | (OP) Operating |  | 1.2 | [6 empty] | 42.0305 | -72.504 | 0 | 0 | #DIV/0! | 0%
| AES Clean Energy | 66316 | Madison Solar | VA | Orange | PJM | IPP Non-CHP | MDSO |  | 62.5 | 62.5 | 62.5 | Solar Photovoltaic | SUN | PV | 2024 |  |  | (OP) Operating |  | 75.7 | [6 empty] | 38.2878 | -77.8401 | 0 | 0 | #DIV/0! | 0%
| Tillamook BioGas, LLC Digester | 58591 | POTB Digester | OR | Tillamook | BPAT | IPP CHP | GEN1 |  | 1 | 1 | 1 | Other Waste Biomass | OBG | IC | 2013 |  |  | (OP) Operating | [8 empty] | 45.4144 | -123.8042 | 0 | 0 | #DIV/0! | 0%
| Madison Windpower LLC | 55769 | Madison Windpower LLC | NY | Madison | NYIS | IPP Non-CHP | MADW |  | 11.5 | 11.5 | 11.5 | Onshore Wind Turbine | WND | WT | 2000 |  |  | (OP) Operating | [8 empty] | 42.8947 | -75.4517 | 0 | 0 | #DIV/0! | 0%
| Magdaline Solar, LLC | 65782 | Magdaline Solar, LLC | SC | Lee | CPLE | IPP Non-CHP | MAG |  | 2 | 2 | 2 | Solar Photovoltaic | SUN | PV | 2023 |  |  | (OP) Operating |  | 2.7 | [6 empty] | 34.1278 | -80.1499 | 0 | 0 | #DIV/0! | 0%
| Wood Hydro, LLC | 10740 | Magic Dam Hydroelectric Project | ID | Blaine | IPCO | IPP Non-CHP | GEN1 |  | 9 | 8.7 | 8.4 | Conventional Hydroelectric | WAT | HY | 1989 |  |  | (OP) Operating | [8 empty] | 43.2547 | -114.3569 | 0 | 0 | #DIV/0! | 0%
| Potrero Hills Energy Producers, LLC | 59952 | Potrero Hills Energy Producers | CA | Solano | CISO | IPP Non-CHP | 1 |  | 8 | 8 | 8 | Landfill Gas | LFG | IC | 2016 |  |  | (OP) Operating | [8 empty] | 38.217 | -121.9795 | 0 | 0 | #DIV/0! | 0%
| Big Sky Wind, LLC | 57802 | Magic Valley Wind Farm I LLC | TX | Willacy | ERCO | IPP Non-CHP | MV1 |  | 203 | 203 | 203 | Onshore Wind Turbine | WND | WT | 2012 |  |  | (OP) Operating | [8 empty] | 26.4753 | -97.6911 | 0 | 0 | #DIV/0! | 0%
| East Bay Municipal Util Dist | 57696 | Power Generation Station (PGS) 2 | CA | Alameda | CISO | Commercial CHP | 1 |  | 4.6 | 3.8 | 3.8 | Other Waste Biomass | OBG | GT | 2011 |  |  | (OP) Operating | [8 empty] | 37.8258 | -122.2961 | 0 | 0 | #DIV/0! | 0%
| PPG Monroeville Chemicals Center | 58047 | PPG Monroeville Chemicals Center | PA | Allegheny | PJM | Industrial Non-CHP | 2 |  | 1.1 | 1.1 | 1.1 | Petroleum Liquids | DFO | IC | 1999 |  |  | (SB) Standby/Backup: available for service but not normally used | [8 empty] | 40.4422 | -79.7311 | 0 | 0 | #DIV/0! | 0%
| Westlake 2 US LLC | 50490 | PPG Plant C Caustic | LA | Calcasieu | MISO | Industrial CHP | TE |  | 3.4 | 2.7 | 2.7 | Natural Gas Steam Turbine | NG | ST | 1986 |  |  | (OP) Operating | [8 empty] | 30.2264 | -93.2938 | 0 | 0 | #DIV/0! | 0%
| Tampa Electric Co | 64657 | Magnolia Solar | FL | Polk | TEC | Electric Utility | 1 |  | 74.5 | 74.5 | 74.5 | Solar Photovoltaic | SUN | PV | 2021 |  |  | (OP) Operating |  | 87.7 | [6 empty] | 27.9177 | -82.0487 | 0 | 0 | #DIV/0! | 0%
| Florida Power & Light Co | 62915 | Magnolia Springs Solar Center | FL | Clay | FPL | Electric Utility | 1 |  | 74.5 | 74.5 | 74.5 | Solar Photovoltaic | SUN | PV | 2021 |  |  | (OP) Operating |  | 108.3 | [6 empty] | 29.8986 | -81.6933 | 0 | 0 | #DIV/0! | 0%
| Engie North America | 64298 | Magnolia TX | TX | Galveston | ERCO | IPP Non-CHP | MANGO |  | 9.9 | 9.9 | 9.9 | Batteries | MWH | BA | 2020 |  |  | (OP) Operating | 9.9 | [7 empty] | 29.4883 | -95.1339 | 0 | 0 | #DIV/0! | 0%
| Adapture Renewables, Inc. | 61337 | Magpie Solar, LLC | MT | Golden Valley | NWMT | IPP Non-CHP | MSMT |  | 3 | 3 | 3 | Solar Photovoltaic | SUN | PV | 2017 |  |  | (OP) Operating |  | 4.1 | [6 empty] | 46.2914 | -108.9379 | 0 | 0 | #DIV/0! | 0%
| Greenbacker Renewable Energy Corporation | 66750 | Mahany | NY | Steuben | NYIS | IPP Non-CHP | 782 |  | 3 | 3 | 3 | Solar Photovoltaic | SUN | PV | 2025 |  |  | (OP) Operating | [8 empty] | 42.4699 | -77.6954 | 0 | 0 | #DIV/0! | 0%
| WM Renewable Energy LLC | 57408 | Prairie Bluff | MS | Chickasaw | SOCO | IPP Non-CHP | GEN1 |  | 1.6 | 1.6 | 1.6 | Landfill Gas | LFG | IC | 2012 |  |  | (OP) Operating | [8 empty] | 33.9544 | -88.9925 | 0 | 0 | #DIV/0! | 0%
| Eagle Creek Renewable Energy, LLC | 58685 | Mahoning Creek Hydroelectric Project | PA | Armstrong | PJM | IPP Non-CHP | 8107 |  | 6 | 6.7 | 6.7 | Conventional Hydroelectric | WAT | HY | 2013 |  |  | (OP) Operating | [8 empty] | 40.9211 | -79.2817 | 0 | 0 | #DIV/0! | 0%
| Prairie Horizon Agri Energy LLC | 58183 | Prairie Horizon Agri Energy | KS | Phillips | SWPP | Industrial CHP | T5741 |  | 1.7 | 0.7 | 0.7 | Natural Gas Steam Turbine | NG | ST | 2006 |  |  | (OP) Operating | [8 empty] | 39.7611 | -99.3058 | 0 | 0 | #DIV/0! | 0%
| Duke Energy Carolinas, LLC | 62668 | Maiden Creek Solar Power Plant | NC | Catawba | DUK | Electric Utility | PV1 |  | 69.3 | 69.3 | 69.3 | Solar Photovoltaic | SUN | PV | 2021 |  |  | (OP) Operating |  | 102.7 | [6 empty] | 35.593 | -81.167 | 0 | 0 | #DIV/0! | 0%
| Wabash Valley Power Assn, Inc | 54926 | Prairie View I & II LFGTE | IN | St Joseph | MISO | Electric Utility | I-1 |  | 6.4 | 6.4 | 6.4 | Natural Gas Internal Combustion Engine | NG | IC | 2000.5 |  |  | (OP) Operating | [8 empty] | 41.4936 | -86.1658 | 0 | 0 | #DIV/0! | 0%
| Columbia Basin Hydropower | 56698 | Main Canal Headworks | WA | Grant | AVA | Electric Utility | 1 |  | 26.8 | 26.8 | 0 | Conventional Hydroelectric | WAT | HY | 1987 |  |  | (OP) Operating | [8 empty] | 47.6164 | -119.2992 | 0 | 0 | #DIV/0! | 0%
| AES Distributed Energy | 64717 | Main Rd Community Solar | NY | Erie | ISNE | IPP Non-CHP | MAINR |  | 5 | 5 | 5 | Solar Photovoltaic | SUN | PV | 2022 |  |  | (OP) Operating |  | 6.4 | [6 empty] | 42.9976 | -78.5047 | 0 | 0 | #DIV/0! | 0%
| City of Pratt- (KS) | 1317 | Pratt | KS | Pratt | SWPP | Electric Utility | 5 |  | 15.5 | 14.5 | 14.5 | Natural Gas Steam Turbine | NG | ST | 1961.5 |  |  | (OP) Operating | [8 empty] | 37.6359 | -98.7433 | 0 | 0 | #DIV/0! | 0%
| Greenbacker Renewable Energy Corporation | 59682 | Main Street Solar Project | VT | Rutland | ISNE | IPP Non-CHP | MS258 |  | 1.5 | 1.5 | 1.5 | Solar Photovoltaic | SUN | PV | 2014 |  |  | (OP) Operating |  | 2 | [6 empty] | 43.6264 | -72.9756 | 0 | 0 | #DIV/0! | 0%
| City of Pratt- (KS) | 7447 | Pratt 2 | KS | Pratt | SWPP | Electric Utility | IC2 |  | 16 | 15.2 | 15.2 | Natural Gas Internal Combustion Engine | NG | IC | 1999 |  |  | (OP) Operating | [8 empty] | 37.6356 | -98.745 | 0 | 0 | #DIV/0! | 0%
| Wyman Hill Solar, LLC | 67402 | Mainely Solar (Wyman Hill Solar LLC) | ME | Oxford | ISNE | IPP Non-CHP | P5815 |  | 4 | 4 | 4 | Solar Photovoltaic | SUN | PV | 2022 |  |  | (OP) Operating |  | 5.2 | [6 empty] | 44.5177 | -70.5178 | 0 | 0 | #DIV/0! | 0%
| HEN Infrastructure, L.L.C. | 67494 | Mainland | TX | Galveston | ERCO | IPP Non-CHP | MLNDB |  | 9.9 | 9.9 | 9.9 | Batteries | MWH | BA | 2024 |  |  | (OP) Operating | 9.9 | [7 empty] | 29.3952 | -95.0408 | 0 | 0 | #DIV/0! | 0%
| Mountain Air Projects, LLC | 57429 | Mainline Windfarm | ID | Elmore | IPCO | IPP Non-CHP | 1 |  | 23 | 23 | 23 | Onshore Wind Turbine | WND | WT | 2012 |  |  | (OP) Operating | [8 empty] | 43.0483 | -115.4129 | 0 | 0 | #DIV/0! | 0%
| Today's Power, Inc. | 68698 | Maize | KS | Sedgwick | SWPP | Electric Utility | MAIZE |  | 1 | 1 | 1 | Solar Photovoltaic | SUN | PV | 2021 |  |  | (OP) Operating |  | 1.4 | [6 empty] | 37.7653 | -97.5076 | 0 | 0 | #DIV/0! | 0%
| NextEra Energy Majestic Wind | 56648 | Majestic 1 Wind Farm | TX | Carson | SWPP | IPP Non-CHP | 1 |  | 79.5 | 79.5 | 79.5 | Onshore Wind Turbine | WND | WT | 2009 |  |  | (OP) Operating | [8 empty] | 35.3919 | -101.53 | 0 | 0 | #DIV/0! | 0%
| NextEra Energy Majestic Wind | 58363 | Majestic II Wind | TX | Carson | SWPP | IPP Non-CHP | WND1 |  | 79.6 | 79.6 | 79.6 | Onshore Wind Turbine | WND | WT | 2012 |  |  | (OP) Operating | [8 empty] | 35.386 | -101.5786 | 0 | 0 | #DIV/0! | 0%
| Generate ER-NG, LLC | 66596 | Praxair | TX | Brazoria | ERCO | IPP Non-CHP | PRAX1 | PRAX | 1.2 | 1.2 | 1.2 | Natural Gas Internal Combustion Engine | NG | IC | 2019 |  |  | (OP) Operating | [8 empty] | 29.0049 | -95.3884 | 0 | 0 | #DIV/0! | 0%
| PRC-Desoto Intl Corp./PPG | 58085 | PRC-Desoto Intl/PPG Aerospace | CA | Kern | CISO | Industrial Non-CHP | CATR1 |  | 1.5 | 1.5 | 1.5 | Petroleum Liquids | DFO | IC | 1999.5 |  |  | (SB) Standby/Backup: available for service but not normally used | [8 empty] | 34.9897 | -118.1506 | 0 | 0 | #DIV/0! | 0%
| Presence Health | 54886 | Presence Saint Mary of Nazareth Hospital | IL | Cook | PJM | Commercial Non-CHP | GEN1 |  | 5 | 5.1 | 5.1 | Natural Gas Internal Combustion Engine | NG | IC | 2008 |  |  | (SB) Standby/Backup: available for service but not normally used | [8 empty] | 41.9031 | -87.6831 | 0 | 0 | #DIV/0! | 0%
| City of Preston | 1176 | Preston (IA) | IA | Jackson | MISO | Electric Utility | 4 |  | 3.6 | 3.8 | 3.8 | Natural Gas Internal Combustion Engine | NG | IC | 2000 |  |  | (OP) Operating | [8 empty] | 42.0507 | -90.3942 | 0 | 0 | #DIV/0! | 0%
| County of Santa Clara (CA) | 62688 | Malech Solar Farm | CA | Santa Clara | CISO | IPP Non-CHP | MFARM |  | 3.1 | 3.1 | 2 | Solar Photovoltaic | SUN | PV | 2017 |  |  | (OP) Operating |  | 3.9 | [6 empty] | 37.2287 | -121.7386 | 0 | 0 | #DIV/0! | 0%
| Malmedal Garden LLC | 63453 | Malmedal Solar Garden | MN | Pope | MISO | IPP Non-CHP | CGS |  | 1 | 1 | 1 | Solar Photovoltaic | SUN | PV | 2019 |  |  | (OP) Operating |  | 1.3 | [6 empty] | 45.6574 | -95.5186 | 0 | 0 | #DIV/0! | 0%
| Helios NY I, LLC | 62785 | Malone Solar Site | NY | Franklin | NYIS | IPP Non-CHP | MALON |  | 1.1 | 1.1 | 1.1 | Solar Photovoltaic | SUN | PV | 2018 |  |  | (OP) Operating |  | 1.4 | [6 empty] | 44.8709 | -74.3072 | 0 | 0 | #DIV/0! | 0%
| Ormat Nevada Inc | 10480 | Mammoth G1 | CA | Mono | CISO | IPP Non-CHP | GEN1 |  | 10 | 6.6 | 10 | Geothermal | GEO | BT | 1984 |  |  | (OP) Operating | [8 empty] | 37.6451 | -118.9143 | 0 | 0 | #DIV/0! | 0%
| Ormat Nevada Inc | 10481 | Mammoth G2 | CA | Mono | CISO | IPP Non-CHP | 1 |  | 15 | 9.9 | 15 | Geothermal | GEO | BT | 1990 |  |  | (OP) Operating | [8 empty] | 37.6464 | -118.9092 | 0 | 0 | #DIV/0! | 0%
| Ormat Nevada Inc | 10479 | Mammoth G3 | CA | Mono | CISO | IPP Non-CHP | T101 |  | 15 | 9.9 | 15 | Geothermal | GEO | BT | 1990 |  |  | (OP) Operating | [8 empty] | 37.6455 | -118.9096 | 0 | 0 | #DIV/0! | 0%
| Mammoth North, LLC | 65957 | Mammoth North Solar | IN | Starke | PJM | IPP Non-CHP | GEN1 |  | 400 | 400 | 400 | Solar Photovoltaic | SUN | PV | 2024 |  |  | (OP) Operating |  | 482 | [6 empty] | 41.1993 | -86.6338 | 0 | 0 | #DIV/0! | 0%
| Mammoth Plains Wind Project | 59284 | Mammoth Plains | OK | Dewey | SWPP | IPP Non-CHP | GE1.7 |  | 199 | 199 | 199 | Onshore Wind Turbine | WND | WT | 2014 |  |  | (OP) Operating | [8 empty] | 35.9789 | -98.7103 | 0 | 0 | #DIV/0! | 0%
| Southern California Edison Co | 344 | Mammoth Pool | CA | Madera | CISO | Electric Utility | 1 |  | 190 | 190 | 190 | Conventional Hydroelectric | WAT | HY | 1960 |  |  | (OP) Operating | [8 empty] | 37.2203 | -119.338 | 0 | 0 | #DIV/0! | 0%
| NJR Clean Energy Ventures Corporation | 57661 | Manalapan Village Solar | NJ | Monmouth | PJM | IPP Non-CHP | MANVL |  | 3.5 | 3.5 | 3.5 | Solar Photovoltaic | SUN | PV | 2011 |  |  | (OP) Operating |  | 3.6 | [6 empty] | 40.2567 | -74.3497 | 0 | 0 | #DIV/0! | 0%
| Preston Public Utilities Comm | 2004 | Preston (MN) | MN | Fillmore | MISO | Electric Utility | 4 |  | 3.7 | 4.1 | 4.1 | Petroleum Liquids | DFO | IC | 1959 |  |  | (OP) Operating | [8 empty] | 43.6661 | -92.0831 | 0 | 0 | #DIV/0! | 0%
| Florida Power & Light Co | 60014 | Manatee Solar Energy Center | FL | Manatee | FPL | Electric Utility | 1 |  | 483.5 | 483.5 | 483.5 | Solar Photovoltaic | SUN | PV | 2018.5 |  |  | (OP) Operating |  | 114.7 | [6 empty] | 27.6075 | -82.3553 | 0 | 0 | #DIV/0! | 0%
| Onyx Asset Services Group | 62639 | Manchester Community College East | CT | Hartford | ISNE | IPP Non-CHP | 10307 |  | 1 | 1 | 1 | Solar Photovoltaic | SUN | PV | 2018 |  |  | (OP) Operating |  | 1.4 | [6 empty] | 41.7633 | -72.5571 | 0 | 0 | #DIV/0! | 0%
| Onyx Asset Services Group | 62640 | Manchester Community College North | CT | Hartford | ISNE | IPP Non-CHP | 10308 |  | 1 | 1 | 1 | Solar Photovoltaic | SUN | PV | 2018 |  |  | (OP) Operating |  | 1.4 | [6 empty] | 41.7636 | -72.5633 | 0 | 0 | #DIV/0! | 0%
| City of Franklin - (VA) | 55953 | Pretlow | VA | Southampton | PJM | Electric Utility | 1 |  | 3.2 | 3.2 | 3.2 | Petroleum Liquids | DFO | IC | 2001 |  |  | (OP) Operating | [8 empty] | 36.6592 | -76.9267 | 0 | 0 | #DIV/0! | 0%
| City of Primghar - (IA) | 1177 | Primghar | IA | O'Brien | MISO | Electric Utility | 6 |  | 2 | 2 | 2 | Petroleum Liquids | DFO | IC | 2024 |  |  | (SB) Standby/Backup: available for service but not normally used | [8 empty] | 43.0871 | -95.626 | 0 | 0 | #DIV/0! | 0%
| Princeton Public Utils Comm | 2005 | Princeton (MN) | MN | Mille Lacs | MISO | Electric Utility | 3 |  | 12.3 | 12.8 | 12.8 | Petroleum Liquids | DFO | IC | 1972.8 |  |  | (OP) Operating | [8 empty] | 45.5695 | -93.5872 | 0 | 0 | #DIV/0! | 0%
| Cox Enterprises | 66417 | Manheim New England | MA | Bristol | ISNE | Commercial Non-CHP | GRND |  | 2.5 | 2.5 | 2.5 | Solar Photovoltaic | SUN | PV | 2012 |  |  | (OP) Operating |  | 3 | [6 empty] | 41.8781 | -71.1635 | 0 | 0 | #DIV/0! | 0%
| Cox Enterprises | 63229 | Manheim New Jersey | NJ | Burlington | PJM | Commercial Non-CHP | NJSGR |  | 2.2 | 2.2 | 2.2 | Solar Photovoltaic | SUN | PV | 2011 |  |  | (OP) Operating |  | 1 | [6 empty] | 40.1136 | -74.7063 | 0 | 0 | #DIV/0! | 0%
| Solar Planet Power | 68704 | Manilus | NY | Onondaga | NYIS | IPP Non-CHP | MAN1 |  | 4.5 | 4.5 | 4.5 | Solar Photovoltaic | SUN | PV | 2023 |  |  | (OP) Operating |  | 4.6 | [6 empty] | 43.0456 | -76.0249 | 0 | 0 | #DIV/0! | 0%
| Princeton Energy Center LLC | 61822 | Princeton Energy Center, LLC | NJ | Middlesex | PJM | Commercial CHP | EDG1 |  | 10.8 | 10.6 | 10.6 | Petroleum Liquids | DFO | IC | 2012 |  |  | (SB) Standby/Backup: available for service but not normally used | [8 empty] | 40.3398 | -74.6239 | 0 | 0 | #DIV/0! | 0%
| City of Colorado Springs - (CO) | 494 | Manitou Springs | CO | El Paso | WACM | Electric Utility | 1 |  | 5.6 | 5.5 | 5.5 | Conventional Hydroelectric | WAT | HY | 1957.3333 |  |  | (OP) Operating | [8 empty] | 38.8556 | -104.9331 | 0 | 0 | #DIV/0! | 0%
| City of Shelby - (OH) | 63457 | Progress Drive Generation Station | OH | Richland | PJM | Electric Utility | PSG1 |  | 3.6 | 3.6 | 3.6 | Petroleum Liquids | DFO | IC | 2017.5 |  |  | (OP) Operating | [8 empty] | 40.53 | -82.4 | 0 | 0 | #DIV/0! | 0%
| American Mun Power-Ohio, Inc | 7603 | Prospect Municipal | OH | Marion | PJM | Electric Utility | 1 |  | 1.8 | 1.8 | 1.8 | Petroleum Liquids | DFO | IC | 1998 |  |  | (SB) Standby/Backup: available for service but not normally used | [8 empty] | 40.4411 | -83.1883 | 0 | 0 | #DIV/0! | 0%
| CVE US EI5 Manlius East LLC | 68647 | Manlius East | NY | Onondaga | NYIS | IPP Non-CHP | 116 |  | 5 | 5 | 5 | Solar Photovoltaic | SUN | PV | 2024 |  |  | (OP) Operating |  | 6.87 | [6 empty] | 43.0155 | -75.9695 | 0 | 0 | #DIV/0! | 0%
| CVE US EI4 Manlius North LLC | 68648 | Manlius North | NY | Onondaga | NYIS | IPP Non-CHP | 115 |  | 1.4 | 1.4 | 1.4 | Solar Photovoltaic | SUN | PV | 2024 |  |  | (OP) Operating |  | 2.04 | [6 empty] | 43.0106 | -75.9654 | 0 | 0 | #DIV/0! | 0%
| CVE US EI5 Manlius West LLC | 68649 | Manlius West | NY | Onondaga | NYIS | IPP Non-CHP | 117 |  | 5 | 5 | 5 | Solar Photovoltaic | SUN | PV | 2024 |  |  | (OP) Operating |  | 6.23 | [6 empty] | 43.0112 | -75.9687 | 0 | 0 | #DIV/0! | 0%
| Utah Municipal Power Agency | 61508 | Provo Power Plant | UT | Utah | PACE | Electric Utility | 1 |  | 12 | 12 | 12 | Natural Gas Internal Combustion Engine | NG | IC | 2018 |  |  | (OP) Operating | [8 empty] | 40.2427 | -111.663 | 0 | 0 | #DIV/0! | 0%
| Ecoplexus, Inc | 59520 | Manning PV 1 | NC | Alamance | DUK | IPP Non-CHP | MANN |  | 5 | 5 | 5 | Solar Photovoltaic | SUN | PV | 2018 |  |  | (OP) Operating |  | 7 | [6 empty] | 36.1192 | -79.5214 | 0 | 0 | #DIV/0! | 0%
| AES Clean Energy | 66947 | Mannys Corners Solar 1 (CSG) | NY | Montgomery | NYIS | IPP Non-CHP | MANNY |  | 4.9 | 4.9 | 4.9 | Solar Photovoltaic | SUN | PV | 2024 |  |  | (OP) Operating |  | 6.65 | [6 empty] | 42.964 | -74.1444 | 0 | 0 | #DIV/0! | 0%
| Pasadena Refining System Inc | 58069 | PRSI FCC Generator | TX | Harris | ERCO | Industrial CHP | 55M1 |  | 4.7 | 3 | 3 | Petroleum Coke | PC | ST | 1979 |  |  | (OS) Out of service and NOT expected to return to service in next calendar year | [8 empty] | 29.7233 | -95.2103 | 0 | 0 | #DIV/0! | 0%
| AES Distributed Energy | 61115 | Manteca Land PV | CA | San Joaquin | CISO | IPP Non-CHP | MANT1 |  | 1 | 1 | 1 | Solar Photovoltaic | SUN | PV | 2017 |  |  | (OP) Operating |  | 1.3 | [6 empty] | 37.8401 | -121.2162 | 0 | 0 | #DIV/0! | 0%
| City of Manti - (UT) | 1020 | Manti Lower | UT | Sanpete | PACE | Electric Utility | 2 |  | 1.2 | 1 | 0.2 | Conventional Hydroelectric | WAT | HY | 1989 |  |  | (OP) Operating | [8 empty] | 39.2559 | -111.6215 | 0 | 0 | #DIV/0! | 0%
| City of Manti - (UT) | 3676 | Manti Upper | UT | Sanpete | PACE | Electric Utility | 1 |  | 1.6 | 1.2 | 0.2 | Conventional Hydroelectric | WAT | HY | 1963.5 |  |  | (OP) Operating | [8 empty] | 39.2559 | -111.6215 | 0 | 0 | #DIV/0! | 0%
| Mantisi Solar LLC | 68650 | Mantisi | NY | Monroe | NYIS | IPP Non-CHP | 166 |  | 5 | 5 | 5 | Solar Photovoltaic | SUN | PV | 2024 |  |  | (OP) Operating |  | 6.49 | [6 empty] | 43.1942 | -77.9845 | 0 | 0 | #DIV/0! | 0%
| Strata Manager, LLC | 59575 | Manway Solar Farm | NC | Bladen | CPLE | IPP Non-CHP | PV1 |  | 5 | 5 | 5 | Solar Photovoltaic | SUN | PV | 2015 |  |  | (OP) Operating |  | 6.4 | [6 empty] | 34.7458 | -78.4294 | 0 | 0 | #DIV/0! | 0%
| Avangrid Power LLC | 57484 | Manzana Wind LLC | CA | Kern | CISO | IPP Non-CHP | GEN1 |  | 189 | 189 | 189 | Onshore Wind Turbine | WND | WT | 2012 |  |  | (OP) Operating | [8 empty] | 34.9349 | -118.4612 | 0 | 0 | #DIV/0! | 0%
| PNM Resources | 58521 | Manzano Solar | NM | Valencia | PNM | Electric Utility | MAN1 |  | 8.4 | 8.4 | 8.4 | Solar Photovoltaic | SUN | PV | 2013 |  |  | (OP) Operating |  | 10.1 | [6 empty] | 34.7467 | -106.6544 | 0 | 0 | #DIV/0! | 0%
| Greenbacker Renewable Energy Corporation | 66068 | Maple City | IA | Mitchell | AECI | IPP Non-CHP | 704 |  | 1.5 | 1.5 | 1.5 | Solar Photovoltaic | SUN | PV | 2022 |  |  | (OP) Operating |  | 1.9 | [6 empty] | 43.2795 | -92.7913 | 0 | 0 | #DIV/0! | 0%
| Invenergy Services LLC | 66191 | Maple Flats | IL | Clay | MISO | IPP Non-CHP | 65015 |  | 250 | 250 | 250 | Solar Photovoltaic | SUN | PV | 2024 |  |  | (OP) Operating |  | 298.1 | [6 empty] | 38.7485 | -88.5469 | 0 | 0 | #DIV/0! | 0%
| City of Columbus - (OH) | 56421 | PS ST-8 Engine No 1 | OH | Franklin | PJM | Commercial Non-CHP | 0005 |  | 2 | 1.8 | 1.8 | Petroleum Liquids | DFO | IC | 2008 |  |  | (SB) Standby/Backup: available for service but not normally used | [8 empty] | 39.9614 | -83.0491 | 0 | 0 | #DIV/0! | 0%
| Scale Sustainable I, LLC | 68675 | Maple North 1 | NY | Fulton | NYIS | IPP Non-CHP | 4611 |  | 4.1 | 4.1 | 4.1 | Solar Photovoltaic | SUN | PV | 2024 |  |  | (OP) Operating |  | 4.4 | [6 empty] | 42.986 | -74.183 | 0 | 0 | #DIV/0! | 0%
| Scale Sustainable I, LLC | 68676 | Maple North 2 | NY | Mongomery | NYIS | IPP Non-CHP | 46112 |  | 3.6 | 3.6 | 3.6 | Solar Photovoltaic | SUN | PV | 2024 |  |  | (OP) Operating |  | 3.9 | [6 empty] | 42.986 | -74.183 | 0 | 0 | #DIV/0! | 0%
| Flat Rock Windpower, LLC | 56290 | Maple Ridge Wind Farm | NY | Lewis | NYIS | IPP Non-CHP | 1 |  | 321.2 | 322.1 | 322.1 | Onshore Wind Turbine | WND | WT | 2005.75 |  |  | (OP) Operating | [8 empty] | 43.7853 | -75.5753 | 0 | 0 | #DIV/0! | 0%
| NFI Solar LLC | 57750 | Maple Solar | NJ | Cumberland | PJM | IPP Non-CHP | P1 |  | 2.4 | 2.4 | 2.4 | Solar Photovoltaic | SUN | PV | 2011 |  |  | (OP) Operating |  | 2 | [6 empty] | 39.4875 | -74.9808 | 0 | 0 | #DIV/0! | 0%
| Scale Sustainable I, LLC | 68677 | Maple West | NY | Fulton | NYIS | IPP Non-CHP | 4672 |  | 5 | 5 | 5 | Solar Photovoltaic | SUN | PV | 2024 |  |  | (OP) Operating |  | 5.97 | [6 empty] | 42.984 | -74.2008 | 0 | 0 | #DIV/0! | 0%
| Maple Street Solar 1, LLC | 64731 | Maple(CSG) | MA | Norfolk | ISNE | IPP Non-CHP | M2 |  | 6.3 | 6.3 | 6.3 | Batteries | MWH | BA | 2021 |  |  | (OP) Operating | 4.8 | [7 empty] | 42.0628 | -71.2643 | 0 | 0 | #DIV/0! | 0%
| Mapleton Community Solar | 60941 | Mapleton Community Solar | MN | Blue Earth | MISO | IPP Non-CHP | DMCS1 |  | 3 | 2.7 | 2.7 | Solar Photovoltaic | SUN | PV | 2017 |  |  | (OP) Operating |  | 1.3 | [6 empty] | 43.9289 | -93.9561 | 0 | 0 | #DIV/0! | 0%
| Dominion Renewable Energy | 65319 | Maplewood Solar | VA | Pittsylvania | PJM | Electric Utility | MAPL |  | 120 | 120 | 120 | Solar Photovoltaic | SUN | PV | 2022 |  |  | (OP) Operating |  | 144.7 | [6 empty] | 36.89 | -79.32 | 0 | 0 | #DIV/0! | 0%
| Black Hills Colorado Electric, LLC | 460 | Pueblo | CO | Pueblo | PSCO | Electric Utility | IC1 |  | 8 | 8 | 8 | Petroleum Liquids | DFO | IC | 1964 |  |  | (OP) Operating | [8 empty] | 38.2667 | -104.6144 | 0 | 0 | #DIV/0! | 0%
| Duke Energy Indiana, LLC | 65400 | Purdue CHP | IN | Tippecanoe | MISO | Electric Utility | PUCHP |  | 13.3 | 13.5 | 16.2 | Natural Gas Fired Combustion Turbine | NG | GT | 2022 |  |  | (OP) Operating | [8 empty] | 40.417 | -86.9153 | 0 | 0 | #DIV/0! | 0%
| DTE Electric Company | 1739 | Putnam (MI) | MI | Oakland | MISO | Electric Utility | 1 |  | 13.5 | 14 | 14 | Petroleum Liquids | DFO | IC | 1971 |  |  | (OP) Operating | [8 empty] | 42.7108 | -83.4561 | 0 | 0 | #DIV/0! | 0%
| Philadelphia Water Department | 58326 | PWD Northeast WPCP Biogas Cogen Plant | PA | Philadelphia | PJM | Commercial CHP | NBG1 |  | 5.6 | 5.6 | 5.6 | Other Waste Biomass | OBG | IC | 2013 |  |  | (OP) Operating | [8 empty] | 39.9886 | -75.0833 | 0 | 0 | #DIV/0! | 0%
| Distributed Solar Development, LLC | 66771 | Marathon Solar Farm II LLC North | NY | Madison | NYIS | IPP Non-CHP | P4471 |  | 2.9 | 2.9 | 2.9 | Solar Photovoltaic | SUN | PV | 2020 |  |  | (OP) Operating |  | 3.9 | [6 empty] | 43.0832 | -75.7351 | 0 | 0 | #DIV/0! | 0%
| Distributed Solar Development, LLC | 66734 | Marathon Solar Farm LLC South | NY | Madison | NYIS | IPP Non-CHP | P4739 |  | 4.4 | 4.4 | 4.4 | Solar Photovoltaic | SUN | PV | 2020 |  |  | (OP) Operating |  | 6 | [6 empty] | 43.0832 | -75.7351 | 0 | 0 | #DIV/0! | 0%
| Lower Colorado River Authority | 3599 | Marble Falls | TX | Burnet | ERCO | Electric Utility | 1 |  | 39.6 | 39.6 | 39.6 | Conventional Hydroelectric | WAT | HY | 1951 |  |  | (OP) Operating | [8 empty] | 30.5553 | -98.2576 | 0 | 0 | #DIV/0! | 0%
| Marble River, LLC | 56857 | Marble River Wind Farm | NY | Clinton | NYIS | IPP Non-CHP | GEN1 |  | 215.3 | 215.3 | 215.3 | Onshore Wind Turbine | WND | WT | 2012 |  |  | (OP) Operating | [8 empty] | 44.9758 | -73.9297 | 0 | 0 | #DIV/0! | 0%
| SolRiver Capital LLC | 66351 | Marble Solar LLC (CSG) | OR | Linn | BPAT | IPP Non-CHP | PV1 |  | 2.9 | 2.9 | 2.9 | Solar Photovoltaic | SUN | PV | 2024 |  |  | (OP) Operating |  | 3.8 | [6 empty] | 44.6298 | -123.0213 | 0 | 0 | #DIV/0! | 0%
| Qualcomm Incorporated | 59457 | Q Plant | CA | San Diego | CISO | Commercial CHP | Q-TG1 |  | 4.6 | 4 | 4 | Natural Gas Fired Combustion Turbine | NG | GT | 2013 |  |  | (SB) Standby/Backup: available for service but not normally used | [8 empty] | 32.9042 | -117.2011 | 0 | 0 | #DIV/0! | 0%
| Marco Power Inc | 50323 | Marco Ranch | ID | Jerome | IPCO | IPP Non-CHP | 1 |  | 1.2 | 1.2 | 1.2 | Conventional Hydroelectric | WAT | HY | 1985 |  |  | (OP) Operating | [8 empty] | 42.6366 | -114.5578 | 0 | 0 | #DIV/0! | 0%
| American Mun Power-Ohio, Inc | 66450 | Quakertown PA BTM | PA | Bucks | PJM | Electric Utility | PB1 |  | 10.8 | 10.8 | 10.8 | Petroleum Liquids | DFO | IC | 2023 |  |  | (OP) Operating | [8 empty] | 40.4465 | -75.3404 | 0 | 0 | #DIV/0! | 0%
| Marengo Battery Storage LLC | 62856 | Marengo Battery Storage LLC | IL | McHenry | PJM | IPP Non-CHP | MBSS |  | 20 | 20 | 20 | Batteries | MWH | BA | 2018 |  |  | (OA) Out of service but expected to return to service in next calendar year | 20 | [7 empty] | 42.2527 | -88.64 | 0 | 0 | #DIV/0! | 0%
| DG Illinois Solar, LLC | 65013 | Marengo Solar | IL | McHenry | PJM | IPP Non-CHP | MARIL |  | 2 | 2 | 2 | Solar Photovoltaic | SUN | PV | 2020 |  |  | (OP) Operating |  | 2.9 | [6 empty] | 42.2597 | -88.6359 | 0 | 0 | #DIV/0! | 0%
| PacifiCorp | 56466 | Marengo Wind Plant | WA | Columbia | PACW | Electric Utility | 1 |  | 234 | 234 | 234 | Onshore Wind Turbine | WND | WT | 2007.5 |  |  | (OP) Operating | [8 empty] | 46.3747 | -117.7772 | 0 | 0 | #DIV/0! | 0%
| BHE Renewables, LLC | 59005 | Mariah del Norte | TX | Parmer | ERCO | IPP Non-CHP | MAR1 |  | 230.4 | 230.4 | 230.4 | Onshore Wind Turbine | WND | WT | 2016 |  |  | (OP) Operating | [8 empty] | 34.6675 | -102.5778 | 0 | 0 | #DIV/0! | 0%
| SunE U6 Holdings LLC | 57005 | Mariani Packing Vacaville Solar | CA | Solano | CISO | IPP Non-CHP | 1 |  | 1 | 0.9 | 0.9 | Solar Photovoltaic | SUN | PV | 2008 |  |  | (OP) Operating |  | 1.1 | [6 empty] | 38.4001 | -121.9637 | 0 | 0 | #DIV/0! | 0%
| REA Investments, LLC | 67925 | Mariaville Road Elsworth Solar, LLC | ME | Hancock | ISNE | IPP Non-CHP | MARIA |  | 1.6 | 1.6 | 1.6 | Solar Photovoltaic | SUN | PV | 2022 |  |  | (OP) Operating | [8 empty] | 44.5839 | -68.4496 | 0 | 0 | #DIV/0! | 0%
| Onward Energy | 59607 | Maricopa West Solar PV, LLC | CA | Kern | CISO | IPP Non-CHP | MWS |  | 20 | 20 | 20 | Solar Photovoltaic | SUN | PV | 2015 |  |  | (OP) Operating |  | 28.2 | [6 empty] | 35.1153 | -119.3178 | 0 | 0 | #DIV/0! | 0%
| Western Farmers Elec Coop, Inc | 61616 | Marietta | OK | Love | SWPP | Electric Utility | 1 |  | 3 | 3 | 3 | Solar Photovoltaic | SUN | PV | 2017 |  |  | (OP) Operating |  | 4 | [6 empty] | 33.9432 | -97.1086 | 0 | 0 | #DIV/0! | 0%
| National Grid Renewables | 63308 | Marigold Community Solar Garden, LLC | MN | Le Sueur | MISO | IPP Non-CHP | MGOLD |  | 1 | 1 | 1 | Solar Photovoltaic | SUN | PV | 2021 |  |  | (OP) Operating |  | 1.5 | [6 empty] | 44.1973 | -93.6153 | 0 | 0 | #DIV/0! | 0%
| AES Distributed Energy | 61013 | Marin Clean Energy Solar One | CA | Contra Costa | CISO | IPP Non-CHP | MCES1 |  | 10.5 | 10.5 | 10.5 | Solar Photovoltaic | SUN | PV | 2017 |  |  | (OP) Operating |  | 13 | [6 empty] | 37.9453 | -122.3772 | 0 | 0 | #DIV/0! | 0%
| Alaska Village Elec Coop, Inc | 57057 | Quinhagak | AK | Bethel |  | Electric Utility | 1B |  | 1.3 | 1.3 | 1.3 | Petroleum Liquids | DFO | IC | 2014.6667 |  |  | (OP) Operating | [8 empty] | 59.7474 | -161.9106 | 0 | 0 | #DIV/0! | 0%
| Altus Power America Management, LLC | 64837 | Marina South | CA | Los Angeles | CISO | IPP Non-CHP | MARIN |  | 1 | 1 | 1 | Solar Photovoltaic | SUN | PV | 2020 |  |  | (OP) Operating |  | 1.2 | [6 empty] | 33.718 | -118.2756 | 0 | 0 | #DIV/0! | 0%
| Georgia Power Co | 59876 | Marine Corps Logistics Base Solar | GA | Dougherty | SOCO | Electric Utility | 1 |  | 31 | 31.2 | 31.2 | Solar Photovoltaic | SUN | PV | 2018 |  |  | (OP) Operating |  | 43.2 | [6 empty] | 31.5607 | -84.0933 | 0 | 0 | #DIV/0! | 0%
| U.S. Army - Radford | 52072 | Radford Army Ammunition Plant | VA | Montgomery | PJM | Industrial CHP | GEN1 |  | 18 | 16.8 | 16.8 | Natural Gas Steam Turbine | NG | ST | 1990 |  |  | (OP) Operating | [8 empty] | 37.1804 | -80.5428 | 0 | 0 | #DIV/0! | 0%
| Excelsior Energy Capital | 63935 | Marion Garden | MN | Rice | MISO | IPP Non-CHP | CGS |  | 1 | 1 | 1 | Solar Photovoltaic | SUN | PV | 2020 |  |  | (OP) Operating |  | 1.3 | [6 empty] | 44.2501 | -93.274 | 0 | 0 | #DIV/0! | 0%
| Pivot Energy | 68049 | Marion Solar 4b LLC | IL | Marion | MISO | IPP Non-CHP | MS4B |  | 2 | 2 | 2 | Solar Photovoltaic | SUN | PV | 2024 |  |  | (OP) Operating |  | 2.4 | [6 empty] | 38.6246 | -89.1144 | 0 | 0 | #DIV/0! | 0%
| Marion Solar LLC | 59180 | Marion Solar LNG | IN | Marion | MISO | IPP Non-CHP | PV1 |  | 1.5 | 1.5 | 1.5 | Solar Photovoltaic | SUN | PV | 2015 |  |  | (OP) Operating |  | 1.9 | [6 empty] | 39.9131 | -86.2381 | 0 | 0 | #DIV/0! | 0%
| Rand Whitney Containerboard L.P. | 58184 | Rand Whitney CHP Plant | CT | New London | ISNE | Industrial CHP | TG-1 |  | 16.5 | 16.5 | 16.5 | Natural Gas Fired Combustion Turbine | NG | GT | 2005 |  |  | (OP) Operating | [8 empty] | 41.4528 | -72.1361 | 0 | 0 | #DIV/0! | 0%
| Heelstone Energy Holdings, LLC | 59162 | Mariposa Solar Center LLC | NC | Gaston | DUK | IPP Non-CHP | MSC 1 |  | 5 | 5 | 5 | Solar Photovoltaic | SUN | PV | 2016 |  |  | (OP) Operating |  | 6.4 | [6 empty] | 35.3739 | -81.0869 | 0 | 0 | #DIV/0! | 0%
| Village of Rantoul - (IL) | 958 | Rantoul | IL | Champaign | MISO | Electric Utility | 10 |  | 14.4 | 14.4 | 14.4 | Petroleum Liquids | DFO | IC | 2000.25 |  |  | (OP) Operating | [8 empty] | 40.3122 | -88.1594 | 0 | 0 | #DIV/0! | 0%
| Palmetto Power Management LLC | 59105 | Market Farm | NC | Rockingham | DUK | IPP Non-CHP | 1 |  | 4.9 | 4.9 | 4.9 | Solar Photovoltaic | SUN | PV | 2014 |  |  | (OP) Operating |  | 6 | [6 empty] | 36.3903 | -79.6472 | 0 | 0 | #DIV/0! | 0%
| REA Investments, LLC | 67927 | Market Street Gardiner Solar, LLC | ME | Kennebec | ISNE | IPP Non-CHP | MKTST |  | 3.3 | 3.3 | 3.3 | Solar Photovoltaic | SUN | PV | 2022 |  |  | (OP) Operating | [8 empty] | 44.1823 | -69.819 | 0 | 0 | #DIV/0! | 0%
| Grand River Dam Authority | 2980 | Markham | OK | Mayes | SWPP | Electric Utility | 1 |  | 128.4 | 125.7 | 125.7 | Conventional Hydroelectric | WAT | HY | 1964 |  |  | (OP) Operating | [8 empty] | 36.2317 | -95.1822 | 0 | 0 | #DIV/0! | 0%
| Duke Energy Indiana, LLC | 1005 | Markland | IN | Switzerland | MISO | Electric Utility | 1 |  | 77.7 | 53.7 | 53.7 | Conventional Hydroelectric | WAT | HY | 1967 |  |  | (OP) Operating | [8 empty] | 38.7795 | -84.964 | 0 | 0 | #DIV/0! | 0%
| Markum Solar Farm, LLC | 67580 | Markum Solar Farm | TX | Bosque | ERCO | IPP Non-CHP | MKM |  | 161 | 161 | 161 | Solar Photovoltaic | SUN | PV | 2024 |  |  | (OP) Operating |  | 209.3 | [6 empty] | 31.6948 | -97.3749 | 0 | 0 | #DIV/0! | 0%
| Bloom Energy | 62458 | Ratkovich Alhambra | CA | Los Angeles | CISO | IPP Non-CHP | RAT00 |  | 1 | 1 | 1 | Other Natural Gas | NG | FC | 2018 |  |  | (OP) Operating | [8 empty] | 34.0814 | -118.1519 | 0 | 0 | #DIV/0! | 0%
| Marlboro Mushroom | 59327 | Marlboro Mushrooms Solar Field | PA | Chester | PJM | Industrial Non-CHP | GEN1 |  | 1 | 1 | 0.3 | Solar Photovoltaic | SUN | PV | 2011 |  |  | (OP) Operating |  | 1.7 | [6 empty] | 39.8828 | -75.8294 | 0 | 0 | #DIV/0! | 0%
| Marlborough Solar, LLC | 66074 | Marlborough Solar | NY | Ulster | ISNE | IPP Non-CHP | 4942 |  | 2 | 2 | 1.8 | Solar Photovoltaic | SUN | PV | 2021 |  |  | (OP) Operating |  | 2.7 | [6 empty] | 41.664 | -73.9701 | 0 | 0 | #DIV/0! | 0%
| Cypress Creek Renewables | 61513 | Marlin Solar | TX | Limestone | ERCO | IPP Non-CHP | GEN1 |  | 5.3 | 5.3 | 5.3 | Solar Photovoltaic | SUN | PV | 2017 |  |  | (OP) Operating |  | 7.2 | [6 empty] | 31.2867 | -96.8772 | 0 | 0 | #DIV/0! | 0%
| Marlow Solar, LLC | 64122 | Marlow Solar, LLC CSG | IL | Jefferson | MISO | IPP Non-CHP | MARL |  | 2 | 2 | 2 | Solar Photovoltaic | SUN | PV | 2020 |  |  | (OP) Operating |  | 2.9 | [6 empty] | 38.3153 | -88.7564 | 0 | 0 | #DIV/0! | 0%
| Monongahela Power Co | 66899 | Marlowe Solar | WV | Berkeley | PJM | Electric Utility | MARS |  | 5.8 | 5.8 | 5.8 | Solar Photovoltaic | SUN | PV | 2025 |  |  | (OP) Operating | [8 empty] | 39.5893 | -77.8355 | 0 | 0 | #DIV/0! | 0%
| National Grid Renewables | 61139 | Marmas Solar CSG | MN | Sherburne | MISO | IPP Non-CHP | MARM2 |  | 4 | 4 | 4 | Solar Photovoltaic | SUN | PV | 2018 |  |  | (OP) Operating |  | 1.4 | [6 empty] | 45.5561 | -94.1171 | 0 | 0 | #DIV/0! | 0%
| Appalachian Power Co | 6561 | Marmet | WV | Kanawha | PJM | Electric Utility | 1 |  | 14.4 | 14.4 | 14.4 | Conventional Hydroelectric | WAT | HY | 1935 |  |  | (OP) Operating | [8 empty] | 38.2526 | -81.5695 | 0 | 0 | #DIV/0! | 0%
| Generate ER-NG, LLC | 66597 | RavenChem | TX | Harris | ERCO | IPP Non-CHP | RAVC1 | RAVC | 3.2 | 3.2 | 3.2 | Natural Gas Internal Combustion Engine | NG | IC | 2021 |  |  | (OP) Operating | [8 empty] | 29.8206 | -94.914 | 0 | 0 | #DIV/0! | 0%
| Greenbacker Renewable Energy Corporation | 67154 | Mars Hill | ME | Aroostook | ISNE | IPP Non-CHP | 577 |  | 2.6 | 2.6 | 2.6 | Solar Photovoltaic | SUN | PV | 2024 |  |  | (OP) Operating |  | 3.47 | [6 empty] | 46.5169 | -67.8833 | 0 | 0 | #DIV/0! | 0%
| Evergreen Wind, LLC | 56448 | Mars Hill Wind Farm Project | ME | Aroostook | NBSO | IPP Non-CHP | 1 |  | 42 | 42 | 42 | Onshore Wind Turbine | WND | WT | 2007 |  |  | (OP) Operating | [8 empty] | 46.5442 | -67.8111 | 0 | 0 | #DIV/0! | 0%
| Louisiana Energy & Power Authority | 1456 | Rayne | LA | Acadia | MISO | Electric Utility | 8 |  | 8.2 | 7 | 7 | Petroleum Liquids | DFO | IC | 1969 |  |  | (OS) Out of service and NOT expected to return to service in next calendar year | [8 empty] | 30.2346 | -92.2722 | 0 | 0 | #DIV/0! | 0%
| Sol Systems | 63027 | Mars Solar | TX | Webb | ERCO | IPP Non-CHP | 20 |  | 10 | 10 | 10 | Solar Photovoltaic | SUN | PV | 2019 |  |  | (OP) Operating |  | 14.2 | [6 empty] | 27.4216 | -98.835 | 0 | 0 | #DIV/0! | 0%
| City of Red Bud - (IL) | 959 | Red Bud | IL | Randolph | MISO | Electric Utility | 1 |  | 15 | 14.3 | 14.4 | Petroleum Liquids | DFO | IC | 1978 |  |  | (OP) Operating | [8 empty] | 38.2165 | -89.9992 | 0 | 0 | #DIV/0! | 0%
| Invenergy Services LLC | 58768 | Marsh Hill Wind Farm | NY | Steuben | NYIS | IPP Non-CHP | 1 |  | 16.2 | 16.2 | 16.2 | Onshore Wind Turbine | WND | WT | 2014 |  |  | (OP) Operating | [8 empty] | 42.1639 | -77.5289 | 0 | 0 | #DIV/0! | 0%
| City of Red Cloud - (NE) | 2299 | Red Cloud | NE | Webster | SWPP | Electric Utility | 2 |  | 5.7 | 5.2 | 5.2 | Petroleum Liquids | DFO | IC | 1963.5 |  |  | (OP) Operating | [8 empty] | 40.098 | -98.519 | 0 | 0 | #DIV/0! | 0%
| Bloom Energy | 66458 | Redlands Community Hospital | CA | San Bernardino | CISO | IPP Non-CHP | RCH00 |  | 1.1 | 1.1 | 1.1 | Other Natural Gas | NG | FC | 2021 |  |  | (OP) Operating | [8 empty] | 34.0363 | -117.2062 | 0 | 0 | #DIV/0! | 0%
| Marsh Valley Development Inc | 50972 | Marsh Valley Development | ID | Bannock | PACE | IPP Non-CHP | 1 |  | 1.6 | 1.5 | 1.5 | Conventional Hydroelectric | WAT | HY | 1993 |  |  | (OP) Operating | [8 empty] | 42.626 | -112.1493 | 0 | 0 | #DIV/0! | 0%
| Redwood Falls Public Util Comm | 2009 | Redwood Falls | MN | Redwood | MISO | Electric Utility | 6 |  | 8.5 | 8.6 | 8.6 | Petroleum Liquids | DFO | IC | 1985.6667 |  |  | (OP) Operating | [8 empty] | 44.5431 | -95.1178 | 0 | 0 | #DIV/0! | 0%
| Bloom Energy | 62456 | Regeneron Tarrytown | NY | Westchester | NYIS | IPP Non-CHP | RGP00 |  | 1.5 | 1.5 | 1.5 | Other Natural Gas | NG | FC | 2018 |  |  | (OP) Operating | [8 empty] | 41.078 | -73.8207 | 0 | 0 | #DIV/0! | 0%
| City of Marshall - (MI) | 1844 | Marshall (MI) | MI | Calhoun | MISO | Electric Utility | 1 |  | 9.8 | 9.2 | 9.2 | Conventional Hydroelectric | WAT | HY | 1951.2 |  |  | (OP) Operating | [8 empty] | 42.2717 | -84.9411 | 0 | 0 | #DIV/0! | 0%
| Ecomaine | 50225 | Regional Waste Systems | ME | Cumberland | ISNE | IPP Non-CHP | TG1 |  | 13.3 | 11.5 | 11.5 | Municipal Solid Waste | MSW | ST | 1988 |  |  | (OP) Operating | [8 empty] | 43.6556 | -70.3347 | 0 | 0 | #DIV/0! | 0%
| City of Stockton MUD | 56134 | Regional Wastewater Control Facility | CA | San Joaquin | CISO | Commercial CHP | 0101 |  | 7.8 | 7 | 7 | Other Waste Biomass | OBG | IC | 2005 |  |  | (OA) Out of service but expected to return to service in next calendar year | [8 empty] | 37.9369 | -121.3294 | 0 | 0 | #DIV/0! | 0%
| Bio-Gas Technologies LTD | 57249 | Renewable Energy Services of Ohio | OH | Erie | PJM | IPP Non-CHP | GEN1 |  | 2.4 | 2.4 | 2.4 | Landfill Gas | LFG | IC | 2012 |  |  | (OP) Operating | [8 empty] | 41.3362 | -82.602 | 0 | 0 | #DIV/0! | 0%
| Duke Energy Progress - (NC) | 2710 | Marshall Dam | NC | Madison | CPLE | Electric Utility | HC1 |  | 5 | 4 | 4 | Conventional Hydroelectric | WAT | HY | 1985 |  |  | (OP) Operating | [8 empty] | 35.7025 | -82.7106 | 0 | 0 | #DIV/0! | 0%
| City of Columbus - (OH) | 56420 | Renick Run Pumping Station 03-04 | OH | Franklin | PJM | Electric Utility | 0003 |  | 2.8 | 2.2 | 2.2 | Petroleum Liquids | DFO | IC | 2006 |  |  | (SB) Standby/Backup: available for service but not normally used | [8 empty] | 39.9294 | -83.012 | 0 | 0 | #DIV/0! | 0%
| Lower Colorado River Authority | 3600 | Marshall Ford | TX | Travis | ERCO | Electric Utility | 1 |  | 108 | 108 | 108 | Conventional Hydroelectric | WAT | HY | 1941 |  |  | (OP) Operating | [8 empty] | 30.3899 | -97.9073 | 0 | 0 | #DIV/0! | 0%
| Marshall Solar | 62238 | Marshall Solar | SC | Darlington | CPLE | IPP Non-CHP | 52 |  | 2 | 2 | 2 | Solar Photovoltaic | SUN | PV | 2022 |  |  | (OP) Operating |  | 2.7 | [6 empty] | 34.3719 | -80.0216 | 0 | 0 | #DIV/0! | 0%
| Marshall Solar Energy Project | 59875 | Marshall Solar Energy Project | MN | Lyon | MISO | IPP Non-CHP | PV1 |  | 62.3 | 62.3 | 62.3 | Solar Photovoltaic | SUN | PV | 2017 |  |  | (OP) Operating |  | 93.4 | [6 empty] | 44.4753 | -95.669 | 0 | 0 | #DIV/0! | 0%
| Missouri Jnt Muni.Pwr Elec. Ut. Comm. | 60707 | Marshall Solar Farm (MO) | MO | Saline | SWPP | IPP Non-CHP | MMSF1 |  | 2.8 | 2.8 | 2.8 | Solar Photovoltaic | SUN | PV | 2016 |  |  | (OP) Operating |  | 3.2 | [6 empty] | 39.0948 | -93.2104 | 0 | 0 | #DIV/0! | 0%
| Western Minnesota Mun Pwr Agny | 67545 | Marshall Solar Plus LLC | MN | Lyon | MISO | Electric Utility | MARSL |  | 15 | 15 | 15 | Solar Photovoltaic | SUN | PV | 2024 |  |  | (OP) Operating |  | 13.9 | [6 empty] | 44.4699 | -95.7792 | 0 | 0 | #DIV/0! | 0%
| Marshall Wind Farm, LLC | 56840 | Marshall Wind 1 LLC | MN | Lyon | MISO | IPP Non-CHP | 1 |  | 2.1 | 2.1 | 2.1 | Onshore Wind Turbine | WND | WT | 2007 |  |  | (OP) Operating | [8 empty] | 44.3253 | -95.8142 | 0 | 0 | #DIV/0! | 0%
| Marshall Wind Farm, LLC | 56824 | Marshall Wind 2 LLC | MN | Lyon | MISO | IPP Non-CHP | 1 |  | 4.2 | 4.2 | 4.2 | Onshore Wind Turbine | WND | WT | 2007 |  |  | (OP) Operating | [8 empty] | 44.3236 | -95.8222 | 0 | 0 | #DIV/0! | 0%
| Marshall Wind Farm, LLC | 56825 | Marshall Wind 3 LLC | MN | Lyon | MISO | IPP Non-CHP | 1 |  | 4.2 | 4.2 | 4.2 | Onshore Wind Turbine | WND | WT | 2007 |  |  | (OP) Operating | [8 empty] | 44.3211 | -95.7942 | 0 | 0 | #DIV/0! | 0%
| Marshall Wind Farm, LLC | 56826 | Marshall Wind 4 LLC | MN | Lyon | MISO | IPP Non-CHP | 1 |  | 4.2 | 4.2 | 4.2 | Onshore Wind Turbine | WND | WT | 2007 |  |  | (OP) Operating | [8 empty] | 44.3361 | -95.8242 | 0 | 0 | #DIV/0! | 0%
| Marshall Wind Farm, LLC | 56827 | Marshall Wind 5 LLC | MN | Lyon | MISO | IPP Non-CHP | 1 |  | 2.1 | 2.1 | 2.1 | Onshore Wind Turbine | WND | WT | 2007 |  |  | (OP) Operating | [8 empty] | 44.3303 | -95.8344 | 0 | 0 | #DIV/0! | 0%
| Marshall Wind Farm, LLC | 56828 | Marshall Wind 6 LLC | MN | Lyon | MISO | IPP Non-CHP | 1 |  | 2.1 | 2.1 | 2.1 | Onshore Wind Turbine | WND | WT | 2007 |  |  | (OP) Operating | [8 empty] | 44.3308 | -95.8297 | 0 | 0 | #DIV/0! | 0%
| BHE Renewables, LLC | 59084 | Marshall Wind Farm | KS | Marshall | SWPP | IPP Non-CHP | RPMA |  | 73.8 | 72 | 72 | Onshore Wind Turbine | WND | WT | 2016 |  |  | (OP) Operating | [8 empty] | 39.7011 | -96.3608 | 0 | 0 | #DIV/0! | 0%
| Republic Services Renewable Energy, LLC | 60792 | Republic Services Renewable Energy, LLC | NV | Clark | NEVP | IPP Non-CHP | GT1 |  | 12 | 6.6 | 7.2 | Landfill Gas | LFG | GT | 2012 |  |  | (OP) Operating | [8 empty] | 36.3587 | -114.8748 | 0 | 0 | #DIV/0! | 0%
| Interstate Power and Light Co | 58236 | Marshalltown Generating Station | IA | Marshall | MISO | Electric Utility | BESS1 | MGPV | 708.8 | 654.5 | 693.1 | Batteries | MWH | BA | 2018.2 |  |  | (OP) Operating | 0.6 | [7 empty] | 42.0433 | -92.8728 | 3570488.89 | 26445306.4 | 7.4066 | 60.49%
| Green Mountain Power Corp | 3739 | Marshfield 6 | VT | Washington | ISNE | Electric Utility | 1 |  | 5 | 5 | 5 | Conventional Hydroelectric | WAT | HY | 1927 |  |  | (OP) Operating | [8 empty] | 44.3606 | -72.3356 | 0 | 0 | #DIV/0! | 0%
| Terraform Arcadia | 58410 | Marshfield PV | MA | Plymouth | ISNE | IPP Non-CHP | SO032 |  | 3 | 3 | 3 | Solar Photovoltaic | SUN | PV | 2013 |  |  | (OP) Operating |  | 4 | [6 empty] | 42.1117 | -70.7094 | 0 | 0 | #DIV/0! | 0%
| Clean Energy LLC | 58865 | Reventure Park | NC | Mecklenburg | DUK | IPP CHP | LFG |  | 3.5 | 3.5 | 3.5 | Landfill Gas | LFG | IC | 2014.5 |  |  | (OP) Operating | [8 empty] | 35.2944 | -80.9989 | 0 | 0 | #DIV/0! | 0%
| Strata Manager, LLC | 58335 | Marshville Farm | NC | Union | DUK | IPP Non-CHP | 1 |  | 5 | 5 | 5 | Solar Photovoltaic | SUN | PV | 2013 |  |  | (OP) Operating |  | 6 | [6 empty] | 34.9889 | -80.3836 | 0 | 0 | #DIV/0! | 0%
| Reworld Babylon Inc | 50649 | Reworld Babylon Inc | NY | Suffolk | NYIS | Commercial Non-CHP | GEN1 |  | 17 | 14.4 | 14.4 | Municipal Solid Waste | MSW | ST | 1989 |  |  | (OP) Operating | [8 empty] | 40.7348 | -73.3868 | 0 | 0 | #DIV/0! | 0%
| Martin County Solar Project, LLC | 66646 | Martin County Solar Project, LLC | KY | Martin | PJM | IPP Non-CHP | USMTC |  | 111 | 111 | 111 | Solar Photovoltaic | SUN | PV | 2024 |  |  | (OP) Operating |  | 143.69 | [6 empty] | 37.7655 | -82.4741 | 0 | 0 | #DIV/0! | 0%
| Strata Manager, LLC | 59124 | Martin Creek Farm LLC | NC | Vance | CPLE | IPP Non-CHP | 1 |  | 3 | 3 | 3 | Solar Photovoltaic | SUN | PV | 2014 |  |  | (OP) Operating |  | 3.9 | [6 empty] | 36.2864 | -78.3861 | 0 | 0 | #DIV/0! | 0%
| Alabama Power Co | 16 | Martin Dam | AL | Elmore | SOCO | Electric Utility | 1 |  | 210.6 | 182.1 | 172.9 | Conventional Hydroelectric | WAT | HY | 1933.25 |  |  | (OP) Operating | [8 empty] | 32.6804 | -85.9114 | 0 | 0 | #DIV/0! | 0%
| Reworld Tulsa LLC | 50660 | Reworld Tulsa | OK | Tulsa | SWPP | Commercial CHP | GEN1 |  | 16.8 | 15.6 | 15.8 | Municipal Solid Waste | MSW | ST | 1989 | 12 | 2050 | (OA) Out of service but expected to return to service in next calendar year | [8 empty] | 36.1319 | -96.0181 | 0 | 0 | #DIV/0! | 0%
| Sunstream Energy LLC | 58443 | Martin Limestone Solar Array | PA | Lancaster | PJM | Industrial Non-CHP | GEN1 |  | 1 | 1 | 1 | Solar Photovoltaic | SUN | PV | 2012 |  |  | (OP) Operating |  | 1.1 | [6 empty] | 40.106 | -76.0593 | 0 | 0 | #DIV/0! | 0%
| OEE XXXIII LLC | 66261 | Martin Marietta Wind Project | OH | Sandusky | PJM | IPP Non-CHP | WTG01 |  | 4.5 | 4.5 | 4.5 | Onshore Wind Turbine | WND | WT | 2023 |  |  | (OP) Operating | [8 empty] | 41.466 | -83.367 | 0 | 0 | #DIV/0! | 0%
| Arevon Energy, Inc. | 61458 | Martin Solar Center | VA | Goochland | PJM | IPP Non-CHP | MARTN |  | 5 | 5 | 5 | Solar Photovoltaic | SUN | PV | 2017 |  |  | (OP) Operating |  | 6.8 | [6 empty] | 37.8805 | -78.0492 | 0 | 0 | #DIV/0! | 0%
| City of Springfield - (IL) | 965 | Reynolds | IL | Sangamon | MISO | Electric Utility | 1 |  | 17.5 | 12.8 | 18.3 | Petroleum Liquids | DFO | GT | 1970 |  |  | (OP) Operating | [8 empty] | 39.8069 | -89.6416 | 0 | 0 | #DIV/0! | 0%
| Eco Services Corp. | 52063 | Martinez Sulfuric Acid Regeneration Plt | CA | Contra Costa | CISO | Industrial CHP | GEN1 |  | 4 | 4 | 4 | All Other | WH | ST | 1978 |  |  | (OP) Operating | [8 empty] | 38.0314 | -122.1139 | 0 | 0 | #DIV/0! | 0%
| Duke Energy Renewables Services | 57461 | Martins Creek Solar NC, LLC | NC | Cherokee | DUK | IPP Non-CHP | 1 |  | 0.9 | 0.9 | 0.9 | Solar Photovoltaic | SUN | PV | 2011 |  |  | (OP) Operating |  | 1 | [6 empty] | 35.0204 | -84.0157 | 0 | 0 | #DIV/0! | 0%
| Dimension Energy LLC | 68407 | Martinsburg CSG LLC | NY | Lewis | NYIS | IPP Non-CHP | MARTI |  | 2.2 | 2.2 | 2.2 | Solar Photovoltaic | SUN | PV | 2024 |  |  | (OP) Operating |  | 2.9 | [6 empty] | 43.7279 | -75.4697 | 0 | 0 | #DIV/0! | 0%
| City of Martinsville - (VA) | 3826 | Martinsville | VA | Henry | PJM | Electric Utility | 1 |  | 1.3 | 1.2 | 1.2 | Conventional Hydroelectric | WAT | HY | 1932 |  |  | (OP) Operating | [8 empty] | 36.6641 | -79.8836 | 0 | 0 | #DIV/0! | 0%
| Rhode Island Hospital | 52024 | Rhode Island Hospital | RI | Providence | ISNE | Commercial CHP | GEN2 |  | 10.4 | 10.4 | 10.4 | Natural Gas Steam Turbine | NG | ST | 1983.5 |  |  | (OP) Operating | [8 empty] | 41.8103 | -71.41 | 0 | 0 | #DIV/0! | 0%
| Rice University | 50054 | Rice University | TX | Harris | ERCO | Commercial CHP | GEN1 |  | 6.9 | 6.9 | 6.6 | Natural Gas Fired Combustion Turbine | NG | GT | 1987.5 |  |  | (SB) Standby/Backup: available for service but not normally used | [8 empty] | 29.721 | -95.3954 | 0 | 0 | #DIV/0! | 0%
| Arevon Energy, Inc. | 58408 | Maryland Solar | MD | Washington | PJM | IPP Non-CHP | MSH1 |  | 27 | 20.9 | 20.9 | Solar Photovoltaic | SUN | PV | 2013 |  |  | (OP) Operating |  | 29.1 | [6 empty] | 39.5631 | -77.7203 | 0 | 0 | #DIV/0! | 0%
| Duke Energy Renewables Services | 62836 | Maryneal Windpower | TX | Nolan | ERCO | IPP Non-CHP | MNW |  | 182.4 | 182.4 | 182.4 | Onshore Wind Turbine | WND | WT | 2021 |  |  | (OP) Operating | [8 empty] | 32.1994 | -100.4919 | 0 | 0 | #DIV/0! | 0%
| U S Bureau of Reclamation | 517 | Marys Lake | CO | Larimer | WACM | Electric Utility | 1 |  | 8.1 | 9.3 | 9.3 | Conventional Hydroelectric | WAT | HY | 1951 |  |  | (OP) Operating | [8 empty] | 40.3441 | -105.5343 | 0 | 0 | #DIV/0! | 0%
| California Dept of Corrections | 54936 | Richard J Donovan Correctional Facility | CA | San Diego | CISO | Commercial CHP | 03 |  | 2.6 | 2.2 | 2.6 | Natural Gas Fired Combustion Turbine | NG | GT | 1987 |  |  | (OS) Out of service and NOT expected to return to service in next calendar year | [8 empty] | 32.5836 | -116.9309 | 0 | 0 | #DIV/0! | 0%
| Richland Center Renewable Energy LLC | 58834 | Richland Center Renewable Energy LLC | WI | Richland | MISO | IPP CHP | UNIT1 |  | 1.8 | 1.6 | 1.6 | Other Waste Biomass | OBG | IC | 2013 |  |  | (OP) Operating | [8 empty] | 43.3144 | -90.3731 | 0 | 0 | #DIV/0! | 0%
| Green Mountain Power Corp | 54471 | Mascoma Hydro | NH | Grafton | ISNE | Electric Utility | 01 |  | 1.5 | 1.5 | 1.5 | Conventional Hydroelectric | WAT | HY | 1988 |  |  | (OP) Operating | [8 empty] | 43.6337 | -72.3174 | 0 | 0 | #DIV/0! | 0%
| Nautilus Solar Solutions | 59980 | Mashpee Landfill Solar | MA | Barnstable | ISNE | IPP Non-CHP | MASH |  | 1.5 | 1.5 | 1.5 | Solar Photovoltaic | SUN | PV | 2014 |  |  | (OP) Operating |  | 1.8 | [6 empty] | 41.63 | -70.4779 | 0 | 0 | #DIV/0! | 0%
| Nautilus Solar Solutions | 64645 | Mason Solar One LLC | MD | Cecil | PJM | IPP Non-CHP | MAS |  | 1 | 1 | 1 | Solar Photovoltaic | SUN | PV | 2020 |  |  | (OP) Operating |  | 1.5 | [6 empty] | 39.692 | -75.9185 | 0 | 0 | #DIV/0! | 0%
| South Carolina Public Service Authority | 56122 | Richland County Landfill | SC | Richland | SC | Electric Utility | R1 |  | 8.9 | 8.2 | 8.2 | Landfill Gas | LFG | GT | 2008.6667 |  |  | (OP) Operating | [8 empty] | 34.103 | -80.7905 | 0 | 0 | #DIV/0! | 0%
| Evergreen Wind, LLC | 58279 | Mass Midstate Solar 1 | MA | Worcester | ISNE | IPP Non-CHP | 1 |  | 5 | 5 | 5 | Solar Photovoltaic | SUN | PV | 2014 |  |  | (OP) Operating |  | 6 | [6 empty] | 42.2197 | -71.8783 | 0 | 0 | #DIV/0! | 0%
| Evergreen Wind, LLC | 58276 | Mass Midstate Solar 2 | MA | Worcester | ISNE | IPP Non-CHP | 1 |  | 5 | 5 | 5 | Solar Photovoltaic | SUN | PV | 2014 |  |  | (OP) Operating |  | 6 | [6 empty] | 42.1704 | -72.2001 | 0 | 0 | #DIV/0! | 0%
| Evergreen Wind, LLC | 58275 | Mass Midstate Solar 3 | MA | Worcester | ISNE | IPP Non-CHP | 1 |  | 4 | 4 | 4 | Solar Photovoltaic | SUN | PV | 2014 |  |  | (OP) Operating |  | 5.2 | [6 empty] | 42.2197 | -71.8786 | 0 | 0 | #DIV/0! | 0%
| Richmond Energy LLC | 57897 | Richmond Energy | VA | Henrico | PJM | IPP Non-CHP | UNT1 |  | 6.4 | 6.4 | 6.4 | Landfill Gas | LFG | IC | 2012 |  |  | (OP) Operating | [8 empty] | 37.5058 | -77.3739 | 0 | 0 | #DIV/0! | 0%
| Masser Farms Realty Ltd | 57494 | Masser Farms Realty Solar | PA | Schuylkill | PJM | IPP Non-CHP | MFRS |  | 1 | 1 | 0.7 | Solar Photovoltaic | SUN | PV | 2011 |  |  | (OP) Operating |  | 1.2 | [6 empty] | 40.6406 | -76.6054 | 0 | 0 | #DIV/0! | 0%
| Richmond University Medical Center | 63553 | Richmond University Medical Center | NY | Richmond | NYIS | Commercial Non-CHP | CT200 |  | 2.8 | 2.8 | 2.8 | Petroleum Liquids | DFO | IC | 2006 |  |  | (SB) Standby/Backup: available for service but not normally used | [8 empty] | 40.6359 | -74.1058 | 0 | 0 | #DIV/0! | 0%
| Maston Garden LLC | 63434 | Maston Garden Solar | MN | Dodge | MISO | IPP Non-CHP | CGS |  | 1 | 1 | 1 | Solar Photovoltaic | SUN | PV | 2020 |  |  | (OP) Operating |  | 1.3 | [6 empty] | 44.0433 | -92.6904 | 0 | 0 | #DIV/0! | 0%
| Lock 12 Hydro Partners, LLC | 62747 | Matilda Hamilton Fee Hydroelectric Stati | KY | Estill | PJM | IPP Non-CHP | 1 |  | 2.5 | 2.5 | 2.5 | Conventional Hydroelectric | WAT | HY | 2021 |  |  | (OP) Operating | [8 empty] | 37.6775 | -83.9485 | 0 | 0 | #DIV/0! | 0%
| Public Service Elec & Gas Co | 57384 | Matrix Buildings A&B (Perth Amboy) Solar | NJ | Middlesex | PJM | Electric Utility | MATR |  | 2.5 | 2.5 | 2.5 | Solar Photovoltaic | SUN | PV | 2011 |  |  | (OP) Operating |  | 2.9 | [6 empty] | 40.5344 | -74.27 | 0 | 0 | #DIV/0! | 0%
| Pleasant Valley Solar, LLC | 67211 | Matrix Pleasant Valley | ID | Ada | IPCO | IPP Non-CHP | MRPV |  | 200 | 200 | 200 | Solar Photovoltaic | SUN | PV | 2025 |  |  | (OP) Operating | [8 empty] | 43.3036 | -115.9893 | 0 | 0 | #DIV/0! | 0%
| Public Service Elec & Gas Co | 57588 | Matrix Stults Road Solar Facility | NJ | Middlesex | PJM | Electric Utility | STULT |  | 2.6 | 2.6 | 2.6 | Solar Photovoltaic | SUN | PV | 2011 |  |  | (OP) Operating |  | 3 | [6 empty] | 40.3622 | -74.4797 | 0 | 0 | #DIV/0! | 0%
| AES Distributed Energy | 62303 | Mattas Farms | NY | Montgomery | NYIS | IPP Non-CHP | MF01 |  | 2 | 2 | 2 | Solar Photovoltaic | SUN | PV | 2018 |  |  | (OP) Operating |  | 2.8 | [6 empty] | 42.8937 | -74.2163 | 0 | 0 | #DIV/0! | 0%
| Valta Energy | 58662 | Mauka FIT One | HI | Honolulu |  | IPP Non-CHP | 3501 |  | 3.5 | 3.5 | 3.5 | Solar Photovoltaic | SUN | PV | 2020 |  |  | (OP) Operating |  | 6 | [6 empty] | 21.6797 | -157.9844 | 0 | 0 | #DIV/0! | 0%
| Maumee Solar, LLC | 68161 | Maumee Solar | OH | Lucas | PJM | IPP Non-CHP | MAUME |  | 2.4 | 2.4 | 2.4 | Solar Photovoltaic | SUN | PV | 2024 |  |  | (OP) Operating |  | 2.9 | [6 empty] | 41.568 | -83.695 | 0 | 0 | #DIV/0! | 0%
| Macadamia Nut Road Solar Project 2019 | 68605 | Mauna Loa Macadamia Nut | HI | Hawaii | HECO | IPP Non-CHP | 3146B |  | 1.3 | 1.3 | 1.3 | Batteries | MWH | BA | 2021 |  |  | (OP) Operating | 1.3 | [7 empty] | 19.6569 | -155.0087 | 0 | 0 | #DIV/0! | 0%
| Algonquin Power Co | 62853 | Maverick Creek Wind | TX | Concho | ERCO | IPP Non-CHP | MVRCK |  | 491.6 | 491.6 | 491.6 | Onshore Wind Turbine | WND | WT | 2022 |  |  | (OP) Operating | [8 empty] | 31.2625 | -99.844 | 0 | 0 | #DIV/0! | 0%
| Maverick Solar 4, LLC | 64104 | Maverick Solar 4, LLC | CA | Riverside | CISO | IPP Non-CHP | MAV02 |  | 100 | 100 | 100 | Solar Photovoltaic | SUN | PV | 2020 |  |  | (OP) Operating |  | 135.9 | [6 empty] | 33.7 | -115.38 | 0 | 0 | #DIV/0! | 0%
| Maverick Solar 6, LLC | 64105 | Maverick Solar 6, LLC | CA | Riverside | CISO | IPP Non-CHP | MAV03 |  | 150 | 150 | 150 | Solar Photovoltaic | SUN | PV | 2021.5 |  |  | (OP) Operating |  | 131 | [6 empty] | 33.7 | -115.38 | 0 | 0 | #DIV/0! | 0%
| Maverick Solar 7, LLC | 64106 | Maverick Solar 7, LLC | CA | Riverside | CISO | IPP Non-CHP | MAV05 |  | 132 | 132 | 132 | Solar Photovoltaic | SUN | PV | 2021 |  |  | (OP) Operating |  | 179 | [6 empty] | 33.7 | -115.38 | 0 | 0 | #DIV/0! | 0%
| Maverick Solar, LLC | 62178 | Maverick Solar, LLC | CA | Riverside | CISO | IPP Non-CHP | MAV01 |  | 125 | 125 | 125 | Solar Photovoltaic | SUN | PV | 2020 |  |  | (OP) Operating |  | 173.4 | [6 empty] | 33.7 | -115.38 | 0 | 0 | #DIV/0! | 0%
| Public Service Co of Oklahoma | 63494 | Maverick Wind Project, LLC | OK | Major | SWPP | Electric Utility | GEN1 |  | 288 | 288 | 288 | Onshore Wind Turbine | WND | WT | 2021 |  |  | (OP) Operating | [8 empty] | 36.2939 | -98.1647 | 0 | 0 | #DIV/0! | 0%
| Power Depot Group A, LLC | 65573 | Ridge Rd | TX | Hidalgo | ERCO | IPP Non-CHP | RR1 |  | 9 | 7.5 | 9 | Petroleum Liquids | DFO | IC | 2013 |  |  | (OP) Operating | [8 empty] | 26.1682 | -98.0983 | 0 | 0 | #DIV/0! | 0%
| Cypress Creek Renewables | 60416 | Maxton Solar, LLC | NC | Robeson | DUK | IPP Non-CHP | MSPV |  | 4.9 | 4.9 | 4.9 | Solar Photovoltaic | SUN | PV | 2016 |  |  | (OP) Operating |  | 7 | [6 empty] | 34.7147 | -79.3146 | 0 | 0 | #DIV/0! | 0%
| May Shannon Solar, LLC | 64461 | May Shannon Solar, LLC | MI | Genesee | MISO | IPP Non-CHP | FACMS |  | 2 | 2 | 2 | Solar Photovoltaic | SUN | PV | 2020 |  |  | (OP) Operating |  | 2.8 | [6 empty] | 43.1511 | -83.6909 | 0 | 0 | #DIV/0! | 0%
| Oppidum Renewables USA, LLC | 57321 | Mayberry Solar LLC | NC | Surry | DUK | IPP Non-CHP | 1PV |  | 1.2 | 1.2 | 1.2 | Solar Photovoltaic | SUN | PV | 2011 |  |  | (OP) Operating |  | 1.4 | [6 empty] | 36.4767 | -80.6011 | 0 | 0 | #DIV/0! | 0%
| NJR Clean Energy Ventures Corporation | 65337 | Maybrook Solar, LLC (CSG) | NY | Orange | NYIS | IPP Non-CHP | MAYBK |  | 5 | 5 | 5 | Solar Photovoltaic | SUN | PV | 2023 |  |  | (OP) Operating |  | 7.5 | [6 empty] | 41.4631 | -74.2478 | 0 | 0 | #DIV/0! | 0%
| City of Tacoma - (WA) | 3917 | Mayfield | WA | Lewis | TPWR | Electric Utility | 41 |  | 162 | 164 | 164 | Conventional Hydroelectric | WAT | HY | 1968 |  |  | (OP) Operating | [8 empty] | 46.5035 | -122.5885 | 0 | 0 | #DIV/0! | 0%
| Dimension Energy LLC | 66965 | Mayhill Solar LLC Community Solar | NJ | Bergen | PJM | IPP Non-CHP | MAYHI |  | 1.2 | 1.2 | 1.2 | Solar Photovoltaic | SUN | PV | 2023 |  |  | (OP) Operating |  | 1.6 | [6 empty] | 40.9019 | -74.0937 | 0 | 0 | #DIV/0! | 0%
| Terraform Arcadia | 58412 | Maynard PV | MA | Middlesex | ISNE | IPP Non-CHP | SO026 |  | 1 | 1 | 1 | Solar Photovoltaic | SUN | PV | 2014 |  |  | (OP) Operating |  | 1.2 | [6 empty] | 42.4283 | -71.4356 | 0 | 0 | #DIV/0! | 0%
| Bio-Energy Partners | 55925 | Ridgeview | WI | Manitowoc | MISO | IPP Non-CHP | GEN1 |  | 4.8 | 4.8 | 4.8 | Landfill Gas | LFG | IC | 2004.6667 |  |  | (OP) Operating | [8 empty] | 44.175 | -87.8285 | 0 | 0 | #DIV/0! | 0%
| North Carolina El Member Corp | 65240 | Maysville BESS | NC | Jones | CPLE | Electric Utility | BAT1 |  | 5 | 5 | 5 | Batteries | MWH | BA | 2024 |  |  | (OP) Operating | 10 | [7 empty] | 34.8518 | -77.1816 | 0 | 0 | #DIV/0! | 0%
| ENI New Energy US Inc | 58770 | Maywood Photovoltaic Project | IN | Marion | MISO | IPP Non-CHP | 1 |  | 8 | 8 | 8 | Solar Photovoltaic | SUN | PV | 2014 |  |  | (OP) Operating |  | 10.5 | [6 empty] | 39.7439 | -86.2181 | 0 | 0 | #DIV/0! | 0%
| Rhode Island LFG Genco | 50365 | Ridgewood Providence Power | RI | Providence | ISNE | IPP Non-CHP | PH21 |  | 6.4 | 6 | 6 | Landfill Gas | LFG | IC | 2005 |  |  | (OP) Operating | [8 empty] | 41.8069 | -71.53 | 0 | 0 | #DIV/0! | 0%
| MC1 Solar Farm, LLC | 60395 | MC1 Solar | NC | Martin | PJM | IPP Non-CHP | MC1PV |  | 5 | 5 | 5 | Solar Photovoltaic | SUN | PV | 2016 |  |  | (OP) Operating |  | 6.6 | [6 empty] | 35.8748 | -77.1397 | 0 | 0 | #DIV/0! | 0%
| MC6 Hydro Facility | 64607 | MC6 Hydro Facility | ID | Ada | IPCO | IPP Non-CHP | GEN1 |  | 2.3 | 2.3 | 2.3 | Conventional Hydroelectric | WAT | HY | 2021 |  |  | (OP) Operating | [8 empty] | 43.4855 | -116.355 | 0 | 0 | #DIV/0! | 0%
| Invenergy Services LLC | 56773 | McAdoo Wind Energy LLC | TX | Dickens | ERCO | IPP Non-CHP | 1 |  | 150 | 150 | 150 | Onshore Wind Turbine | WND | WT | 2008 |  |  | (OP) Operating | [8 empty] | 33.7522 | -100.9674 | 0 | 0 | #DIV/0! | 0%
| City of Zeeland - (MI) | 56503 | Riley Generating Station | MI | Ottawa | MISO | Electric Utility | 1 |  | 10 | 10 | 10.5 | Natural Gas Internal Combustion Engine | NG | IC | 2006 | 6 | 2050 | (OP) Operating | [8 empty] | 42.8333 | -86.0053 | 0 | 0 | #DIV/0! | 0%
| Solar Breakers LLC | 67142 | McAllister Landfill | RI | Newport | ISNE | IPP Non-CHP | MCLF |  | 1 | 1 | 1 | Solar Photovoltaic | SUN | PV | 2022 |  |  | (OP) Operating |  | 1.4 | [6 empty] | 41.572 | -71.2898 | 0 | 0 | #DIV/0! | 0%
| Strata Manager, LLC | 58350 | McCallum Farm | NC | Robeson | CPLE | IPP Non-CHP | 1 |  | 5 | 5 | 5 | Solar Photovoltaic | SUN | PV | 2013 |  |  | (OP) Operating |  | 6.5 | [6 empty] | 34.5439 | -79.3022 | 0 | 0 | #DIV/0! | 0%
| Generate Capital | 66187 | McCarthy Solar | NY | Orange | NYIS | IPP Non-CHP | 10992 |  | 2 | 2 | 2 | Solar Photovoltaic | SUN | PV | 2021 |  |  | (OP) Operating |  | 3 | [6 empty] | 41.4013 | -74.1791 | 0 | 0 | #DIV/0! | 0%
| WM Renewable Energy LLC | 57019 | Riverbend Landfill | OR | Yamhill | BPAT | IPP Non-CHP | GEN1 |  | 4.8 | 4.8 | 4.8 | Landfill Gas | LFG | IC | 2010 |  |  | (OP) Operating | [8 empty] | 45.1672 | -123.2511 | 0 | 0 | #DIV/0! | 0%
| Riverside Fuel Cell, LLC | 59877 | Riverside RWQCP Fuel Cell | CA | Riverside | CISO | Commercial CHP | MB20 |  | 1.4 | 1.4 | 1.4 | Other Waste Biomass | OBG | FC | 2016 |  |  | (OP) Operating | [8 empty] | 33.9617 | -117.4559 | 0 | 0 | #DIV/0! | 0%
| Riverview Energy Systems | 54057 | Riverview Energy Systems | MI | Wayne | MISO | IPP Non-CHP | GEN1 |  | 6.6 | 5.6 | 6.4 | Landfill Gas | LFG | GT | 1988 |  |  | (OP) Operating | [8 empty] | 42.1661 | -83.2129 | 0 | 0 | #DIV/0! | 0%
| Highwoods Properties | 54816 | Riverwood 100 Building | GA | Cobb | SOCO | Commercial Non-CHP | 11KT |  | 1.1 | 1.1 | 1.1 | Petroleum Liquids | DFO | IC | 1989 |  |  | (OS) Out of service and NOT expected to return to service in next calendar year | [8 empty] | 33.8775 | -84.4603 | 0 | 0 | #DIV/0! | 0%
| Westbound Solar LLC | 62878 | McCleskey Cotton | GA | Terrell | SOCO | IPP Non-CHP | MCCOT |  | 1.9 | 1.9 | 1.9 | Solar Photovoltaic | SUN | PV | 2019 |  |  | (OP) Operating |  | 2.5 | [6 empty] | 31.8251 | -84.3856 | 0 | 0 | #DIV/0! | 0%
| Robbins Lumber Inc | 50230 | Robbins Lumber | ME | WALDO | ISNE | Industrial CHP | CAT |  | 3.2 | 2.9 | 2.9 | Petroleum Liquids | DFO | IC | 1984 |  |  | (OP) Operating | [8 empty] | 44.3331 | -69.2019 | 0 | 0 | #DIV/0! | 0%
| Upper Peninsula Power Company | 7116 | McClure Dam | MI | Marquette | MISO | Electric Utility | 1 |  | 8 | 5.8 | 4.6 | Conventional Hydroelectric | WAT | HY | 1988 |  |  | (OP) Operating | [8 empty] | 46.5717 | -87.4764 | 0 | 0 | #DIV/0! | 0%
| The Medical Center Company | 59324 | MCCo Solar Generating Facility | OH | Cuyahoga | PJM | IPP Non-CHP | MCCO1 |  | 1 | 0.9 | 0.6 | Solar Photovoltaic | SUN | PV | 2014 |  |  | (OP) Operating |  | 1 | [6 empty] | 41.5164 | -81.5972 | 0 | 0 | #DIV/0! | 0%
| Austin Energy | 56374 | Robert Mueller Energy Center | TX | Travis | ERCO | Electric Utility | CT1 |  | 6.1 | 5.2 | 6.1 | Natural Gas Fired Combustion Turbine | NG | GT | 2006 |  |  | (OP) Operating | [8 empty] | 30.305 | -97.7077 | 0 | 0 | #DIV/0! | 0%
| Luminace Solar Maryland, LLC | 57646 | McCormick & Co. Inc. at Belcamp | MD | Harford | PJM | IPP Non-CHP | PV1 |  | 1.4 | 1.4 | 1.4 | Solar Photovoltaic | SUN | PV | 2010 |  |  | (OP) Operating |  | 1.8 | [6 empty] | 39.4836 | -76.2292 | 0 | 0 | #DIV/0! | 0%
| McCoy Solar, LLC | 58462 | McCoy Solar Energy Project Hybrid | CA | Riverside | CISO | IPP Non-CHP | 1 |  | 500.6 | 500.6 | 500.6 | Solar Photovoltaic | SUN | PV | 2016.1111 |  |  | (OP) Operating |  | 52.9 | [6 empty] | 33.6947 | -114.7397 | 0 | 0 | #DIV/0! | 0%
| NJR Clean Energy Ventures Corporation | 62638 | McCullough Road Solar Farm | NJ | Warren | PJM | IPP Non-CHP | WASHG |  | 8.8 | 8.8 | 8.8 | Solar Photovoltaic | SUN | PV | 2019 |  |  | (OP) Operating |  | 10 | [6 empty] | 40.7576 | -74.9582 | 0 | 0 | #DIV/0! | 0%
| Cypress Creek Renewables | 60238 | McDonald Solar Farm, LLC | IN | Vigo | MISO | IPP Non-CHP | PV1 |  | 5.2 | 5.2 | 5.2 | Solar Photovoltaic | SUN | PV | 2015 |  |  | (OP) Operating |  | 7 | [6 empty] | 39.5946 | -87.474 | 0 | 0 | #DIV/0! | 0%
| McDonough Solar 1, LLC | 64201 | McDonough Solar 1, LLC CSG | IL | McDonough | MISO | IPP Non-CHP | MC1B |  | 4 | 4 | 4 | Solar Photovoltaic | SUN | PV | 2020 |  |  | (OP) Operating |  | 2.9 | [6 empty] | 40.5554 | -90.8511 | 0 | 0 | #DIV/0! | 0%
| AES Distributed Energy | 63470 | McDougle-Mitchell Solar Project Hybrid C | MA | Worcester | ISNE | IPP Non-CHP | BATT |  | 7.4 | 7.4 | 7.4 | Batteries | MWH | BA | 2020 |  |  | (OP) Operating | 5.7 | [7 empty] | 42.1649 | -72.0014 | 0 | 0 | #DIV/0! | 0%
| PacifiCorp | 57039 | McFadden Ridge | WY | Albany | PACE | Electric Utility | 1 |  | 35.2 | 28.8 | 28.5 | Onshore Wind Turbine | WND | WT | 2009 |  |  | (OP) Operating | [8 empty] | 41.7244 | -105.9906 | 0 | 0 | #DIV/0! | 0%
| AES Clean Energy | 66636 | McFarland A Solar and Storage | AZ | Yuma | CISO | IPP Non-CHP | BESS |  | 300 | 300 | 300 | Batteries | MWH | BA | 2023 |  |  | (OP) Operating | 400 | [7 empty] | 32.9513 | -113.4905 | 0 | 0 | #DIV/0! | 0%
| AES Clean Energy | 66637 | McFarland B Solar and Storage | AZ | Yuma | CISO | IPP Non-CHP | BESS |  | 450 | 450 | 450 | Batteries | MWH | BA | 2024 |  |  | (OP) Operating | 600 | [7 empty] | 32.9575 | -113.476 | 0 | 0 | #DIV/0! | 0%
| Ormat Nevada Inc | 57446 | McGinness Hills | NV | Lander | NEVP | IPP Non-CHP | 1 |  | 104 | 70.6 | 104 | Geothermal | GEO | BT | 2014.8333 |  |  | (OP) Operating | [8 empty] | 39.5911 | -116.9119 | 0 | 0 | #DIV/0! | 0%
| Ormat Nevada Inc | 61912 | McGinness Hills 3 | NV | Lander | NEVP | IPP Non-CHP | G1A |  | 98.8 | 74.2 | 98.8 | Geothermal | GEO | BT | 2019 |  |  | (OP) Operating | [8 empty] | 39.5963 | -116.8942 | 0 | 0 | #DIV/0! | 0%
| Strata Manager, LLC | 60779 | McGoogan Farm, LLC | NC | Robeson | DUK | IPP Non-CHP | 1 |  | 5 | 5 | 5 | Solar Photovoltaic | SUN | PV | 2015 |  |  | (OP) Operating |  | 6.5 | [6 empty] | 34.8887 | -79.0627 | 0 | 0 | #DIV/0! | 0%
| Robeson County Landfill | 59763 | Robeson County LFG to Energy | NC | Robeson | CPLE | Commercial Non-CHP | GEN01 |  | 2 | 2 | 2 | Landfill Gas | LFG | IC | 2013.5 |  |  | (OS) Out of service and NOT expected to return to service in next calendar year | [8 empty] | 34.791 | -78.9088 | 0 | 0 | #DIV/0! | 0%
| Frontier Operation Services | 58377 | Rochelle Energy Center | IL | Ogle | PJM | IPP Non-CHP | REC1 |  | 4.8 | 4.8 | 4.8 | Landfill Gas | LFG | IC | 2011 |  |  | (OP) Operating | [8 empty] | 41.9247 | -88.9986 | 0 | 0 | #DIV/0! | 0%
| NJR Clean Energy Ventures Corporation | 57662 | McGraw Hill Solar | NJ | Mercer | PJM | IPP Non-CHP | MCGRH |  | 12 | 12 | 12 | Solar Photovoltaic | SUN | PV | 2011 |  |  | (OP) Operating |  | 14.1 | [6 empty] | 40.2797 | -74.5564 | 0 | 0 | #DIV/0! | 0%
| Rock Rapids Municipal Utility | 1181 | Rock Rapids | IA | Lyon | SWPP | Electric Utility | 1 |  | 2.5 | 2.5 | 2.5 | Petroleum Liquids | DFO | IC | 1968 |  |  | (OP) Operating | [8 empty] | 43.4294 | -96.1692 | 0 | 0 | #DIV/0! | 0%
| Carolina Solar Energy LLC | 60440 | McGrigor Farm Solar | NC | Sampson | CPLE | IPP Non-CHP | PV1 |  | 5 | 5 | 5 | Solar Photovoltaic | SUN | PV | 2019 |  |  | (OP) Operating |  | 6.8 | [6 empty] | 35.0198 | -78.3501 | 0 | 0 | #DIV/0! | 0%
| Duke Energy Carolinas, LLC | 6038 | McGuire | NC | Mecklenburg | DUK | Electric Utility | 1 |  | 2440.6 | 2315.6 | 2386.2 | Nuclear | NUC | ST | 1982.5 |  |  | (OP) Operating | [8 empty] | 35.4331 | -80.9486 | 0 | 0 | #DIV/0! | 0%
| McHenry Battery Storage | 60656 | McHenry Battery Storage | IL | McHenry | PJM | IPP Non-CHP | MCH1 |  | 20 | 20 | 20 | Batteries | MWH | BA | 2016 |  |  | (OP) Operating | 7.8 | [7 empty] | 42.3314 | -88.2743 | 0 | 0 | #DIV/0! | 0%
| Ecos Energy LLC | 65353 | McHenry Solar | CT | Windham | ISNE | IPP Non-CHP | MCHEN |  | 1 | 1 | 1 | Solar Photovoltaic | SUN | PV | 2021 |  |  | (OP) Operating |  | 1.2 | [6 empty] | 41.77 | -72.0802 | 0 | 0 | #DIV/0! | 0%
| Great River Hydro, LLC | 6483 | Mcindoes | VT | Caledonia | ISNE | IPP Non-CHP | GEN1 |  | 10.4 | 10.2 | 10.8 | Conventional Hydroelectric | WAT | HY | 1931 |  |  | (OP) Operating | [8 empty] | 44.2603 | -72.0592 | 0 | 0 | #DIV/0! | 0%
| City of Rockford- (IA) | 1180 | Rockford | IA | Floyd | MISO | Electric Utility | 1 |  | 2.9 | 2.9 | 2.9 | Petroleum Liquids | DFO | IC | 1970.3333 |  |  | (SB) Standby/Backup: available for service but not normally used | [8 empty] | 43.0489 | -92.9468 | 0 | 0 | #DIV/0! | 0%
| Rockland Bakery Inc. | 62619 | Rockland Bakery Inc. | NY | Rockland | NYIS | Commercial Non-CHP | CAT1 |  | 1.6 | 1.6 | 1.6 | Natural Gas Internal Combustion Engine | NG | IC | 1996 |  |  | (SB) Standby/Backup: available for service but not normally used | [8 empty] | 41.1906 | -74.0651 | 0 | 0 | #DIV/0! | 0%
| Black Hills Colorado Electric, LLC | 6516 | Rocky Ford | CO | Otero | PSCO | Electric Utility | IC1A |  | 10 | 10 | 10 | Petroleum Liquids | DFO | IC | 1964 |  |  | (OP) Operating | [8 empty] | 38.0492 | -103.7136 | 0 | 0 | #DIV/0! | 0%
| Georgia Power Co | 67864 | McIntosh Solar | GA | Effingham | SOCO | Electric Utility | 1 |  | 10 | 10 | 10 | Solar Photovoltaic | SUN | PV | 2024 |  |  | (OP) Operating |  | 12 | [6 empty] | 32.3508 | -81.1719 | 0 | 0 | #DIV/0! | 0%
| Bloom Energy | 58297 | Roll Delano | CA | Kern | CISO | IPP Non-CHP | ROL4 |  | 1.2 | 1.2 | 1.2 | Other Natural Gas | NG | FC | 2012 |  |  | (OP) Operating | [8 empty] | 35.7342 | -119.2367 | 0 | 0 | #DIV/0! | 0%
| MN8 Energy LLC | 57863 | McKee City Solar Phase 2 | NJ | Atlantic | PJM | IPP Non-CHP | UNIT1 |  | 2.4 | 2.4 | 2.4 | Solar Photovoltaic | SUN | PV | 2011 |  |  | (OP) Operating |  | 2.5 | [6 empty] | 39.4219 | -74.6392 | 0 | 0 | #DIV/0! | 0%
| Roseburg Forest Products | 56469 | Roseburg Forest Products Biomass | CA | Siskiyou | PACW | Industrial CHP | 1 |  | 13.4 | 9 | 9 | Wood/Wood Waste Biomass | WDS | ST | 2010 |  |  | (OP) Operating | [8 empty] | 41.4356 | -122.3769 | 0 | 0 | #DIV/0! | 0%
| Strata Manager, LLC | 58853 | McKenzie Farm | NC | Columbus | CPLE | IPP Non-CHP | 1 |  | 5 | 5 | 5 | Solar Photovoltaic | SUN | PV | 2013 |  |  | (OP) Operating |  | 7.1 | [6 empty] | 34.3239 | -78.6919 | 0 | 0 | #DIV/0! | 0%
| Roseburg LFG Energy LLC | 57911 | Roseburg LFG | OR | Douglas | PACW | IPP Non-CHP | 1 |  | 1.6 | 1.6 | 1.6 | Landfill Gas | LFG | IC | 2011 |  |  | (OP) Operating | [8 empty] | 43.1861 | -123.3803 | 0 | 0 | #DIV/0! | 0%
| DTE Electric Company | 57853 | McKinley Wind Park | MI | Huron | MISO | Electric Utility | 1 |  | 14.4 | 14 | 14 | Onshore Wind Turbine | WND | WT | 2012 |  |  | (OP) Operating | [8 empty] | 43.8719 | -83.2414 | 0 | 0 | #DIV/0! | 0%
| North Carolina El Member Corp | 65241 | McKinney BESS | NC | Richmond | CPLE | Electric Utility | BAT1 |  | 5 | 5 | 5 | Batteries | MWH | BA | 2024 |  |  | (OP) Operating | 10 | [7 empty] | 34.9058 | -79.757 | 0 | 0 | #DIV/0! | 0%
| The George Washington University | 63478 | Ross Hall Central Utility Plant | DC | District of Columbia | PJM | Commercial CHP | CT-1 |  | 4.6 | 4.1 | 2.7 | Natural Gas Fired Combustion Turbine | NG | GT | 2016 |  |  | (OP) Operating | [8 empty] | 38.9002 | -77.0508 | 0 | 0 | #DIV/0! | 0%
| City of Orangeburg - (SC) | 7480 | Rowesville Rd Plant | SC | Orangeburg | SCEG | Electric Utility | GEN3 |  | 9.6 | 8.4 | 9.6 | Natural Gas Fired Combustion Turbine | NG | GT | 1994 |  |  | (OP) Operating | [8 empty] | 33.4366 | -80.8474 | 0 | 0 | #DIV/0! | 0%
| North Carolina El Member Corp | 67041 | McLauchin | NC | Hoke | CPLE | Electric Utility | BAT1 |  | 15 | 15 | 15 | Batteries | MWH | BA | 2024 |  |  | (OP) Operating | 30 | [7 empty] | 34.9964 | -79.1071 | 0 | 0 | #DIV/0! | 0%
| City of Russell - (KS) | 1319 | Russell Downtown | KS | Russell | SWPP | Electric Utility | 11 |  | 15.7 | 14.4 | 14.4 | Natural Gas Internal Combustion Engine | NG | IC | 1983.6 |  |  | (OP) Operating | [8 empty] | 38.8933 | -98.8569 | 0 | 0 | #DIV/0! | 0%
| SolRiver Capital LLC | 60020 | McLean Homestead | NC | Scotland | DUK | IPP Non-CHP | PV1 |  | 4.9 | 4.9 | 4.9 | Solar Photovoltaic | SUN | PV | 2023 |  |  | (OP) Operating |  | 6.1 | [6 empty] | 34.7819 | -79.4977 | 0 | 0 | #DIV/0! | 0%
| City of Russell - (KS) | 7930 | Russell Energy Center | KS | Russell | SWPP | Electric Utility | T-1 |  | 15 | 12 | 15.8 | Natural Gas Fired Combustion Turbine | NG | GT | 2002 |  |  | (OP) Operating | [8 empty] | 38.8997 | -98.8394 | 0 | 0 | #DIV/0! | 0%
| Madison Energy Holdings LLC | 63119 | McLeod Community Solar One LLC CSG | MN | McLeod | MISO | IPP Non-CHP | 52832 |  | 1 | 1 | 1 | Solar Photovoltaic | SUN | PV | 2019 |  |  | (OP) Operating |  | 1.4 | [6 empty] | 44.7192 | -94.4943 | 0 | 0 | #DIV/0! | 0%
| Rutgers, The State University of NJ | 50411 | Rutgers Biomedical and Health Cogen | NJ | Essex | PJM | Commercial CHP | GEN1 |  | 10.5 | 10.2 | 11.1 | Natural Gas Fired Combustion Turbine | NG | GT | 1989 |  |  | (OP) Operating | [8 empty] | 40.7393 | -74.1876 | 0 | 0 | #DIV/0! | 0%
| Tate & Lyle Ingredients Americas Inc | 50903 | Sagamore Plant Cogeneration | IN | Tippecanoe | MISO | Industrial CHP | GEN1 |  | 7.4 | 7.4 | 7.4 | Natural Gas Steam Turbine | NG | ST | 1984 |  |  | (OP) Operating | [8 empty] | 40.4439 | -86.86 | 0 | 0 | #DIV/0! | 0%
| Saint Agnes Medical Center | 54800 | Saint Agnes Medical Center | CA | Fresno | CISO | Commercial CHP | 9911 |  | 7 | 5.4 | 4.4 | Natural Gas Fired Combustion Turbine | NG | GT | 2001 |  |  | (OP) Operating | [8 empty] | 36.8347 | -119.7667 | 0 | 0 | #DIV/0! | 0%
| USACE Northwestern Division | 3084 | McNary | OR | Umatilla | BPAT | Electric Utility | 1 |  | 990.5 | 966.5 | 966.5 | Conventional Hydroelectric | WAT | HY | 1955.0714 |  |  | (OP) Operating | [8 empty] | 45.9402 | -119.2988 | 0 | 0 | #DIV/0! | 0%
| Northern Wasco County PUD | 7511 | McNary Dam Fish Attraction Project | WA | Benton | BPAT | Electric Utility | 1 |  | 10 | 9 | 9 | Conventional Hydroelectric | WAT | HY | 1997 |  |  | (OP) Operating | [8 empty] | 45.94 | -119.2991 | 0 | 0 | #DIV/0! | 0%
| U S Bureau of Reclamation | 7372 | McPhee | CO | Montezuma | WACM | Electric Utility | 1 |  | 1.2 | 1.2 | 1.2 | Conventional Hydroelectric | WAT | HY | 1992 |  |  | (OP) Operating | [8 empty] | 37.5752 | -108.574 | 0 | 0 | #DIV/0! | 0%
| Saint Catherine of Siena Medical Center | 62003 | Saint Catherine of Siena Medical Center | NY | Suffolk | NYIS | Commercial Non-CHP | 5FPX4 |  | 2.2 | 1.8 | 1.8 | Petroleum Liquids | DFO | IC | 1994.8 |  |  | (SB) Standby/Backup: available for service but not normally used | [8 empty] | 40.8995 | -73.2709 | 0 | 0 | #DIV/0! | 0%
| Saint John's Health Center | 50610 | Saint Johns Health Center | CA | Los Angeles | CISO | Commercial CHP | 01 |  | 1.2 | 1 | 1.1 | Natural Gas Fired Combustion Turbine | NG | GT | 1992 |  |  | (OP) Operating | [8 empty] | 34.0303 | -118.4784 | 0 | 0 | #DIV/0! | 0%
| St Mary's Hospital | 54262 | Saint Marys Hospital Power Plant | MN | Olmsted | MISO | Commercial CHP | 1 | CC1 | 16.3 | 15.8 | 15.8 | Natural Gas Fired Combustion Turbine | NG | GT | 1995.2 |  |  | (OP) Operating | [8 empty] | 44.0979 | -92.4798 | 0 | 0 | #DIV/0! | 0%
| Merced Irrigation District | 410 | McSwain | CA | Mariposa | CISO | IPP Non-CHP | 1 |  | 9 | 9 | 9 | Conventional Hydroelectric | WAT | HY | 1967 |  |  | (OP) Operating | [8 empty] | 37.5221 | -120.3101 | 0 | 0 | #DIV/0! | 0%
| City of Salem - (VA) | 56519 | Salem Electric Department | VA | Salem City | PJM | Electric Utility | 1 |  | 1.3 | 1.3 | 1.3 | Petroleum Liquids | DFO | IC | 2007 |  |  | (SB) Standby/Backup: available for service but not normally used | [8 empty] | 37.2894 | -80.07 | 0 | 0 | #DIV/0! | 0%
| Distributed Solar Development, LLC | 65340 | MD - CS - BGE - PR24 TPE | MD | Prince Georges | PJM | IPP Non-CHP | 19003 |  | 2 | 2 | 2 | Solar Photovoltaic | SUN | PV | 2022 |  |  | (OP) Operating |  | 3.1 | [6 empty] | 38.9274 | -76.6992 | 0 | 0 | #DIV/0! | 0%
| Distributed Solar Development, LLC | 65339 | MD - CS - Potomac Edison Co - GA25 TPE ( | MD | Garrett | PJM | IPP Non-CHP | 19002 |  | 2 | 2 | 2 | Solar Photovoltaic | SUN | PV | 2022 |  |  | (OP) Operating |  | 3.2 | [6 empty] | 39.6081 | -79.3282 | 0 | 0 | #DIV/0! | 0%
| Forefront Power, LLC | 64180 | MD - CS - Potomac Edison Co - GA29 TPE | MD | Garrett | PJM | IPP Non-CHP | 19002 |  | 2 | 2 | 2 | Solar Photovoltaic | SUN | PV | 2021 |  |  | (OP) Operating |  | 3.2 | [6 empty] | 39.5954 | -79.3879 | 0 | 0 | #DIV/0! | 0%
| Distributed Solar Development, LLC | 64689 | MD - PR97 (CSG) | MD | Prince Georges | PJM | IPP Non-CHP | 90029 |  | 2 | 2 | 2 | Solar Photovoltaic | SUN | PV | 2022 |  |  | (OP) Operating |  | 3.1 | [6 empty] | 38.9347 | -76.7148 | 0 | 0 | #DIV/0! | 0%
| MD CDG 001 LLC | 68779 | MD CDG 001 | MD | Garrett | PJM | IPP Non-CHP | MD001 |  | 2 | 2 | 1 | Solar Photovoltaic | SUN | PV | 2024 |  |  | (OP) Operating |  | 2.7 | [6 empty] | 39.3735 | -79.3976 | 0 | 0 | #DIV/0! | 0%
| MD CDG 002 LLC | 68780 | MD CDG 002 | MD | Garrett | PJM | IPP Non-CHP | MD002 |  | 2 | 2 | 1 | Solar Photovoltaic | SUN | PV | 2024 |  |  | (OP) Operating |  | 2.7 | [6 empty] | 39.375 | -79.404 | 0 | 0 | #DIV/0! | 0%
| PFMD LL Jessup LLC | 67670 | MD JESSUP 7950 OCEANO AVE | MD | Howard | PJM | IPP Non-CHP | 22337 |  | 1.5 | 1.5 | 1.5 | Solar Photovoltaic | SUN | PV | 2024 |  |  | (OP) Operating |  | 2 | [6 empty] | 39.1575 | -76.7873 | 0 | 0 | #DIV/0! | 0%
| Terraform Arcadia | 61350 | MDFA Devens-Saratoga | MA | Worcester | ISNE | IPP Non-CHP | SO145 |  | 2.5 | 2.5 | 2.5 | Solar Photovoltaic | SUN | PV | 2016 |  |  | (OP) Operating |  | 3.2 | [6 empty] | 42.5441 | -71.5988 | 0 | 0 | #DIV/0! | 0%
| Greenbacker Renewable Energy Corporation | 66983 | MDU / NVSS-II | NV | Nye | NEVP | IPP Non-CHP | 822 |  | 13.5 | 13.5 | 13.5 | Solar Photovoltaic | SUN | PV | 2017 |  |  | (OP) Operating |  | 17.5 | [6 empty] | 36.2748 | -115.9724 | 0 | 0 | #DIV/0! | 0%
| Overlook Solar Partners, LLC | 67194 | ME - EDFR - Phase I - Bristol | ME | Lincoln | ISNE | IPP Non-CHP | BRIST |  | 5 | 5 | 5 | Solar Photovoltaic | SUN | PV | 2023 |  |  | (OP) Operating |  | 7.2 | [6 empty] | 43.9656 | -69.5181 | 0 | 0 | #DIV/0! | 0%
| Mars Hill Road Solar Farm, LLC | 68484 | ME - Novel (Lighthouse Ph I) Mars Hill | ME | Aroostook | ISNE | IPP Non-CHP | MRSHL |  | 2.5 | 2.5 | 2.5 | Solar Photovoltaic | SUN | PV | 2024 |  |  | (OP) Operating |  | 3.4 | [6 empty] | 46.5741 | -67.9111 | 0 | 0 | #DIV/0! | 0%
| SOL ME Augusta 13 York Farm, LLC | 66512 | ME Augusta 13 York Farm Rd Solar | ME | Kennebec | ISNE | IPP Non-CHP | 18196 |  | 1 | 1 | 1 | Solar Photovoltaic | SUN | PV | 2024 |  |  | (OP) Operating |  | 1.5 | [6 empty] | 44.3288 | -69.8196 | 0 | 0 | #DIV/0! | 0%
| ME CDG 004 LLC | 68781 | ME CDG 004 | ME | Piscataquis | ISNE | IPP Non-CHP | ME004 |  | 2 | 2 | 1 | Solar Photovoltaic | SUN | PV | 2024 |  |  | (OP) Operating |  | 2.8 | [6 empty] | 44.8495 | -68.8006 | 0 | 0 | #DIV/0! | 0%
| ME CDG 005 LLC | 68782 | ME CDG 005 | ME | Piscataquis | ISNE | IPP Non-CHP | ME005 |  | 2 | 2 | 1 | Solar Photovoltaic | SUN | PV | 2024 |  |  | (OP) Operating |  | 2.7 | [6 empty] | 44.8424 | -68.7064 | 0 | 0 | #DIV/0! | 0%
| ME Fort Fairfield LLC | 67842 | ME Fort Fairfield Solar Plant | ME | Aroostook | ISNE | IPP Non-CHP | 22085 |  | 2.8 | 2.8 | 2.8 | Solar Photovoltaic | SUN | PV | 2024 |  |  | (OP) Operating |  | 4 | [6 empty] | 46.6945 | -67.9695 | 0 | 0 | #DIV/0! | 0%
| Luminace Sunbeam Development Holdings, LLC | 66962 | ME Novel Lighthouse - Carrabassett | ME | Franklin | ISNE | IPP Non-CHP | CARRA |  | 5 | 5 | 5 | Solar Photovoltaic | SUN | PV | 2023 |  |  | (OP) Operating |  | 7 | [6 empty] | 45.1015 | -70.3412 | 0 | 0 | #DIV/0! | 0%
| Luminace Sunbeam Development Holdings, LLC | 66834 | ME Novel Lighthouse - Front St. Solar CS | ME | Somerset | ISNE | IPP Non-CHP | FRONT |  | 3.2 | 3.2 | 3.2 | Solar Photovoltaic | SUN | PV | 2023 |  |  | (OP) Operating |  | 3.9 | [6 empty] | 44.7461 | -69.7447 | 0 | 0 | #DIV/0! | 0%
| Luminace Sunbeam Development Holdings, LLC | 66833 | ME Novel Lighthouse - Huggard Ave Solar | ME | Aroostook | NA | IPP Non-CHP | HUG |  | 2.5 | 2.5 | 2.5 | Solar Photovoltaic | SUN | PV | 2024 |  |  | (OP) Operating |  | 3.2 | [6 empty] | 46.9096 | -67.8384 | 0 | 0 | #DIV/0! | 0%
| Luminace Sunbeam Development Holdings, LLC | 66961 | ME Novel Lighthouse - Penobscot CSG | ME | Penobscot | ISNE | IPP Non-CHP | PENOB |  | 3 | 3 | 3 | Solar Photovoltaic | SUN | PV | 2024 |  |  | (OP) Operating |  | 3.8 | [6 empty] | 46.0001 | -68.4558 | 0 | 0 | #DIV/0! | 0%
| United Power, Inc | 67303 | Mead Battery Storage | CO | Weld | WACM | Electric Utility | MEABA |  | 7.8 | 7.8 | 7.8 | Batteries | MWH | BA | 2024 |  |  | (OP) Operating | 31.3 | [7 empty] | 40.2194 | -104.9422 | 0 | 0 | #DIV/0! | 0%
| Salem Energy Systems LLC | 54984 | Salem Energy Systems LLC | NC | Forsyth | DUK | IPP Non-CHP | UNT2 |  | 4.5 | 3.3 | 3.6 | Landfill Gas | LFG | GT | 2017 |  |  | (OP) Operating | [8 empty] | 36.1912 | -80.1835 | 0 | 0 | #DIV/0! | 0%
| City of Salem - (VA) | 56289 | Salem Street Dept | VA | Salem City | PJM | Commercial Non-CHP | 1 |  | 1.8 | 2 | 2 | Petroleum Liquids | DFO | IC | 2005 |  |  | (SB) Standby/Backup: available for service but not normally used | [8 empty] | 37.2794 | -80.0447 | 0 | 0 | #DIV/0! | 0%
| Ridgeline Energy LLC | 58106 | Meadow Creek Project Company | ID | Bonneville | PACE | IPP Non-CHP | MCPC |  | 119.7 | 115.8 | 115.8 | Onshore Wind Turbine | WND | WT | 2012 |  |  | (OP) Operating | [8 empty] | 43.5244 | -111.8039 | 0 | 0 | #DIV/0! | 0%
| PNM Resources | 59618 | Meadow Lake Solar Energy Center | NM | Valencia | PNM | Electric Utility | MLK |  | 9.1 | 9 | 9 | Solar Photovoltaic | SUN | PV | 2015 |  |  | (OP) Operating |  | 11.4 | [6 empty] | 34.81 | -106.52 | 0 | 0 | #DIV/0! | 0%
| Meadow Lake Wind Farm II LLC | 57112 | Meadow Lake Wind Farm II LLC | IN | White | PJM | IPP Non-CHP | GEN1 |  | 102.3 | 102.3 | 102.3 | Onshore Wind Turbine | WND | WT | 2010 |  |  | (OP) Operating | [8 empty] | 40.6431 | -87.0242 | 0 | 0 | #DIV/0! | 0%
| Meadow Lake Wind Farm III LLC | 57115 | Meadow Lake Wind Farm III LLC | IN | White | PJM | IPP Non-CHP | GEN 1 |  | 103.5 | 103.5 | 103.5 | Onshore Wind Turbine | WND | WT | 2010 |  |  | (OP) Operating | [8 empty] | 40.5986 | -87.0194 | 0 | 0 | #DIV/0! | 0%
| Meadow Lake Wind Farm IV LLC | 57177 | Meadow Lake Wind Farm IV | IN | White | PJM | IPP Non-CHP | GEN 1 |  | 105.7 | 105.7 | 105.7 | Onshore Wind Turbine | WND | WT | 2010 |  |  | (OP) Operating | [8 empty] | 40.6778 | -87.0328 | 0 | 0 | #DIV/0! | 0%
| Meadow Lake Wind Farm LLC | 57109 | Meadow Lake Wind Farm LLC | IN | White | PJM | IPP Non-CHP | GEN 1 |  | 199.7 | 199.7 | 199.7 | Onshore Wind Turbine | WND | WT | 2009 |  |  | (OP) Operating | [8 empty] | 40.6275 | -86.935 | 0 | 0 | #DIV/0! | 0%
| Meadow Lake Wind Farm V LLC | 57628 | Meadow Lake Wind Farm V LLC | IN | White | PJM | IPP Non-CHP | GEN1 |  | 100 | 100 | 100 | Onshore Wind Turbine | WND | WT | 2017 |  |  | (OP) Operating | [8 empty] | 40.7161 | -87.0211 | 0 | 0 | #DIV/0! | 0%
| Meadow Lake Wind Farm VI LLC | 61756 | Meadow Lake Wind Farm VI LLC | IN | Benton | MISO | IPP Non-CHP | MWLVI |  | 200.4 | 200.4 | 200.4 | Onshore Wind Turbine | WND | WT | 2018 |  |  | (OP) Operating | [8 empty] | 40.6926 | -87.127 | 0 | 0 | #DIV/0! | 0%
| Meadow Ridge Wind Energy, LLC | 58459 | Meadow Ridge | IA | Adair | MISO | IPP Non-CHP | 1 |  | 1.6 | 1.6 | 1.6 | Onshore Wind Turbine | WND | WT | 2012 |  |  | (OP) Operating | [8 empty] | 41.39 | -94.4458 | 0 | 0 | #DIV/0! | 0%
| Altus Power America Management, LLC | 60756 | Meadow Solar | MA | Suffolk | ISNE | IPP Non-CHP | PV1 |  | 3 | 3 | 3 | Solar Photovoltaic | SUN | PV | 2016 |  |  | (OP) Operating |  | 4 | [6 empty] | 42.2301 | -71.1333 | 0 | 0 | #DIV/0! | 0%
| Cypress Creek Renewables | 59936 | Meadowbrook Solar Farm | NC | Rowan | DUK | IPP Non-CHP | NB008 |  | 5 | 4.9 | 4.9 | Solar Photovoltaic | SUN | PV | 2016 |  |  | (OP) Operating |  | 6.8 | [6 empty] | 35.5554 | -80.3859 | 0 | 0 | #DIV/0! | 0%
| Meadowlark Solar, LLC | 64117 | Meadowlark Solar | NC | Harnett | CPLE | IPP Non-CHP | MLS01 |  | 4.9 | 4.9 | 4.9 | Solar Photovoltaic | SUN | PV | 2018 |  |  | (OP) Operating |  | 6.9 | [6 empty] | 35.5519 | -79.0231 | 0 | 0 | #DIV/0! | 0%
| Fresh Air Energy XVIII, LLC | 59513 | Meadows PV 1 | NC | Martin | PJM | IPP Non-CHP | MEAD1 |  | 20 | 20 | 20 | Solar Photovoltaic | SUN | PV | 2016 |  |  | (OP) Operating |  | 25.9 | [6 empty] | 35.8369 | -77.1269 | 0 | 0 | #DIV/0! | 0%
| Altus Power America Management, LLC | 60496 | MEBA | MD | Talbot | PJM | IPP Non-CHP | 1 |  | 1.5 | 1.5 | 1.5 | Solar Photovoltaic | SUN | PV | 2014 |  |  | (OP) Operating |  | 2 | [6 empty] | 38.7729 | -76.1389 | 0 | 0 | #DIV/0! | 0%
| KEI (Maine) Power Management (IV) LLC | 54123 | Mechanic Falls | ME | Androscoggin | ISNE | IPP Non-CHP | GEN1 |  | 1.4 | 1.4 | 1.4 | Conventional Hydroelectric | WAT | HY | 1986 |  |  | (OP) Operating | [8 empty] | 44.1112 | -70.3907 | 0 | 0 | #DIV/0! | 0%
| Nautilus Solar Solutions | 67396 | Mechanic Street (CSG) | ME | Aroostook | ISNE | IPP Non-CHP | SC |  | 3 | 3 | 3 | Solar Photovoltaic | SUN | PV | 2024 |  |  | (OP) Operating |  | 3.8 | [6 empty] | 46.6837 | -68.0382 | 0 | 0 | #DIV/0! | 0%
| Mechanicsville Solar, LLC | 64158 | Mechanicsville Solar | VA | Hanover | PJM | IPP Non-CHP | MECH |  | 25 | 25 | 25 | Solar Photovoltaic | SUN | PV | 2020 |  |  | (OP) Operating |  | 35 | [6 empty] | 37.666 | -77.2077 | 0 | 0 | #DIV/0! | 0%
| Mechanicville Hydroelectric Station | 62322 | Mechanicville Hydroelectric Station | NY | Saratoga | NYIS | IPP Non-CHP | MG8 |  | 4 | 3 | 4 | Conventional Hydroelectric | WAT | HY | 2011 |  |  | (OP) Operating | [8 empty] | 42.8765 | -73.6802 | 0 | 0 | #DIV/0! | 0%
| SoCore Energy LLC | 60894 | Medford DPC Solar | WI | Taylor | MISO | IPP Non-CHP | PV1 |  | 2 | 2 | 2 | Solar Photovoltaic | SUN | PV | 2017 |  |  | (OP) Operating |  | 2.5 | [6 empty] | 45.163 | -90.3729 | 0 | 0 | #DIV/0! | 0%
| City of Salem - (VA) | 56288 | Salem Water Plant | VA | Salem City | PJM | Commercial Non-CHP | 1 |  | 2 | 2 | 2 | Petroleum Liquids | DFO | IC | 2003 |  |  | (SB) Standby/Backup: available for service but not normally used | [8 empty] | 37.2875 | -80.0771 | 0 | 0 | #DIV/0! | 0%
| NJR Clean Energy Ventures Corporation | 59277 | Medford WWTP | NJ | Burlington | PJM | IPP Non-CHP | MED1 |  | 1.3 | 1.3 | 1.3 | Solar Photovoltaic | SUN | PV | 2013 |  |  | (OP) Operating |  | 1.5 | [6 empty] | 39.9222 | -74.8067 | 0 | 0 | #DIV/0! | 0%
| City of Salisbury - (MO) | 7400 | Salisbury City of | MO | Chariton | SWPP | Electric Utility | 1 |  | 6.4 | 5.2 | 6 | Petroleum Liquids | DFO | IC | 1984.5 |  |  | (OP) Operating | [8 empty] | 39.4236 | -92.8028 | 0 | 0 | #DIV/0! | 0%
| SRIV Partnership LLC | 692 | Medicine Bow | WY | Carbon | WAUW | IPP Non-CHP | 10 |  | 6.2 | 6.2 | 6.2 | Onshore Wind Turbine | WND | WT | 2000 |  |  | (OP) Operating | [8 empty] | 41.8353 | -106.2428 | 0 | 0 | #DIV/0! | 0%
| Medin 2 Community Solar LLC | 64504 | Medin 2 Community Solar LLC CSG | MN | Chisago | MISO | IPP Non-CHP | MED2 |  | 1 | 1 | 1 | Solar Photovoltaic | SUN | PV | 2021 |  |  | (OP) Operating |  | 1.5 | [6 empty] | 45.48 | -92.7764 | 0 | 0 | #DIV/0! | 0%
| Madison Energy Holdings LLC | 64990 | Medin CSG | MN | Chisago | MISO | IPP Non-CHP | MED1 |  | 1 | 1 | 1 | Solar Photovoltaic | SUN | PV | 2021 |  |  | (OP) Operating |  | 1.5 | [6 empty] | 45.4881 | -92.7847 | 0 | 0 | #DIV/0! | 0%
| EnterSolar | 63361 | Medline Ind. Phase 2 Tracy | CA | San Joaquin | CISO | IPP Non-CHP | MIP2T |  | 1 | 1 | 1 | Solar Photovoltaic | SUN | PV | 2018 |  |  | (OP) Operating |  | 1.4 | [6 empty] | 37.7348 | -121.5089 | 0 | 0 | #DIV/0! | 0%
| North Carolina El Member Corp | 67037 | Medoc | NC | Halifax | PJM | Electric Utility | BAT1 |  | 2.5 | 2.5 | 2.5 | Batteries | MWH | BA | 2024 |  |  | (OP) Operating | 5 | [7 empty] | 36.248 | -77.8502 | 0 | 0 | #DIV/0! | 0%
| Idaho Power Co | 817 | Salmon Diesel | ID | Lemhi | IPCO | Electric Utility | 1 |  | 5 | 5.6 | 5.6 | Petroleum Liquids | DFO | IC | 1967 |  |  | (SB) Standby/Backup: available for service but not normally used | [8 empty] | 45.1834 | -113.8853 | 0 | 0 | #DIV/0! | 0%
| NextEra Renewable Fuels, LLC | 56554 | Salt Lake Energy Systems | UT | Salt Lake | PACE | IPP Non-CHP | Unit1 |  | 3.2 | 3.1 | 3.1 | Landfill Gas | LFG | IC | 2006 |  |  | (OP) Operating | [8 empty] | 40.7461 | -112.0339 | 0 | 0 | #DIV/0! | 0%
| Medusa NY 1, LLC | 63854 | Medusa NY 1 | NY | Albany | NYIS | IPP Non-CHP | 8175C |  | 2 | 2 | 2 | Solar Photovoltaic | SUN | PV | 2020 |  |  | (OP) Operating |  | 2.8 | [6 empty] | 42.4663 | -74.0995 | 0 | 0 | #DIV/0! | 0%
| Brookfield Black Bear Hydro, LLC | 55288 | Medway Hydro | ME | Penobscot | ISNE | IPP Non-CHP | MW01 |  | 4 | 3.9 | 3.9 | Conventional Hydroelectric | WAT | HY | 1923.8 |  |  | (OP) Operating | [8 empty] | 45.6072 | -68.5453 | 0 | 0 | #DIV/0! | 0%
| Tower Solar Partners, LLC | 67350 | ME-EDFR-Phase I-Embden | ME | Somerset | ISNE | IPP Non-CHP | EMBDN |  | 5 | 5 | 5 | Solar Photovoltaic | SUN | PV | 2023 |  |  | (OP) Operating |  | 7.2 | [6 empty] | 44.949 | -69.8791 | 0 | 0 | #DIV/0! | 0%
| Green Mile Solar, LLC | 67349 | ME-EDFR-Phase I-Woolwich | ME | Sagadahoc | ISNE | IPP Non-CHP | WLWCH |  | 5 | 5 | 5 | Solar Photovoltaic | SUN | PV | 2023 |  |  | (OP) Operating |  | 7.2 | [6 empty] | 43.938 | -69.7842 | 0 | 0 | #DIV/0! | 0%
| Madison Energy Holdings LLC | 63118 | Meeker Community Solar One LLC CSG | MN | Meeker | MISO | IPP Non-CHP | 52824 |  | 1 | 1 | 1 | Solar Photovoltaic | SUN | PV | 2019 |  |  | (OP) Operating |  | 1.4 | [6 empty] | 45.0711 | -94.3072 | 0 | 0 | #DIV/0! | 0%
| Cardinal Renewables | 63267 | Meeks Solar, LLC | NC | Martin | PJM | IPP Non-CHP | NCMKS |  | 2 | 2 | 2 | Solar Photovoltaic | SUN | PV | 2017 |  |  | (OP) Operating |  | 2.8 | [6 empty] | 35.8156 | -77.2911 | 0 | 0 | #DIV/0! | 0%
| Nautilus Solar Solutions | 67397 | Meeting House | MD | Cecil | PJM | IPP Non-CHP | SC |  | 2 | 2 | 2 | Solar Photovoltaic | SUN | PV | 2023 |  |  | (OP) Operating |  | 2.9 | [6 empty] | 39.7038 | -75.9432 | 0 | 0 | #DIV/0! | 0%
| Dominion Renewable Energy | 62758 | Meherrin Solar | VA | Greensville | PJM | Electric Utility | MEHER |  | 59.6 | 59.6 | 59.6 | Solar Photovoltaic | SUN | PV | 2022 |  |  | (OP) Operating |  | 86.1 | [6 empty] | 36.59 | -77.65 | 0 | 0 | #DIV/0! | 0%
| AE Power Services LLC | 57769 | Mehoopany Wind Energy LLC | PA | Wyoming | PJM | IPP Non-CHP | 1 |  | 140.8 | 140.8 | 140.8 | Onshore Wind Turbine | WND | WT | 2012 |  |  | (OP) Operating | [8 empty] | 41.4206 | -76.0492 | 0 | 0 | #DIV/0! | 0%
| Idaho Power Co | 66329 | Melba BESS | ID | Canyon | IPCO | Electric Utility | 1 |  | 2 | 2 | 2 | Batteries | MWH | BA | 2025 |  |  | (OP) Operating | 8 | [7 empty] | 43.3723 | -116.5609 | 0 | 0 | #DIV/0! | 0%
| City of Hamilton - (OH) | 56872 | Meldahl Hydroelectric Project | KY | Bracken | PJM | Electric Utility | 1 |  | 105 | 105 | 105 | Conventional Hydroelectric | WAT | HY | 2016 |  |  | (OP) Operating | [8 empty] | 38.7914 | -84.173 | 0 | 0 | #DIV/0! | 0%
| Cypress Creek Renewables | 59502 | Melinda Solar | NC | Vance | CPLE | IPP Non-CHP | PV1 |  | 5 | 5 | 5 | Solar Photovoltaic | SUN | PV | 2015 |  |  | (OP) Operating |  | 6.2 | [6 empty] | 36.2487 | -78.3475 | 0 | 0 | #DIV/0! | 0%
| San Antonio Regional Hospital | 50234 | San Antonio Regional Hospital | CA | San Bernardino | CISO | Commercial CHP | 2074 |  | 2.7 | 2.7 | 2.4 | Natural Gas Internal Combustion Engine | NG | IC | 1990.3333 |  |  | (OP) Operating | [8 empty] | 34.1019 | -117.6381 | 0 | 0 | #DIV/0! | 0%
| Bloom Energy | 66143 | San Diego Community College | CA | San Diego | CISO | IPP Non-CHP | SDC01 |  | 1 | 1 | 1 | Other Natural Gas | NG | FC | 2020 |  |  | (OP) Operating | [8 empty] | 32.8059 | -117.1677 | 0 | 0 | #DIV/0! | 0%
| San Diego Gas & Electric Co | 66281 | Melrose BESS | CA | San Diego | CISO | Electric Utility | 1 |  | 20 | 20 | 20 | Batteries | MWH | BA | 2024 |  |  | (OP) Operating | 10 | [7 empty] | 33.2072 | -117.2528 | 0 | 0 | #DIV/0! | 0%
| Tennessee Valley Authority | 3408 | Melton Hill | TN | Loudon | TVA | Electric Utility | 1 |  | 72 | 79.2 | 79.4 | Conventional Hydroelectric | WAT | HY | 1964 |  |  | (OP) Operating | [8 empty] | 35.8853 | -84.3003 | 0 | 0 | #DIV/0! | 0%
| Cypress Creek Renewables | 67640 | Meltwater | NY | Onondaga | NYIS | IPP Non-CHP | MELTW |  | 5 | 5 | 5 | Solar Photovoltaic | SUN | PV | 2024 |  |  | (OP) Operating |  | 6.5 | [6 empty] | 43.0683 | -75.9474 | 0 | 0 | #DIV/0! | 0%
| San Diego State University | 50061 | San Diego State University | CA | San Diego | CISO | Commercial CHP | GEN2 | CC1 | 15.1 | 11.9 | 11.5 | Natural Gas Fired Combined Cycle | NG | CT | 2007.4286 |  |  | (OP) Operating | [8 empty] | 32.7782 | -117.0701 | 0 | 0 | #DIV/0! | 0%
| BWC Box Pond LLC | 64575 | Mendon | MA | Worcester | ISNE | IPP Non-CHP | 1 |  | 2.6 | 2.6 | 2.6 | Solar Photovoltaic | SUN | PV | 2017 |  |  | (OP) Operating |  | 3.2 | [6 empty] | 42.0975 | -71.5019 | 0 | 0 | #DIV/0! | 0%
| Mendota US Solar 1 LLC | 63954 | Mendota | IL | LaSalle | PJM | IPP Non-CHP | MENDS |  | 2 | 2 | 2 | Solar Photovoltaic | SUN | PV | 2020 |  |  | (OP) Operating |  | 2.5 | [6 empty] | 41.5486 | -89.1599 | 0 | 0 | #DIV/0! | 0%
| Leeward Asset Management, LLC | 56160 | Mendota Hills, LLC | IL | Lee | PJM | IPP Non-CHP | GEN1 |  | 76.2 | 76.2 | 76.2 | Onshore Wind Turbine | WND | WT | 2003 |  |  | (OP) Operating | [8 empty] | 41.7194 | -89.0492 | 0 | 0 | #DIV/0! | 0%
| 42nd Road Solar LLC | 65508 | Mendota Rich Dev CSG | IL | LaSalle | PJM | IPP Non-CHP | MEND |  | 2 | 2 | 2 | Solar Photovoltaic | SUN | PV | 2022 |  |  | (OP) Operating |  | 2.7 | [6 empty] | 41.5413 | -89.1481 | 0 | 0 | #DIV/0! | 0%
| Nova Power, LLC | 66494 | Menifee Power Bank | CA | Riverside | CISO | IPP Non-CHP | NOVA1 |  | 620 | 620 | 620 | Batteries | MWH | BA | 2024 |  |  | (OP) Operating | 920 | [7 empty] | 33.739 | -117.1698 | 0 | 0 | #DIV/0! | 0%
| Eagle Creek Renewable Energy, LLC | 50409 | Menominee Mill Marinette | MI | Menominee | MISO | IPP Non-CHP | 4 |  | 1.8 | 1.8 | 1.8 | Conventional Hydroelectric | WAT | HY | 1951 |  |  | (OP) Operating | [8 empty] | 45.1069 | -87.6378 | 0 | 0 | #DIV/0! | 0%
| Northern States Power Co - Minnesota | 4009 | Menomonie | WI | Dunn | MISO | Electric Utility | 1 |  | 5.4 | 2.2 | 2.4 | Conventional Hydroelectric | WAT | HY | 1958 |  |  | (OP) Operating | [8 empty] | 44.8842 | -91.9294 | 0 | 0 | #DIV/0! | 0%
| San Jose State University Fclts Dev &Ops | 10548 | San Jose Cogeneration | CA | Santa Clara | CISO | Commercial CHP | GEN1 |  | 6 | 5.6 | 5.6 | Natural Gas Fired Combustion Turbine | NG | GT | 1984 | 6 | 2030 | (OP) Operating | [8 empty] | 37.3361 | -121.8783 | 0 | 0 | #DIV/0! | 0%
| ZGlobal Inc | 61420 | Merced 1 PV | CA | Merced | CISO | IPP Non-CHP | MRCD1 |  | 3 | 3 | 3 | Solar Photovoltaic | SUN | PV | 2018 |  |  | (OP) Operating |  | 4.1 | [6 empty] | 36.9895 | -120.8781 | 0 | 0 | #DIV/0! | 0%
| Merced Irrigation District | 258 | Merced Falls | CA | Merced | CISO | IPP Non-CHP | 1 |  | 3.4 | 3.5 | 3.5 | Conventional Hydroelectric | WAT | HY | 1930 |  |  | (OP) Operating | [8 empty] | 37.523 | -120.3299 | 0 | 0 | #DIV/0! | 0%
| Ecos Energy LLC | 59265 | Merced Solar LLC | CA | Merced | CISO | IPP Non-CHP | PV8 |  | 1.5 | 1.5 | 1.5 | Solar Photovoltaic | SUN | PV | 2014 |  |  | (OP) Operating |  | 1.9 | [6 empty] | 37.2678 | -120.4844 | 0 | 0 | #DIV/0! | 0%
| Sunlight General Mercer Solar LLC | 58882 | Mercer County Community College | NJ | Mercer | PJM | Commercial Non-CHP | PV01 |  | 7.5 | 7.5 | 7.5 | Solar Photovoltaic | SUN | PV | 2013 |  |  | (OP) Operating |  | 8.3 | [6 empty] | 40.2558 | -74.6453 | 0 | 0 | #DIV/0! | 0%
| FRIT Solar Inc | 58070 | Mercer Mall | NJ | Mercer | PJM | IPP Non-CHP | 1 |  | 1.1 | 1.1 | 1.1 | Solar Photovoltaic | SUN | PV | 2012 |  |  | (OP) Operating |  | 1.5 | [6 empty] | 40.2906 | -74.6819 | 0 | 0 | #DIV/0! | 0%
| Virginia Electric & Power Co | 59905 | Merck | VA | Rockingham | PJM | Electric Utility | 1 |  | 2.1 | 2.1 | 2.1 | Solar Photovoltaic | SUN | PV | 2017 |  |  | (OP) Operating |  | 2.2 | [6 empty] | 38.3832 | -78.6437 | 0 | 0 | #DIV/0! | 0%
| Merck - Upper Gwynedd Solar Array | 61198 | Merck - Upper Gwynedd Solar Array | PA | Montgomery | PJM | Commercial Non-CHP | SA-1 |  | 1.5 | 1.5 | 1.5 | Solar Photovoltaic | SUN | PV | 2011 |  |  | (OP) Operating |  | 1.6 | [6 empty] | 40.2154 | -75.2831 | 0 | 0 | #DIV/0! | 0%
| Yuhaaviatam of San Manuel Nation | 66472 | San Manuel Central Plant Cogens | CA | San Bernardino | CISO | Industrial CHP | CGEN1 |  | 5.4 | 5 | 5 | Natural Gas Internal Combustion Engine | NG | IC | 2021 |  |  | (OP) Operating | [8 empty] | 34.1512 | -117.2303 | 0 | 0 | #DIV/0! | 0%
| Sand Point Generating, LLC | 1 | Sand Point | AK | Aleutians East |  | Electric Utility | 1 |  | 3.7 | 1.7 | 1.7 | Petroleum Liquids | DFO | IC | 2009.1667 |  |  | (SB) Standby/Backup: available for service but not normally used | [8 empty] | 55.3397 | -160.4972 | 0 | 0 | #DIV/0! | 0%
| Nautilus Solar Solutions | 63058 | Mereand CSG | NY | Jefferson | NYIS | IPP Non-CHP | 199 |  | 2 | 2 | 2 | Solar Photovoltaic | SUN | PV | 2018 |  |  | (OP) Operating |  | 3 | [6 empty] | 43.9641 | -75.9868 | 0 | 0 | #DIV/0! | 0%
| Energy Developments, Inc d/b/a EDL | 59710 | Sand Valley Power Station | AL | Dekalb | TVA | IPP Non-CHP | GMA |  | 4.8 | 4.8 | 4.8 | Landfill Gas | LFG | IC | 2013 |  |  | (OP) Operating | [8 empty] | 34.3439 | -85.8661 | 0 | 0 | #DIV/0! | 0%
| SR Meridian II, LLC | 62164 | Meridian II | MS | Lauderdale | TVA | IPP Non-CHP | MRDII |  | 5 | 5 | 5 | Solar Photovoltaic | SUN | PV | 2019 |  |  | (OP) Operating |  | 6.5 | [6 empty] | 32.5533 | -88.5804 | 0 | 0 | #DIV/0! | 0%
| SR Meridian III, LLC | 62163 | Meridian III | MS | Lauderdale | SOCO | IPP Non-CHP | MRDII |  | 52.5 | 52.5 | 52.5 | Solar Photovoltaic | SUN | PV | 2019 |  |  | (OP) Operating |  | 75.1 | [6 empty] | 32.454 | -88.5495 | 0 | 0 | #DIV/0! | 0%
| CVI CleanCapital Solar 1 LLC | 57982 | Meridian Vineyards | CA | San Luis Obispo | CISO | IPP Non-CHP | PV-1 |  | 1.1 | 1.1 | 1.1 | Solar Photovoltaic | SUN | PV | 2010 |  |  | (OP) Operating |  | 0.6 | [6 empty] | 35.6703 | -120.5669 | 0 | 0 | #DIV/0! | 0%
| DTE Electric Company | 65328 | Meridian Wind Park | MI | Gratiot | MISO | Electric Utility | 1 |  | 225 | 225 | 225 | Onshore Wind Turbine | WND | WT | 2023 |  |  | (OP) Operating | [8 empty] | 43.462 | -84.3398 | 0 | 0 | #DIV/0! | 0%
| Strata Manager, LLC | 60579 | Meriwether Farm | NC | Granville | CPLE | IPP Non-CHP | 1 |  | 5 | 5 | 5 | Solar Photovoltaic | SUN | PV | 2016 |  |  | (OP) Operating |  | 6.7 | [6 empty] | 36.2889 | -78.6046 | 0 | 0 | #DIV/0! | 0%
| Safari Energy, LLC | 64280 | Meriwether Jackson | GA | Meriwether | SOCO | IPP Non-CHP | MJ |  | 3 | 3 | 3 | Solar Photovoltaic | SUN | PV | 2020 |  |  | (OP) Operating |  | 4 | [6 empty] | 32.8775 | -84.6444 | 0 | 0 | #DIV/0! | 0%
| County of Santa Barbara | 63094 | Santa Barbara ReSource Center | CA | Santa Barbara | CISO | IPP CHP | SBAD1 |  | 2.2 | 2.2 | 2.2 | Other Waste Biomass | OBG | IC | 2022 |  |  | (OP) Operating | [8 empty] | 34.4822 | -120.1235 | 0 | 0 | #DIV/0! | 0%
| Santa Cruz Energy LLC | 57876 | Santa Cruz Energy | CA | Santa Cruz | CISO | IPP Non-CHP | UNT1 |  | 1.6 | 1.5 | 1.5 | Landfill Gas | LFG | IC | 2009 |  |  | (OP) Operating | [8 empty] | 36.9733 | -122.1056 | 0 | 0 | #DIV/0! | 0%
| Otter Tail Power Co | 57048 | Merricourt Wind Energy Center | ND | McIntosh | MISO | Electric Utility | 1 |  | 150 | 150 | 150 | Onshore Wind Turbine | WND | WT | 2020 |  |  | (OP) Operating | [8 empty] | 46.1075 | -99.0592 | 0 | 0 | #DIV/0! | 0%
| Wisconsin Public Service Corp | 4068 | Merrill | WI | Lincoln | MISO | Electric Utility | 1 |  | 2.3 | 2.3 | 2.3 | Conventional Hydroelectric | WAT | HY | 1939.3333 |  |  | (OP) Operating | [8 empty] | 45.1786 | -89.685 | 0 | 0 | #DIV/0! | 0%
| NextGrid Mangrove, LLC | 66245 | Merrill Road Solar | ME | Androscoggin | ISNE | IPP Non-CHP | MRLRD |  | 4.6 | 4.6 | 4.6 | Solar Photovoltaic | SUN | PV | 2022 |  |  | (OP) Operating |  | 5.6 | [6 empty] | 44.1579 | -70.1971 | 0 | 0 | #DIV/0! | 0%
| Consolidated Edison Development Inc. | 58561 | Merrimac Solar | MA | Essex | ISNE | IPP Non-CHP | MSMA |  | 1.5 | 1.5 | 1.5 | Solar Photovoltaic | SUN | PV | 2013 |  |  | (OP) Operating |  | 2 | [6 empty] | 42.8331 | -70.9919 | 0 | 0 | #DIV/0! | 0%
| J&A-Santa Maria LLC | 57100 | Santa Maria LFG Power Plant | CA | Santa Barbara | CISO | IPP CHP | EN01 |  | 1.1 | 1 | 1 | Landfill Gas | LFG | IC | 2008 |  |  | (OP) Operating | [8 empty] | 34.9537 | -120.4142 | 0 | 0 | #DIV/0! | 0%
| Merrimack Solar Farm | 64454 | Merrimack Solar Farm, LLC | NH | Hillsborough | ISNE | IPP Non-CHP | PV1 |  | 2.4 | 2.4 | 2.4 | Solar Photovoltaic | SUN | PV | 2019 |  |  | (OP) Operating |  | 3 | [6 empty] | 42.8114 | -71.5012 | 0 | 0 | #DIV/0! | 0%
| PacifiCorp | 3847 | Merwin | WA | Cowlitz | PACW | Electric Utility | 1 |  | 136 | 151 | 151 | Conventional Hydroelectric | WAT | HY | 1942.5 |  |  | (OP) Operating | [8 empty] | 45.9567 | -122.5544 | 0 | 0 | #DIV/0! | 0%
| PUD No 1 of Snohomish County | 60016 | MESA 1 | WA | Snohomish | BPAT | Electric Utility | A |  | 2 | 2 | 2 | Batteries | MWH | BA | 2015.5 | 12 | 2025 | (OS) Out of service and NOT expected to return to service in next calendar year | 0.5 | [7 empty] | 47.9362 | -122.2469 | 0 | 0 | #DIV/0! | 0%
| Apple, Inc | 64404 | Mesa Carport PV | AZ | Maricopa | SRP | Commercial Non-CHP | CPTPV |  | 4.6 | 4.6 | 2.9 | Solar Photovoltaic | SUN | PV | 2020 |  |  | (OP) Operating |  | 3.8 | [6 empty] | 33.347 | -111.602 | 0 | 0 | #DIV/0! | 0%
| Standard Solar | 62719 | Mesa CSG 1 Murdock | CO | Mesa | PSCO | IPP Non-CHP | X0038 |  | 1.5 | 1.5 | 1.5 | Solar Photovoltaic | SUN | PV | 2019 |  |  | (OP) Operating |  | 2 | [6 empty] | 39.1088 | -108.6439 | 0 | 0 | #DIV/0! | 0%
| Standard Solar | 62718 | Mesa CSG 2 Massicotte | CO | Mesa | PSCO | IPP Non-CHP | X0037 |  | 1.5 | 1.5 | 1.5 | Solar Photovoltaic | SUN | PV | 2019 |  |  | (OP) Operating |  | 2 | [6 empty] | 39.0448 | -108.4197 | 0 | 0 | #DIV/0! | 0%
| Greenbacker Renewable Energy Corporation | 59199 | Mesa PV1 | CO | Mesa | PSCO | IPP Non-CHP | MESA1 |  | 1.6 | 1.6 | 1.6 | Solar Photovoltaic | SUN | PV | 2014 |  |  | (OP) Operating |  | 2 | [6 empty] | 39.0672 | -108.5091 | 0 | 0 | #DIV/0! | 0%
| Mesa Wind Repower | 67247 | Mesa Wind Repower | CA | Riverside | CISO | IPP Non-CHP | MESA |  | 30 | 30 | 30 | Onshore Wind Turbine | WND | WT | 2024 |  |  | (OP) Operating | [8 empty] | 33.9461 | -116.6769 | 0 | 0 | #DIV/0! | 0%
| Mesalands Community College | 57106 | Mesalands Comm College Wind Turbine | NM | Quay | SWPP | Commercial Non-CHP | 1 |  | 1.5 | 1.5 | 1.5 | Onshore Wind Turbine | WND | WT | 2008 |  |  | (OP) Operating | [8 empty] | 35.17 | -103.74 | 0 | 0 | #DIV/0! | 0%
| SRJFC, LLC | 60385 | Santa Rita Jail Fuel Cell | CA | Alameda | CISO | IPP CHP | MB-18 |  | 1.4 | 1.4 | 1.4 | Other Natural Gas | NG | FC | 2016 |  |  | (OP) Operating | [8 empty] | 37.7192 | -121.8869 | 0 | 0 | #DIV/0! | 0%
| Duke Energy Renewables Services | 59332 | Mesquite Creek Wind | TX | Dawson | ERCO | IPP Non-CHP | MSCRK |  | 211.2 | 211.2 | 211.2 | Onshore Wind Turbine | WND | WT | 2015 |  |  | (OP) Operating | [8 empty] | 32.7 | -101.7411 | 0 | 0 | #DIV/0! | 0%
| County of Alameda GSA | 58625 | Santa Rita Jail Hybrid | CA | Alameda | CISO | IPP CHP | SRFC2 |  | 2.9 | 2.9 | 1.6 | Other Natural Gas | NG | FC | 2016.6667 |  |  | (OP) Operating | [8 empty] | 37.7192 | -121.8869 | 0 | 0 | #DIV/0! | 0%
| Power Depot Group A, LLC | 65574 | Santa Rosa | TX | Cameron | ERCO | IPP Non-CHP | SR1 |  | 9 | 7.5 | 9 | Petroleum Liquids | DFO | IC | 2013 |  |  | (OP) Operating | [8 empty] | 26.2306 | -97.8235 | 0 | 0 | #DIV/0! | 0%
| Landfill Energy Systems Florida | 59686 | Sarasota County LFGTE Facility | FL | Sarasota | FPL | IPP Non-CHP | LESF1 |  | 6.4 | 6.4 | 6.4 | Landfill Gas | LFG | IC | 2016 |  |  | (OP) Operating | [8 empty] | 27.203 | -82.387 | 0 | 0 | #DIV/0! | 0%
| Consolidated Edison Development Inc. | 57707 | Mesquite Solar 1 | AZ | Maricopa | CISO | IPP Non-CHP | 1 |  | 170 | 170 | 170 | Solar Photovoltaic | SUN | PV | 2011.8333 |  |  | (OP) Operating |  | 22.5 | [6 empty] | 33.3418 | -112.904 | 0 | 0 | #DIV/0! | 0%
| Consolidated Edison Development Inc. | 60307 | Mesquite Solar 2, LLC | AZ | Maricopa | CISO | IPP Non-CHP | 1 |  | 100 | 100 | 100 | Solar Photovoltaic | SUN | PV | 2016 |  |  | (OP) Operating |  | 136.5 | [6 empty] | 33.3328 | -112.9114 | 0 | 0 | #DIV/0! | 0%
| Consolidated Edison Development Inc. | 60308 | Mesquite Solar 3, LLC | AZ | Maricopa | CISO | IPP Non-CHP | 1 |  | 150 | 150 | 150 | Solar Photovoltaic | SUN | PV | 2016 |  |  | (OP) Operating |  | 210 | [6 empty] | 33.3476 | -112.9368 | 0 | 0 | #DIV/0! | 0%
| Consolidated Edison Development Inc. | 65962 | Mesquite Solar 4, LLC | AZ | Maricopa | CISO | IPP Non-CHP | MS4 |  | 62.5 | 62.5 | 62.5 | Solar Photovoltaic | SUN | PV | 2024 |  |  | (OP) Operating |  | 66.15 | [6 empty] | 33.3265 | -112.919 | 0 | 0 | #DIV/0! | 0%
| Consolidated Edison Development Inc. | 65963 | Mesquite Solar 5, LLC | AZ | Maricopa | AZPS | IPP Non-CHP | MS5 |  | 120 | 120 | 120 | Solar Photovoltaic | SUN | PV | 2023 |  |  | (OP) Operating |  | 72.6 | [6 empty] | 33.3252 | -112.918 | 0 | 0 | #DIV/0! | 0%
| Mesquite Star Special LLC | 62587 | Mesquite Star | TX | Nolan | ERCO | IPP Non-CHP | MESQ |  | 418.9 | 418.9 | 418.9 | Onshore Wind Turbine | WND | WT | 2020 |  |  | (OP) Operating | [8 empty] | 32.256 | -100.3203 | 0 | 0 | #DIV/0! | 0%
| Mesquite Wind LLC | 56395 | Mesquite Wind Power LLC | TX | Shackelford | ERCO | IPP Non-CHP | 1 |  | 200 | 200 | 200 | Onshore Wind Turbine | WND | WT | 2007 |  |  | (OP) Operating | [8 empty] | 32.6256 | -99.4928 | 0 | 0 | #DIV/0! | 0%
| Messalonskee Stream Hydro LLC | 1497 | Messalonskee 2 (Oakland) | ME | Kennebec | ISNE | IPP Non-CHP | 1 |  | 2.8 | 2.8 | 2.8 | Conventional Hydroelectric | WAT | HY | 1924 |  |  | (OP) Operating | [8 empty] | 44.5485 | -69.7104 | 0 | 0 | #DIV/0! | 0%
| Messalonskee Stream Hydro LLC | 1498 | Messalonskee 3 | ME | Kennebec | ISNE | IPP Non-CHP | 1 |  | 1.6 | 1.6 | 1.6 | Conventional Hydroelectric | WAT | HY | 1918 |  |  | (OP) Operating | [8 empty] | 44.5699 | -69.6818 | 0 | 0 | #DIV/0! | 0%
| Messalonskee Stream Hydro LLC | 1500 | Messalonskee 5 | ME | Kennebec | ISNE | IPP Non-CHP | 1 |  | 1.8 | 1.8 | 1.8 | Conventional Hydroelectric | WAT | HY | 1935 |  |  | (OP) Operating | [8 empty] | 44.5344 | -69.6522 | 0 | 0 | #DIV/0! | 0%
| Duke Energy Renewables Services | 62258 | Mesteno | TX | Starr | ERCO | IPP Non-CHP | MES |  | 201.6 | 200 | 200 | Onshore Wind Turbine | WND | WT | 2019 |  |  | (OP) Operating | [8 empty] | 26.5237 | -98.7455 | 0 | 0 | #DIV/0! | 0%
| City of Sargent - (NE) | 2300 | Sargent | NE | Custer | SWPP | Electric Utility | 1 |  | 2.4 | 2.4 | 2.4 | Petroleum Liquids | DFO | IC | 1962 |  |  | (OP) Operating | [8 empty] | 41.6416 | -99.3698 | 0 | 0 | #DIV/0! | 0%
| CleanCapital Holdings | 59136 | Methuen Landfill | MA | Essex | ISNE | IPP Non-CHP | 57449 |  | 1.1 | 1.1 | 1.1 | Solar Photovoltaic | SUN | PV | 2013 |  |  | (OP) Operating |  | 1.3 | [6 empty] | 42.7447 | -71.175 | 0 | 0 | #DIV/0! | 0%
| Sauder Woodworking Co | 54974 | Sauder Power Plant | OH | Fulton | PJM | IPP CHP | UNT1 |  | 7.2 | 7.2 | 7.2 | Wood/Wood Waste Biomass | WDS | ST | 1993 |  |  | (OP) Operating | [8 empty] | 41.5152 | -84.2935 | 0 | 0 | #DIV/0! | 0%
| Alaska Village Elec Coop, Inc | 57052 | Savoonga | AK | Nome |  | Electric Utility | 2A |  | 1.7 | 1.7 | 1.7 | Petroleum Liquids | DFO | IC | 2011.6667 |  |  | (OP) Operating | [8 empty] | 63.6953 | -170.4757 | 0 | 0 | #DIV/0! | 0%
| Los Angeles County Metropolitan Transportation Authority | 57313 | Metro Support Services Center Solar | CA | Los Angeles | LDWP | Commercial Non-CHP | 1 |  | 1.1 | 1.1 | 1.1 | Solar Photovoltaic | SUN | PV | 2005 |  |  | (OP) Operating |  | 1.2 | [6 empty] | 34.0578 | -118.2297 | 0 | 0 | #DIV/0! | 0%
| San Bernardino Fuel Cell, LLC | 64027 | SB Water Reclamation Fuel Cell | CA | San Bernardino | CISO | Commercial CHP | MB19 |  | 1.4 | 1.4 | 1.4 | Other Waste Biomass | OBG | FC | 2021 |  |  | (OP) Operating | [8 empty] | 34.0756 | -117.2873 | 0 | 0 | #DIV/0! | 0%
| Metropolitan Sewerage District | 10181 | Metropolitan Sewerage District | NC | Buncombe | CPLE | Commercial Non-CHP | GEN1 |  | 2.4 | 2.4 | 2.4 | Conventional Hydroelectric | WAT | HY | 1988 |  |  | (SB) Standby/Backup: available for service but not normally used | [8 empty] | 35.6497 | -82.5992 | 0 | 0 | #DIV/0! | 0%
| MEVS DOT, LLC | 67290 | MEVS DOT 109 | ME | Kennebec | ISNE | IPP Non-CHP | EAST |  | 2.2 | 2.2 | 2.2 | Solar Photovoltaic | SUN | PV | 2023 |  |  | (OP) Operating |  | 2.3 | [6 empty] | 44.3114 | -69.8112 | 0 | 0 | #DIV/0! | 0%
| Alaska Village Elec Coop, Inc | 57056 | Scammon Bay | AK | Kusilvak |  | Electric Utility | UNIT1 |  | 1.3 | 1.3 | 1.3 | Petroleum Liquids | DFO | IC | 2004 |  |  | (OP) Operating | [8 empty] | 61.843 | -165.5815 | 0 | 0 | #DIV/0! | 0%
| Hydro Technology Systems Inc | 3868 | Meyers Falls | WA | Stevens | AVA | IPP Non-CHP | UN1 |  | 1.6 | 1.6 | 1.6 | Conventional Hydroelectric | WAT | HY | 1960.5 |  |  | (OP) Operating | [5 empty] | 2026 | 10 | 0.1 | 48.5953 | -118.0603 | 0 | 0 | #DIV/0! | 0%
| GlidePath Power Operations LLC | 62444 | Meyersdale Battery | PA | Somerset | PJM | IPP Non-CHP | BMY |  | 18 | 18 | 18 | Batteries | MWH | BA | 2015 |  |  | (OP) Operating | 12.1 | [7 empty] | 39.8282 | -79.0198 | 0 | 0 | #DIV/0! | 0%
| Sequitur Renewables, LLC | 56052 | Meyersdale Windpower, LLC | PA | Somerset | PJM | IPP Non-CHP | GE15 |  | 30 | 30 | 30 | Onshore Wind Turbine | WND | WT | 2003 |  |  | (OP) Operating | [8 empty] | 39.7907 | -79.002 | 0 | 0 | #DIV/0! | 0%
| MF Mesa Lane LLC | 56993 | MF Mesa Lane LLC | PA | Bucks | PJM | IPP Non-CHP | MESA |  | 3 | 3 | 3 | Solar Photovoltaic | SUN | PV | 2008 |  |  | (OP) Operating |  | 3.1 | [6 empty] | 40.1483 | -74.7772 | 0 | 0 | #DIV/0! | 0%
| Standard Solar | 62728 | MHG Wallingford | VT | Rutland | ISNE | IPP Non-CHP | X0041 |  | 2.2 | 2.2 | 2.2 | Solar Photovoltaic | SUN | PV | 2019 |  |  | (OP) Operating |  | 3.2 | [6 empty] | 43.4769 | -72.9827 | 0 | 0 | #DIV/0! | 0%
| Florida Power & Light Co | 61766 | Miami Dade Solar Energy Center | FL | Miami Dade | FPL | Electric Utility | 1 |  | 74.5 | 74.5 | 74.5 | Solar Photovoltaic | SUN | PV | 2019 |  |  | (OP) Operating |  | 113.2 | [6 empty] | 25.64 | -80.49 | 0 | 0 | #DIV/0! | 0%
| Bloom Energy | 65196 | SCC - San Jose | CA | Santa Clara | CISO | IPP Non-CHP | SCC02 |  | 1 | 1 | 1 | Other Natural Gas | NG | FC | 2014 |  |  | (OP) Operating | [8 empty] | 37.3511 | -121.9055 | 0 | 0 | #DIV/0! | 0%
| Invenergy Services LLC | 58765 | Miami Wind Energy Center | TX | Roberts | ERCO | IPP Non-CHP | 1 |  | 288.6 | 288.6 | 288.6 | Onshore Wind Turbine | WND | WT | 2014 |  |  | (OP) Operating | [8 empty] | 35.6539 | -100.5386 | 0 | 0 | #DIV/0! | 0%
| Duke Energy Florida, LLC | 63999 | Micanopy Energy Storage Facility | FL | Alachua | FPC | Electric Utility | ES1 |  | 8.3 | 8.3 | 8.3 | Batteries | MWH | BA | 2022 |  |  | (OP) Operating | 11.7 | [7 empty] | 29.5112 | -82.2748 | 0 | 0 | #DIV/0! | 0%
| SoCore Energy LLC | 60971 | Michael Solar | MN | Stearns | MISO | IPP Non-CHP | PV1 |  | 4 | 4 | 4 | Solar Photovoltaic | SUN | PV | 2017 |  |  | (OP) Operating |  | 1.4 | [6 empty] | 45.6675 | -94.7083 | 0 | 0 | #DIV/0! | 0%
| Michelangelo Wind 1 LLC | 59231 | Michelangelo Wind 1 LLC | IA | Story | MISO | IPP Non-CHP | WT1 |  | 3 | 3 | 3 | Onshore Wind Turbine | WND | WT | 2017 |  |  | (OP) Operating | [8 empty] | 41.881 | -93.6231 | 0 | 0 | #DIV/0! | 0%
| Michelangelo Wind 3 LLC | 59053 | Michelangelo Wind 3 LLC | IA | Story | MISO | IPP Non-CHP | WT1 |  | 3 | 3 | 3 | Onshore Wind Turbine | WND | WT | 2017 |  |  | (OP) Operating | [8 empty] | 42.019 | -93.514 | 0 | 0 | #DIV/0! | 0%
| Michelangelo Wind 4 LLC | 59232 | Michelangelo Wind 4 LLC | IA | Boone | MISO | IPP Non-CHP | WT1 |  | 3 | 3 | 3 | Onshore Wind Turbine | WND | WT | 2016 |  |  | (OP) Operating | [8 empty] | 41.978 | -93.7006 | 0 | 0 | #DIV/0! | 0%
| Owyhee Irrigation District | 50360 | Michell Butte Power Project | OR | Malheur | IPCO | IPP Non-CHP | GEN1 |  | 2 | 2 | 2 | Conventional Hydroelectric | WAT | HY | 1989 |  |  | (OP) Operating | [8 empty] | 43.7719 | -117.155 | 0 | 0 | #DIV/0! | 0%
| Wisconsin Electric Power Co | 1780 | Michigamme Falls | MI | Iron | MISO | Electric Utility | 1 |  | 9.6 | 9.6 | 9.6 | Conventional Hydroelectric | WAT | HY | 1953 |  |  | (OP) Operating | [8 empty] | 45.9553 | -88.1958 | 0 | 0 | #DIV/0! | 0%
| American Mun Power-Ohio, Inc | 66451 | Schuylkill Haven PA BTM | PA | Schuylkill | PJM | Electric Utility | PB1 |  | 5.4 | 5.4 | 5.4 | Petroleum Liquids | DFO | IC | 2023 |  |  | (OP) Operating | [8 empty] | 40.6307 | -76.1781 | 0 | 0 | #DIV/0! | 0%
| City of Scribner | 64420 | Scribner Diesel Generation Facility | NE | Dodge | SWPP | Electric Utility | 1 |  | 4 | 4 | 4 | Petroleum Liquids | DFO | IC | 2020 |  |  | (OP) Operating | [8 empty] | 41.6684 | -96.6691 | 0 | 0 | #DIV/0! | 0%
| Michigan Wind 1, LLC | 56416 | Michigan Wind 1 | MI | Huron | MISO | IPP Non-CHP | 1 |  | 69 | 69 | 69 | Onshore Wind Turbine | WND | WT | 2008 |  |  | (OP) Operating | [8 empty] | 43.7092 | -82.9633 | 0 | 0 | #DIV/0! | 0%
| Michigan Wind 2, LLC | 56659 | Michigan Wind 2 | MI | Sanilac | MISO | IPP Non-CHP | 1 |  | 90 | 90 | 90 | Onshore Wind Turbine | WND | WT | 2011 |  |  | (OP) Operating | [8 empty] | 43.6631 | -82.7469 | 0 | 0 | #DIV/0! | 0%
| 2016 ESA Project Company, LLC | 63715 | SCU000 El Camino Real Fuel Cell | CA | Santa Clara | CISO | IPP Non-CHP | SCU00 |  | 1.5 | 1.5 | 1.5 | Other Natural Gas | NG | FC | 2018 |  |  | (OP) Operating | [8 empty] | 37.3499 | -121.9406 | 0 | 0 | #DIV/0! | 0%
| Midcontinent Solar, LLC | 66108 | Midcontinent Solar, LLC | MI | Shiawassee | MISO | IPP Non-CHP | MCS |  | 20 | 20 | 20 | Solar Photovoltaic | SUN | PV | 2023 |  |  | (OP) Operating |  | 25.4 | [6 empty] | 42.9709 | -84.158 | 0 | 0 | #DIV/0! | 0%
| Onyx Asset Services Group | 61681 | Middle Daisy | NM | Lea | SWPP | IPP Non-CHP | 10257 |  | 5 | 5 | 5 | Solar Photovoltaic | SUN | PV | 2017 |  |  | (OP) Operating |  | 6.8 | [6 empty] | 32.9786 | -103.3713 | 0 | 0 | #DIV/0! | 0%
| Boralex Hydro Operations Inc | 10219 | Middle Falls Hydro | NY | Washington | NYIS | IPP Non-CHP | HY1 |  | 2.2 | 2.2 | 2.2 | Conventional Hydroelectric | WAT | HY | 1989 |  |  | (OP) Operating | [8 empty] | 43.0987 | -73.5253 | 0 | 0 | #DIV/0! | 0%
| Placer County Water Agency | 425 | Middle Fork | CA | Placer | CISO | Electric Utility | 1 |  | 122.4 | 132 | 132 | Conventional Hydroelectric | WAT | HY | 1966 |  |  | (OP) Operating | [8 empty] | 39.0248 | -120.5964 | 0 | 0 | #DIV/0! | 0%
| Middle Fork Irrigation Dist | 50917 | Middle Fork Irrigation District | OR | Hood River | BPAT | IPP Non-CHP | GEN1 |  | 3.3 | 3.3 | 3.3 | Conventional Hydroelectric | WAT | HY | 1986 |  |  | (OP) Operating | [8 empty] | 45.4807 | -121.5998 | 0 | 0 | #DIV/0! | 0%
| Los Angeles Department of Water & Power | 401 | Middle Gorge | CA | Mono | LDWP | Electric Utility | 1 |  | 37.5 | 37.5 | 37.5 | Conventional Hydroelectric | WAT | HY | 1952 |  |  | (OP) Operating | [8 empty] | 37.51 | -118.5692 | 0 | 0 | #DIV/0! | 0%
| 2016 ESA Project Company, LLC | 63647 | SDM000 Clarkson Fuel Cell | NY | Kings | NYIS | IPP Non-CHP | SDM00 |  | 1.8 | 1.8 | 1.8 | Other Natural Gas | NG | FC | 2018 |  |  | (OP) Operating | [8 empty] | 40.6551 | -73.9441 | 0 | 0 | #DIV/0! | 0%
| Ecos Energy LLC | 60047 | Middlebury Solar | IN | Elkhart | MISO | IPP Non-CHP | PV6 |  | 1.5 | 1.5 | 1.5 | Solar Photovoltaic | SUN | PV | 2012 |  |  | (OP) Operating |  | 2 | [6 empty] | 41.6972 | -85.6875 | 0 | 0 | #DIV/0! | 0%
| Green Mountain Power Corp | 3740 | Middlesex 2 | VT | Washington | ISNE | Electric Utility | 1 |  | 3.2 | 3.2 | 3.2 | Conventional Hydroelectric | WAT | HY | 1928 |  |  | (OP) Operating | [8 empty] | 44.2924 | -72.6824 | 0 | 0 | #DIV/0! | 0%
| CVI CleanCapital Solar 4 LLC | 58090 | Middlesex Apple Orchard Solar | NJ | Middlesex | PJM | Commercial Non-CHP | SEF-1 |  | 4.7 | 4.7 | 4.7 | Solar Photovoltaic | SUN | PV | 2013 |  |  | (OP) Operating |  | 1.5 | [6 empty] | 40.4264 | -74.4922 | 0 | 0 | #DIV/0! | 0%
| Seadrift Coke L P | 10167 | Seadrift Coke LP | TX | Calhoun | ERCO | Industrial CHP | GEN1 |  | 7.6 | 7.6 | 7.6 | Petroleum Coke | PC | ST | 1983 |  |  | (OP) Operating | [8 empty] | 28.5139 | -96.7942 | 0 | 0 | #DIV/0! | 0%
| Navisun LLC | 67368 | Middlesex Vo Tech Solar 1 LLC | NJ | Middlesex | PJM | IPP Non-CHP | MIDDL |  | 1.5 | 1.5 | 1.5 | Solar Photovoltaic | SUN | PV | 2021 |  |  | (OP) Operating |  | 2 | [6 empty] | 40.5283 | -74.4355 | 0 | 0 | #DIV/0! | 0%
| Madison Gas & Electric Co | 62731 | Middleton Airport Solar | WI | Dane | MISO | Electric Utility | 1 |  | 5.6 | 5.6 | 5.6 | Solar Photovoltaic | SUN | PV | 2020 |  |  | (OP) Operating |  | 6.3 | [6 empty] | 43.1163 | -89.5324 | 0 | 0 | #DIV/0! | 0%
| Middleton Biogas Solar, LLC | 66048 | Middleton Biogas Solar, LLC | WI | Dane | MISO | IPP Non-CHP | MBS |  | 2.2 | 2.2 | 2 | Solar Photovoltaic | SUN | PV | 2022 |  |  | (OP) Operating |  | 2.5 | [6 empty] | 43.1233 | -89.5466 | 0 | 0 | #DIV/0! | 0%
| HG Solar Development, LLC | 63214 | Middleton Solar Park | MA | Essex | ISNE | IPP Non-CHP | MDB02 |  | 8 | 8 | 6.8 | Batteries | MWH | BA | 2018.5 |  |  | (OP) Operating | 6.6 | [7 empty] | 42.5817 | -70.9987 | 0 | 0 | #DIV/0! | 0%
| Seaside Heights Municipal Utility | 58172 | Seaside Heights Power Plant | NJ | Ocean | PJM | Electric Utility | UINT3 |  | 6 | 6 | 6 | Petroleum Liquids | DFO | IC | 2012 |  |  | (OS) Out of service and NOT expected to return to service in next calendar year | [8 empty] | 39.9433 | -74.0786 | 0 | 0 | #DIV/0! | 0%
| Southeastern Chester County Refuse Auth | 56873 | SECCRA Community Landfill | PA | Chester | PJM | Commercial Non-CHP | 1 |  | 2.5 | 2.5 | 2.5 | Landfill Gas | LFG | IC | 2008.5 |  |  | (OP) Operating | [8 empty] | 39.8639 | -75.8428 | 0 | 0 | #DIV/0! | 0%
| TX LFG Energy, LP | 55556 | Security | TX | Montgomery | MISO | IPP Non-CHP | GEN5 |  | 3.4 | 3.4 | 3.4 | Landfill Gas | LFG | IC | 2003 |  |  | (OP) Operating | [8 empty] | 30.3225 | -95.2681 | 0 | 0 | #DIV/0! | 0%
| Middletown NY 1, LLC | 63857 | Middletown NY 1 | NY | Orange | NYIS | IPP Non-CHP | 8175B |  | 2 | 2 | 2 | Solar Photovoltaic | SUN | PV | 2020 |  |  | (OP) Operating |  | 2.8 | [6 empty] | 41.4089 | -74.5098 | 0 | 0 | #DIV/0! | 0%
| AES Distributed Energy | 63415 | Middletown Solar 1, LLC Hybrid CSG | NY | Orange | NYIS | IPP Non-CHP | BATT |  | 3.2 | 3.2 | 3.2 | Batteries | MWH | BA | 2020 |  |  | (OP) Operating | 6.6 | [7 empty] | 41.3902 | -74.5199 | 0 | 0 | #DIV/0! | 0%
| Central Electric Power | 7957 | Sediver | SC | York | DUK | Electric Utility | 1 |  | 2.9 | 2.5 | 2.5 | Petroleum Liquids | DFO | IC | 2003 |  |  | (OP) Operating | [8 empty] | 34.9653 | -81.1872 | 0 | 0 | #DIV/0! | 0%
| Alaska Village Elec Coop, Inc | 6341 | Selawik | AK | Northwest Arctic |  | Electric Utility | 1B |  | 2.2 | 1.8 | 1.8 | Petroleum Liquids | DFO | IC | 2015.6667 |  |  | (OP) Operating | [8 empty] | 66.6068 | -160.0148 | 0 | 0 | #DIV/0! | 0%
| Avangrid Power LLC | 63003 | Midland Wind | IL | Henry | PJM | IPP Non-CHP | 1 |  | 105.5 | 105.5 | 105.5 | Onshore Wind Turbine | WND | WT | 2023 |  |  | (OP) Operating | [8 empty] | 41 | -89.9968 | 0 | 0 | #DIV/0! | 0%
| Cubico USA, LLC | 63839 | Midlands | SC | Calhoun | SCEG | IPP Non-CHP | 1113 |  | 72.1 | 72.1 | 72.1 | Solar Photovoltaic | SUN | PV | 2020 |  |  | (OP) Operating |  | 101.6 | [6 empty] | 33.649 | -80.9428 | 0 | 0 | #DIV/0! | 0%
| Homer Electric Assn Inc | 6283 | Seldovia | AK | Kenai Peninsula |  | Electric Utility | 5 |  | 2.2 | 2.2 | 2.2 | Petroleum Liquids | DFO | IC | 2010.5 |  |  | (OP) Operating | [8 empty] | 59.4395 | -151.7134 | 0 | 0 | #DIV/0! | 0%
| Greenbacker Renewable Energy Corporation | 64101 | Mid-River PA, LLC (ABE4) | PA | Northampton | PJM | IPP Non-CHP | 259 |  | 3 | 3 | 3 | Solar Photovoltaic | SUN | PV | 2020 |  |  | (OP) Operating |  | 3.8 | [6 empty] | 40.74 | -75.2777 | 0 | 0 | #DIV/0! | 0%
| NextEra Renewable Fuels, LLC | 61780 | Seminole Energy | FL | Seminole | FPL | IPP Non-CHP | ENG1 |  | 4.8 | 4.8 | 4.8 | Landfill Gas | LFG | IC | 2007 |  |  | (OP) Operating | [8 empty] | 28.7902 | -81.089 | 0 | 0 | #DIV/0! | 0%
| City of Seneca - (SC) | 56545 | Seneca City of | SC | Oconee | DUK | Electric Utility | PPG1 |  | 10 | 9 | 9 | Petroleum Liquids | DFO | IC | 2004 |  |  | (OP) Operating | [8 empty] | 34.6875 | -82.9525 | 0 | 0 | #DIV/0! | 0%
| Midway Green Solar, LLC | 65389 | Midway Green Solar | SC | Union | DUK | IPP Non-CHP | MIDGS |  | 12.8 | 12.8 | 12.8 | Solar Photovoltaic | SUN | PV | 2020 |  |  | (OP) Operating |  | 14.6 | [6 empty] | 34.421 | -81.393 | 0 | 0 | #DIV/0! | 0%
| Seneca Energy II | 54782 | Seneca Energy | NY | Seneca | NYIS | IPP Non-CHP | GE10 |  | 17.6 | 17.6 | 17.6 | Landfill Gas | LFG | IC | 1999.3333 | 3 | 2026 | (OP) Operating | [8 empty] | 42.9281 | -76.8408 | 0 | 0 | #DIV/0! | 0%
| Midway Solar | 61368 | Midway Solar - TX | TX | Pecos | ERCO | IPP Non-CHP | PV1 |  | 182 | 182 | 182 | Solar Photovoltaic | SUN | PV | 2018 |  |  | (OP) Operating |  | 235.7 | [6 empty] | 30.9955 | -102.2235 | 0 | 0 | #DIV/0! | 0%
| 83WI 8ME, LLC | 60336 | Midway Solar Farm 1 | CA | Imperial | IID | IPP Non-CHP | MSF1 |  | 50 | 50 | 50 | Solar Photovoltaic | SUN | PV | 2018 |  |  | (OP) Operating |  | 66.6 | [6 empty] | 33.1766 | -115.5728 | 0 | 0 | #DIV/0! | 0%
| Dominion Renewable Energy | 60237 | Midway Solar Farm II | CA | Imperial | IID | IPP Non-CHP | MSF2 |  | 30 | 30 | 30 | Solar Photovoltaic | SUN | PV | 2017 |  |  | (OP) Operating |  | 40 | [6 empty] | 33.1621 | -115.5317 | 0 | 0 | #DIV/0! | 0%
| Greenbacker Renewable Energy Corporation | 60315 | Midway Solar Farm III | CA | Imperial | IID | IPP Non-CHP | MSF3 |  | 20 | 20 | 20 | Solar Photovoltaic | SUN | PV | 2018 |  |  | (OP) Operating |  | 26 | [6 empty] | 33.1548 | -115.5449 | 0 | 0 | #DIV/0! | 0%
| Seneca Sustainable Energy LLC | 57457 | Seneca Sustainable Energy LLC | OR | Lane | BPAT | Industrial CHP | 1 |  | 19.8 | 19.8 | 19.8 | Wood/Wood Waste Biomass | WDS | ST | 2011 |  |  | (OP) Operating | [8 empty] | 44.1163 | -123.179 | 0 | 0 | #DIV/0! | 0%
| Midway Wind, LLC | 61776 | Midway Wind, LLC | TX | San Patricio | ERCO | IPP Non-CHP | MIDWY |  | 162.9 | 162.9 | 162.9 | Onshore Wind Turbine | WND | WT | 2019 |  |  | (OP) Operating | [8 empty] | 27.955 | -97.3002 | 0 | 0 | #DIV/0! | 0%
| Midwest Energy Inc - (KS) | 59632 | Midwest Energy Community Solar Array | KS | Thomas | SWPP | Electric Utility | 1036 |  | 1 | 0.9 | 0.9 | Solar Photovoltaic | SUN | PV | 2015 |  |  | (OP) Operating |  | 1.2 | [6 empty] | 39.4069 | -101.0394 | 0 | 0 | #DIV/0! | 0%
| WM Illinois Renewable Energy LLC | 50563 | Settlers Hill Gas Recovery | IL | Kane | PJM | IPP Non-CHP | GEN1 |  | 6 | 5.8 | 6.6 | Landfill Gas | LFG | GT | 1993 |  |  | (OP) Operating | [8 empty] | 41.8719 | -88.2877 | 0 | 0 | #DIV/0! | 0%
| Seven Hills New Hampshire | 54515 | Seven Hills New Hampshire | NH | Hillsborough | ISNE | Commercial CHP | GEN1 |  | 2.1 | 2.1 | 2.1 | Petroleum Liquids | DFO | IC | 1990 |  |  | (SB) Standby/Backup: available for service but not normally used | [8 empty] | 42.9717 | -71.8727 | 0 | 0 | #DIV/0! | 0%
| American Mun Power-Ohio, Inc | 7919 | Seville | OH | Medina | PJM | Electric Utility | 1 |  | 5.4 | 5.4 | 5.4 | Petroleum Liquids | DFO | IC | 2001 |  |  | (OP) Operating | [8 empty] | 41.0317 | -81.8714 | 0 | 0 | #DIV/0! | 0%
| City of Seward - (AK) | 92 | Seward (AK) | AK | Kenai Peninsula |  | Electric Utility | 3 |  | 15.6 | 15.6 | 15.6 | Petroleum Liquids | DFO | IC | 1994.3333 |  |  | (OP) Operating | [8 empty] | 60.1309 | -149.435 | 0 | 0 | #DIV/0! | 0%
| Wood Hydro, LLC | 54812 | Mile 28 Water Power Project | ID | Jerome | IPCO | IPP Non-CHP | 1 |  | 1.4 | 1.4 | 1.2 | Conventional Hydroelectric | WAT | HY | 1994 |  |  | (OP) Operating | [8 empty] | 42.7401 | -114.1612 | 0 | 0 | #DIV/0! | 0%
| Palmetto Power Management LLC | 58336 | Mile Farm | NC | Durham | CPLE | IPP Non-CHP | 1 |  | 5 | 5 | 5 | Solar Photovoltaic | SUN | PV | 2014 |  |  | (OP) Operating |  | 6.4 | [6 empty] | 36.2306 | -78.9496 | 0 | 0 | #DIV/0! | 0%
| City & County of San Francisco | 57971 | SF Southeast Cogen Plant | CA | San Francisco | CISO | Commercial CHP | COGEN |  | 2.1 | 1.5 | 1.5 | Other Waste Biomass | OBG | IC | 2002 | 6 | 2027 | (OP) Operating | [8 empty] | 37.7397 | -122.3925 | 0 | 0 | #DIV/0! | 0%
| City of Sharon Springs - (KS) | 1324 | Sharon Spring | KS | Wallace | SWPP | Electric Utility | 1 |  | 3 | 3 | 3 | Natural Gas Internal Combustion Engine | NG | IC | 1960.75 |  |  | (OP) Operating | [8 empty] | 38.8906 | -101.7515 | 0 | 0 | #DIV/0! | 0%
| SunE DB24 LLC | 59958 | Milford 2 | UT | Beaver | PACE | IPP Non-CHP | MIL2 |  | 3 | 3 | 3 | Solar Photovoltaic | SUN | PV | 2015 |  |  | (OP) Operating |  | 3.8 | [6 empty] | 38.3882 | -112.9908 | 0 | 0 | #DIV/0! | 0%
| Evergreen Wind, LLC | 58601 | Milford Flat Solar Plant | UT | Beaver | PACE | IPP Non-CHP | MFSP1 |  | 3 | 3 | 3 | Solar Photovoltaic | SUN | PV | 2015 |  |  | (OP) Operating |  | 3.4 | [6 empty] | 38.2914 | -113.0083 | 0 | 0 | #DIV/0! | 0%
| Brookfield Black Bear Hydro, LLC | 1475 | Milford Hydro Station | ME | Penobscot | ISNE | IPP Non-CHP | MF01 |  | 7.8 | 7.8 | 7.8 | Conventional Hydroelectric | WAT | HY | 1967.8333 |  |  | (OP) Operating | [8 empty] | 44.9421 | -68.645 | 0 | 0 | #DIV/0! | 0%
| City of Shelbina - (MO) | 7405 | Shelbina Power #1 | MO | Shelby | AECI | Electric Utility | G1 |  | 4.6 | 4.6 | 4.6 | Petroleum Liquids | DFO | IC | 1985 |  |  | (OP) Operating | [8 empty] | 39.6948 | -92.047 | 0 | 0 | #DIV/0! | 0%
| City of Shelbina - (MO) | 7406 | Shelbina Power #2 | MO | Shelby | AECI | Electric Utility | G3 |  | 6.6 | 6.6 | 6.6 | Petroleum Liquids | DFO | IC | 1993.75 |  |  | (OP) Operating | [8 empty] | 39.6948 | -92.0467 | 0 | 0 | #DIV/0! | 0%
| Milford Solar 1, LLC | 62812 | Milford Solar 1 | UT | Beaver | PACE | IPP Non-CHP | MS1 |  | 99 | 99 | 99 | Solar Photovoltaic | SUN | PV | 2020 |  |  | (OP) Operating |  | 127.8 | [6 empty] | 38.4907 | -113.0183 | 0 | 0 | #DIV/0! | 0%
| Milford Solar LLC | 58228 | Milford Solar Farm | DE | Kent | PJM | IPP Non-CHP | GEN1 |  | 11.8 | 11.8 | 11.8 | Solar Photovoltaic | SUN | PV | 2012 |  |  | (OP) Operating |  | 15 | [6 empty] | 38.9231 | -75.4533 | 0 | 0 | #DIV/0! | 0%
| NJR Clean Energy Ventures Corporation | 62637 | Milford Solar Farm (NJ) LLC | NJ | Hunterdon | PJM | IPP Non-CHP | MILFD |  | 7.5 | 7.5 | 7.5 | Solar Photovoltaic | SUN | PV | 2019 |  |  | (OP) Operating |  | 8.9 | [6 empty] | 40.615 | -75.1565 | 0 | 0 | #DIV/0! | 0%
| Milford Wind Corridor Phase I, LLC (Longroad) | 57079 | Milford Wind Corridor I LLC | UT | Beaver | LDWP | IPP Non-CHP | 1 |  | 203.5 | 203.5 | 203.5 | Onshore Wind Turbine | WND | WT | 2009 |  |  | (OP) Operating | [8 empty] | 38.5357 | -112.935 | 0 | 0 | #DIV/0! | 0%
| Milford Wind Corridor Stage II LLC | 57107 | Milford Wind Corridor Stage II LLC | UT | Beaver | LDWP | IPP Non-CHP | 1 |  | 102 | 102 | 102 | Onshore Wind Turbine | WND | WT | 2011 |  |  | (OP) Operating | [8 empty] | 38.5852 | -112.931 | 0 | 0 | #DIV/0! | 0%
| Adapture Renewables, Inc. | 64008 | MilfordSolar OR | OR | Washington | PGE | IPP Non-CHP | MS |  | 3 | 3 | 3 | Solar Photovoltaic | SUN | PV | 2021 |  |  | (OP) Operating |  | 3.5 | [6 empty] | 45.57 | -123.05 | 0 | 0 | #DIV/0! | 0%
| Altus Power America Management, LLC | 62904 | Milhurst Solar | NJ | Monmouth | PJM | IPP Non-CHP | NPSMH |  | 1.3 | 1.3 | 1.3 | Solar Photovoltaic | SUN | PV | 2015 |  |  | (OP) Operating |  | 1.6 | [6 empty] | 40.255 | -74.3808 | 0 | 0 | #DIV/0! | 0%
| Mililani I Solar LLC | 57242 | Mililani South Solar Farm | HI | Honolulu |  | IPP Non-CHP | 1 |  | 78 | 78 | 78 | Solar Photovoltaic | SUN | PV | 2022 |  |  | (OP) Operating |  | 50.1 | [6 empty] | 21.4279 | -158.0199 | 0 | 0 | #DIV/0! | 0%
| New York State Elec & Gas Corp | 6486 | Mill C | NY | Clinton | NYIS | Electric Utility | 1 |  | 6 | 6 | 6 | Conventional Hydroelectric | WAT | HY | 1957 |  |  | (OP) Operating | [8 empty] | 44.6967 | -73.6122 | 0 | 0 | #DIV/0! | 0%
| City of Shelbina - (MO) | 7860 | Shelbina Power #3 | MO | Shelby | AECI | Electric Utility | G7 |  | 3.6 | 3.6 | 3.6 | Petroleum Liquids | DFO | IC | 2002 |  |  | (OP) Operating | [8 empty] | 39.6975 | -92.0535 | 0 | 0 | #DIV/0! | 0%
| American Mun Power-Ohio, Inc | 7827 | Shelby North | OH | Richland | PJM | Electric Utility | 1 |  | 1.8 | 1.8 | 1.8 | Petroleum Liquids | DFO | IC | 2000 |  |  | (OP) Operating | [8 empty] | 40.8969 | -82.6625 | 0 | 0 | #DIV/0! | 0%
| Southern California Edison Co | 7147 | Mill Creek 3 | CA | San Bernardino | CISO | Electric Utility | 3 |  | 3 | 3 | 3 | Conventional Hydroelectric | WAT | HY | 1903.6667 |  |  | (OP) Operating | [8 empty] | 34.088 | -117.0395 | 0 | 0 | #DIV/0! | 0%
| Public Service Elec & Gas Co | 57728 | Mill Creek Solar | NJ | Burlington | PJM | Electric Utility | MILLC |  | 3.5 | 3.5 | 3.5 | Solar Photovoltaic | SUN | PV | 2011 |  |  | (OP) Operating |  | 3.8 | [6 empty] | 40.0314 | -74.8247 | 0 | 0 | #DIV/0! | 0%
| SP Solar 5, LLC | 61338 | Mill Creek Solar (OR) | OR | Yamhill | PGE | IPP Non-CHP | PGRC1 |  | 2.2 | 2.2 | 2.2 | Solar Photovoltaic | SUN | PV | 2017 |  |  | (OP) Operating |  | 3.2 | [6 empty] | 45.1696 | -123.1363 | 0 | 0 | #DIV/0! | 0%
| Rivers Electric, LLC | 65399 | Mill Pond Hydro | NY | Greene | NYIS | IPP Non-CHP | U1 |  | 1 | 1 | 1 | Conventional Hydroelectric | WAT | HY | 1994 |  |  | (OP) Operating | [8 empty] | 42.253 | -73.8979 | 0 | 0 | #DIV/0! | 0%
| Altus Power America Management, LLC | 61196 | Mill Pond Solar Farm, LLC | NC | Columbus | CPLE | IPP Non-CHP | MILLL |  | 5 | 5 | 5 | Solar Photovoltaic | SUN | PV | 2017 |  |  | (OP) Operating |  | 7.1 | [6 empty] | 34.3071 | -78.7015 | 0 | 0 | #DIV/0! | 0%
| Greenbacker Renewable Energy Corporation | 62328 | Mill Pond Solar, LLC | NC | Martin | PJM | IPP Non-CHP | MLLPD |  | 5 | 5 | 5 | Solar Photovoltaic | SUN | PV | 2019 |  |  | (OP) Operating |  | 7.4 | [6 empty] | 35.8294 | -76.7908 | 0 | 0 | #DIV/0! | 0%
| Sequitur Renewables, LLC | 55805 | Mill Run Windpower LLC | PA | Somerset | PJM | IPP Non-CHP | G1 |  | 15 | 15 | 15 | Onshore Wind Turbine | WND | WT | 2001 |  |  | (OP) Operating | [8 empty] | 39.9134 | -79.3936 | 0 | 0 | #DIV/0! | 0%
| City of Shelby - (OH) | 7828 | Shelby South | OH | Richland | PJM | Electric Utility | 1 |  | 1.8 | 1.8 | 1.8 | Petroleum Liquids | DFO | IC | 2000 |  |  | (OP) Operating | [8 empty] | 40.9089 | -82.6533 | 0 | 0 | #DIV/0! | 0%
| Tesla Inc. | 59789 | Millbrook School | NY | Dutchess | NYIS | IPP Non-CHP | PV1 |  | 1.4 | 1.4 | 1.4 | Solar Photovoltaic | SUN | PV | 2015 |  |  | (OP) Operating |  | 1.7 | [6 empty] | 41.8458 | -73.6195 | 0 | 0 | #DIV/0! | 0%
| Millbury MA #1092 LLC | 68435 | Millbury MA #1092 | MA | Worcester | ISNE | IPP Non-CHP | 13998 |  | 1 | 1 | 1 | Solar Photovoltaic | SUN | PV | 2019 |  |  | (OP) Operating |  | 1.4 | [6 empty] | 42.2209 | -71.73 | 0 | 0 | #DIV/0! | 0%
| Evergreen Wind, LLC | 58280 | Millbury Solar | MA | Worcester | ISNE | IPP Non-CHP | 1 |  | 3 | 3 | 3 | Solar Photovoltaic | SUN | PV | 2014 |  |  | (OP) Operating |  | 3.9 | [6 empty] | 42.1647 | -71.795 | 0 | 0 | #DIV/0! | 0%
| Electric Glass Fiber America, LLC. | 54363 | Shelby, NC | NC | Cleveland | DUK | Industrial Non-CHP | GEN2 |  | 4.2 | 2.8 | 3.2 | Petroleum Liquids | DFO | IC | 1972 |  |  | (SB) Standby/Backup: available for service but not normally used | [8 empty] | 35.3264 | -81.6292 | 0 | 0 | #DIV/0! | 0%
| North Carolina Mun Power Agny #1 | 56063 | Shelby, Toms Street | NC | Cleveland | DUK | Electric Utility | 1 |  | 1.8 | 1.8 | 1.8 | Petroleum Liquids | DFO | IC | 2002 |  |  | (OP) Operating | [8 empty] | 35.3036 | -81.5225 | 0 | 0 | #DIV/0! | 0%
| Millers Chapel Solar, LLC | 66719 | Millers Chapel Solar | NC | Wayne | CPLE | IPP Non-CHP | MILCH |  | 4.8 | 4.8 | 4.8 | Solar Photovoltaic | SUN | PV | 2021 |  |  | (OP) Operating |  | 6.7 | [6 empty] | 35.3603 | -77.8981 | 0 | 0 | #DIV/0! | 0%
| USCE-Mobile District | 38 | Millers Ferry | AL | Wilcox | SOCO | Electric Utility | 1 |  | 101.1 | 90 | 90 | Conventional Hydroelectric | WAT | HY | 1970 |  |  | (OP) Operating | [8 empty] | 32.1009 | -87.3998 | 0 | 0 | #DIV/0! | 0%
| Greenbacker Renewable Energy Corporation | 65309 | Millersport GM 1 | NY | Erie | NYIS | IPP Non-CHP | 532 |  | 5 | 5 | 5 | Solar Photovoltaic | SUN | PV | 2023 |  |  | (OP) Operating |  | 6.5 | [6 empty] | 42.9921 | -78.7908 | 0 | 0 | #DIV/0! | 0%
| Equilon Enterprises LLC d/b/a Shell Oil | 59704 | Shell New Energies, Junction City | OR | Lane | BPAT | Industrial CHP | JCBIO |  | 1.6 | 1.6 | 1.6 | Other Waste Biomass | OBG | GT | 2011 |  |  | (OS) Out of service and NOT expected to return to service in next calendar year | [8 empty] | 44.1835 | -123.2005 | 0 | 0 | #DIV/0! | 0%
| Invenergy Services LLC | 63050 | Millican Solar Energy LLC | OR | Crook | PACW | IPP Non-CHP | GEN1 |  | 70 | 71.4 | 71.4 | Solar Photovoltaic | SUN | PV | 2021 |  |  | (OP) Operating |  | 76.8 | [6 empty] | 44.1541 | -120.5341 | 0 | 0 | #DIV/0! | 0%
| Milligan 1 Wind, LLC | 64377 | Milligan 1 Wind Farm | NE | Saline | SWPP | IPP Non-CHP | SG275 |  | 300 | 300 | 300 | Onshore Wind Turbine | WND | WT | 2020.3333 |  |  | (OP) Operating | [8 empty] | 40.4786 | -97.2206 | 0 | 0 | #DIV/0! | 0%
| Cypress Creek Renewables | 59576 | Millikan Farm | NC | Randolph | DUK | IPP Non-CHP | GEN1 |  | 5 | 5 | 5 | Solar Photovoltaic | SUN | PV | 2015 |  |  | (OP) Operating |  | 7 | [6 empty] | 35.8177 | -79.7711 | 0 | 0 | #DIV/0! | 0%
| SR Millington, LLC | 60560 | Millington Solar Farm | TN | Shelby | TVA | IPP Non-CHP | MILL |  | 53 | 53 | 53 | Solar Photovoltaic | SUN | PV | 2018 |  |  | (OP) Operating |  | 70 | [6 empty] | 35.3515 | -89.8547 | 0 | 0 | #DIV/0! | 0%
| Millis MA 1 LLC | 68437 | Millis MA 1 | MA | Norfolk | ISNE | IPP Non-CHP | 11998 |  | 1 | 1 | 1 | Solar Photovoltaic | SUN | PV | 2018 |  |  | (OP) Operating |  | 1.3 | [6 empty] | 42.16 | -71.38 | 0 | 0 | #DIV/0! | 0%
| Strata Manager, LLC | 61093 | Mills Anson Farm | NC | Anson | CPLE | IPP Non-CHP | 1 |  | 5 | 5 | 5 | Solar Photovoltaic | SUN | PV | 2016 |  |  | (OP) Operating |  | 6.5 | [6 empty] | 34.9681 | -79.9358 | 0 | 0 | #DIV/0! | 0%
| Dominion Energy Nuclear Conn Inc | 566 | Millstone | CT | New London | ISNE | IPP Non-CHP | 2 |  | 2259.9 | 2104.2 | 2121.1 | Nuclear | NUC | ST | 1980.5 |  |  | (OP) Operating | [8 empty] | 41.3107 | -72.1677 | 0 | 0 | #DIV/0! | 0%
| MN8 Energy LLC | 58822 | Millville City Sewer Auth WTP | NJ | Cumberland | PJM | Commercial Non-CHP | U1BB |  | 1.2 | 1.2 | 1.2 | Solar Photovoltaic | SUN | PV | 2013 |  |  | (OP) Operating |  | 1 | [6 empty] | 39.3764 | -75.0331 | 0 | 0 | #DIV/0! | 0%
| Eagle Creek Renewable Energy, LLC | 6546 | Millville Hydro Station | WV | Jefferson | PJM | IPP Non-CHP | 1 |  | 2.8 | 2.4 | 3 | Conventional Hydroelectric | WAT | HY | 1930 |  |  | (OP) Operating | [8 empty] | 39.2731 | -77.7844 | 0 | 0 | #DIV/0! | 0%
| Shepherd Center | 54813 | Shepherd Center | GA | Fulton | SOCO | IPP Non-CHP | 1 |  | 2.2 | 1.7 | 1.7 | Petroleum Liquids | DFO | IC | 1995.6 |  |  | (SB) Standby/Backup: available for service but not normally used | [8 empty] | 33.8111 | -84.3928 | 0 | 0 | #DIV/0! | 0%
| Idaho Wind Partners 1 LLC | 56437 | Milner Dam Wind Park LLC | ID | Cassia | IPCO | IPP Non-CHP | MDWP |  | 19.5 | 19.5 | 19.5 | Onshore Wind Turbine | WND | WT | 2011 |  |  | (OP) Operating | [8 empty] | 42.4606 | -114.0173 | 0 | 0 | #DIV/0! | 0%
| Idaho Power Co | 7190 | Milner Hydro | ID | Cassia | IPCO | Electric Utility | 1 |  | 59.5 | 48.3 | 3.8 | Conventional Hydroelectric | WAT | HY | 1992 |  |  | (OP) Operating | [8 empty] | 42.5268 | -114.0369 | 0 | 0 | #DIV/0! | 0%
| Milo CSG, LLC | 66086 | Milo CSG | ME | Piscataquis | ISNE | IPP Non-CHP | 29045 |  | 4.5 | 4.5 | 4.3 | Solar Photovoltaic | SUN | PV | 2022 |  |  | (OP) Operating |  | 6 | [6 empty] | 45.2437 | -69.0155 | 0 | 0 | #DIV/0! | 0%
| BD Solar 1 LLC | 63894 | Milo PV - BD Solar 1 LLC | ME | Piscataquis | ISNE | IPP Non-CHP | MILPV |  | 20 | 20 | 20 | Solar Photovoltaic | SUN | PV | 2021 |  |  | (OP) Operating |  | 27.4 | [6 empty] | 45.267 | -68.991 | 0 | 0 | #DIV/0! | 0%
| Milo Solar LLC | 58739 | Milo Solar | NC | Alamance | DUK | IPP Non-CHP | PV1 |  | 3 | 3 | 3 | Solar Photovoltaic | SUN | PV | 2016 |  |  | (OP) Operating |  | 4.3 | [6 empty] | 36.1489 | -79.3489 | 0 | 0 | #DIV/0! | 0%
| Boralex US Operations LLC | 59838 | Milo Wind Project LLC | NM | Roosevelt | SWPP | IPP Non-CHP | GEN1 |  | 50 | 50 | 50 | Onshore Wind Turbine | WND | WT | 2016 |  |  | (OP) Operating | [8 empty] | 33.9018 | -103.3468 | 0 | 0 | #DIV/0! | 0%
| Green Mountain Power Corp | 3717 | Milton | VT | Chittenden | ISNE | Electric Utility | 1 |  | 7.4 | 7 | 7 | Conventional Hydroelectric | WAT | HY | 1929 |  |  | (OP) Operating | [8 empty] | 44.6414 | -73.1134 | 0 | 0 | #DIV/0! | 0%
| SFR Hydro Cor | 10519 | Milton Hydro | NH | Strafford | ISNE | IPP Non-CHP | 1 |  | 1.4 | 0.7 | 1.4 | Conventional Hydroelectric | WAT | HY | 1949.75 |  |  | (OP) Operating | [8 empty] | 43.4031 | -70.9865 | 0 | 0 | #DIV/0! | 0%
| Alaska Village Elec Coop, Inc | 6345 | Shishmaref | AK | Nome |  | Electric Utility | 1 |  | 1.5 | 1.5 | 1.5 | Petroleum Liquids | DFO | IC | 2001.5 |  |  | (OP) Operating | [8 empty] | 66.2551 | -166.0736 | 0 | 0 | #DIV/0! | 0%
| FPLE Wind, LLC | 57590 | Minco Wind I, LLC | OK | Grady | SWPP | IPP Non-CHP | 1 |  | 99.2 | 99.2 | 99.2 | Onshore Wind Turbine | WND | WT | 2010 |  |  | (OP) Operating | [8 empty] | 35.2803 | -97.9756 | 0 | 0 | #DIV/0! | 0%
| FPLE Wind, LLC | 57956 | Minco Wind II, LLC | OK | Grady | SWPP | IPP Non-CHP | 1 |  | 100.8 | 100.8 | 100.8 | Onshore Wind Turbine | WND | WT | 2011 |  |  | (OP) Operating | [8 empty] | 35.3253 | -98.0714 | 0 | 0 | #DIV/0! | 0%
| FPLE Wind, LLC | 58203 | Minco Wind III, LLC | OK | Caddo | SWPP | IPP Non-CHP | 1 |  | 100.8 | 100.8 | 100.8 | Onshore Wind Turbine | WND | WT | 2012 |  |  | (OP) Operating | [8 empty] | 35.3724 | -98.1827 | 0 | 0 | #DIV/0! | 0%
| Minco Wind IV, LLC | 61836 | Minco Wind IV, LLC | OK | Canadian | SWPP | IPP Non-CHP | MIV |  | 130 | 130 | 130 | Onshore Wind Turbine | WND | WT | 2018 |  |  | (OP) Operating | [8 empty] | 35.381 | -98.2696 | 0 | 0 | #DIV/0! | 0%
| DTE Electric Company | 57852 | Minden Wind Park | MI | Sanilac | MISO | Electric Utility | 1 |  | 32 | 32 | 32 | Onshore Wind Turbine | WND | WT | 2012 |  |  | (OP) Operating | [8 empty] | 43.67 | -82.7586 | 0 | 0 | #DIV/0! | 0%
| City of Nashua, NH | 10183 | Mine Falls Generating Station | NH | Hillsborough | ISNE | IPP Non-CHP | GEN1 |  | 3 | 3.2 | 3.2 | Conventional Hydroelectric | WAT | HY | 1985 |  |  | (OP) Operating | [8 empty] | 42.7503 | -71.5053 | 0 | 0 | #DIV/0! | 0%
| Madison Energy Investments LLC | 67463 | Mineral Gap | VA | Wise | LGEE | IPP Non-CHP | MGPV1 |  | 3 | 3 | 3 | Solar Photovoltaic | SUN | PV | 2023 |  |  | (OP) Operating |  | 3.5 | [6 empty] | 36.9972 | -82.5266 | 0 | 0 | #DIV/0! | 0%
| HEN Infrastructure, L.L.C. | 66788 | Mineral Wells East BESS | TX | Palo Pinto | ERCO | IPP Non-CHP | MNWLE |  | 9.9 | 9.9 | 9.9 | Batteries | MWH | BA | 2024 |  |  | (OP) Operating | 9.9 | [7 empty] | 32.7988 | -98.065 | 0 | 0 | #DIV/0! | 0%
| Erie Boulevard Hydropower LP | 2586 | Minetto | NY | Oswego | NYIS | IPP Non-CHP | 1 |  | 10 | 7 | 7 | Conventional Hydroelectric | WAT | HY | 1915 |  |  | (OP) Operating | [8 empty] | 43.4003 | -76.4739 | 0 | 0 | #DIV/0! | 0%
| U S Bureau of Reclamation | 6398 | Minidoka | ID | Minidoka | BPAT | Electric Utility | 6 |  | 27.7 | 27.7 | 27.7 | Conventional Hydroelectric | WAT | HY | 1965.75 |  |  | (OP) Operating | [8 empty] | 42.6699 | -113.4832 | 0 | 0 | #DIV/0! | 0%
| Minisink Solar 2 LLC | 62146 | Minisink Community Solar 2 LLC | NY | Orange | NYIS | IPP Non-CHP | MINI2 |  | 2 | 2 | 2 | Solar Photovoltaic | SUN | PV | 2018 |  |  | (OP) Operating |  | 2.8 | [6 empty] | 41.3194 | -74.5153 | 0 | 0 | #DIV/0! | 0%
| Minisink Solar LLC | 64577 | Minisink CSG | NY | Orange | NYIS | IPP Non-CHP | MIN |  | 1 | 1 | 1 | Solar Photovoltaic | SUN | PV | 2021 |  |  | (OP) Operating |  | 1.5 | [6 empty] | 41.3535 | -74.5154 | 0 | 0 | #DIV/0! | 0%
| Minisink Solar 1 LLC | 62145 | Minisink Solar 1 LLC | NY | Orange | NYIS | IPP Non-CHP | MINI1 |  | 1.8 | 1.8 | 1.8 | Solar Photovoltaic | SUN | PV | 2018 |  |  | (OP) Operating |  | 2.8 | [6 empty] | 41.3212 | -74.5141 | 0 | 0 | #DIV/0! | 0%
| Mink Creek Hydro Entity | 10325 | Mink Creek Hydro | ID | Franklin | PACE | IPP Non-CHP | GEN1 |  | 3.1 | 2 | 0.6 | Conventional Hydroelectric | WAT | HY | 1986 |  |  | (OP) Operating | [8 empty] | 42.2608 | -111.6656 | 0 | 0 | #DIV/0! | 0%
| Minke Solar, LLC | 63465 | Minke Solar | OR | Clackamas | PGE | IPP Non-CHP | PGR20 |  | 2.2 | 2.2 | 2.2 | Solar Photovoltaic | SUN | PV | 2020 |  |  | (OP) Operating |  | 3.1 | [6 empty] | 45.1723 | -122.6227 | 0 | 0 | #DIV/0! | 0%
| Avangrid Power LLC | 56459 | MinnDakota Wind LLC | MN | Lincoln | MISO | IPP Non-CHP | 2 |  | 150 | 150 | 150 | Onshore Wind Turbine | WND | WT | 2008 |  |  | (OP) Operating | [8 empty] | 44.2667 | -96.3444 | 0 | 0 | #DIV/0! | 0%
| Emerald People's Utility Dist | 7413 | Short Mountain | OR | Lane | PACW | Electric Utility | 1 |  | 3.2 | 3.2 | 3.2 | Landfill Gas | LFG | IC | 1992.5 | 12 | 2027 | (OP) Operating | [8 empty] | 43.9621 | -122.9974 | 0 | 0 | #DIV/0! | 0%
| Midwest Power Partners LLC | 56587 | Minnesota Breeze LLC | MN | Nobles | MISO | IPP Non-CHP | 1 |  | 1.3 | 1.3 | 1.3 | Onshore Wind Turbine | WND | WT | 2006 |  |  | (OP) Operating | [8 empty] | 43.5833 | -95.7781 | 0 | 0 | #DIV/0! | 0%
| Town of Shrewsbury - (MA) | 6125 | Shrewsbury | MA | Worcester | ISNE | Electric Utility | 1 |  | 14 | 14 | 14 | Petroleum Liquids | DFO | IC | 1973.2 |  |  | (OP) Operating | [8 empty] | 42.2747 | -71.7172 | 0 | 0 | #DIV/0! | 0%
| Minnie Solar LLC | 58740 | Minnie Solar | NC | Alamance | DUK | IPP Non-CHP | PV1 |  | 3 | 3 | 3 | Solar Photovoltaic | SUN | PV | 2016 |  |  | (OP) Operating |  | 4.1 | [6 empty] | 35.9481 | -79.3619 | 0 | 0 | #DIV/0! | 0%
| Algonquin Power Co | 57284 | Minonk Wind Farm | IL | Woodford | PJM | IPP Non-CHP | 1 |  | 200 | 192.3 | 192.3 | Onshore Wind Turbine | WND | WT | 2012 |  |  | (OP) Operating | [8 empty] | 40.8886 | -88.9972 | 0 | 0 | #DIV/0! | 0%
| Basin Electric Power Coop | 55995 | Minot Wind Project | ND | Ward | SWPP | Electric Utility | MWP2 |  | 4.5 | 4.5 | 4.5 | Onshore Wind Turbine | WND | WT | 2009 |  |  | (OP) Operating | [8 empty] | 48.0213 | -101.2805 | 0 | 0 | #DIV/0! | 0%
| Madison Energy Investments LLC | 67244 | Minster 3 | OH | Auglaize | PJM | IPP Non-CHP | MN3PV |  | 1 | 1 | 1 | Solar Photovoltaic | SUN | PV | 2022 |  |  | (OP) Operating |  | 1.2 | [6 empty] | 40.39 | -84.398 | 0 | 0 | #DIV/0! | 0%
| Alaska Village Elec Coop, Inc | 57063 | Shungnak | AK | Northwest Arctic |  | Electric Utility | UNIT1 |  | 1.2 | 1.2 | 1.2 | Petroleum Liquids | DFO | IC | 1991 |  |  | (OP) Operating | [8 empty] | 66.8881 | -157.1402 | 0 | 0 | #DIV/0! | 0%
| Minuteman Energy Storage, LLC | 62644 | Minuteman Energy Storage | MA | Middlesex | ISNE | IPP Non-CHP | MMES |  | 5 | 5 | 5 | Batteries | MWH | BA | 2019 |  |  | (OP) Operating | 10 | [7 empty] | 42.5676 | -71.0981 | 0 | 0 | #DIV/0! | 0%
| Community Renewables, LLC | 56002 | Minwind | MN | Rock | MISO | IPP Non-CHP | 1 |  | 3.8 | 3.8 | 3.8 | Onshore Wind Turbine | WND | WT | 2002 |  |  | (OP) Operating | [8 empty] | 43.5564 | -96.3036 | 0 | 0 | #DIV/0! | 0%
| Consumers Energy Co - (MI) | 1714 | Mio | MI | Oscoda | MISO | Electric Utility | 1 |  | 5 | 1.4 | 1.6 | Conventional Hydroelectric | WAT | HY | 1916 |  |  | (OP) Operating | [8 empty] | 44.6611 | -84.1317 | 0 | 0 | #DIV/0! | 0%
| Costco Wholesale | 58698 | Mira Loma | CA | Riverside | CISO | Commercial Non-CHP | D960 |  | 3 | 3 | 3 | Solar Photovoltaic | SUN | PV | 2011 |  |  | (OP) Operating |  | 1.1 | [6 empty] | 34.0131 | -117.5375 | 0 | 0 | #DIV/0! | 0%
| Southern California Edison Co | 60661 | Mira Loma Energy Storage Facility | CA | San Bernardino | CISO | Electric Utility | 013A |  | 20 | 20 | 20 | Batteries | MWH | BA | 2016 |  |  | (OP) Operating | 40 | [7 empty] | 34.0061 | -117.5609 | 0 | 0 | #DIV/0! | 0%
| City of Sibley - (IA) | 7060 | Sibley No Two | IA | Osceola | MISO | Electric Utility | 4 |  | 1.1 | 1 | 1.1 | Petroleum Liquids | DFO | IC | 1987 |  |  | (OP) Operating | [8 empty] | 43.3969 | -95.7497 | 0 | 0 | #DIV/0! | 0%
| City of Sibley - (IA) | 1184 | Sibley One | IA | Osceola | MISO | Electric Utility | 2 |  | 5.2 | 4.8 | 5.1 | Petroleum Liquids | DFO | IC | 1986 |  |  | (OP) Operating | [8 empty] | 43.405 | -95.7261 | 0 | 0 | #DIV/0! | 0%
| Misae Lessee LLC | 62249 | Misae Solar | TX | Childress | ERCO | IPP Non-CHP | 77777 |  | 240 | 240 | 240 | Solar Photovoltaic | SUN | PV | 2020 |  |  | (OP) Operating |  | 326.8 | [6 empty] | 34.3805 | -100.0996 | 0 | 0 | #DIV/0! | 0%
| Strata Manager, LLC | 59577 | Misenheimer Farm | NC | Stanly | DUK | IPP Non-CHP | PV1 |  | 5 | 5 | 5 | Solar Photovoltaic | SUN | PV | 2015 |  |  | (OP) Operating |  | 6.4 | [6 empty] | 35.4686 | -80.2936 | 0 | 0 | #DIV/0! | 0%
| Misenheimer Solar LLC | 66237 | Misenheimer Solar LLC | NC | Stanly | DUK | IPP Non-CHP | GEN01 |  | 74.4 | 74.4 | 74.4 | Solar Photovoltaic | SUN | PV | 2024 |  |  | (OP) Operating |  | 104 | [6 empty] | 35.4781 | -80.3001 | 0 | 0 | #DIV/0! | 0%
| Nautilus Solar Solutions | 67398 | Missile Street (CSG) | ME | Aroostook | ISNE | IPP Non-CHP | SC |  | 3 | 3 | 3 | Solar Photovoltaic | SUN | PV | 2024 |  |  | (OP) Operating |  | 3.8 | [6 empty] | 46.7057 | -68.0441 | 0 | 0 | #DIV/0! | 0%
| Northbrook Carolina Hydro II, LLC | 2746 | Mission | NC | Clay | DUK | IPP Non-CHP | 1 |  | 1.8 | 1.8 | 1.8 | Conventional Hydroelectric | WAT | HY | 1930.3333 |  |  | (OP) Operating | [8 empty] | 35.0647 | -83.9258 | 0 | 0 | #DIV/0! | 0%
| City of Sidney - (NE) | 2302 | Sidney (NE) | NE | Cheyenne | SWPP | Electric Utility | 1 |  | 5.1 | 4.1 | 4.2 | Natural Gas Internal Combustion Engine | NG | IC | 1945 |  |  | (OP) Operating | [8 empty] | 41.1456 | -102.9778 | 0 | 0 | #DIV/0! | 0%
| Ecos Energy LLC | 59267 | Mission Solar LLC | CA | Merced | CISO | IPP Non-CHP | PV9 |  | 1.5 | 1.5 | 1.5 | Solar Photovoltaic | SUN | PV | 2014 |  |  | (OP) Operating |  | 1.9 | [6 empty] | 37.2678 | -120.4825 | 0 | 0 | #DIV/0! | 0%
| Kimura Power LLC | 2852 | Sidney (OH) | OH | Shelby | PJM | IPP Non-CHP | 1 |  | 13.5 | 13.5 | 13.5 | Petroleum Liquids | DFO | IC | 1968 |  |  | (OP) Operating | [8 empty] | 40.2792 | -84.191 | 0 | 0 | #DIV/0! | 0%
| Sierra Pacific Industries | 55882 | Sierra Pacific Aberdeen | WA | Grays Harbor | BPAT | Industrial CHP | GEN1 |  | 18 | 17.4 | 18 | Wood/Wood Waste Biomass | WDS | ST | 2003 |  |  | (OP) Operating | [8 empty] | 46.9728 | -123.7739 | 0 | 0 | #DIV/0! | 0%
| Sierra Pacific Industries | 10144 | Sierra Pacific Lincoln Facility | CA | Placer | CISO | Industrial CHP | GEN4 |  | 19.2 | 17.5 | 16.9 | Wood/Wood Waste Biomass | WDS | ST | 2004 |  |  | (OP) Operating | [8 empty] | 38.9032 | -121.3097 | 0 | 0 | #DIV/0! | 0%
| Florida Power & Light Co | 65911 | Mitchell Creek | FL | Escambia | FPL | Electric Utility | 1 |  | 74.5 | 74.5 | 74.5 | Solar Photovoltaic | SUN | PV | 2024 |  |  | (OP) Operating |  | 104.7 | [6 empty] | 30.9285 | -87.2641 | 0 | 0 | #DIV/0! | 0%
| Alabama Power Co | 17 | Mitchell Dam | AL | Coosa | SOCO | Electric Utility | 4 |  | 170 | 163.1 | 164.9 | Conventional Hydroelectric | WAT | HY | 1976 |  |  | (OP) Operating | [8 empty] | 32.806 | -86.4449 | 0 | 0 | #DIV/0! | 0%
| CD US Solar PO 3, LLC | 59411 | Mitchell Solar, LLC | CA | San Bernardino | CISO | IPP Non-CHP | SNL18 |  | 1.5 | 1.5 | 1.5 | Solar Photovoltaic | SUN | PV | 2014 |  |  | (OP) Operating |  | 2.1 | [6 empty] | 34.765 | -117.3236 | 0 | 0 | #DIV/0! | 0%
| Sierra Pacific Industries | 54517 | Sierra Pacific Sonora | CA | Tuolumne | CISO | Industrial Non-CHP | GEN3 |  | 7.5 | 6 | 6.4 | Wood/Wood Waste Biomass | WDS | ST | 2018 |  |  | (OP) Operating | [8 empty] | 37.9664 | -120.3178 | 0 | 0 | #DIV/0! | 0%
| Signal Hill Petroleum, Inc | 57702 | Signal Hill West Unit | CA | Los Angeles | CISO | Industrial Non-CHP | 1 |  | 5.7 | 5.7 | 5.7 | Other Gases | OG | GT | 2004 |  |  | (OP) Operating | [8 empty] | 33.8112 | -118.1756 | 0 | 0 | #DIV/0! | 0%
| JDC 65R Owner, LLC | 64378 | Signature Breads Chelsea | MA | Suffolk | ISNE | Industrial Non-CHP | EG1 |  | 1.5 | 1.5 | 1.5 | Petroleum Liquids | DFO | IC | 2019 |  |  | (OP) Operating | [8 empty] | 42.3936 | -71.0466 | 0 | 0 | #DIV/0! | 0%
| HF Sinclair Parco Refining LLC | 54374 | Sinclair Oil Refinery | WY | Carbon | PACE | Industrial CHP | NO2 |  | 5 | 5 | 5 | Other Gases | OG | ST | 1964.5 |  |  | (OP) Operating | [8 empty] | 41.7795 | -107.1097 | 0 | 0 | #DIV/0! | 0%
| Southern Illinois University Carbondale | 57928 | SIUC | IL | Jackson | MISO | Commercial CHP | EMER |  | 5.1 | 4.4 | 4.4 | Petroleum Liquids | DFO | IC | 1998 |  |  | (SB) Standby/Backup: available for service but not normally used | [8 empty] | 37.7119 | -89.215 | 0 | 0 | #DIV/0! | 0%
| San Jose/Santa Clara Water P C | 56080 | SJ/SC WPCP | CA | Santa Clara | CISO | Commercial CHP | EG4 |  | 14 | 12.8 | 12.8 | Other Waste Biomass | OBG | IC | 2020 |  |  | (OP) Operating | [8 empty] | 37.4344 | -121.9464 | 0 | 0 | #DIV/0! | 0%
| Alaska Power and Telephone Co | 61685 | Slana Generating Station | AK | Southeast Fairbanks | NA | Electric Utility | 1 |  | 1.2 | 1.2 | 1.2 | Petroleum Liquids | DFO | IC | 2020.3333 |  |  | (OP) Operating | [8 empty] | 62.5928 | -143.5889 | 0 | 0 | #DIV/0! | 0%
| Sleepy Eye Public Utility Comm | 2011 | Sleepy Eye | MN | Brown | MISO | Electric Utility | 1A |  | 11.4 | 11.2 | 11.2 | Petroleum Liquids | DFO | IC | 2001.5 |  |  | (SB) Standby/Backup: available for service but not normally used | [8 empty] | 44.2981 | -94.7252 | 0 | 0 | #DIV/0! | 0%
| The Trustees of Smith College | 58166 | Smith College Central Heating Plant | MA | Hampshire | ISNE | Commercial CHP | GT-1 |  | 5.3 | 2.7 | 3.5 | Natural Gas Fired Combustion Turbine | NG | GT | 2008 |  |  | (OP) Operating | [8 empty] | 42.3125 | -72.6394 | 0 | 0 | #DIV/0! | 0%
| A & N Electric Coop | 6391 | Smith Island | MD | Somerset | PJM | Electric Utility | 2 |  | 1.5 | 1.4 | 1.4 | Petroleum Liquids | DFO | IC | 2007.5 |  |  | (OP) Operating | [8 empty] | 37.9955 | -76.0389 | 0 | 0 | #DIV/0! | 0%
| Smithfield Packaged Meats Corp. | 56035 | Smithfield Packaged Meats Corp. | NC | Wilson | CPLE | Industrial Non-CHP | 1 |  | 2.8 | 2.6 | 2.6 | Petroleum Liquids | DFO | IC | 2002 |  |  | (SB) Standby/Backup: available for service but not normally used | [8 empty] | 35.6943 | -77.9192 | 0 | 0 | #DIV/0! | 0%
| Smithfield Packaged Meats Corp | 58575 | Smithfield Packaged Meats Corp. | NC | Lenoir | CPLE | Industrial CHP | 1 |  | 9.2 | 9.2 | 9.2 | Petroleum Liquids | DFO | IC | 2013 |  |  | (OP) Operating | [8 empty] | 35.2683 | -77.6592 | 0 | 0 | #DIV/0! | 0%
| United States Solar Corporation | 66974 | MN Buffalo Lake 212-1 LLC (CSG) | MN | Renville | MISO | IPP Non-CHP | MNBL1 |  | 1 | 1 | 1 | Solar Photovoltaic | SUN | PV | 2023 |  |  | (OP) Operating |  | 1.4 | [6 empty] | 44.7319 | -94.6055 | 0 | 0 | #DIV/0! | 0%
| United States Solar Corporation | 66975 | MN Buffalo Lake 212-2 LLC (CSG) | MN | Renville | MISO | IPP Non-CHP | MNBL2 |  | 1 | 1 | 1 | Solar Photovoltaic | SUN | PV | 2023 |  |  | (OP) Operating |  | 2 | [6 empty] | 44.7343 | -94.6244 | 0 | 0 | #DIV/0! | 0%
| MN CSG 2019-16 LLC | 65003 | MN CSG 2019-16 LLC | MN | Blue Earth | MISO | IPP Non-CHP | WOLFE |  | 1 | 1 | 1 | Solar Photovoltaic | SUN | PV | 2022 |  |  | (OP) Operating |  | 1.8 | [6 empty] | 44.2147 | -93.9601 | 0 | 0 | #DIV/0! | 0%
| MN CSG 2019-22 LLC | 68506 | MN CSG 2019-22 | MN | Renville | MISO | IPP Non-CHP | BRAUN |  | 1 | 1 | 1 | Solar Photovoltaic | SUN | PV | 2025 |  |  | (OP) Operating | [8 empty] | 44.7951 | -95.1001 | 0 | 0 | #DIV/0! | 0%
| MN CSG 2019-24 LLC | 66977 | MN CSG 2019-24 LLC | MN | Washington | MISO | IPP Non-CHP | 65872 |  | 0.9 | 0.9 | 0.9 | Solar Photovoltaic | SUN | PV | 2023 |  |  | (OP) Operating |  | 1.3 | [6 empty] | 44.9433 | -92.8574 | 0 | 0 | #DIV/0! | 0%
| MN CSG 2019-38 DE LLC | 65632 | MN CSG 2019-38 DE LLC | MN | Le Sueur | MISO | IPP Non-CHP | REGEN |  | 1 | 1 | 1 | Solar Photovoltaic | SUN | PV | 2022 |  |  | (OP) Operating |  | 1.8 | [6 empty] | 44.3164 | -93.8942 | 0 | 0 | #DIV/0! | 0%
| MN CSG 2019-60 LLC | 68157 | MN CSG 2019-60 | MN | Renville | MISO | IPP Non-CHP | MIRG |  | 1 | 1 | 1 | Solar Photovoltaic | SUN | PV | 2024 |  |  | (OP) Operating |  | 1.42 | [6 empty] | 44.7328 | -94.6044 | 0 | 0 | #DIV/0! | 0%
| MN CSG 2019-67 LLC | 68374 | MN CSG 2019-67 | MN | Sherburne | MISO | IPP Non-CHP | MONK |  | 1 | 1 | 1 | Solar Photovoltaic | SUN | PV | 2025 |  |  | (OP) Operating | [8 empty] | 45.4211 | -94.0334 | 0 | 0 | #DIV/0! | 0%
| MN CSG 2019-82 LLC | 68156 | MN CSG 2019-82 | MN | Kandiyohi | MISO | IPP Non-CHP | ATWA |  | 1 | 1 | 1 | Solar Photovoltaic | SUN | PV | 2024 |  |  | (OP) Operating |  | 1.62 | [6 empty] | 45.1362 | -94.7599 | 0 | 0 | #DIV/0! | 0%
| United States Solar Corporation | 66973 | MN East Regal LLC (CSG) | MN | Stearns | MISO | IPP Non-CHP | MNERL |  | 1 | 1 | 1 | Solar Photovoltaic | SUN | PV | 2024 |  |  | (OP) Operating |  | 1.4 | [6 empty] | 45.3948 | -94.7422 | 0 | 0 | #DIV/0! | 0%
| Standard Solar | 62910 | MNCPPC Germantown Solar | MD | Montgomery | PJM | IPP Non-CHP | X0008 |  | 1 | 1 | 1 | Solar Photovoltaic | SUN | PV | 2018 |  |  | (OP) Operating |  | 1.4 | [6 empty] | 39.149 | -77.3179 | 0 | 0 | #DIV/0! | 0%
| Standard Solar | 64604 | MNCPPC Randall Farm | MD | Prince Georges | PJM | IPP Non-CHP | X0009 |  | 1.4 | 1.4 | 1.4 | Solar Photovoltaic | SUN | PV | 2020 |  |  | (OP) Operating |  | 1.8 | [6 empty] | 38.8316 | -76.8032 | 0 | 0 | #DIV/0! | 0%
| Southern Minnesota Mun P Agny | 57903 | SMMPA Methane Energy Facility | MN | Kanabec | MISO | Electric Utility | UNIT1 |  | 1.6 | 1.5 | 1.5 | Landfill Gas | LFG | IC | 2012 |  |  | (OP) Operating | [8 empty] | 45.8478 | -93.3542 | 0 | 0 | #DIV/0! | 0%
| TPE MD MO32 LLC | 65610 | MO32 (CSG) | MD | Montgomery | PJM | IPP Non-CHP | MO32 |  | 2 | 2 | 2 | Solar Photovoltaic | SUN | PV | 2022 |  |  | (OP) Operating |  | 2.5 | [6 empty] | 39.1194 | -76.9598 | 0 | 0 | #DIV/0! | 0%
| TPE MD MO33 LLC | 65611 | MO33 CSG | MD | Montgomery | PJM | IPP Non-CHP | MO33 |  | 2 | 2 | 2 | Solar Photovoltaic | SUN | PV | 2022 |  |  | (OP) Operating |  | 2.4 | [6 empty] | 39.1878 | -77.1199 | 0 | 0 | #DIV/0! | 0%
| Arevon Energy, Inc. | 57859 | Moapa Southern Paiute | NV | Clark | NEVP | IPP Non-CHP | 1 |  | 250 | 250 | 250 | Solar Photovoltaic | SUN | PV | 2016 |  |  | (OP) Operating |  | 344.3 | [6 empty] | 36.5299 | -114.7703 | 0 | 0 | #DIV/0! | 0%
| Nome Joint Utility Systems | 90 | Snake River | AK | Nome |  | Electric Utility | 12 |  | 18.4 | 18.2 | 18.2 | Petroleum Liquids | DFO | IC | 2006.1429 |  |  | (OP) Operating | [8 empty] | 64.5053 | -165.4298 | 0 | 0 | #DIV/0! | 0%
| Snider Industries Inc | 50141 | Snider Industries | TX | Harrison | SWPP | Industrial CHP | WGN1 |  | 5 | 5 | 5 | Wood/Wood Waste Biomass | WDS | ST | 1983 |  |  | (OP) Operating | [8 empty] | 32.5747 | -94.3739 | 0 | 0 | #DIV/0! | 0%
| City & County of San Francisco | 381 | Moccasin | CA | Tuolumne | CISO | Electric Utility | 1 |  | 96.8 | 111.2 | 108.6 | Conventional Hydroelectric | WAT | HY | 1969 |  |  | (OP) Operating | [8 empty] | 37.8094 | -120.2993 | 0 | 0 | #DIV/0! | 0%
| City & County of San Francisco | 751 | Moccasin Low Head Hydro Project | CA | Tuolumne | CISO | Electric Utility | 1 |  | 2.9 | 1.5 | 1.5 | Conventional Hydroelectric | WAT | HY | 1987 |  |  | (OP) Operating | [8 empty] | 37.8164 | -120.312 | 0 | 0 | #DIV/0! | 0%
| Mockingbird Solar Center, LLC | 64347 | Mockingbird Solar Center | TX | Lamar | ERCO | IPP Non-CHP | 7777 |  | 471 | 471 | 471 | Solar Photovoltaic | SUN | PV | 2024 |  |  | (OP) Operating |  | 572 | [6 empty] | 33.3917 | -95.4252 | 0 | 0 | #DIV/0! | 0%
| Strata Manager, LLC | 58313 | Mocksville Farm | NC | Davie | CPLE | IPP Non-CHP | 1 |  | 5 | 5 | 5 | Solar Photovoltaic | SUN | PV | 2012 |  |  | (OP) Operating |  | 6.4 | [6 empty] | 35.8786 | -80.5419 | 0 | 0 | #DIV/0! | 0%
| Duke Energy Carolinas, LLC | 59570 | Mocksville Solar | NC | Davie | DUK | Electric Utility | PV1 |  | 15.4 | 15.4 | 15.4 | Solar Photovoltaic | SUN | PV | 2016 |  |  | (OP) Operating |  | 20 | [6 empty] | 35.8339 | -80.5744 | 0 | 0 | #DIV/0! | 0%
| Snowbird Corporation | 10215 | Snowbird Power Plant | UT | Salt Lake | PACE | Commercial CHP | 1138 |  | 6.5 | 5.5 | 5.5 | Natural Gas Internal Combustion Engine | NG | IC | 2022 |  |  | (OP) Operating | [8 empty] | 40.5834 | -111.6539 | 0 | 0 | #DIV/0! | 0%
| Solano County | 50985 | Solano County Cogen Plant | CA | Solano | CISO | Commercial CHP | 3163 |  | 2.8 | 2.8 | 2.4 | Natural Gas Internal Combustion Engine | NG | IC | 1994 |  |  | (OP) Operating | [8 empty] | 38.2494 | -122.0394 | 0 | 0 | #DIV/0! | 0%
| Cypress Creek Renewables | 60417 | Modlin Solar Farm | NC | Martin | PJM | IPP Non-CHP | MSFPV |  | 4.9 | 4.9 | 4.9 | Solar Photovoltaic | SUN | PV | 2016 |  |  | (OP) Operating |  | 6.9 | [6 empty] | 35.8503 | -77.1102 | 0 | 0 | #DIV/0! | 0%
| Dominion Renewable Energy | 60658 | Moffett Solar Project | SC | Jasper | SCEG | IPP Non-CHP | PV1 |  | 71.4 | 71.4 | 71.4 | Solar Photovoltaic | SUN | PV | 2017 |  |  | (OP) Operating |  | 93.4 | [6 empty] | 32.6207 | -80.996 | 0 | 0 | #DIV/0! | 0%
| Mohave County Wind Farm | 63114 | Mohave County Wind Farm | AZ | Mohave | WALC | IPP Non-CHP | MCWF |  | 350 | 350 | 350 | Onshore Wind Turbine | WND | WT | 2020 |  |  | (OP) Operating | [8 empty] | 35.7911 | -114.5045 | 0 | 0 | #DIV/0! | 0%
| Mohave Electric Cooperative, Inc. | 59819 | Mohave Electric at Fort Mohave | AZ | Mohave | WALC | IPP Non-CHP | PV1 |  | 4.4 | 4.4 | 4.4 | Solar Photovoltaic | SUN | PV | 2015 |  |  | (OP) Operating |  | 5.3 | [6 empty] | 34.9843 | -114.5565 | 0 | 0 | #DIV/0! | 0%
| Mohave Electric Cooperative, Inc. | 63554 | Mohave Electric Cooperative at Joy Lane | AZ | Mohave | WALC | IPP Non-CHP | MSSB1 |  | 25.9 | 25.9 | 25.9 | Batteries | MWH | BA | 2020 |  |  | (OP) Operating | 60 | [7 empty] | 34.9843 | -114.5565 | 0 | 0 | #DIV/0! | 0%
| Mohave Energy | 67178 | Mohave Energy - Hybrid | AZ | Mohave | WALC | Electric Utility | MEBA |  | 32.6 | 32.6 | 32.6 | Batteries | MWH | BA | 2023 |  |  | (OP) Operating | 60 | [7 empty] | 34.9933 | -114.5484 | 0 | 0 | #DIV/0! | 0%
| Mohawk View Solar, LLC | 66206 | Mohawk View Solar | NY | Montgomery | NYIS | IPP Non-CHP | MOVSO |  | 5 | 5 | 5 | Solar Photovoltaic | SUN | PV | 2021 |  |  | (OP) Operating |  | 7.5 | [6 empty] | 42.9412 | -74.3722 | 0 | 0 | #DIV/0! | 0%
| Mohea Solar Energy Center, LLC | 63463 | Mohea Solar Energy Center, LLC | SC | Cherokee | DUK | IPP Non-CHP | PGR14 |  | 5 | 5 | 5 | Solar Photovoltaic | SUN | PV | 2020 |  |  | (OP) Operating |  | 6.2 | [6 empty] | 35.0885 | -81.6244 | 0 | 0 | #DIV/0! | 0%
| Tesla Inc. | 63511 | Mohonasen Central School District | NY | Schenectady | NYIS | IPP Non-CHP | PV1 |  | 1.1 | 1.1 | 1.1 | Solar Photovoltaic | SUN | PV | 2019 |  |  | (OP) Operating |  | 1.5 | [6 empty] | 42.7672 | -73.9569 | 0 | 0 | #DIV/0! | 0%
| Terra-Gen Operating Co-Wind | 50821 | Mojave 16/17/18 | CA | Kern | CISO | IPP Non-CHP | GEN1 |  | 88.5 | 88.5 | 88.5 | Onshore Wind Turbine | WND | WT | 1989 |  |  | (OP) Operating | [8 empty] | 35.045 | -118.2642 | 0 | 0 | #DIV/0! | 0%
| Terra-Gen Operating Co-BESS 2 | 67093 | Mojave 16/17/18 BESS | CA | Kern | CISO | IPP Non-CHP | GEN 1 |  | 77 | 70.6 | 70.6 | Batteries | MWH | BA | 2020 |  |  | (OP) Operating | 77 | [7 empty] | 35.0442 | -118.2756 | 0 | 0 | #DIV/0! | 0%
| Terra-Gen Operating Co-Wind | 52142 | Mojave 3/4/5 | CA | Kern | CISO | IPP Non-CHP | GEN1 |  | 75 | 67 | 67 | Onshore Wind Turbine | WND | WT | 1990 |  |  | (OP) Operating | [8 empty] | 35.0506 | -118.2572 | 0 | 0 | #DIV/0! | 0%
| California Dept. of Water Resources | 7072 | Mojave Siphon | CA | San Bernardino | CISO | Electric Utility | 1 |  | 32.7 | 32.4 | 32.4 | Conventional Hydroelectric | WAT | HY | 1996 |  |  | (OP) Operating | [8 empty] | 34.3074 | -117.3235 | 0 | 0 | #DIV/0! | 0%
| Mojave Solar LLC | 57331 | Mojave Solar Project | CA | San Bernardino | CISO | IPP Non-CHP | MSP1 |  | 280 | 275 | 200 | Solar Thermal without Energy Storage | SUN | ST | 2014 |  |  | (OP) Operating | [8 empty] | 35.0177 | -117.3391 | 0 | 0 | #DIV/0! | 0%
| Cobb Electric Membership Corporation | 63535 | Solar BESS Hybrid | GA | Cobb | SOCO | IPP Non-CHP | NG |  | 3.5 | 3.4 | 3 | Natural Gas Fired Combustion Turbine | NG | GT | 2020.6667 |  |  | (OP) Operating | [8 empty] | 33.9793 | -84.5561 | 0 | 0 | #DIV/0! | 0%
| Deseret Generation & Tran Coop | 65380 | Solomon Generating Facility | UT | Washington | PACE | Electric Utility | 3 |  | 14.9 | 14.9 | 14.9 | Natural Gas Internal Combustion Engine | NG | IC | 2022 |  |  | (OP) Operating | [8 empty] | 37.0301 | -113.5634 | 0 | 0 | #DIV/0! | 0%
| Mompano | 67980 | Mompano | OR | Clackamas | PGE | IPP Non-CHP | MOMPO |  | 2 | 2 | 2 | Solar Photovoltaic | SUN | PV | 2025 |  |  | (OP) Operating | [8 empty] | 45.2965 | -122.5114 | 0 | 0 | #DIV/0! | 0%
| Dahlberg Light & Power Co | 7058 | Solon Diesel | WI | Douglas | MISO | Electric Utility | 1 |  | 8 | 6.4 | 6.4 | Petroleum Liquids | DFO | IC | 1991 |  |  | (SB) Standby/Backup: available for service but not normally used | [8 empty] | 46.359 | -91.8236 | 0 | 0 | #DIV/0! | 0%
| Florida Power & Light Co | 65872 | Monarch | FL | Martin | FPL | Electric Utility | 1 |  | 74.5 | 74.5 | 74.5 | Solar Photovoltaic | SUN | PV | 2024 |  |  | (OP) Operating |  | 89.35 | [6 empty] | 27.0307 | -80.5248 | 0 | 0 | #DIV/0! | 0%
| Strata Manager, LLC | 59123 | Moncure Farm LLC | NC | Chatham | CPLE | IPP Non-CHP | 1 |  | 3 | 3 | 3 | Solar Photovoltaic | SUN | PV | 2014 |  |  | (OP) Operating |  | 4.5 | [6 empty] | 35.5683 | -79.0325 | 0 | 0 | #DIV/0! | 0%
| County of Sonoma Dept of Trnsp | 55752 | Sonoma Central Landfill Phase I | CA | Sonoma | CISO | Commercial Non-CHP | P-11 |  | 3.2 | 2.8 | 2.8 | Landfill Gas | LFG | IC | 1993 |  |  | (OP) Operating | [8 empty] | 38.3017 | -122.7489 | 0 | 0 | #DIV/0! | 0%
| Reactivate | 67107 | Monee Solar 1, LLC | IL | Will | PJM | IPP Non-CHP | GEN1 |  | 2 | 2 | 2 | Solar Photovoltaic | SUN | PV | 2024 |  |  | (OP) Operating |  | 2.7 | [6 empty] | 41.3832 | -87.7751 | 0 | 0 | #DIV/0! | 0%
| Eagle Creek Renewable Energy, LLC | 2630 | Mongaup Falls | NY | Sullivan | NYIS | IPP Non-CHP | GEN1 |  | 7.3 | 7.6 | 7.6 | Conventional Hydroelectric | WAT | HY | 1923 |  |  | (OP) Operating | [8 empty] | 41.5377 | -74.7714 | 0 | 0 | #DIV/0! | 0%
| Maine DG Solar Monmouth, LLC | 65534 | Monmouth | ME | Kennebec | ISNE | IPP Non-CHP | MON |  | 5 | 5 | 5 | Solar Photovoltaic | SUN | PV | 2022 |  |  | (OP) Operating |  | 7.2 | [6 empty] | 44.1922 | -70.0217 | 0 | 0 | #DIV/0! | 0%
| County of Sonoma Dept of Trnsp | 55753 | Sonoma Central Landfill Phase II | CA | Sonoma | CISO | Commercial Non-CHP | P-21 |  | 3.2 | 2.8 | 2.8 | Landfill Gas | LFG | IC | 1996 |  |  | (OP) Operating | [8 empty] | 38.3017 | -122.7489 | 0 | 0 | #DIV/0! | 0%
| Loup River Public Power Dist | 2273 | Monroe (NE) | NE | Platte | SWPP | Electric Utility | 1 |  | 8.4 | 2.1 | 0.9 | Conventional Hydroelectric | WAT | HY | 1936 |  |  | (OP) Operating | [8 empty] | 41.4872 | -97.6078 | 0 | 0 | #DIV/0! | 0%
| Arevon Energy, Inc. | 65416 | Monroe 009452 SCS Cozad, LLC | NE | Dawson | SWPP | IPP Non-CHP | 20214 |  | 2 | 2 | 2 | Solar Photovoltaic | SUN | PV | 2021 |  |  | (OP) Operating |  | 2.5 | [6 empty] | 40.8727 | -99.9786 | 0 | 0 | #DIV/0! | 0%
| County of Sonoma Dept of Trnsp | 55880 | Sonoma Central Landfill Phase III | CA | Sonoma | CISO | Commercial Non-CHP | P-31 |  | 1.6 | 1.4 | 1.4 | Landfill Gas | LFG | IC | 2004 |  |  | (OP) Operating | [8 empty] | 38.3017 | -122.7489 | 0 | 0 | #DIV/0! | 0%
| AES Distributed Energy | 61509 | Monroe County Sites A & B | NY | Monroe | NYIS | IPP Non-CHP | MONA |  | 3.4 | 3.4 | 3.4 | Solar Photovoltaic | SUN | PV | 2017 |  |  | (OP) Operating |  | 2.4 | [6 empty] | 43.1741 | -77.3922 | 0 | 0 | #DIV/0! | 0%
| AES Distributed Energy | 61510 | Monroe County Sites C, D, & E | NY | Monroe | NYIS | IPP Non-CHP | MONC |  | 6 | 6 | 6 | Solar Photovoltaic | SUN | PV | 2017 |  |  | (OP) Operating |  | 2.8 | [6 empty] | 43.3188 | -77.7402 | 0 | 0 | #DIV/0! | 0%
| Miami Dade Water & Sewer Dept | 54624 | South District Wastewater Treatment Plt | FL | Miami Dade | FPL | Commercial CHP | 1A |  | 8 | 8 | 8 | Natural Gas Internal Combustion Engine | NG | IC | 2014 |  |  | (OP) Operating | [8 empty] | 25.5498 | -80.3363 | 0 | 0 | #DIV/0! | 0%
| Gainesville Regional Utilities | 56518 | South Energy Center | FL | Alachua | GVL | Commercial CHP | GT1 |  | 11.5 | 11.7 | 11.7 | Natural Gas Fired Combustion Turbine | NG | GT | 2013 |  |  | (OP) Operating | [8 empty] | 29.6383 | -82.34 | 0 | 0 | #DIV/0! | 0%
| Heelstone Energy Holdings, LLC | 59578 | Monroe Moore Farm | NC | Union | DUK | IPP Non-CHP | PV1 |  | 5 | 5 | 5 | Solar Photovoltaic | SUN | PV | 2016 |  |  | (OP) Operating |  | 6.4 | [6 empty] | 34.9719 | -80.6019 | 0 | 0 | #DIV/0! | 0%
| Monroe Solar LLC | 66997 | Monroe Solar | VA | Pittsylvania | PJM | IPP Non-CHP | METER |  | 2.2 | 2.1 | 1.2 | Solar Photovoltaic | SUN | PV | 2022 |  |  | (OP) Operating |  | 2.7 | [6 empty] | 36.8535 | -79.4699 | 0 | 0 | #DIV/0! | 0%
| Duke Energy Carolinas, LLC | 60383 | Monroe Solar Facility | NC | Union | CPLE | Electric Utility | MONPV |  | 54.6 | 54.6 | 54.6 | Solar Photovoltaic | SUN | PV | 2017 |  |  | (OP) Operating |  | 74.6 | [6 empty] | 34.9299 | -80.6256 | 0 | 0 | #DIV/0! | 0%
| NJR Clean Energy Ventures Corporation | 63451 | Monroe Solar Farm, LLC | NJ | Middlesex | PJM | IPP Non-CHP | MONR1 |  | 13.1 | 13.1 | 13.1 | Solar Photovoltaic | SUN | PV | 2020 |  |  | (OP) Operating |  | 14.7 | [6 empty] | 40.312 | -74.425 | 0 | 0 | #DIV/0! | 0%
| Avista Corp | 9095 | Monroe Street | WA | Spokane | AVA | Electric Utility | 6 |  | 14.8 | 15 | 15 | Conventional Hydroelectric | WAT | HY | 1992 |  |  | (OP) Operating | [8 empty] | 47.6536 | -117.4206 | 0 | 0 | #DIV/0! | 0%
| Redwood Falls Public Util Comm | 7982 | South Generation | MN | Redwood | MISO | Electric Utility | 3 |  | 6.6 | 6.2 | 6 | Petroleum Liquids | DFO | IC | 2003 |  |  | (OP) Operating | [8 empty] | 44.5331 | -95.1122 | 0 | 0 | #DIV/0! | 0%
| Solar Planet Power | 63181 | Monroeville Solar | OH | Huron | PJM | IPP Non-CHP | MNVL |  | 3.2 | 3 | 3 | Solar Photovoltaic | SUN | PV | 2017 |  |  | (OP) Operating |  | 5.1 | [6 empty] | 41.2301 | -82.7118 | 0 | 0 | #DIV/0! | 0%
| Altus Power America Management, LLC | 59464 | Monson Solar | MA | Hampden | ISNE | IPP Non-CHP | 2 |  | 3 | 3 | 3 | Solar Photovoltaic | SUN | PV | 2014 |  |  | (OP) Operating |  | 3.6 | [6 empty] | 42.1244 | -72.3325 | 0 | 0 | #DIV/0! | 0%
| Monson Solar, LLC | 62203 | Monson Solar, LLC | MA | Hampden | ISNE | IPP Non-CHP | 2701 |  | 2 | 2 | 1.6 | Solar Photovoltaic | SUN | PV | 2017 |  |  | (OP) Operating |  | 2.6 | [6 empty] | 42.0983 | -72.2901 | 0 | 0 | #DIV/0! | 0%
| Lowndes County Hospital Authority | 54848 | South Georgia Medical Center Inc | GA | Lowndes | SOCO | Commercial Non-CHP | GEN 7 |  | 5.5 | 5.5 | 5.5 | Petroleum Liquids | DFO | IC | 2008.75 |  |  | (SB) Standby/Backup: available for service but not normally used | [8 empty] | 30.8625 | -83.2894 | 0 | 0 | #DIV/0! | 0%
| VESI 34 LLC | 67851 | Montague Energy Storage | NJ | Sussex | PJM | IPP Non-CHP | MONT1 |  | 20 | 20 | 20 | Batteries | MWH | BA | 2024 |  |  | (OP) Operating | 18.1 | [7 empty] | 41.2785 | -74.7983 | 0 | 0 | #DIV/0! | 0%
| Montague Road Solar, LLC | 64042 | Montague Road Solar | MA | Hampshire | ISNE | IPP Non-CHP | 3958 |  | 3.6 | 3.6 | 2.9 | Solar Photovoltaic | SUN | PV | 2019 |  |  | (OP) Operating |  | 4 | [6 empty] | 42.4217 | -72.5369 | 0 | 0 | #DIV/0! | 0%
| NSTAR Electric Company | 62092 | Montague Site 36-Grosolar | MA | Franklin | ISNE | Electric Utility | REC34 |  | 4.1 | 4.1 | 4.1 | Solar Photovoltaic | SUN | PV | 2018 |  |  | (OP) Operating |  | 5 | [6 empty] | 42.5 | -72.5 | 0 | 0 | #DIV/0! | 0%
| Avangrid Power LLC | 63441 | Montague Solar | OR | Gilliam | AVRN | IPP Non-CHP | S1 |  | 162 | 162 | 162 | Solar Photovoltaic | SUN | PV | 2023 |  |  | (OP) Operating |  | 210.6 | [6 empty] | 45.54 | -120.18 | 0 | 0 | #DIV/0! | 0%
| Avangrid Power LLC | 58099 | Montague Wind Power Facility LLC | OR | Gilliam | AVRN | IPP Non-CHP | 1 |  | 200 | 200 | 200 | Onshore Wind Turbine | WND | WT | 2019 |  |  | (OP) Operating | [8 empty] | 45.5857 | -120.0904 | 0 | 0 | #DIV/0! | 0%
| National Grid Generation LLC | 2519 | South Hampton | NY | Suffolk | NYIS | Electric Utility | 1 |  | 11.5 | 8.5 | 10.4 | Petroleum Liquids | DFO | GT | 1963 |  |  | (OP) Operating | [8 empty] | 40.9 | -72.382 | 0 | 0 | #DIV/0! | 0%
| El Paso Electric Co | 60300 | Montana Solar Facility | TX | El Paso | EPE | Electric Utility | IMPV1 |  | 3 | 3 | 3 | Solar Photovoltaic | SUN | PV | 2017 |  |  | (OP) Operating |  | 3.8 | [6 empty] | 31.8131 | -106.2189 | 0 | 0 | #DIV/0! | 0%
| Montauk Energy Storage Center, LLC | 62734 | Montauk Energy Storage Center | NY | Suffolk | NYIS | IPP Non-CHP | BME |  | 5 | 5 | 5 | Batteries | MWH | BA | 2019 |  |  | (OP) Operating | 40 | [7 empty] | 41.0399 | -71.9644 | 0 | 0 | #DIV/0! | 0%
| Rochelle Municipal Utilities | 961 | South Main Street | IL | Ogle | PJM | Electric Utility | 1 |  | 15.8 | 14.4 | 14.4 | Natural Gas Internal Combustion Engine | NG | IC | 2003 |  |  | (SB) Standby/Backup: available for service but not normally used | [8 empty] | 41.9092 | -89.0504 | 0 | 0 | #DIV/0! | 0%
| Greenbacker Renewable Energy Corporation | 64024 | Monte Vista Solar 2 CSG, LLC | CO | Rio Grande | PSCO | IPP Non-CHP | 262 |  | 1.6 | 1.6 | 1.6 | Solar Photovoltaic | SUN | PV | 2020 |  |  | (OP) Operating |  | 2 | [6 empty] | 37.5718 | -106.0999 | 0 | 0 | #DIV/0! | 0%
| South Oak Hospital | 50136 | South Oaks Hospital | NY | Suffolk | NYIS | Commercial CHP | CG1 |  | 1 | 0.5 | 0.5 | Natural Gas Internal Combustion Engine | NG | IC | 2008 |  |  | (OP) Operating | [8 empty] | 40.6853 | -73.4258 | 0 | 0 | #DIV/0! | 0%
| Waverly Municipal Elec Utility | 7758 | South Plant | IA | Bremer | MISO | Electric Utility | 1 |  | 12 | 11.4 | 11.4 | Petroleum Liquids | DFO | IC | 2000 |  |  | (OP) Operating | [8 empty] | 42.7317 | -92.4711 | 0 | 0 | #DIV/0! | 0%
| City of Strawberry Point | 7926 | South Strawberry | IA | Clayton | MISO | Electric Utility | 1A |  | 3.6 | 3.6 | 3.6 | Petroleum Liquids | DFO | IC | 2002 |  |  | (SB) Standby/Backup: available for service but not normally used | [8 empty] | 42.7114 | -91.5469 | 0 | 0 | #DIV/0! | 0%
| South Energy Investments LLC | 63302 | South Windsor Fuel Cell | CT | Hartford | ISNE | IPP Non-CHP | SWFC5 |  | 5 | 5 | 5 | Other Natural Gas | NG | FC | 2020 |  |  | (OP) Operating | [8 empty] | 41.8154 | -72.6144 | 0 | 0 | #DIV/0! | 0%
| Southbridge Recycling and Disposal Park | 59011 | Southbridge Landfill Gas-to-Energy | MA | Worcester | ISNE | IPP Non-CHP | CAT |  | 1.6 | 1.5 | 1.5 | Landfill Gas | LFG | IC | 2011 |  |  | (OP) Operating | [8 empty] | 42.1044 | -72.0325 | 0 | 0 | #DIV/0! | 0%
| North American Natural Res | 59574 | Southeast Berrien Generating Facility | MI | Berrien | PJM | IPP Non-CHP | SBL |  | 4.8 | 4.6 | 4.6 | Landfill Gas | LFG | IC | 2009 |  |  | (OP) Operating | [8 empty] | 41.8086 | -86.3239 | 0 | 0 | #DIV/0! | 0%
| University of Minnesota Central Utilities | 57966 | Southeast Steam Plant | MN | Hennepin | MISO | Commercial CHP | SSP |  | 13 | 2 | 10 | Natural Gas Steam Turbine | NG | ST | 1998 |  |  | (OP) Operating | [8 empty] | 44.9808 | -93.2497 | 0 | 0 | #DIV/0! | 0%
| Southern Minnesota Beet Sugar | 54533 | Southern Minnesota Beet Sugar | MN | Renville | MISO | Industrial CHP | 0001 |  | 7.5 | 7.5 | 7.5 | Conventional Steam Coal | SUB | ST | 1976 |  |  | (OP) Operating | [8 empty] | 44.7964 | -95.1798 | 0 | 0 | #DIV/0! | 0%
| Tesla Inc. | 58633 | Monterey Regional Water Pollution Contro | CA | Monterey | CISO | IPP Non-CHP | 1 |  | 1 | 1 | 1 | Solar Photovoltaic | SUN | PV | 2010 |  |  | (OP) Operating |  | 1.1 | [6 empty] | 36.7211 | -121.7878 | 0 | 0 | #DIV/0! | 0%
| Montevideo Solar LLC | 61870 | Montevideo Solar LLC, CSG | MN | Yellow Medicine | MISO | IPP Non-CHP | MONTE |  | 5 | 5 | 5 | Solar Photovoltaic | SUN | PV | 2019 |  |  | (OP) Operating |  | 7.5 | [6 empty] | 44.8995 | -95.6942 | 0 | 0 | #DIV/0! | 0%
| National Grid Generation LLC | 2520 | Southold | NY | Suffolk | NYIS | Electric Utility | 1 |  | 14 | 10 | 9 | Petroleum Liquids | DFO | GT | 1964 |  |  | (OP) Operating | [8 empty] | 41.1059 | -72.3761 | 0 | 0 | #DIV/0! | 0%
| NextEra Energy Montezuma Wind II, LLC | 57701 | Montezuma Wind II | CA | Solano | CISO | IPP Non-CHP | 1 |  | 78.2 | 78.2 | 78.2 | Onshore Wind Turbine | WND | WT | 2012 |  |  | (OP) Operating | [8 empty] | 38.1167 | -121.8219 | 0 | 0 | #DIV/0! | 0%
| Wisconsin Electric Power Co | 55742 | Montfort Wind Energy Center | WI | Iowa | MISO | Electric Utility | ER15 |  | 30 | 30 | 30 | Onshore Wind Turbine | WND | WT | 2002 |  |  | (OP) Operating | [8 empty] | 42.9625 | -90.3867 | 0 | 0 | #DIV/0! | 0%
| Albuquerque City of | 10339 | Southside Water Reclamation Plant | NM | Bernalillo | PNM | IPP CHP | GEN1 |  | 6.6 | 6.4 | 6.6 | Natural Gas Internal Combustion Engine | NG | IC | 1994.5 |  |  | (OP) Operating | [8 empty] | 35.0161 | -106.6697 | 0 | 0 | #DIV/0! | 0%
| Union Electric Co - (MO) | 65726 | Montgomery County Community Solar Center | MO | Montgomery | MISO | Electric Utility | MCCSC |  | 5.7 | 5.7 | 5.7 | Solar Photovoltaic | SUN | PV | 2022 |  |  | (OP) Operating |  | 6.5 | [6 empty] | 38.8907 | -91.4232 | 0 | 0 | #DIV/0! | 0%
| Tesla Inc. | 60820 | Montgomery County Correctional Facility | MD | Montgomery | PJM | IPP Non-CHP | PV1 |  | 1.4 | 1.4 | 1.4 | Solar Photovoltaic | SUN | PV | 2017 |  |  | (OP) Operating |  | 2 | [6 empty] | 39.2379 | -77.2932 | 0 | 0 | #DIV/0! | 0%
| AT&T | 54858 | Southwestern Bell Telephone | MO | St Louis City | MISO | Commercial Non-CHP | E/G1 |  | 17.2 | 17.2 | 17.2 | Petroleum Liquids | DFO | IC | 2001.5714 |  |  | (SB) Standby/Backup: available for service but not normally used | [8 empty] | 38.6276 | -90.1934 | 0 | 0 | #DIV/0! | 0%
| Montgomery County Solar | 61608 | Montgomery County Solar | MD | Montgomery | PJM | IPP Non-CHP | 1 |  | 1.9 | 1.9 | 1.9 | Solar Photovoltaic | SUN | PV | 2018 |  |  | (OP) Operating |  | 2.5 | [6 empty] | 39.113 | -77.236 | 0 | 0 | #DIV/0! | 0%
| Central Rivers Power US, LLC | 55009 | Montgomery Creek Hydro | CA | Shasta | CISO | IPP Non-CHP | GEN1 |  | 2.6 | 2.6 | 2.6 | Conventional Hydroelectric | WAT | HY | 1987 |  |  | (OP) Operating | [8 empty] | 40.8468 | -121.9564 | 0 | 0 | #DIV/0! | 0%
| Montgomery Ranch Wind Farm, LLC | 67095 | Montgomery Ranch Wind Farm, LLC | TX | Foard | ERCO | IPP Non-CHP | MR1 |  | 202.5 | 202.5 | 202.5 | Onshore Wind Turbine | WND | WT | 2025 |  |  | (OP) Operating | [8 empty] | 33.8413 | -99.6578 | 0 | 0 | #DIV/0! | 0%
| Oppidum Renewables USA, LLC | 58649 | Montgomery Solar LLC | NC | Montgomery | DUK | IPP Non-CHP | 1 |  | 20 | 20 | 20 | Solar Photovoltaic | SUN | PV | 2015 |  |  | (OP) Operating |  | 25 | [6 empty] | 35.3444 | -79.7683 | 0 | 0 | #DIV/0! | 0%
| Minnesota Solar CSG 4, LLC | 61456 | Montgomery Winsted CSG | MN | McLeod | MISO | IPP Non-CHP | 41620 |  | 3 | 3 | 3 | Solar Photovoltaic | SUN | PV | 2017 |  |  | (OP) Operating |  | 1.4 | [6 empty] | 44.9517 | -94.0556 | 0 | 0 | #DIV/0! | 0%
| Solano Irrigation District | 7646 | Monticello Dam | CA | Solano | CISO | Electric Utility | 1 |  | 11.5 | 11.5 | 11.5 | Conventional Hydroelectric | WAT | HY | 1983 |  |  | (OP) Operating | [8 empty] | 38.5131 | -122.1044 | 0 | 0 | #DIV/0! | 0%
| Northern States Power Co - Minnesota | 1922 | Monticello Nuclear Facility | MN | Wright | MISO | Electric Utility | 1 |  | 685 | 617 | 646 | Nuclear | NUC | ST | 1971 |  |  | (OP) Operating | [8 empty] | 45.3338 | -93.8493 | 0 | 0 | #DIV/0! | 0%
| DG Minnesota CSG, LLC | 62105 | Monticello Project CSG | MN | Wright | MISO | IPP Non-CHP | MONTI |  | 5 | 5 | 5 | Solar Photovoltaic | SUN | PV | 2018 |  |  | (OP) Operating |  | 6.7 | [6 empty] | 45.2722 | -93.8278 | 0 | 0 | #DIV/0! | 0%
| Power Depot Group A, LLC | 65575 | Southwick | TX | Harris | ERCO | IPP Non-CHP | SW1 |  | 9 | 7.5 | 9 | Petroleum Liquids | DFO | IC | 2013 |  |  | (OP) Operating | [8 empty] | 29.5958 | -95.3658 | 0 | 0 | #DIV/0! | 0%
| Spartanburg Commissioners PW | 54675 | Spartanburg Water System | SC | Spartanburg | DUK | Commercial Non-CHP | DI2 |  | 3 | 3 | 3 | Petroleum Liquids | DFO | IC | 1954.3333 |  |  | (OP) Operating | [8 empty] | 35.1103 | -81.9675 | 0 | 0 | #DIV/0! | 0%
| Enel Green Power NA, Inc. | 60529 | Montrose Solar | MN | Wright | MISO | IPP Non-CHP | PV1 |  | 3.5 | 3.5 | 3.5 | Solar Photovoltaic | SUN | PV | 2016 |  |  | (OP) Operating |  | 5 | [6 empty] | 45.0556 | -93.9228 | 0 | 0 | #DIV/0! | 0%
| Dominion Energy Inc. | 64093 | Montross Solar | VA | Westmoreland | PJM | Electric Utility | MOSO |  | 20 | 20 | 20 | Solar Photovoltaic | SUN | PV | 2018 |  |  | (OP) Operating |  | 28 | [6 empty] | 38.077 | -76.786 | 0 | 0 | #DIV/0! | 0%
| Generate Capital | 61586 | MontSun Community Solar | MN | Wright | MISO | IPP Non-CHP | 1 |  | 5 | 5 | 5 | Solar Photovoltaic | SUN | PV | 2017 |  |  | (OP) Operating |  | 7.4 | [6 empty] | 45.0603 | -93.9047 | 0 | 0 | #DIV/0! | 0%
| Spreckels Sugar Company | 57916 | Spreckels Sugar Company | CA | Imperial | IID | Industrial CHP | 1 |  | 8.9 | 8.9 | 8.9 | Natural Gas Steam Turbine | NG | ST | 1948 |  |  | (OP) Operating | [8 empty] | 32.9111 | -115.5681 | 0 | 0 | #DIV/0! | 0%
| Janssen Pharmaceutical Co | 59056 | Spring House | PA | Montgomery | PJM | IPP Non-CHP | GEN 1 |  | 3.8 | 3.8 | 3.8 | Natural Gas Internal Combustion Engine | NG | IC | 2013 |  |  | (OP) Operating | [8 empty] | 40.1839 | -75.2342 | 0 | 0 | #DIV/0! | 0%
| LSE Lepus LLC | 67577 | Monument Valley | MA | Berkshire | ISNE | IPP Non-CHP | MON22 |  | 3 | 3 | 3 | Solar Photovoltaic | SUN | PV | 2022 |  |  | (OP) Operating |  | 2.7 | [6 empty] | 42.253 | -73.3321 | 0 | 0 | #DIV/0! | 0%
| Georgia Power Co | 62377 | Moody Air Force Base Solar | GA | Lowndes | SOCO | Electric Utility | 1 |  | 49.5 | 49.5 | 49.5 | Solar Photovoltaic | SUN | PV | 2020 |  |  | (OP) Operating |  | 66.2 | [6 empty] | 30.9574 | -83.2229 | 0 | 0 | #DIV/0! | 0%
| CalCom Energy | 63514 | Moonlight Packing - Phase 2 | CA | Fresno | CISO | IPP Non-CHP | MLO2 |  | 1.4 | 1.4 | 1 | Solar Photovoltaic | SUN | PV | 2019 |  |  | (OP) Operating |  | 1.8 | [6 empty] | 36.5858 | -119.47 | 0 | 0 | #DIV/0! | 0%
| Moonshot Solar, LLC | 66544 | Moonshot | MS | Hancock | SOCO | IPP Non-CHP | PGRMS |  | 78.5 | 78.5 | 78.5 | Solar Photovoltaic | SUN | PV | 2024 |  |  | (OP) Operating |  | 110 | [6 empty] | 30.4372 | -89.5029 | 0 | 0 | #DIV/0! | 0%
| OYA 2643 Moore Road LLC | 64091 | Moore Road Community Solar | NY | Niagara | NYIS | IPP Non-CHP | MROCS |  | 5 | 5 | 5 | Solar Photovoltaic | SUN | PV | 2019 |  |  | (OP) Operating |  | 7.1 | [6 empty] | 43.213 | -78.903 | 0 | 0 | #DIV/0! | 0%
| Moore Solar, LLC | 64193 | Moore Solar | NC | Rockingham | DUK | IPP Non-CHP | MR01 |  | 5 | 5 | 5 | Solar Photovoltaic | SUN | PV | 2018 |  |  | (OP) Operating |  | 6.9 | [6 empty] | 36.3843 | -79.4811 | 0 | 0 | #DIV/0! | 0%
| Strata Manager, LLC | 58337 | Moore Solar Farm | NC | Rockingham | DUK | IPP Non-CHP | 1 |  | 5 | 5 | 5 | Solar Photovoltaic | SUN | PV | 2013 |  |  | (OP) Operating |  | 6 | [6 empty] | 36.2732 | -79.7592 | 0 | 0 | #DIV/0! | 0%
| Spring Valley Pub Utils Comm | 2013 | Spring Valley | MN | Fillmore | MISO | Electric Utility | 2 |  | 7.1 | 7.1 | 7.1 | Petroleum Liquids | DFO | IC | 1982.5 |  |  | (OP) Operating | [8 empty] | 43.6873 | -92.3894 | 0 | 0 | #DIV/0! | 0%
| City of Moorhead - (MN) | 7855 | Moorhead Wind Turbine | MN | Clay | SWPP | Electric Utility | 8 |  | 1.4 | 1.4 | 1.4 | Onshore Wind Turbine | WND | WT | 2000 |  |  | (OP) Operating | [8 empty] | 46.895 | -96.7347 | 0 | 0 | #DIV/0! | 0%
| Strata Manager, LLC | 58338 | Moorings Farm | NC | Wayne | CPLE | IPP Non-CHP | 1 |  | 5 | 5 | 5 | Solar Photovoltaic | SUN | PV | 2013 |  |  | (OP) Operating |  | 6 | [6 empty] | 35.3058 | -77.8292 | 0 | 0 | #DIV/0! | 0%
| Dominion Renewable Energy | 61405 | Moorings Farm 2, LLC | NC | Lenoir | CPLE | IPP Non-CHP | 1 |  | 5 | 5 | 5 | Solar Photovoltaic | SUN | PV | 2017 |  |  | (OP) Operating |  | 6.7 | [6 empty] | 35.3057 | -77.8289 | 0 | 0 | #DIV/0! | 0%
| City of Springfield - (CO) | 8100 | Springfield (CO) | CO | Baca | WACM | Electric Utility | 1 |  | 2.7 | 2.7 | 2.7 | Petroleum Liquids | DFO | IC | 1956.25 |  |  | (SB) Standby/Backup: available for service but not normally used | [8 empty] | 37.4028 | -102.6217 | 0 | 0 | #DIV/0! | 0%
| EONY Generation Limited | 10196 | Moose River | NY | Lewis | NYIS | IPP Non-CHP | GEN1 |  | 12.6 | 11.6 | 11.7 | Conventional Hydroelectric | WAT | HY | 1987 |  |  | (OP) Operating | [8 empty] | 43.6107 | -75.3413 | 0 | 0 | #DIV/0! | 0%
| Springfield Public Utils Comm - (MN) | 2012 | Springfield (MN) | MN | Brown | MISO | Electric Utility | 5 |  | 9 | 9 | 9 | Petroleum Liquids | DFO | IC | 1997.4 |  |  | (OP) Operating | [8 empty] | 44.2395 | -94.9763 | 0 | 0 | #DIV/0! | 0%
| Forefront Power, LLC | 63073 | Mooseheart School Solar | IL | Kane | PJM | IPP Non-CHP | 1817 |  | 2 | 2 | 2 | Solar Photovoltaic | SUN | PV | 2020 |  |  | (OP) Operating |  | 2.8 | [6 empty] | 41.8233 | -88.3378 | 0 | 0 | #DIV/0! | 0%
| WM Renewable Energy LLC | 56522 | Springhill Gas Recovery Plant | FL | Jackson | SOCO | IPP Non-CHP | GEN1 |  | 4.8 | 4.8 | 4.8 | Landfill Gas | LFG | IC | 2006 |  |  | (OP) Operating | [8 empty] | 30.9283 | -85.4261 | 0 | 0 | #DIV/0! | 0%
| Boise-Kuna Irrigation District | 56498 | Mora Drop Hydroelectric Project | ID | Ada | IPCO | IPP Non-CHP | 1 |  | 1.7 | 0.8 | 0.8 | Conventional Hydroelectric | WAT | HY | 2006 |  |  | (OP) Operating | [8 empty] | 43.46 | -116.4725 | 0 | 0 | #DIV/0! | 0%
| Moraine Solar, LLC | 64789 | Moraine CSG | IL | McLean | MISO | IPP Non-CHP | MORAI |  | 2 | 2 | 2 | Solar Photovoltaic | SUN | PV | 2021 |  |  | (OP) Operating |  | 3 | [6 empty] | 40.3792 | -88.8434 | 0 | 0 | #DIV/0! | 0%
| Avangrid Power LLC | 56794 | Moraine II Wind LLC | MN | Pipestone | MISO | IPP Non-CHP | 1 |  | 49.5 | 49.5 | 49.5 | Onshore Wind Turbine | WND | WT | 2009 |  |  | (OP) Operating | [8 empty] | 44.1238 | -96.0784 | 0 | 0 | #DIV/0! | 0%
| Moraine Sands Wind Power, LLC | 66093 | Moraine Sands Wind Power | IL | Mason | MISO | IPP Non-CHP | MSWP1 |  | 171 | 165 | 165 | Onshore Wind Turbine | WND | WT | 2023 |  |  | (OP) Operating | [8 empty] | 40.1709 | -89.8951 | 0 | 0 | #DIV/0! | 0%
| Avangrid Power LLC | 56174 | Moraine Wind LLC | MN | Pipestone | MISO | IPP Non-CHP | MOR |  | 51 | 51 | 51 | Onshore Wind Turbine | WND | WT | 2003 |  |  | (OP) Operating | [8 empty] | 44.0667 | -96.0667 | 0 | 0 | #DIV/0! | 0%
| WM Renewable Energy LLC | 57017 | Spruce Ridge Gas Recovery | MN | McLeod | MISO | IPP Non-CHP | GEN1 |  | 3.2 | 3.2 | 3.2 | Landfill Gas | LFG | IC | 2008.5 |  |  | (OP) Operating | [8 empty] | 44.8158 | -94.2489 | 0 | 0 | #DIV/0! | 0%
| IPT SRI Cogeneration Inc | 50537 | SRI International Cogen Project | CA | San Mateo | CISO | Commercial CHP | GEN1 |  | 6 | 5.6 | 5.6 | Natural Gas Fired Combustion Turbine | NG | GT | 1987 |  |  | (OP) Operating | [8 empty] | 37.4553 | -122.1728 | 0 | 0 | #DIV/0! | 0%
| Southern Power Co | 60007 | Morelos del Sol | CA | Kern | CISO | IPP Non-CHP | MORLS |  | 15 | 15 | 15 | Solar Photovoltaic | SUN | PV | 2015 |  |  | (OP) Operating |  | 18.7 | [6 empty] | 35.7314 | -119.8187 | 0 | 0 | #DIV/0! | 0%
| Greenbacker Renewable Energy Corporation | 67199 | Morey Road | MI | Missaukee | MISO | IPP Non-CHP | 641 |  | 2 | 2 | 2 | Solar Photovoltaic | SUN | PV | 2024 |  |  | (OP) Operating |  | 2.79 | [6 empty] | 44.2733 | -85.208 | 0 | 0 | #DIV/0! | 0%
| Morgan Community Solar | 60942 | Morgan Community Solar | MN | Redwood | MISO | IPP Non-CHP | BMCS1 |  | 3 | 2.7 | 2.7 | Solar Photovoltaic | SUN | PV | 2017 |  |  | (OP) Operating |  | 1.3 | [6 empty] | 44.4132 | -94.9076 | 0 | 0 | #DIV/0! | 0%
| DTE Electric Company | 1743 | St Clair | MI | St Clair | MISO | Electric Utility | 11 |  | 18.5 | 19 | 23 | Natural Gas Fired Combustion Turbine | NG | GT | 1968 |  |  | (OP) Operating | [8 empty] | 42.7642 | -82.4719 | 0 | 0 | #DIV/0! | 0%
| City of St Francis - (KS) | 1321 | St Francis | KS | Cheyenne | SWPP | Electric Utility | 2 |  | 5.1 | 5.1 | 5.1 | Petroleum Liquids | DFO | IC | 1963 |  |  | (OP) Operating | [8 empty] | 39.7709 | -101.8101 | 0 | 0 | #DIV/0! | 0%
| Georgia Power Co | 717 | Morgan Falls | GA | Fulton | SOCO | Electric Utility | 1 |  | 16.8 | 10.5 | 11.2 | Conventional Hydroelectric | WAT | HY | 1903 |  |  | (OP) Operating | [8 empty] | 33.9681 | -84.3841 | 0 | 0 | #DIV/0! | 0%
| SRE Utility Solar 1, LLC | 60133 | Morgan Farm, LLC | NC | Franklin | DUK | IPP Non-CHP | MOR |  | 5 | 4.9 | 4.9 | Solar Photovoltaic | SUN | PV | 2015 |  |  | (OP) Operating |  | 6.7 | [6 empty] | 36.0956 | -78.152 | 0 | 0 | #DIV/0! | 0%
| Terraform Arcadia | 59942 | Morgan Lancaster 1 | CA | Los Angeles | CISO | IPP Non-CHP | ML1 |  | 1.5 | 1.5 | 1.5 | Solar Photovoltaic | SUN | PV | 2015 |  |  | (OP) Operating |  | 1.8 | [6 empty] | 34.6608 | -118.0836 | 0 | 0 | #DIV/0! | 0%
| Morgan Solar 1 LLC | 64741 | Morgan Solar 1 CSG | IL | Morgan | MISO | IPP Non-CHP | MORG1 |  | 2 | 2 | 2 | Solar Photovoltaic | SUN | PV | 2021 |  |  | (OP) Operating |  | 2.9 | [6 empty] | 39.8225 | -90.5552 | 0 | 0 | #DIV/0! | 0%
| Morgan Solar 1b LLC | 64742 | Morgan Solar 1b CSG | IL | Morgan | MISO | IPP Non-CHP | MOR1B |  | 2 | 2 | 2 | Solar Photovoltaic | SUN | PV | 2021 |  |  | (OP) Operating |  | 3 | [6 empty] | 39.8222 | -90.5546 | 0 | 0 | #DIV/0! | 0%
| Morgan Solar 2, LLC | 64159 | Morgan Solar 2, LLC CSG | IL | Morgan | MISO | IPP Non-CHP | MRG2 |  | 2 | 2 | 2 | Solar Photovoltaic | SUN | PV | 2020 |  |  | (OP) Operating |  | 2.9 | [6 empty] | 39.6065 | -90.2271 | 0 | 0 | #DIV/0! | 0%
| Morgan Solar 4, LLC | 64100 | Morgan Solar 4, LLC CSG | IL | Morgan | MISO | IPP Non-CHP | MORG |  | 2 | 2 | 2 | Solar Photovoltaic | SUN | PV | 2020 |  |  | (OP) Operating |  | 2.9 | [6 empty] | 39.6141 | -90.2208 | 0 | 0 | #DIV/0! | 0%
| Adapture Renewables, Inc. | 61855 | Morgan Solar Center | OR | Malheur | IPCO | IPP Non-CHP | MORGN |  | 3 | 3 | 3 | Solar Photovoltaic | SUN | PV | 2020 |  |  | (OP) Operating |  | 3.7 | [6 empty] | 43.9514 | -117.0748 | 0 | 0 | #DIV/0! | 0%
| Dominion Renewable Energy | 60422 | Morgan's Corner | NC | Pasquotank | PJM | Electric Utility | 1 |  | 20 | 19.8 | 19.8 | Solar Photovoltaic | SUN | PV | 2015 |  |  | (OP) Operating |  | 25 | [6 empty] | 36.4211 | -76.3642 | 0 | 0 | #DIV/0! | 0%
| Hood Container of Louisiana, LLC | 10697 | St Francisville Mill | LA | West Feliciana | MISO | Industrial CHP | GEN2 |  | 12.5 | 16 | 16.5 | Wood/Wood Waste Biomass | BLQ | ST | 1966 |  |  | (OP) Operating | [8 empty] | 30.7108 | -91.3236 | 0 | 0 | #DIV/0! | 0%
| City of St George | 7080 | St George Red Rock | UT | Washington | PACE | Electric Utility | 1 |  | 14 | 14 | 14 | Petroleum Liquids | DFO | IC | 1987 |  |  | (SB) Standby/Backup: available for service but not normally used | [8 empty] | 37.1137 | -113.5689 | 0 | 0 | #DIV/0! | 0%
| City of St James - (MN) | 1929 | St James | MN | Watonwan | MISO | Electric Utility | 1 |  | 12 | 12 | 12 | Petroleum Liquids | DFO | IC | 2002 |  |  | (OP) Operating | [8 empty] | 43.9882 | -94.6156 | 0 | 0 | #DIV/0! | 0%
| City of St. John - (KS) | 1322 | St John | KS | Stafford | SWPP | Electric Utility | 2 |  | 6.8 | 6.8 | 6.8 | Petroleum Liquids | DFO | IC | 1993 |  |  | (OP) Operating | [8 empty] | 37.9953 | -98.7602 | 0 | 0 | #DIV/0! | 0%
| St Johns Riverside Hospital | 62051 | St Johns Riverside Hospital | NY | Westchester | NYIS | Commercial Non-CHP | EG650 |  | 1.5 | 1.5 | 1.5 | Petroleum Liquids | DFO | IC | 1984 |  |  | (SB) Standby/Backup: available for service but not normally used | [8 empty] | 40.9689 | -73.8866 | 0 | 0 | #DIV/0! | 0%
| The Hankin Group | 57362 | Morgantown Solar Park | PA | Berks | PJM | IPP Non-CHP | 1 |  | 2 | 1.6 | 1.4 | Solar Photovoltaic | SUN | PV | 2011 |  |  | (OP) Operating |  | 2 | [6 empty] | 40.1521 | -75.8659 | 0 | 0 | #DIV/0! | 0%
| CVI CleanCapital Solar 6 | 60612 | Morin Solar 2013 LLC | MA | Worcester | ISNE | IPP Non-CHP | MORIN |  | 4 | 4 | 4 | Solar Photovoltaic | SUN | PV | 2013 |  |  | (OP) Operating |  | 5.6 | [6 empty] | 42.167 | -72.1929 | 0 | 0 | #DIV/0! | 0%
| Salt River Project | 148 | Mormon Flat | AZ | Maricopa | SRP | Electric Utility | MF1 |  | 63.5 | 68.8 | 68.8 | Conventional Hydroelectric | WAT | HY | 1948.5 |  |  | (OP) Operating | [8 empty] | 33.5536 | -111.4431 | 0 | 0 | #DIV/0! | 0%
| MidAmerican Energy Co | 57875 | Morning Light Wind Farm | IA | Adair | MISO | Electric Utility | MLWF |  | 110.9 | 100.9 | 100.9 | Onshore Wind Turbine | WND | WT | 2012 |  |  | (OP) Operating | [8 empty] | 41.4542 | -94.5751 | 0 | 0 | #DIV/0! | 0%
| Cypress Creek Renewables | 61881 | Morning View | NC | Randolph | CPLE | IPP Non-CHP | GEN1 |  | 2 | 2 | 2 | Solar Photovoltaic | SUN | PV | 2018 |  |  | (OP) Operating |  | 2.8 | [6 empty] | 35.5463 | -79.7428 | 0 | 0 | #DIV/0! | 0%
| NorthWestern Energy (MT Hydro) | 2191 | Morony | MT | Cascade | NWMT | Electric Utility | MOR1 |  | 63 | 49 | 49 | Conventional Hydroelectric | WAT | HY | 1930 |  |  | (OP) Operating | [8 empty] | 47.5817 | -111.0609 | 0 | 0 | #DIV/0! | 0%
| Evergy Missouri West | 58024 | St Joseph Landfill Generating Station | MO | Buchanan | SWPP | Electric Utility | UNIT1 |  | 1.6 | 1.5 | 1.5 | Landfill Gas | LFG | IC | 2011 |  |  | (OP) Operating | [8 empty] | 39.6744 | -94.7761 | 0 | 0 | #DIV/0! | 0%
| Morris Ridge Solar Energy Center, LLC | 68274 | Morris Ridge Solar | NY | Livingston | NYIS | IPP Non-CHP | MOR01 |  | 177 | 177 | 177 | Solar Photovoltaic | SUN | PV | 2024 |  |  | (OP) Operating |  | 230.5 | [6 empty] | 42.6631 | -77.8908 | 0 | 0 | #DIV/0! | 0%
| Village of Morrisville - (VT) | 3764 | Morrisville | VT | Lamoille | ISNE | Electric Utility | 1 |  | 1.8 | 1.5 | 1.8 | Conventional Hydroelectric | WAT | HY | 1924 |  |  | (OP) Operating | [8 empty] | 44.5618 | -72.6024 | 0 | 0 | #DIV/0! | 0%
| U S Bureau of Reclamation | 514 | Morrow Point | CO | Montrose | WACM | Electric Utility | 1 |  | 173.2 | 173.2 | 173.2 | Conventional Hydroelectric | WAT | HY | 1970.5 |  |  | (OP) Operating | [8 empty] | 38.4518 | -107.5393 | 0 | 0 | #DIV/0! | 0%
| City of St Louis - (MI) | 1852 | St Louis | MI | Gratiot | MISO | Electric Utility | 1 |  | 5.6 | 5.4 | 5.4 | Petroleum Liquids | DFO | IC | 1966.3333 |  |  | (SB) Standby/Backup: available for service but not normally used | [8 empty] | 43.4019 | -84.6014 | 0 | 0 | #DIV/0! | 0%
| Mosaic Company | 50633 | Mosaic Co Bartow Facility | FL | Polk | TEC | Industrial CHP | GEN1 |  | 81.9 | 80 | 80 | All Other | WH | ST | 1988.5 |  |  | (OP) Operating | [8 empty] | 27.908 | -81.9185 | 0 | 0 | #DIV/0! | 0%
| Mosaic Company | 10204 | Mosaic Co Tampa Facility | FL | Hillsborough | TEC | Industrial CHP | GEN1 |  | 72.4 | 68 | 68 | All Other | WH | ST | 1993.5 |  |  | (OP) Operating | [8 empty] | 27.8605 | -82.3903 | 0 | 0 | #DIV/0! | 0%
| Mosaic Fertilizer LLC | 10434 | Mosaic New Wales Operations | FL | Polk | TEC | Industrial CHP | TG1 |  | 135.5 | 112 | 112 | All Other | WH | ST | 1990.25 |  |  | (OS) Out of service and NOT expected to return to service in next calendar year | [8 empty] | 27.8336 | -82.0519 | 0 | 0 | #DIV/0! | 0%
| Mosaic Phosphates Co. | 10198 | Mosaic Phosphates Uncle Sam | LA | St James | MISO | Industrial CHP | GEN2 |  | 26 | 26 | 26 | All Other | WH | ST | 1992 |  |  | (OP) Operating | [8 empty] | 30.0386 | -90.8283 | 0 | 0 | #DIV/0! | 0%
| Mosaic Fertilizer LLC | 10004 | Mosaic South Pierce Operations | FL | Polk | TEC | Industrial CHP | TG1 |  | 45.5 | 37 | 37 | All Other | WH | ST | 1985 |  |  | (OS) Out of service and NOT expected to return to service in next calendar year | [8 empty] | 27.7652 | -81.9388 | 0 | 0 | #DIV/0! | 0%
| Alaska Village Elec Coop, Inc | 6338 | St Marys IC | AK | Bethel |  | Electric Utility | 1C |  | 4.6 | 4.6 | 4.6 | Petroleum Liquids | DFO | IC | 2022 |  |  | (OP) Operating | [8 empty] | 62.0515 | -163.1726 | 0 | 0 | #DIV/0! | 0%
| City of St Charles - (MN) | 56100 | St. Charles Power Plant | MN | Winona | MISO | Electric Utility | 1 |  | 8.8 | 8 | 8 | Petroleum Liquids | DFO | IC | 2004 |  |  | (OP) Operating | [8 empty] | 43.9742 | -92.0597 | 0 | 0 | #DIV/0! | 0%
| Erie Boulevard Hydropower LP | 2588 | Moshier | NY | Herkimer | NYIS | IPP Non-CHP | 1 |  | 8 | 8 | 8 | Conventional Hydroelectric | WAT | HY | 1929 |  |  | (OP) Operating | [8 empty] | 43.8719 | -75.1364 | 0 | 0 | #DIV/0! | 0%
| St. Johns Episcopal Hospital | 62450 | St. Johns Episcopal Hospital | NY | Queens | NYIS | Commercial Non-CHP | CT205 |  | 1.2 | 1.2 | 1.2 | Petroleum Liquids | DFO | IC | 2002.5 |  |  | (SB) Standby/Backup: available for service but not normally used | [8 empty] | 40.5987 | -73.7535 | 0 | 0 | #DIV/0! | 0%
| Georgia Power Co | 65018 | Mossy Branch Battery Facility | GA | Talbot | SOCO | Electric Utility | BESS |  | 65 | 65 | 65 | Batteries | MWH | BA | 2024 |  |  | (OP) Operating | 260 | [7 empty] | 32.8036 | -84.6604 | 0 | 0 | #DIV/0! | 0%
| City of Tacoma - (WA) | 3918 | Mossyrock | WA | Lewis | TPWR | Electric Utility | 51 |  | 300 | 343 | 322.3 | Conventional Hydroelectric | WAT | HY | 1968 |  |  | (OP) Operating | [8 empty] | 46.5347 | -122.4247 | 0 | 0 | #DIV/0! | 0%
| Lock 7 Hydro Partners LLC | 1359 | Mother Ann Lee | KY | Mercer | PJM | IPP Non-CHP | 1 |  | 2.1 | 2.3 | 2.3 | Conventional Hydroelectric | WAT | HY | 2007.3333 |  |  | (OP) Operating | [8 empty] | 37.8297 | -84.7247 | 0 | 0 | #DIV/0! | 0%
| St. Joseph Hospital (NY) | 62452 | St. Joseph Hospital | NY | Westchester | NYIS | Commercial Non-CHP | CT250 |  | 1.3 | 1.3 | 1.3 | Petroleum Liquids | DFO | IC | 1987.3333 |  |  | (OS) Out of service and NOT expected to return to service in next calendar year | [8 empty] | 40.9288 | -73.898 | 0 | 0 | #DIV/0! | 0%
| Indiana Michigan Power Co | 1761 | Mottville | MI | St Joseph | PJM | Electric Utility | 1 |  | 1.6 | 0.4 | 0.8 | Conventional Hydroelectric | WAT | HY | 1923 | 12 | 2033 | (OP) Operating | [8 empty] | 41.8056 | -85.7505 | 0 | 0 | #DIV/0! | 0%
| Today's Power, Inc. | 68699 | Mound | KS | Labette | SWPP | Electric Utility | MOUND |  | 1 | 1 | 1 | Solar Photovoltaic | SUN | PV | 2021 |  |  | (OP) Operating |  | 1.4 | [6 empty] | 37.1572 | -95.45 | 0 | 0 | #DIV/0! | 0%
| St. Joseph's Regional Medical Center (NJ) | 63645 | St. Joseph's Regional Medical Center (NJ) | NJ | Passaic | PJM | Commercial Non-CHP | 7E600 |  | 6.1 | 6.1 | 6.1 | Petroleum Liquids | DFO | IC | 2006.5556 |  |  | (SB) Standby/Backup: available for service but not normally used | [8 empty] | 40.9026 | -74.1656 | 0 | 0 | #DIV/0! | 0%
| Green Street Power Partners | 67491 | Mount Dora Solar Farm F | FL | Lake | FPC | IPP Non-CHP | DORAF |  | 2.1 | 2.1 | 2.1 | Solar Photovoltaic | SUN | PV | 2023 |  |  | (OP) Operating |  | 2.8 | [6 empty] | 28.8154 | -81.6824 | 0 | 0 | #DIV/0! | 0%
| Green Street Power Partners | 67492 | Mount Dora Solar Farm W | FL | Lake | FPC | IPP Non-CHP | DORAW |  | 1.9 | 1.9 | 1.9 | Solar Photovoltaic | SUN | PV | 2023 |  |  | (OP) Operating |  | 2.3 | [6 empty] | 28.794 | -81.6231 | 0 | 0 | #DIV/0! | 0%
| U S Bureau of Reclamation | 6208 | Mount Elbert | CO | Lake | WACM | Electric Utility | 1 |  | 200 | 230 | 230 | Hydroelectric Pumped Storage | WAT | PS | 1982.5 |  |  | (OP) Operating | [8 empty] | 39.0942 | -106.3523 | 0 | 0 | #DIV/0! | 0%
| Mount Hope Solar 1 LLC | 63749 | Mount Hope East | NY | Orange | NYIS | IPP Non-CHP | MHE |  | 1.9 | 1.9 | 1.9 | Solar Photovoltaic | SUN | PV | 2019 |  |  | (OP) Operating |  | 2.8 | [6 empty] | 41.4677 | -74.5096 | 0 | 0 | #DIV/0! | 0%
| Mount Hope Solar 2 LLC | 63748 | Mount Hope West | NY | Orange | NYIS | IPP Non-CHP | MHW |  | 1.9 | 1.9 | 1.9 | Solar Photovoltaic | SUN | PV | 2020 |  |  | (OP) Operating |  | 2.7 | [6 empty] | 41.467 | -74.5094 | 0 | 0 | #DIV/0! | 0%
| St. Luke's Cornwall Hospital - Newburgh | 63546 | St. Luke's Cornwall Hospital | NY | Orange | NYIS | Commercial Non-CHP | GEN1 |  | 3.2 | 3.2 | 3.2 | Petroleum Liquids | DFO | IC | 2010 |  |  | (SB) Standby/Backup: available for service but not normally used | [8 empty] | 41.5037 | -74.0145 | 0 | 0 | #DIV/0! | 0%
| BQ Energy LLC | 63774 | Mount Kisco Landfill Solar & Storage CSG | NY | Westchester | NYIS | IPP Non-CHP | KISCB |  | 1.7 | 1.5 | 1.5 | Batteries | MWH | BA | 2020 | 12 | 2035 | (OP) Operating | 2.1 | [7 empty] | 41.1955 | -73.7361 | 0 | 0 | #DIV/0! | 0%
| NJR Clean Energy Ventures Corporation | 65329 | Mount Laurel Solar | NJ | Burlington | PJM | IPP Non-CHP | LAURL |  | 2.5 | 2.5 | 2.5 | Solar Photovoltaic | SUN | PV | 2020 |  |  | (OP) Operating |  | 2.9 | [6 empty] | 39.9756 | -74.8887 | 0 | 0 | #DIV/0! | 0%
| Strata Manager, LLC | 59107 | Mount Olive Farm | NC | Wayne | CPLE | IPP Non-CHP | 1 |  | 5 | 5 | 5 | Solar Photovoltaic | SUN | PV | 2014 |  |  | (OP) Operating |  | 6.8 | [6 empty] | 35.2019 | -78.0817 | 0 | 0 | #DIV/0! | 0%
| AES Distributed Energy | 59908 | Mount Olive Solar | NC | Wayne | CPLE | IPP Non-CHP | 2MWPV |  | 2 | 2 | 2 | Solar Photovoltaic | SUN | PV | 2016 |  |  | (OP) Operating |  | 2.8 | [6 empty] | 35.18 | -78.098 | 0 | 0 | #DIV/0! | 0%
| NJR Clean Energy Ventures Corporation | 65348 | Mount Olive Solar Farm | NJ | Morris | PJM | IPP Non-CHP | OLIVE |  | 19.8 | 19.8 | 19.8 | Solar Photovoltaic | SUN | PV | 2023 |  |  | (OP) Operating |  | 25.6 | [6 empty] | 40.881 | -74.699 | 0 | 0 | #DIV/0! | 0%
| Constellation Solar Horizons LLC | 57758 | Mount Saint Mary's | MD | Frederick | PJM | IPP Non-CHP | PV1 |  | 13.7 | 13.7 | 13.7 | Solar Photovoltaic | SUN | PV | 2012 |  |  | (OP) Operating |  | 16.1 | [6 empty] | 39.675 | -77.345 | 0 | 0 | #DIV/0! | 0%
| MN8 Energy LLC | 61353 | Mount Signal Solar Farm II | CA | Imperial | CISO | IPP Non-CHP | IVS2 |  | 153.5 | 153.5 | 153.5 | Solar Photovoltaic | SUN | PV | 2020 |  |  | (OP) Operating |  | 199.6 | [6 empty] | 32.6685 | -115.6292 | 0 | 0 | #DIV/0! | 0%
| Imperial Valley Solar 3, LLC | 61202 | Mount Signal Solar Farm V | CA | Imperial | CISO | IPP Non-CHP | MTSG3 |  | 252.3 | 252.3 | 252.3 | Solar Photovoltaic | SUN | PV | 2018 |  |  | (OP) Operating |  | 328.1 | [6 empty] | 32.6788 | -115.5672 | 0 | 0 | #DIV/0! | 0%
| St. Mary's Hospital For Children | 63669 | St. Mary's Hospital For Children | NY | Queens | NYIS | Commercial Non-CHP | CU1 |  | 2 | 2 | 2 | Petroleum Liquids | DFO | IC | 2014.5 |  |  | (SB) Standby/Backup: available for service but not normally used | [8 empty] | 40.777 | -73.7704 | 0 | 0 | #DIV/0! | 0%
| Alaska Village Elec Coop, Inc | 57061 | St. Michael | AK | Nome |  | Electric Utility | 4 |  | 0.7 | 0.7 | 0.7 | Petroleum Liquids | DFO | IC | 2015 |  |  | (SB) Standby/Backup: available for service but not normally used | [8 empty] | 63.4775 | -162.0383 | 0 | 0 | #DIV/0! | 0%
| St. Olaf College | 58996 | St. Olaf StandBy Generators | MN | Rice | MISO | Commercial Non-CHP | SBIC1 |  | 4.1 | 3.8 | 2.9 | Petroleum Liquids | DFO | IC | 1999 |  |  | (SB) Standby/Backup: available for service but not normally used | [8 empty] | 44.4611 | -93.1808 | 0 | 0 | #DIV/0! | 0%
| Walton Electric Member Corp | 60585 | Mount Vernon Solar | GA | Walton | SOCO | Electric Utility | MV01 |  | 1 | 1 | 0.8 | Solar Photovoltaic | SUN | PV | 2015 |  |  | (OP) Operating |  | 1.3 | [6 empty] | 33.8388 | -83.638 | 0 | 0 | #DIV/0! | 0%
| City of Columbus - (OH) | 56422 | ST-1/1A Engine No 1 | OH | Franklin | PJM | Commercial Non-CHP | 0006 |  | 1.3 | 1.1 | 1.1 | Petroleum Liquids | DFO | IC | 2008 |  |  | (SB) Standby/Backup: available for service but not normally used | [8 empty] | 39.95 | -83.0158 | 0 | 0 | #DIV/0! | 0%
| Leeward Asset Management, LLC | 62840 | Mountain Breeze Wind, LLC | CO | Weld | PSCO | IPP Non-CHP | MTBRZ |  | 171.7 | 171.7 | 171.7 | Onshore Wind Turbine | WND | WT | 2020 |  |  | (OP) Operating | [8 empty] | 40.9606 | -104.0032 | 0 | 0 | #DIV/0! | 0%
| City of Stafford - (KS) | 1325 | Stafford | KS | Stafford | SWPP | Electric Utility | 4 |  | 4.9 | 4.9 | 4.9 | Petroleum Liquids | DFO | IC | 1996.5 |  |  | (OP) Operating | [8 empty] | 37.9561 | -98.5993 | 0 | 0 | #DIV/0! | 0%
| Hot Springs Windfarm, LLC | 56636 | Mountain Home | ID | Elmore | IPCO | IPP Non-CHP | 1 |  | 21 | 21 | 21 | Onshore Wind Turbine | WND | WT | 2008 |  |  | (OP) Operating | [8 empty] | 43.0272 | -115.4656 | 0 | 0 | #DIV/0! | 0%
| Stamford Health Systems, Inc. | 64515 | Stamford Health | CT | Fairfield | ISNE | Commercial Non-CHP | 1 |  | 10.4 | 10.5 | 10.5 | Petroleum Liquids | DFO | IC | 2003.2222 |  |  | (OP) Operating | [8 empty] | 41.0556 | -73.552 | 0 | 0 | #DIV/0! | 0%
| Duke Energy Carolinas, LLC | 2728 | Mountain Island | NC | Gaston | DUK | Electric Utility | 1 |  | 60 | 68 | 68 | Conventional Hydroelectric | WAT | HY | 1923 |  |  | (OP) Operating | [8 empty] | 35.3339 | -80.9867 | 0 | 0 | #DIV/0! | 0%
| Stamford Health Tully Health Center | 68586 | Stamford Health Tully Health Center | CT | Fairfield | ISNE | Commercial Non-CHP | FC1 |  | 1.5 | 1.5 | 1.5 | Other Natural Gas | NG | FC | 2012.5 |  |  | (OP) Operating | [8 empty] | 41.0645 | -73.5345 | 0 | 0 | #DIV/0! | 0%
| City of Stanberry - (MO) | 8110 | Stanberry | MO | Gentry | AECI | Electric Utility | 1 |  | 4.3 | 4.3 | 4.3 | Natural Gas Internal Combustion Engine | NG | IC | 1966.75 |  |  | (SB) Standby/Backup: available for service but not normally used | [8 empty] | 40.2127 | -94.5424 | 0 | 0 | #DIV/0! | 0%
| AES Distributed Energy | 55719 | Mountain View I & II | CA | Riverside | CISO | IPP Non-CHP | MVWR |  | 70.9 | 70.9 | 70.9 | Onshore Wind Turbine | WND | WT | 2022 |  |  | (OP) Operating | [8 empty] | 33.9211 | -116.5642 | 0 | 0 | #DIV/0! | 0%
| Avangrid Power LLC | 56112 | Mountain View III | CA | Riverside | CISO | IPP Non-CHP | V47 |  | 22.4 | 22.4 | 22.4 | Onshore Wind Turbine | WND | WT | 2003 |  |  | (OP) Operating | [8 empty] | 33.9141 | -116.5914 | 0 | 0 | #DIV/0! | 0%
| Prologis Logistics Services Incorporated | 68151 | Mountain View Ind Park 1-sline001 | CA | San Bernardino | CISO | IPP Non-CHP | IE001 |  | 1.1 | 1.1 | 1.1 | Solar Photovoltaic | SUN | PV | 2023 |  |  | (OP) Operating |  | 1.4 | [6 empty] | 34.0502 | -117.4604 | 0 | 0 | #DIV/0! | 0%
| AES Distributed Energy | 57459 | Mountain View IV | CA | Riverside | CISO | IPP Non-CHP | 1 |  | 49 | 49 | 49 | Onshore Wind Turbine | WND | WT | 2012 |  |  | (OP) Operating | [8 empty] | 33.8816 | -116.5527 | 0 | 0 | #DIV/0! | 0%
| NextEra Energy Mountain View Solar | 58544 | Mountain View Solar | NV | Clark | NEVP | IPP Non-CHP | 1 |  | 20 | 20 | 20 | Solar Photovoltaic | SUN | PV | 2014 |  |  | (OP) Operating |  | 25 | [6 empty] | 36.3906 | -114.9644 | 0 | 0 | #DIV/0! | 0%
| Tampa Electric Co | 61664 | Mountain View Solar (FL) | FL | Pasco | TEC | Electric Utility | GEN1 |  | 54.6 | 54.6 | 54.6 | Solar Photovoltaic | SUN | PV | 2022 |  |  | (OP) Operating |  | 65 | [6 empty] | 28.398 | -82.2204 | 0 | 0 | #DIV/0! | 0%
| Pensacola Christian College | 50310 | Standby Generation Plant | FL | Escambia | FPL | Commercial Non-CHP | 1 |  | 13.7 | 13.7 | 13.7 | Natural Gas Internal Combustion Engine | NG | IC | 2001.0909 |  |  | (SB) Standby/Backup: available for service but not normally used | [8 empty] | 30.4736 | -87.2361 | 0 | 0 | #DIV/0! | 0%
| Mountain Wind Power II LLC | 56753 | Mountain Wind Power II LLC | WY | Uinta | PACE | IPP Non-CHP | 1 |  | 80 | 80 | 80 | Onshore Wind Turbine | WND | WT | 2008 |  |  | (OP) Operating | [8 empty] | 41.2639 | -110.5444 | 0 | 0 | #DIV/0! | 0%
| Mountain Wind Power LLC | 56752 | Mountain Wind Power LLC | WY | Uinta | PACE | IPP Non-CHP | 1 |  | 61 | 61 | 61 | Onshore Wind Turbine | WND | WT | 2008 |  |  | (OP) Operating | [8 empty] | 41.2881 | -110.4807 | 0 | 0 | #DIV/0! | 0%
| SLB Milbank LLC | 56244 | State Auto Insurance | SD | Grant | MISO | Commercial Non-CHP | 1 |  | 1.7 | 1.7 | 1.7 | Petroleum Liquids | DFO | IC | 2001 |  |  | (SB) Standby/Backup: available for service but not normally used | [8 empty] | 45.2207 | -96.6168 | 0 | 0 | #DIV/0! | 0%
| Sequitur Renewables, LLC | 55986 | Mountaineer Wind Energy Center | WV | Tucker | PJM | IPP Non-CHP | WT1 |  | 66 | 66 | 66 | Onshore Wind Turbine | WND | WT | 2002 |  |  | (OP) Operating | [8 empty] | 39.1828 | -79.5372 | 0 | 0 | #DIV/0! | 0%
| City of State Center - (IA) | 1187 | State Center | IA | Marshall | MISO | Electric Utility | 1 |  | 6.3 | 6.3 | 6.3 | Petroleum Liquids | DFO | IC | 1990.4 |  |  | (OP) Operating | [8 empty] | 42.0167 | -93.1633 | 0 | 0 | #DIV/0! | 0%
| Northern States Power Co - Minnesota | 56424 | Mower County Wind Energy Center | MN | Mower | MISO | Electric Utility | 1 |  | 98.9 | 98.9 | 98.9 | Onshore Wind Turbine | WND | WT | 2006 |  |  | (OP) Operating | [8 empty] | 43.6141 | -92.5988 | 0 | 0 | #DIV/0! | 0%
| State Farm Insurance | 7556 | State Farm | IL | McLean | MISO | Commercial Non-CHP | 1 |  | 5.1 | 5.1 | 5.1 | Petroleum Liquids | DFO | IC | 1996 |  |  | (SB) Standby/Backup: available for service but not normally used | [8 empty] | 40.4535 | -88.9605 | 0 | 0 | #DIV/0! | 0%
| Moyer Solar, LLC | 66487 | Moyer Solar | NC | Rockingham | DUK | IPP Non-CHP | MOYER |  | 5 | 5 | 5 | Solar Photovoltaic | SUN | PV | 2022 |  |  | (OP) Operating |  | 6.6 | [6 empty] | 36.4198 | -79.9071 | 0 | 0 | #DIV/0! | 0%
| City of Bonners Ferry | 6506 | Moyie Springs | ID | Boundary | BPAT | Electric Utility | 1 |  | 3.9 | 4.3 | 4.3 | Conventional Hydroelectric | WAT | HY | 1948.5 |  |  | (OP) Operating | [8 empty] | 48.7339 | -116.1752 | 0 | 0 | #DIV/0! | 0%
| United States Solar Corporation | 66003 | MP CSG 1 LLC | MN | Carlton | MISO | IPP Non-CHP | MPCSG |  | 1 | 1 | 1 | Solar Photovoltaic | SUN | PV | 2018 |  |  | (OP) Operating |  | 1.4 | [6 empty] | 46.6198 | -92.3889 | 0 | 0 | #DIV/0! | 0%
| State Farm Mutual Auto Ins Co | 55390 | State Farm Insur Support Center Central | TX | Dallas | ERCO | Commercial Non-CHP | 2A |  | 10.8 | 10.8 | 10.8 | Petroleum Liquids | DFO | IC | 1998 |  |  | (SB) Standby/Backup: available for service but not normally used | [8 empty] | 32.9192 | -96.9894 | 0 | 0 | #DIV/0! | 0%
| State Farm Mutual Auto Ins Co | 55274 | State Farm Support Center East | GA | Fulton | SOCO | Commercial Non-CHP | 2A |  | 10.8 | 10.8 | 10.8 | Petroleum Liquids | DFO | IC | 1998 |  |  | (SB) Standby/Backup: available for service but not normally used | [8 empty] | 34.086 | -84.245 | 0 | 0 | #DIV/0! | 0%
| North Carolina Mun Power Agny #1 | 56552 | Statesville Delivery No 3 | NC | Iredell | DUK | Electric Utility | 1 |  | 2.2 | 2 | 2 | Petroleum Liquids | DFO | IC | 2007 |  |  | (OP) Operating | [8 empty] | 35.7972 | -80.8542 | 0 | 0 | #DIV/0! | 0%
| North Carolina Mun Power Agny #1 | 56062 | Statesville, Highway 64 | NC | Iredell | DUK | Electric Utility | 1 |  | 1.8 | 1.8 | 1.8 | Petroleum Liquids | DFO | IC | 2002 |  |  | (OP) Operating | [8 empty] | 35.7985 | -80.9427 | 0 | 0 | #DIV/0! | 0%
| MSAP 13, LLC | 63675 | MSAP 13 | NY | Rensselaer | NYIS | IPP Non-CHP | TROYL |  | 2 | 2 | 2 | Solar Photovoltaic | SUN | PV | 2020 |  |  | (OP) Operating |  | 2.1 | [6 empty] | 42.6983 | -73.6717 | 0 | 0 | #DIV/0! | 0%
| Alaska Village Elec Coop, Inc | 57055 | Stebbins | AK | Nome |  | Electric Utility | 1 |  | 2 | 2 | 2 | Petroleum Liquids | DFO | IC | 2014 |  |  | (OP) Operating | [8 empty] | 63.521 | -162.2863 | 0 | 0 | #DIV/0! | 0%
| City of Sterling - (KS) | 1326 | Sterling | KS | Rice | SWPP | Electric Utility | 1 |  | 10.3 | 8.3 | 8.3 | Natural Gas Internal Combustion Engine | NG | IC | 1977.8571 |  |  | (OP) Operating | [8 empty] | 38.2143 | -98.2071 | 0 | 0 | #DIV/0! | 0%
| MSC-Chisago01 LLC | 62536 | MSC-Chisago01 LLC CSG | MN | Chisago | MISO | IPP Non-CHP | 52739 |  | 1 | 1 | 1 | Solar Photovoltaic | SUN | PV | 2019 |  |  | (OP) Operating |  | 1.4 | [6 empty] | 45.4924 | -92.7879 | 0 | 0 | #DIV/0! | 0%
| MSC-Chisago02 LLC | 62538 | MSC-Chisago02 LLC | MN | Chisago | MISO | IPP Non-CHP | 52740 |  | 1 | 1 | 1 | Solar Photovoltaic | SUN | PV | 2019 |  |  | (OP) Operating |  | 1.5 | [6 empty] | 45.4878 | -92.7755 | 0 | 0 | #DIV/0! | 0%
| MSC-Empire01, LLC | 62740 | MSC-Empire01, LLC | MN | Dakota | MISO | IPP Non-CHP | 52784 |  | 1 | 1 | 1 | Solar Photovoltaic | SUN | PV | 2019 |  |  | (OP) Operating |  | 1.5 | [6 empty] | 44.6741 | -93.1163 | 0 | 0 | #DIV/0! | 0%
| MSC-GreyCloud01 LLC | 62143 | MSC-GreyCloud01 Community Solar | MN | Washington | MISO | IPP Non-CHP | 52785 |  | 1 | 1 | 1 | Solar Photovoltaic | SUN | PV | 2019 |  |  | (OP) Operating |  | 1.5 | [6 empty] | 44.802 | -92.9969 | 0 | 0 | #DIV/0! | 0%
| MSC-Rice01 LLC | 62537 | MSC-Rice01 LLC CSG | MN | Rice | MISO | IPP Non-CHP | 52738 |  | 1 | 1 | 1 | Solar Photovoltaic | SUN | PV | 2019 |  |  | (OP) Operating |  | 1.5 | [6 empty] | 44.239 | -93.3927 | 0 | 0 | #DIV/0! | 0%
| MSC-Scandia01 LLC | 62144 | MSC-Scandia01 CSG | MN | Washington | MISO | IPP Non-CHP | 52741 |  | 1 | 1 | 1 | Solar Photovoltaic | SUN | PV | 2019 |  |  | (OP) Operating |  | 1.5 | [6 empty] | 45.2893 | -92.8847 | 0 | 0 | #DIV/0! | 0%
| MSC-Scott01 LLC | 62535 | MSC-Scott01 LLC | MN | Scott | MISO | IPP Non-CHP | 52737 |  | 1 | 1 | 1 | Solar Photovoltaic | SUN | PV | 2019 |  |  | (OP) Operating |  | 1.5 | [6 empty] | 44.6695 | -93.5042 | 0 | 0 | #DIV/0! | 0%
| Greenbacker Renewable Energy Corporation | 65095 | Mt Arlington Solar 1 LLC | NJ | Morris | PJM | IPP Non-CHP | 196 |  | 1.6 | 1.6 | 1.6 | Solar Photovoltaic | SUN | PV | 2021 |  |  | (OP) Operating |  | 2.3 | [6 empty] | 40.9321 | -74.6238 | 0 | 0 | #DIV/0! | 0%
| Neighborhood Power Corp. | 63663 | Mt Hope Solar | OR | Clackamas | PGE | IPP Non-CHP | W0053 |  | 2.5 | 2.5 | 2.5 | Solar Photovoltaic | SUN | PV | 2021 |  |  | (OP) Operating |  | 3.2 | [6 empty] | 45.1279 | -122.6138 | 0 | 0 | #DIV/0! | 0%
| Clear Energy Capital, LLC | 50031 | Mt Ida Hydroelectric | NY | Rensselaer | NYIS | IPP Non-CHP | 3983 |  | 3 | 3 | 3 | Conventional Hydroelectric | WAT | HY | 1992 |  |  | (OP) Operating | [8 empty] | 42.7213 | -73.6806 | 0 | 0 | #DIV/0! | 0%
| Strata Manager, LLC | 58345 | Mt Olive Farm 2 | NC | Wayne | CPLE | IPP Non-CHP | 1 |  | 5 | 5 | 5 | Solar Photovoltaic | SUN | PV | 2013 |  |  | (OP) Operating |  | 6.7 | [6 empty] | 35.2181 | -78.0697 | 0 | 0 | #DIV/0! | 0%
| Cypress Creek Renewables | 59645 | Mt Olive Solar 1 | NC | Wayne | CPLE | IPP Non-CHP | FLS1 |  | 5 | 5 | 5 | Solar Photovoltaic | SUN | PV | 2015 |  |  | (OP) Operating |  | 6.5 | [6 empty] | 35.1811 | -78.0969 | 0 | 0 | #DIV/0! | 0%
| Stevens Community Medical Center | 56245 | Stevens Community Medical Center | MN | Stevens | MISO | Commercial Non-CHP | 1 |  | 1 | 1 | 1 | Petroleum Liquids | DFO | IC | 2004 |  |  | (SB) Standby/Backup: available for service but not normally used | [8 empty] | 45.585 | -95.9042 | 0 | 0 | #DIV/0! | 0%
| Consolidated Edison Solutions Inc. | 64442 | Mt Pleasant Community Center | NY | Westchester | NYIS | IPP Non-CHP | MPES |  | 1.2 | 1.2 | 1.2 | Batteries | MWH | BA | 2022 |  |  | (OP) Operating | 3 | [7 empty] | 41.1 | -73.7716 | 0 | 0 | #DIV/0! | 0%
| Pixelle Specialty Solution, LLC | 55861 | Stevens Point Mill | WI | Portage | MISO | Industrial CHP | SP |  | 7.6 | 7 | 7 | Natural Gas Steam Turbine | NG | ST | 2002 |  |  | (OP) Operating | [8 empty] | 44.3528 | -89.5836 | 0 | 0 | #DIV/0! | 0%
| Mt Wachusett Community College | 58025 | Mt Wachusett Community College | MA | Worcester | ISNE | Commercial Non-CHP | WTG1 |  | 3.4 | 3.4 | 3.4 | Onshore Wind Turbine | WND | WT | 2011 |  |  | (OP) Operating | [8 empty] | 42.5886 | -71.9842 | 0 | 0 | #DIV/0! | 0%
| Standard Solar | 59695 | Mt. Home Solar 1, LLC | ID | Elmore | IPCO | IPP Non-CHP | MHPV1 |  | 20 | 20 | 20 | Solar Photovoltaic | SUN | PV | 2017 |  |  | (OP) Operating |  | 28.5 | [6 empty] | 43.129 | -115.752 | 0 | 0 | #DIV/0! | 0%
| SoCore Energy LLC | 60893 | Mt. Hope DPC Solar | WI | Grant | MISO | IPP Non-CHP | PV1 |  | 1 | 1 | 1 | Solar Photovoltaic | SUN | PV | 2017 |  |  | (OP) Operating |  | 1.5 | [6 empty] | 42.975 | -90.8318 | 0 | 0 | #DIV/0! | 0%
| Energix Mt. Jackson, LLC. | 61318 | Mt. Jackson Solar | VA | Shenandoah | PJM | IPP Non-CHP | SOLAR |  | 15.7 | 15.7 | 15.7 | Solar Photovoltaic | SUN | PV | 2021 |  |  | (OP) Operating |  | 22.1 | [6 empty] | 38.7396 | -78.6602 | 0 | 0 | #DIV/0! | 0%
| DG Illinois Solar, LLC | 64905 | Mt. Morris Solar CSG | IL | Ogle | PJM | IPP Non-CHP | MTMIL |  | 2 | 2 | 2 | Solar Photovoltaic | SUN | PV | 2020 |  |  | (OP) Operating |  | 3 | [6 empty] | 42.0635 | -89.4962 | 0 | 0 | #DIV/0! | 0%
| Still Water Power LLC | 64141 | Still Water Power | CA | Kings | CISO | IPP Non-CHP | 4 |  | 1 | 1 | 1 | Other Waste Biomass | OBG | IC | 2020 |  |  | (OP) Operating | [8 empty] | 36.3988 | -119.5243 | 0 | 0 | #DIV/0! | 0%
| Mt. Tom Solar, LLC | 60906 | Mt. Tom Solar Project Hybrid | MA | Hampden | ISNE | IPP Non-CHP | BA1 |  | 7.6 | 7.6 | 7.6 | Batteries | MWH | BA | 2018 |  |  | (OP) Operating | 6.1 | [7 empty] | 42.2686 | -72.603 | 0 | 0 | #DIV/0! | 0%
| City of Stockton - (KS) | 1327 | Stockton | KS | Rooks | SWPP | Electric Utility | 1 |  | 8.6 | 7.3 | 7.3 | Natural Gas Internal Combustion Engine | NG | IC | 1975.4 |  |  | (OP) Operating | [8 empty] | 39.4362 | -99.2779 | 0 | 0 | #DIV/0! | 0%
| Nautilus Solar Solutions | 64352 | Mtn Solar 6 LLC (CSG) | CO | Logan | WACM | IPP Non-CHP | SC |  | 2 | 2 | 2 | Solar Photovoltaic | SUN | PV | 2022 |  |  | (OP) Operating |  | 2.8 | [6 empty] | 40.6136 | -103.2337 | 0 | 0 | #DIV/0! | 0%
| Standard Solar | 63276 | Mtn. Solar 1 | CO | Adams | PSCO | IPP Non-CHP | X0133 |  | 1.5 | 1.5 | 1.5 | Solar Photovoltaic | SUN | PV | 2019 |  |  | (OP) Operating |  | 1.9 | [6 empty] | 39.7776 | -104.5859 | 0 | 0 | #DIV/0! | 0%
| Standard Solar | 63277 | Mtn. Solar 2 | CO | Adams | PSCO | IPP Non-CHP | X0133 |  | 1.5 | 1.5 | 1.5 | Solar Photovoltaic | SUN | PV | 2019 |  |  | (OP) Operating |  | 1.9 | [6 empty] | 39.7668 | -104.5905 | 0 | 0 | #DIV/0! | 0%
| Standard Solar | 63379 | Mtn. Solar 3 CSG | CO | Morgan | PSCO | IPP Non-CHP | X0134 |  | 1.5 | 1.5 | 1.5 | Solar Photovoltaic | SUN | PV | 2020 |  |  | (OP) Operating |  | 2 | [6 empty] | 40.2809 | -103.6191 | 0 | 0 | #DIV/0! | 0%
| Standard Solar | 65178 | Mtn. Solar 4 (CSG) | CO | Jefferson | PSCO | IPP Non-CHP | MTNS4 |  | 1.5 | 1.5 | 1.5 | Solar Photovoltaic | SUN | PV | 2021 |  |  | (OP) Operating |  | 2 | [6 empty] | 39.7276 | -105.1131 | 0 | 0 | #DIV/0! | 0%
| F H Stoltze Land & Lumber Co | 58523 | Stoltze CoGen1 | MT | Flathead | BPAT | Industrial CHP | STL2 |  | 2.8 | 3 | 3 | Wood/Wood Waste Biomass | WDS | ST | 2013 |  |  | (OP) Operating | [8 empty] | 48.3877 | -114.2409 | 0 | 0 | #DIV/0! | 0%
| Greenbacker Renewable Energy Corporation | 64032 | MTSUN | MT | Yellowstone | NWMT | IPP Non-CHP | MTSUN |  | 80 | 80 | 80 | Solar Photovoltaic | SUN | PV | 2023 |  |  | (OP) Operating |  | 103.7 | [6 empty] | 45.856 | -108.602 | 0 | 0 | #DIV/0! | 0%
| Power Depot Group A, LLC | 65576 | Stonegate | TX | Fort Bend | ERCO | IPP Non-CHP | STG1 |  | 9 | 7.5 | 9 | Petroleum Liquids | DFO | IC | 2013 |  |  | (OP) Operating | [8 empty] | 29.7854 | -95.8755 | 0 | 0 | #DIV/0! | 0%
| Brookfield Renewable Trading and Marketing LP | 10458 | Muck Valley Hydroelectric | CA | Lassen | CISO | IPP Non-CHP | GEN1 |  | 29.9 | 29.9 | 29.9 | Conventional Hydroelectric | WAT | HY | 1988 |  |  | (OP) Operating | [8 empty] | 40.9764 | -121.2558 | 0 | 0 | #DIV/0! | 0%
| Mud Garden LLC | 63427 | Mud Garden Solar | MN | Sibley | MISO | IPP Non-CHP | CGS |  | 1 | 1 | 1 | Solar Photovoltaic | SUN | PV | 2020 |  |  | (OP) Operating |  | 1.3 | [6 empty] | 44.5433 | -94.2226 | 0 | 0 | #DIV/0! | 0%
| Constellation Power, Inc | 3164 | Muddy Run | PA | Lancaster | PJM | IPP Non-CHP | 1 |  | 1072 | 1058 | 1070 | Hydroelectric Pumped Storage | WAT | PS | 1967.25 |  |  | (OP) Operating | [8 empty] | 39.8076 | -76.2993 | 0 | 0 | #DIV/0! | 0%
| City of Story City - (IA) | 1188 | Story City | IA | Story | MISO | Electric Utility | 1 |  | 13.9 | 13.5 | 13.6 | Petroleum Liquids | DFO | IC | 1981.3333 |  |  | (OP) Operating | [8 empty] | 42.1861 | -93.6005 | 0 | 0 | #DIV/0! | 0%
| Onward Energy | 59184 | Mulberry Farm LLC | TN | McNairy | TVA | IPP Non-CHP | PV1 |  | 15.8 | 15.8 | 15.8 | Solar Photovoltaic | SUN | PV | 2014 |  |  | (OP) Operating |  | 20 | [6 empty] | 35.1319 | -88.5867 | 0 | 0 | #DIV/0! | 0%
| Reactivate | 67108 | Mulberry Solar, LLC | IL | Madison | PJM | IPP Non-CHP | GEN1 |  | 2 | 2 | 2 | Solar Photovoltaic | SUN | PV | 2024 |  |  | (OP) Operating |  | 2.9 | [6 empty] | 38.729 | -90.135 | 0 | 0 | #DIV/0! | 0%
| Duke Energy Florida, LLC | 65501 | Mule Creek Renewable Energy Center | FL | Bay | FPC | Electric Utility | PV1 |  | 74.9 | 74.9 | 74.9 | Solar Photovoltaic | SUN | PV | 2024 |  |  | (OP) Operating |  | 101.4 | [6 empty] | 30.1105 | -85.3976 | 0 | 0 | #DIV/0! | 0%
| Mule Farm Solar, LLC | 66986 | Mule Farm Solar, LLC | NC | Johnston | CPLE | IPP Non-CHP | 27504 |  | 2 | 2 | 2 | Solar Photovoltaic | SUN | PV | 2022 |  |  | (OP) Operating |  | 2.8 | [6 empty] | 35.3882 | -78.5403 | 0 | 0 | #DIV/0! | 0%
| Mulligan Solar | 65349 | Mulligan Solar, LLC | IL | Logan | MISO | IPP Non-CHP | MLGAN |  | 70 | 70 | 70 | Solar Photovoltaic | SUN | PV | 2022 |  |  | (OP) Operating |  | 92.4 | [6 empty] | 40.0939 | -89.4204 | 0 | 0 | #DIV/0! | 0%
| Richland-Stryker Generation LLC | 2881 | Stryker | OH | Williams | PJM | IPP Non-CHP | 1 |  | 19 | 17 | 18 | Petroleum Liquids | DFO | GT | 1968 |  |  | (OP) Operating | [8 empty] | 41.5014 | -84.4283 | 0 | 0 | #DIV/0! | 0%
| City of Stuart - (IA) | 1190 | Stuart (IA) | IA | Guthrie | MISO | Electric Utility | 1 |  | 2.8 | 2.7 | 2.7 | Petroleum Liquids | DFO | IC | 1962.6667 |  |  | (OP) Operating | [8 empty] | 41.5039 | -94.3172 | 0 | 0 | #DIV/0! | 0%
| Munich Reinsurance America, Inc | 59844 | Munich Re Plaza | NJ | Middlesex | PJM | Commercial Non-CHP | PZ1 |  | 2.4 | 2.4 | 2.4 | Solar Photovoltaic | SUN | PV | 2012 |  |  | (OP) Operating |  | 1.7 | [6 empty] | 40.3503 | -74.5927 | 0 | 0 | #DIV/0! | 0%
| City of Stuart - (NE) | 2305 | Stuart (NE) | NE | Holt | SWPP | Electric Utility | 1 |  | 1.5 | 1.5 | 1.5 | Natural Gas Internal Combustion Engine | NG | IC | 1974.5 |  |  | (OP) Operating | [8 empty] | 42.5994 | -99.1437 | 0 | 0 | #DIV/0! | 0%
| Peoples Electric Cooperative | 68379 | Stuart (OK) | OK | Pittsburg | SWPP | IPP Non-CHP | 162 |  | 5 | 4.5 | 4 | Natural Gas Internal Combustion Engine | NG | IC | 2023 |  |  | (OP) Operating | [8 empty] | 34.8798 | -96.0545 | 0 | 0 | #DIV/0! | 0%
| City of Sturgis - (MI) | 1855 | Sturgis City Diesel Plant | MI | St Joseph | PJM | Electric Utility | 6 |  | 6 | 6 | 6 | Natural Gas Internal Combustion Engine | NG | IC | 1981 |  |  | (OP) Operating | [8 empty] | 41.7992 | -85.4256 | 0 | 0 | #DIV/0! | 0%
| Big Sky Wind, LLC | 56594 | Munnsville Wind Farm LLC | NY | Madison | NYIS | IPP Non-CHP | MU1 |  | 34.5 | 34.5 | 34.5 | Onshore Wind Turbine | WND | WT | 2007 |  |  | (OP) Operating | [8 empty] | 42.9086 | -75.5697 | 0 | 0 | #DIV/0! | 0%
| Ecos Energy LLC | 60412 | Munro Valley Solar | CA | Inyo | CISO | IPP Non-CHP | MUN |  | 4 | 4 | 4 | Solar Photovoltaic | SUN | PV | 2016 |  |  | (OP) Operating |  | 6.8 | [6 empty] | 36.2647 | -117.9955 | 0 | 0 | #DIV/0! | 0%
| Today's Power, Inc. | 68700 | Munson-DS&O | KS | Geary | SWPP | Electric Utility | MUNSN |  | 1 | 1 | 1 | Solar Photovoltaic | SUN | PV | 2021 |  |  | (OP) Operating |  | 1.4 | [6 empty] | 39.0393 | -96.8706 | 0 | 0 | #DIV/0! | 0%
| Cypress Creek Renewables | 59509 | Murdock Solar | NC | Johnston | CPLE | IPP Non-CHP | PV1 |  | 4 | 4 | 4 | Solar Photovoltaic | SUN | PV | 2016 |  |  | (OP) Operating |  | 5.4 | [6 empty] | 35.6633 | -78.5206 | 0 | 0 | #DIV/0! | 0%
| Duke Energy Renewables Services | 57677 | Murphy Farm Power, LLC | NC | Cherokee | DUK | IPP Non-CHP | 1 |  | 0.9 | 0.9 | 0.9 | Solar Photovoltaic | SUN | PV | 2011 |  |  | (OP) Operating |  | 1 | [6 empty] | 34.9992 | -84.1573 | 0 | 0 | #DIV/0! | 0%
| Murphy Flat Power, LLC | 60009 | Murphy Flat Solar | ID | Owyhee | IPCO | IPP Non-CHP | IPMF |  | 20 | 20 | 20 | Solar Photovoltaic | SUN | PV | 2017 |  |  | (OP) Operating |  | 26 | [6 empty] | 43.213 | -116.439 | 0 | 0 | #DIV/0! | 0%
| City of Tallahassee - (FL) | 61080 | Sub 12 | FL | Leon | TAL | Electric Utility | IC1 |  | 18.6 | 18.4 | 18.4 | Natural Gas Internal Combustion Engine | NG | IC | 2018 |  |  | (OP) Operating | [8 empty] | 30.4598 | -84.26 | 0 | 0 | #DIV/0! | 0%
| Utica Water & Power Authority | 261 | Murphys | CA | Calaveras | CISO | IPP Non-CHP | 1 |  | 3.6 | 1.3 | 2 | Conventional Hydroelectric | WAT | HY | 1954 |  |  | (OP) Operating | [8 empty] | 38.1471 | -120.4464 | 0 | 0 | #DIV/0! | 0%
| City of North Little Rock - (AR) | 7166 | Murray | AR | Pulaski | MISO | Electric Utility | 1 |  | 45.4 | 42.4 | 42.4 | Conventional Hydroelectric | WAT | HY | 1988 |  |  | (OP) Operating | [8 empty] | 34.7956 | -92.3569 | 0 | 0 | #DIV/0! | 0%
| Consolidated Edison Development Inc. | 57471 | Murray Hill Solar | NJ | Union | PJM | IPP Non-CHP | MHNJ |  | 1 | 1 | 1 | Solar Photovoltaic | SUN | PV | 2011 |  |  | (OP) Operating |  | 1.1 | [6 empty] | 40.6844 | -74.4044 | 0 | 0 | #DIV/0! | 0%
| Safari Energy, LLC | 64281 | Murray Treadwell Farms | GA | Murray | SOCO | IPP Non-CHP | MTF |  | 3 | 3 | 3 | Solar Photovoltaic | SUN | PV | 2020 |  |  | (OP) Operating |  | 4 | [6 empty] | 34.7697 | -84.8133 | 0 | 0 | #DIV/0! | 0%
| Connecticut Mun Elec Engy Coop | 59701 | Subase Microgrid Project | CT | New London | ISNE | Electric Utility | SFC1 |  | 7.4 | 7.4 | 7.4 | Other Natural Gas | NG | FC | 2022 |  |  | (OP) Operating | [8 empty] | 41.4 | -72.086 | 0 | 0 | #DIV/0! | 0%
| City of Orangeburg - (SC) | 59728 | Substation 20 Plant | SC | Orangeburg | SCEG | Electric Utility | GEN1 |  | 2 | 2 | 2 | Natural Gas Fired Combustion Turbine | NG | GT | 2014 |  |  | (OP) Operating | [8 empty] | 33.4402 | -80.8417 | 0 | 0 | #DIV/0! | 0%
| Muscle Shoals Solar, LLC | 62462 | Muscle Shoals | AL | Colbert | TVA | IPP Non-CHP | GEN01 |  | 227 | 227 | 227 | Solar Photovoltaic | SUN | PV | 2021 |  |  | (OP) Operating |  | 294 | [6 empty] | 34.7697 | -87.9045 | 0 | 0 | #DIV/0! | 0%
| Westbound Solar LLC | 62881 | Muscogee Public Works | GA | Muscogee | SOCO | IPP Non-CHP | MUSPW |  | 1.5 | 1.5 | 1.5 | Solar Photovoltaic | SUN | PV | 2019 |  |  | (OP) Operating |  | 2.1 | [6 empty] | 32.4937 | -84.8613 | 0 | 0 | #DIV/0! | 0%
| City of Grand Island - (NE) | 68678 | Museum Drive East Solar | NE | Hall | SWPP | Electric Utility | MDES |  | 9.9 | 9.9 | 9.9 | Solar Photovoltaic | SUN | PV | 2024 |  |  | (OP) Operating |  | 12.4 | [6 empty] | 40.9249 | -98.3106 | 0 | 0 | #DIV/0! | 0%
| WM Renewable Energy LLC | 57170 | Suburban Landfill Gas Recovery | OH | Perry | PJM | IPP Non-CHP | GEN1 |  | 5.6 | 5.6 | 5.6 | Landfill Gas | LFG | IC | 2011 |  |  | (OP) Operating | [8 empty] | 39.9124 | -82.245 | 0 | 0 | #DIV/0! | 0%
| Artemis Solar LLC | 61003 | Musgrave East Solar Farm | NY | Cayuga | NYIS | IPP Non-CHP | CMUSW |  | 2 | 2 | 2 | Solar Photovoltaic | SUN | PV | 2016 |  |  | (OP) Operating |  | 2.8 | [6 empty] | 42.7315 | -76.6637 | 0 | 0 | #DIV/0! | 0%
| Artemis Solar LLC | 61015 | Musgrave West Solar Farm | NY | Cayuga | NYIS | IPP Non-CHP | CMUSW |  | 2 | 2 | 2 | Solar Photovoltaic | SUN | PV | 2016 |  |  | (OP) Operating |  | 2.8 | [6 empty] | 42.7315 | -76.6637 | 0 | 0 | #DIV/0! | 0%
| Nashville Electric Service | 62468 | Music City Community Solar | TN | Davidson | TVA | Electric Utility | MCS01 |  | 1.6 | 1.6 | 1.6 | Solar Photovoltaic | SUN | PV | 2018 |  |  | (OP) Operating |  | 2 | [6 empty] | 36.2488 | -86.7468 | 0 | 0 | #DIV/0! | 0%
| Kent State University | 58140 | Summit Street Power Plant | OH | Portage | PJM | Commercial CHP | GT-1 |  | 13.2 | 11.8 | 13.3 | Natural Gas Fired Combustion Turbine | NG | GT | 2003.5 |  |  | (OP) Operating | [8 empty] | 41.1431 | -81.3408 | 0 | 0 | #DIV/0! | 0%
| Musselshell Wind Project LLC | 57963 | Musselshell Wind Project | MT | Wheatland | NWMT | IPP Non-CHP | MS01 |  | 10 | 10 | 10 | Onshore Wind Turbine | WND | WT | 2012 |  |  | (OP) Operating | [8 empty] | 46.2753 | -109.4828 | 0 | 0 | #DIV/0! | 0%
| Musselshell Wind Project Two LLC | 57965 | Musselshell Wind Project Two LLC | MT | Wheatland | NWMT | IPP Non-CHP | MS02 |  | 10 | 10 | 10 | Onshore Wind Turbine | WND | WT | 2012 |  |  | (OP) Operating | [8 empty] | 46.2753 | -109.4828 | 0 | 0 | #DIV/0! | 0%
| City of Sumner - (IA) | 1191 | Sumner | IA | BREMER | MISO | Electric Utility | G1 |  | 5.4 | 5.4 | 5.4 | Petroleum Liquids | DFO | IC | 2021 |  |  | (OP) Operating | [8 empty] | 42.8464 | -92.0978 | 0 | 0 | #DIV/0! | 0%
| Mustang Hills, LLC (Longroad) | 57833 | Mustang Hills LLC | CA | Kern | CISO | IPP Non-CHP | AW06 |  | 150 | 150 | 150 | Onshore Wind Turbine | WND | WT | 2012 |  |  | (OP) Operating | [8 empty] | 35.0309 | -118.2932 | 0 | 0 | #DIV/0! | 0%
| Nautilus Solar Solutions | 67399 | Mustang One | MD | Dorchester | PJM | IPP Non-CHP | SC |  | 1.5 | 1.5 | 1.5 | Solar Photovoltaic | SUN | PV | 2024 |  |  | (OP) Operating |  | 1.9 | [6 empty] | 38.5665 | -76.1095 | 0 | 0 | #DIV/0! | 0%
| Dominion Renewable Energy | 61533 | Mustang Solar | NC | Moore | CPLE | IPP Non-CHP | GEN1 |  | 5 | 5 | 5 | Solar Photovoltaic | SUN | PV | 2018 |  |  | (OP) Operating |  | 7.5 | [6 empty] | 35.4162 | -79.576 | 0 | 0 | #DIV/0! | 0%
| NextEra Renewable Fuels, LLC | 54536 | Sumpter Energy Associates | MI | Wayne | MISO | IPP Non-CHP | 0202 |  | 11.2 | 11.2 | 11.2 | Landfill Gas | LFG | IC | 1993.7143 |  |  | (OP) Operating | [8 empty] | 42.1057 | -83.4989 | 0 | 0 | #DIV/0! | 0%
| Sun Trust Plaza Associates LLC | 54845 | Sun Trust Plaza | GA | Fulton | SOCO | Commercial Non-CHP | EG-1 |  | 2.4 | 2 | 2 | Petroleum Liquids | DFO | IC | 1994 |  |  | (SB) Standby/Backup: available for service but not normally used | [8 empty] | 33.7625 | -84.3872 | 0 | 0 | #DIV/0! | 0%
| RE Mustang Two LLC | 62015 | Mustang Two | CA | Kings | CISO | IPP Non-CHP | M2BAR |  | 150 | 150 | 150 | Solar Photovoltaic | SUN | PV | 2020 |  |  | (OP) Operating |  | 71.8 | [6 empty] | 36.2168 | -119.8964 | 0 | 0 | #DIV/0! | 0%
| Sunnyvale City of WPCP | 57557 | Sunnyvale City of WPCP | CA | Santa Clara | CISO | Electric Utility | S-14 |  | 1.6 | 1.6 | 1.6 | Natural Gas Internal Combustion Engine | NG | IC | 1997 | 11 | 2028 | (OP) Operating | [8 empty] | 37.4194 | -122.0153 | 0 | 0 | #DIV/0! | 0%
| NorthWestern Energy (MT Hydro) | 2192 | Mystic | MT | Stillwater | NWMT | Electric Utility | MYS1 |  | 12 | 12 | 12 | Conventional Hydroelectric | WAT | HY | 1925 |  |  | (OP) Operating | [8 empty] | 45.2257 | -109.7625 | 0 | 0 | #DIV/0! | 0%
| Greenbacker Renewable Energy Corporation | 67153 | N Baker Road | IL | Stephenson | PJM | IPP Non-CHP | 679 |  | 2 | 2 | 2 | Solar Photovoltaic | SUN | PV | 2025 |  |  | (OP) Operating | [8 empty] | 42.4359 | -89.9035 | 0 | 0 | #DIV/0! | 0%
| Greenbacker Renewable Energy Corporation | 67152 | N Baker Road 2 | IL | Stephenson | PJM | IPP Non-CHP | 680 |  | 2 | 2 | 2 | Solar Photovoltaic | SUN | PV | 2025 |  |  | (OP) Operating | [8 empty] | 42.4359 | -89.9047 | 0 | 0 | #DIV/0! | 0%
| Greenbacker Renewable Energy Corporation | 67198 | N Solon Road (South) | IL | McHenry | PJM | IPP Non-CHP | 678 |  | 2 | 2 | 2 | Solar Photovoltaic | SUN | PV | 2024 |  |  | (OP) Operating |  | 3.03 | [6 empty] | 42.4613 | -88.2794 | 0 | 0 | #DIV/0! | 0%
| SunSelect Produce (California) Inc | 61754 | SunSelect1 | CA | Kern | CISO | Industrial CHP | 1 |  | 6.6 | 6.6 | 6.6 | Natural Gas Internal Combustion Engine | NG | IC | 2018 |  |  | (OP) Operating | [8 empty] | 35.0967 | -118.6022 | 0 | 0 | #DIV/0! | 0%
| Na Pua Makani Power Partners LLC | 58837 | Na Pua Makani Wind Project | HI | Honolulu |  | IPP Non-CHP | WT1 |  | 27.6 | 27.6 | 27.6 | Onshore Wind Turbine | WND | WT | 2020 |  |  | (OP) Operating | [8 empty] | 21.6669 | -157.97 | 0 | 0 | #DIV/0! | 0%
| Duke Energy Indiana, LLC | 62862 | Nabb Battery Energy Storage System | IN | Clark | MISO | Electric Utility | ES1 |  | 5 | 5 | 5 | Batteries | MWH | BA | 2020 |  |  | (OP) Operating | 5 | [7 empty] | 38.5019 | -85.6946 | 0 | 0 | #DIV/0! | 0%
| Standard Solar | 67747 | Nachtigall 1836-WD | CA | Kern | CISO | IPP Non-CHP | NACHT |  | 4.6 | 4.6 | 4.6 | Solar Photovoltaic | SUN | PV | 2024 |  |  | (OP) Operating | [8 empty] | 35.6087 | -119.3258 | 0 | 0 | #DIV/0! | 0%
| Monterey Cnty Water Res Agency | 50352 | Nacimiento Hydro Project | CA | San Luis Obispo | CISO | IPP Non-CHP | 1 |  | 4.4 | 4 | 3.9 | Conventional Hydroelectric | WAT | HY | 1987 |  |  | (OP) Operating | [8 empty] | 35.7986 | -120.8833 | 0 | 0 | #DIV/0! | 0%
| WM Renewable Energy LLC | 57026 | Superior Landfill Gas Recovery | GA | Chatham | SOCO | IPP Non-CHP | GEN 5 |  | 6.4 | 6.4 | 6.4 | Landfill Gas | LFG | IC | 2009 |  |  | (OP) Operating | [8 empty] | 32.0303 | -81.2722 | 0 | 0 | #DIV/0! | 0%
| Georgia Power Co | 718 | Nacoochee | GA | Rabun | SOCO | Electric Utility | 1 |  | 4.8 | 6 | 6 | Conventional Hydroelectric | WAT | HY | 1926 |  |  | (OP) Operating | [8 empty] | 34.7549 | -83.5012 | 0 | 0 | #DIV/0! | 0%
| Kodiak Electric Assn Inc | 60250 | Swampy Acres Microgrid | AK | Kodiak Island | NA | Electric Utility | 13 |  | 8.4 | 8.4 | 8.4 | Petroleum Liquids | DFO | IC | 2006.3333 |  |  | (OP) Operating | [8 empty] | 57.7756 | -152.4803 | 0 | 0 | #DIV/0! | 0%
| Yaphank Fuel Cell Park, LLC | 63661 | SWM Fuel Cell | NY | Suffolk | NYIS | IPP Non-CHP | SWM-1 |  | 8.4 | 8.4 | 8.4 | Other Natural Gas | NG | FC | 2021 |  |  | (OP) Operating | [8 empty] | 40.79 | -72.93 | 0 | 0 | #DIV/0! | 0%
| Sycamore Energy LLC | 10387 | Sycamore Energy LLC | CA | San Diego | CISO | IPP Non-CHP | 1A |  | 5.4 | 5.2 | 5.4 | Landfill Gas | LFG | GT | 2008.6667 |  |  | (OP) Operating | [8 empty] | 32.8577 | -117.0288 | 0 | 0 | #DIV/0! | 0%
| CH4 Biogas LLC | 58399 | Synergy Biogas | NY | Wyoming | NYIS | Commercial Non-CHP | 1 |  | 1.4 | 1.2 | 1.2 | Other Waste Biomass | OBG | IC | 2011 |  |  | (OA) Out of service but expected to return to service in next calendar year | [8 empty] | 42.8289 | -78.055 | 0 | 0 | #DIV/0! | 0%
| City of Nebraska City | 2256 | Syracuse # 2 | NE | Otoe | SWPP | Electric Utility | 6 |  | 4 | 3.2 | 3.2 | Natural Gas Internal Combustion Engine | NG | IC | 1969.5 |  |  | (OP) Operating | [8 empty] | 40.6756 | -96.1778 | 0 | 0 | #DIV/0! | 0%
| Duke Energy Carolinas, LLC | 2747 | Nantahala | NC | Macon | DUK | Electric Utility | 1 |  | 43.2 | 45 | 45 | Conventional Hydroelectric | WAT | HY | 1942 |  |  | (OP) Operating | [8 empty] | 35.2715 | -83.6762 | 0 | 0 | #DIV/0! | 0%
| Chevron USA Inc | 52085 | Taft 26C Cogen | CA | Kern | CISO | Industrial CHP | TG1 |  | 12.4 | 10.8 | 11.6 | Natural Gas Fired Combustion Turbine | NG | GT | 1982 |  |  | (OP) Operating | [8 empty] | 35.1133 | -119.4706 | 0 | 0 | #DIV/0! | 0%
| Tamarack Energy | 50099 | Tamarack Energy | ID | Adams | IPCO | IPP CHP | GEN1 |  | 6.2 | 5.8 | 6.2 | Wood/Wood Waste Biomass | WDS | ST | 1983 |  |  | (OP) Operating | [8 empty] | 44.9549 | -116.3871 | 0 | 0 | #DIV/0! | 0%
| Naples Casco Solar 1, LLC | 64675 | Naples | ME | Cumberland | ISNE | IPP Non-CHP | NAP |  | 2 | 2 | 2 | Solar Photovoltaic | SUN | PV | 2021 |  |  | (OP) Operating |  | 2.6 | [6 empty] | 43.9706 | -70.577 | 0 | 0 | #DIV/0! | 0%
| A & N Electric Coop | 6390 | Tangier | VA | Accomack | PJM | Electric Utility | 5 |  | 2.4 | 2.4 | 2.4 | Petroleum Liquids | DFO | IC | 1993 |  |  | (OP) Operating | [8 empty] | 37.8277 | -75.9915 | 0 | 0 | #DIV/0! | 0%
| Energy Developments, Inc d/b/a EDL | 56870 | Taylor | GA | Taylor | SOCO | IPP Non-CHP | 1 |  | 8 | 8 | 8 | Landfill Gas | LFG | IC | 2007 |  |  | (OP) Operating | [8 empty] | 32.4522 | -84.3872 | 0 | 0 | #DIV/0! | 0%
| Bloom Energy | 66459 | Taylor Farms - Schilling Place | CA | Monterey | CISO | IPP Non-CHP | TLR01 |  | 1 | 1 | 1 | Other Natural Gas | NG | FC | 2019 |  |  | (OP) Operating | [8 empty] | 36.6539 | -121.6237 | 0 | 0 | #DIV/0! | 0%
| Enfinity BNB Napoleon Solar LLC | 57462 | Napoleon Solar I | OH | Henry | PJM | IPP Non-CHP | 1 |  | 8 | 8 | 8 | Solar Photovoltaic | SUN | PV | 2011 |  |  | (OP) Operating |  | 9.8 | [6 empty] | 41.3884 | -84.0958 | 0 | 0 | #DIV/0! | 0%
| USCE -Vickburg District | 195 | Narrows (AR) | AR | Pike | SWPP | Electric Utility | 1 |  | 25.5 | 29.1 | 29.1 | Conventional Hydroelectric | WAT | HY | 1956.3333 |  |  | (OP) Operating | [8 empty] | 34.1484 | -93.7152 | 0 | 0 | #DIV/0! | 0%
| Eagle Creek Renewable Energy, LLC | 54894 | Narrows (NC) | NC | Stanly | YAD | Electric Utility | YN1 |  | 108.8 | 119 | 119 | Conventional Hydroelectric | WAT | HY | 1918.75 |  |  | (OP) Operating | [8 empty] | 35.4189 | -80.0917 | 0 | 0 | #DIV/0! | 0%
| Yuba County Water Agency | 455 | Narrows 2 | CA | Yuba | CISO | Electric Utility | 1 |  | 46.7 | 55 | 55 | Conventional Hydroelectric | WAT | HY | 1969 |  |  | (OP) Operating | [8 empty] | 39.239 | -121.2704 | 0 | 0 | #DIV/0! | 0%
| WM Illinois Renewable Energy LLC | 50721 | Tazewell Gas Recovery | IL | Tazewell | MISO | IPP Non-CHP | GEN1 |  | 2.4 | 2.4 | 2.4 | Landfill Gas | LFG | IC | 1992.3333 |  |  | (OP) Operating | [8 empty] | 40.6817 | -89.5167 | 0 | 0 | #DIV/0! | 0%
| Yuba County Water Agency | 262 | Narrows PH | CA | Nevada | CISO | Electric Utility | 1 |  | 10.2 | 12 | 12 | Conventional Hydroelectric | WAT | HY | 1942 |  |  | (OP) Operating | [8 empty] | 39.2364 | -121.2717 | 0 | 0 | #DIV/0! | 0%
| City of Tecumseh | 2308 | Tecumseh | NE | Johnson | SWPP | Electric Utility | 1 |  | 7 | 6.6 | 6.6 | Petroleum Liquids | DFO | IC | 1964.4 |  |  | (OP) Operating | [8 empty] | 40.3664 | -96.19 | 0 | 0 | #DIV/0! | 0%
| Ameresco Federal Solutions | 62948 | NASA Wallops Flight Facility Solar | VA | Accomack | PJM | IPP Non-CHP | CRPT5 |  | 4.3 | 4.3 | 4.3 | Solar Photovoltaic | SUN | PV | 2020 |  |  | (OP) Operating |  | 0.1 | [6 empty] | 37.9381 | -75.4736 | 0 | 0 | #DIV/0! | 0%
| Strata Manager, LLC | 58854 | Nash 58 Farm | NC | Nash | CPLE | IPP Non-CHP | 1 |  | 5 | 5 | 5 | Solar Photovoltaic | SUN | PV | 2013 |  |  | (OP) Operating |  | 6.5 | [6 empty] | 36.0472 | -78.0308 | 0 | 0 | #DIV/0! | 0%
| Strata Manager, LLC | 58855 | Nash 64 Farm | NC | Nash | CPLE | IPP Non-CHP | 1 |  | 5 | 5 | 5 | Solar Photovoltaic | SUN | PV | 2014 |  |  | (OP) Operating |  | 6.3 | [6 empty] | 35.9494 | -78.0925 | 0 | 0 | #DIV/0! | 0%
| Nash 97 Solar 2, LLC | 64118 | Nash 97 Solar 2 | NC | Nash | DUK | IPP Non-CHP | N97S2 |  | 4.9 | 4.9 | 4.9 | Solar Photovoltaic | SUN | PV | 2018 |  |  | (OP) Operating |  | 7 | [6 empty] | 35.8503 | -78.2162 | 0 | 0 | #DIV/0! | 0%
| Cypress Creek Renewables | 60408 | Nash 97 Solar, LLC | NC | Nash | DUK | IPP Non-CHP | 97PV |  | 5.2 | 5.2 | 5.2 | Solar Photovoltaic | SUN | PV | 2016 |  |  | (OP) Operating |  | 7.1 | [6 empty] | 35.8493 | -78.2115 | 0 | 0 | #DIV/0! | 0%
| Temple University | 58897 | Temple SEGF | PA | Philadelphia | PJM | Commercial Non-CHP | 19G01 |  | 16 | 16 | 16 | Natural Gas Internal Combustion Engine | NG | IC | 1993 |  |  | (OP) Operating | [8 empty] | 39.98 | -75.1506 | 0 | 0 | #DIV/0! | 0%
| SRE Utility Solar 1, LLC | 60134 | Nashville Farms, LLC | NC | Nash | DUK | IPP Non-CHP | NASH |  | 2 | 1.9 | 1.9 | Solar Photovoltaic | SUN | PV | 2015 |  |  | (OP) Operating |  | 2.6 | [6 empty] | 36.0344 | -78.0106 | 0 | 0 | #DIV/0! | 0%
| Florida Power & Light Co | 62914 | Nassau Solar Center | FL | Nassau | FPL | Electric Utility | 1 |  | 74.5 | 74.5 | 74.5 | Solar Photovoltaic | SUN | PV | 2020 |  |  | (OP) Operating |  | 93.9 | [6 empty] | 30.5039 | -81.8841 | 0 | 0 | #DIV/0! | 0%
| Natick Mall | 63290 | Natick Mall | MA | Middlesex | ISNE | Commercial Non-CHP | NM |  | 2.7 | 2.7 | 2.7 | Solar Photovoltaic | SUN | PV | 2018 |  |  | (OP) Operating |  | 3.4 | [6 empty] | 42.3009 | -71.3843 | 0 | 0 | #DIV/0! | 0%
| Tenet Hospital Ltd | 50241 | Tenet Hospital | TX | El Paso | EPE | Commercial CHP | 9541 |  | 4.2 | 4.2 | 4.2 | Natural Gas Internal Combustion Engine | NG | IC | 1987 |  |  | (OP) Operating | [8 empty] | 31.7697 | -106.5014 | 0 | 0 | #DIV/0! | 0%
| Tesoro Alaska Company LLC | 52184 | Tesoro Kenai Cogeneration Plant | AK | Kenai Peninsula |  | Industrial CHP | GEN1 |  | 8.6 | 8.4 | 9.4 | Natural Gas Fired Combustion Turbine | NG | GT | 1988 |  |  | (OP) Operating | [8 empty] | 60.677 | -151.3815 | 0 | 0 | #DIV/0! | 0%
| National Raisin | 61894 | National Raisin | CA | Fresno | CISO | Industrial Non-CHP | CR1 |  | 2.9 | 2.5 | 1.4 | Solar Photovoltaic | SUN | PV | 2015 |  |  | (OP) Operating |  | 1.1 | [6 empty] | 36.6245 | -119.6731 | 0 | 0 | #DIV/0! | 0%
| Terraform Arcadia | 62710 | Nationals | DC | District of Columbia | PJM | IPP Non-CHP | SO435 |  | 1 | 1 | 1 | Solar Photovoltaic | SUN | PV | 2019 |  |  | (OP) Operating |  | 1.4 | [6 empty] | 38.8742 | -77.0067 | 0 | 0 | #DIV/0! | 0%
| Nationwide Solar Energy LLC | 67266 | Nationwide | MA | Worcester | ISNE | IPP Non-CHP | NAT21 |  | 3.9 | 3.9 | 3.9 | Solar Photovoltaic | SUN | PV | 2021 |  |  | (OP) Operating |  | 5.4 | [6 empty] | 42.5029 | -71.6913 | 0 | 0 | #DIV/0! | 0%
| Florida Power & Light Co | 65924 | Nature Trail | FL | Baker | FPL | Electric Utility | 1 |  | 74.5 | 74.5 | 74.5 | Solar Photovoltaic | SUN | PV | 2024 |  |  | (OP) Operating |  | 107.94 | [6 empty] | 30.2723 | -82.1568 | 0 | 0 | #DIV/0! | 0%
| NaturEner Glacier Wind Energy 1 LLC | 57049 | NaturEner Glacier Wind Energy 1 | MT | Toole | GWA | IPP Non-CHP | NGW1 |  | 106.5 | 104.2 | 104.2 | Onshore Wind Turbine | WND | WT | 2008 |  |  | (OP) Operating | [8 empty] | 48.51 | -112.1097 | 0 | 0 | #DIV/0! | 0%
| NaturEner Glacier Wind Energy 2 LLC | 57050 | NaturEner Glacier Wind Energy 2 | MT | Toole | GWA | IPP Non-CHP | NGW2 |  | 103.5 | 101.4 | 101.4 | Onshore Wind Turbine | WND | WT | 2009 |  |  | (OP) Operating | [8 empty] | 48.5333 | -112.1847 | 0 | 0 | #DIV/0! | 0%
| NaturEner Rim Rock Energy LLC | 57995 | NaturEner Rim Rock Energy | MT | Toole | WWA | IPP Non-CHP | RR |  | 189 | 184.6 | 184.6 | Onshore Wind Turbine | WND | WT | 2012 |  |  | (OP) Operating | [8 empty] | 48.8203 | -112.1033 | 0 | 0 | #DIV/0! | 0%
| PAR Petroleum | 52133 | Tesoro Mandan Cogeneration Plant | ND | Morton | SWPP | Industrial CHP | GEN1 |  | 7.5 | 8.4 | 8.4 | Other Gases | OG | ST | 1955.3333 |  |  | (OP) Operating | [8 empty] | 46.8492 | -100.8808 | 0 | 0 | #DIV/0! | 0%
| Nautilus Solar Solutions | 62672 | Nautilus Goat Island Solar LLC (CSG) | RI | Providence | ISNE | IPP Non-CHP | GI |  | 2.5 | 2.5 | 2.5 | Solar Photovoltaic | SUN | PV | 2019 |  |  | (OP) Operating |  | 3.3 | [6 empty] | 41.9418 | -71.662 | 0 | 0 | #DIV/0! | 0%
| Nautilus Solar Solutions | 62030 | Nautilus Lindstrom Solar (CSG) | MN | Chisago | MISO | IPP Non-CHP | LI |  | 2 | 2 | 2 | Solar Photovoltaic | SUN | PV | 2019 |  |  | (OP) Operating |  | 2.8 | [6 empty] | 45.3361 | -92.814 | 0 | 0 | #DIV/0! | 0%
| Nautilus Solar Solutions | 62031 | Nautilus Saint Cloud Solar (CSG) | MN | Sherburne | MISO | IPP Non-CHP | SC |  | 5 | 5 | 5 | Solar Photovoltaic | SUN | PV | 2019 |  |  | (OP) Operating |  | 6.8 | [6 empty] | 45.4956 | -94.1189 | 0 | 0 | #DIV/0! | 0%
| Nautilus Solar Solutions | 62032 | Nautilus Winsted Solar (CSG) | MN | McLeod | MISO | IPP Non-CHP | WS |  | 3 | 3 | 3 | Solar Photovoltaic | SUN | PV | 2019 |  |  | (OP) Operating |  | 4.2 | [6 empty] | 44.9489 | -94.0857 | 0 | 0 | #DIV/0! | 0%
| City of Farmington - (NM) | 584 | Navajo Dam | NM | San Juan | WACM | Electric Utility | 1 |  | 30 | 30 | 30 | Conventional Hydroelectric | WAT | HY | 1989 |  |  | (OP) Operating | [8 empty] | 36.8061 | -107.6131 | 0 | 0 | #DIV/0! | 0%
| AES Distributed Energy | 58610 | Navajo Solar Power Generation Station 1 | CA | San Bernardino | CISO | IPP Non-CHP | NSP1 |  | 1.5 | 1.5 | 1.5 | Solar Photovoltaic | SUN | PV | 2013 |  |  | (OP) Operating |  | 1.9 | [6 empty] | 34.5511 | -117.1911 | 0 | 0 | #DIV/0! | 0%
| MN8 Energy LLC | 57764 | Naval Air Weapons Station China Lake | CA | Kern | CISO | Commercial Non-CHP | 1 |  | 11.1 | 11.1 | 11.1 | Solar Photovoltaic | SUN | PV | 2012 |  |  | (OP) Operating |  | 13.8 | [6 empty] | 35.6877 | -117.6814 | 0 | 0 | #DIV/0! | 0%
| The Allen Hospital | 61568 | The Allen Hospital | NY | New York | NYIS | Commercial Non-CHP | EGEN1 |  | 1 | 1 | 1 | Petroleum Liquids | DFO | IC | 2009 |  |  | (SB) Standby/Backup: available for service but not normally used | [8 empty] | 40.8733 | -73.913 | 0 | 0 | #DIV/0! | 0%
| The Andersons Albion Ethanol LLC | 58330 | The Andersons Albion Ethanol LLC | MI | Calhoun | MISO | Industrial CHP | 9611 |  | 10.1 | 7.2 | 9.2 | Natural Gas Steam Turbine | NG | ST | 2011 |  |  | (OP) Operating | [8 empty] | 42.2561 | -84.7883 | 0 | 0 | #DIV/0! | 0%
| The Bank of New York | 62001 | The Bank of New York | NY | Kings | NYIS | Commercial Non-CHP | 6087K |  | 7.2 | 7.2 | 7.2 | Petroleum Liquids | DFO | IC | 1983 |  |  | (SB) Standby/Backup: available for service but not normally used | [8 empty] | 40.6593 | -73.9338 | 0 | 0 | #DIV/0! | 0%
| The Methodist Hospital | 59381 | The Methodist Hospital, Gas Turbine | TX | Harris | ERCO | Commercial CHP | GT-1 |  | 5 | 3 | 4 | Natural Gas Fired Combustion Turbine | NG | GT | 2010 |  |  | (OP) Operating | [8 empty] | 29.7094 | -95.4003 | 0 | 0 | #DIV/0! | 0%
| Narragansett Bay Commission | 59692 | NBC Field's Point Wind Farm | RI | Providence | ISNE | Commercial Non-CHP | FPWTG |  | 4.5 | 4.5 | 4.5 | Onshore Wind Turbine | WND | WT | 2012 |  |  | (OP) Operating | [8 empty] | 41.7941 | -71.3892 | 0 | 0 | #DIV/0! | 0%
| NC 102 Project LLC | 61610 | NC 102 Project LLC | NC | Cabarrus | DUK | IPP Non-CHP | NC102 |  | 74.8 | 74.8 | 74.8 | Solar Photovoltaic | SUN | PV | 2018 |  |  | (OP) Operating |  | 102.6 | [6 empty] | 35.2925 | -80.4975 | 0 | 0 | #DIV/0! | 0%
| Mount Sinai Hospital | 61416 | The Mount Sinai Hospital | NY | New York | NYIS | Commercial Non-CHP | 5EAST |  | 18.2 | 18.2 | 18.2 | Petroleum Liquids | DFO | IC | 1994.6 |  |  | (SB) Standby/Backup: available for service but not normally used | [8 empty] | 40.79 | -73.9537 | 0 | 0 | #DIV/0! | 0%
| New Columbia Solar | 68279 | NCS FCPA LLC | DC | District of Columbia | PJM | IPP Non-CHP | 10022 |  | 1.1 | 1.1 | 1.1 | Solar Photovoltaic | SUN | PV | 2020 |  |  | (OP) Operating |  | 1.2 | [6 empty] | 38.8915 | -76.9403 | 0 | 0 | #DIV/0! | 0%
| New Columbia Solar | 68280 | NCS Paradise LLC | DC | District of Columbia | PJM | IPP Non-CHP | 10021 |  | 1.3 | 1.3 | 1.3 | Solar Photovoltaic | SUN | PV | 2021 |  |  | (OP) Operating |  | 1.8 | [6 empty] | 38.9064 | -76.9514 | 0 | 0 | #DIV/0! | 0%
| Central Electric Power | 56129 | Thermal Kem | SC | York | DUK | Electric Utility | 1 |  | 2.9 | 2.6 | 2.6 | Petroleum Liquids | DFO | IC | 2003 |  |  | (OP) Operating | [8 empty] | 34.8894 | -81.0725 | 0 | 0 | #DIV/0! | 0%
| Sentinel Peak Resources California, LLC | 58190 | Thomas M Knott Cogen Facility | CA | San Luis Obispo | CISO | Industrial Non-CHP | CG |  | 1.4 | 1.2 | 1.2 | Natural Gas Fired Combustion Turbine | NG | GT | 2003 |  |  | (OS) Out of service and NOT expected to return to service in next calendar year | [8 empty] | 35.1844 | -120.6183 | 0 | 0 | #DIV/0! | 0%
| Thomson Corp | 55133 | Thomson Reuters Campus Bldg A-D | MN | Dakota | MISO | Industrial Non-CHP | 3086 |  | 14 | 11.2 | 9.1 | Petroleum Liquids | DFO | IC | 1999 |  |  | (SB) Standby/Backup: available for service but not normally used | [8 empty] | 44.8196 | -93.1156 | 0 | 0 | #DIV/0! | 0%
| Ryan Companies US, Inc. | 57207 | Thomson Reuters Data Center Bldg ES101 | MN | Dakota | MISO | Commercial Non-CHP | 1 |  | 1.2 | 0.6 | 0.4 | Petroleum Liquids | DFO | IC | 2009 |  |  | (SB) Standby/Backup: available for service but not normally used | [8 empty] | 44.8244 | -93.1139 | 0 | 0 | #DIV/0! | 0%
| Alaska Power and Telephone Co | 7414 | Thorne Bay Plant | AK | Prince of Wales Ketchikan |  | Electric Utility | 2 |  | 1 | 1 | 1 | Petroleum Liquids | DFO | IC | 1994.5 |  |  | (OP) Operating | [8 empty] | 55.6859 | -132.5289 | 0 | 0 | #DIV/0! | 0%
| Thorton Township School Dist | 55005 | Thornridge High School | IL | Cook | PJM | Commercial Non-CHP | 1 |  | 1 | 1 | 0.8 | Natural Gas Internal Combustion Engine | NG | IC | 1996 |  |  | (OP) Operating | [8 empty] | 41.6225 | -87.5978 | 0 | 0 | #DIV/0! | 0%
| Thorton Township School Dist | 55004 | Thornwood High School | IL | Cook | PJM | Commercial Non-CHP | 1 |  | 1.4 | 1.4 | 1 | Natural Gas Internal Combustion Engine | NG | IC | 1996 |  |  | (OA) Out of service but expected to return to service in next calendar year | [8 empty] | 41.5839 | -87.6047 | 0 | 0 | #DIV/0! | 0%
| MidAmerican Energy Co | 65393 | Neal Energy Center Solar | IA | Woodbury | MISO | Electric Utility | NECS |  | 4 | 4 | 4 | Solar Photovoltaic | SUN | PV | 2022 |  |  | (OP) Operating |  | 5.2 | [6 empty] | 42.333 | -96.3482 | 0 | 0 | #DIV/0! | 0%
| US Geothermal Inc. | 58022 | Neal Hot Springs Geothermal Project | OR | Malheur | IPCO | IPP Non-CHP | NHS1 |  | 33 | 17.7 | 28.5 | Geothermal | GEO | BT | 2012 |  |  | (OP) Operating | [8 empty] | 44.0231 | -117.4681 | 0 | 0 | #DIV/0! | 0%
| Dominion Energy South Carolina, Inc | 3289 | Neal Shoals | SC | Union | SCEG | Electric Utility | 1 |  | 4.4 | 4.4 | 4.4 | Conventional Hydroelectric | WAT | HY | 1905 |  |  | (OS) Out of service and NOT expected to return to service in next calendar year | [8 empty] | 34.6642 | -81.4486 | 0 | 0 | #DIV/0! | 0%
| TMF-RIG, LLC | 58382 | Threemile Digester | OR | Morrow | PACW | IPP CHP | GEN1 |  | 4.8 | 4.8 | 4.8 | Natural Gas Internal Combustion Engine | NG | IC | 2012 |  |  | (OP) Operating | [8 empty] | 45.71 | -119.9011 | 0 | 0 | #DIV/0! | 0%
| 4 Rivers Electric Cooperative, Inc. | 63575 | Thunderbird Generator (Tbird) | KS | Lyon | SWPP | Electric Utility | TBRID |  | 1 | 1 | 1 | Petroleum Liquids | DFO | IC | 2019 |  |  | (OP) Operating | [8 empty] | 38.4689 | -96.2536 | 0 | 0 | #DIV/0! | 0%
| WM Renewable Energy LLC | 56525 | Timberline Trail Gas Recovery | WI | Rusk | MISO | IPP Non-CHP | GEN2 |  | 3.2 | 3.2 | 3.2 | Landfill Gas | LFG | IC | 2006.25 |  |  | (OP) Operating | [8 empty] | 45.4533 | -91.3583 | 0 | 0 | #DIV/0! | 0%
| City of Tipton - (IA) | 8106 | Tipton | IA | Cedar | MISO | Electric Utility | 1A |  | 9.3 | 9.2 | 9.2 | Petroleum Liquids | DFO | IC | 2002.6 |  |  | (OP) Operating | [8 empty] | 41.7717 | -91.1321 | 0 | 0 | #DIV/0! | 0%
| 2016 ESA Project Company, LLC | 63717 | TLR000 Hansen Fuel Cell | CA | Monterey | CISO | IPP Non-CHP | TLR0A |  | 3 | 3 | 3 | Other Natural Gas | NG | FC | 2018.6667 |  |  | (OP) Operating | [8 empty] | 36.6568 | -121.6243 | 0 | 0 | #DIV/0! | 0%
| Town of Stowe- (VT) | 61125 | Nebraska Valley Solar Farm | VT | Lamoille | ISNE | Electric Utility | NVSF |  | 1 | 1 | 1 | Solar Photovoltaic | SUN | PV | 2016 |  |  | (OP) Operating |  | 1.4 | [6 empty] | 44.4623 | -72.7709 | 0 | 0 | #DIV/0! | 0%
| Rayos del Sol Solar Project, LLC | 65661 | Nebula Solar | TX | Cameron | ERCO | IPP Non-CHP | NEB1 |  | 135 | 135 | 135 | Solar Photovoltaic | SUN | PV | 2022 |  |  | (OP) Operating |  | 181.5 | [6 empty] | 26.0901 | -97.7985 | 0 | 0 | #DIV/0! | 0%
| Massachusetts Electric Co | 57270 | NEDC Solar Site | MA | Worcester | ISNE | Electric Utility | 1 |  | 1 | 0.9 | 0.9 | Solar Photovoltaic | SUN | PV | 2010 |  |  | (OP) Operating |  | 1 | [6 empty] | 42.1052 | -71.703 | 0 | 0 | #DIV/0! | 0%
| Clearway Energy Operating LLC | 56495 | NedPower Mount Storm | WV | Grant | PJM | IPP Non-CHP | MS1 |  | 264 | 264 | 264 | Onshore Wind Turbine | WND | WT | 2008 |  |  | (OP) Operating | [8 empty] | 39.2175 | -79.2094 | 0 | 0 | #DIV/0! | 0%
| TDX North Slope Generating Inc. | 58117 | TNSG South Plant | AK | North Slope |  | Electric Utility | 1A |  | 7.8 | 7.2 | 7.2 | Natural Gas Internal Combustion Engine | NG | IC | 1999.8 |  |  | (OP) Operating | [8 empty] | 70.2 | -148.4667 | 0 | 0 | #DIV/0! | 0%
| Alaska Village Elec Coop, Inc | 6348 | Togiak | AK | Dillingham |  | Electric Utility | 1 |  | 2.8 | 2.8 | 2.8 | Petroleum Liquids | DFO | IC | 2019 |  |  | (OP) Operating | [8 empty] | 59.0597 | -160.3803 | 0 | 0 | #DIV/0! | 0%
| Alaska Power and Telephone Co | 406 | Tok | AK | Southeast Fairbanks |  | Electric Utility | 10 |  | 7.8 | 7.9 | 7.9 | Petroleum Liquids | DFO | IC | 1998.1429 |  |  | (OP) Operating | [8 empty] | 63.3355 | -143 | 0 | 0 | #DIV/0! | 0%
| Neisler Street Solar I, LLC | 60072 | Neisler Street Solar | NC | Cleveland | DUK | IPP Non-CHP | NSS1 |  | 2 | 2 | 2 | Solar Photovoltaic | SUN | PV | 2015 |  |  | (OP) Operating |  | 2.9 | [6 empty] | 35.2898 | -81.5689 | 0 | 0 | #DIV/0! | 0%
| Solar Star NAFB LLC | 56568 | Nellis Air Force Base Solar Array | NV | Clark | NEVP | Commercial Non-CHP | NS1 |  | 13.2 | 13.2 | 13.2 | Solar Photovoltaic | SUN | PV | 2007 |  |  | (OP) Operating |  | 4.9 | [6 empty] | 36.2603 | -115.0544 | 0 | 0 | #DIV/0! | 0%
| Nevada Power Co | 59919 | Nellis Solar PV II | NV | Clark | NEVP | Electric Utility | NSPV2 |  | 15 | 15 | 15 | Solar Photovoltaic | SUN | PV | 2015 |  |  | (OP) Operating |  | 18 | [6 empty] | 36.2067 | -115.0477 | 0 | 0 | #DIV/0! | 0%
| Nelson Creek Power Inc | 50223 | Nelson Creek | CA | Shasta | CISO | IPP Non-CHP | 1296 |  | 1.2 | 0.5 | 0.9 | Conventional Hydroelectric | WAT | HY | 1989 |  |  | (OP) Operating | [8 empty] | 41.0289 | -121.8924 | 0 | 0 | #DIV/0! | 0%
| Alaska Village Elec Coop, Inc | 57067 | Toksook Bay | AK | Bethel |  | Electric Utility | 1A |  | 2.1 | 2.1 | 2.1 | Petroleum Liquids | DFO | IC | 2009.6667 |  |  | (OP) Operating | [8 empty] | 60.5301 | -165.1086 | 0 | 0 | #DIV/0! | 0%
| Toledo Refining Company | 50965 | Toledo Ref Power Recovery Train | OH | Lucas | PJM | Industrial CHP | GEN1 |  | 6 | 6 | 6 | Petroleum Coke | PC | OT | 1986 |  |  | (OP) Operating | [8 empty] | 41.6325 | -83.5042 | 0 | 0 | #DIV/0! | 0%
| Empire District Electric Co | 62481 | Neosho Ridge Wind Energy Center | KS | Neosho | SWPP | Electric Utility | NRW1 |  | 301 | 294.4 | 294.4 | Onshore Wind Turbine | WND | WT | 2021 |  |  | (OP) Operating | [8 empty] | 37.4854 | -95.3767 | 0 | 0 | #DIV/0! | 0%
| Neptune Energy Center, LLC | 63731 | Neptune Energy Center Hybrid | CO | Pueblo | PSCO | IPP Non-CHP | NT125 |  | 450 | 450 | 450 | Batteries | MWH | BA | 2023 |  |  | (OP) Operating | 500 | [7 empty] | 38.3303 | -104.4142 | 0 | 0 | #DIV/0! | 0%
| Enterprise Products Optg LP | 56139 | Neptune Gas Processing Plant | LA | St Mary | MISO | Industrial CHP | NPCG |  | 4.5 | 3.1 | 3.5 | All Other | OTH | OT | 2004 |  |  | (OP) Operating | [8 empty] | 29.7336 | -91.4431 | 0 | 0 | #DIV/0! | 0%
| NES Rutgers LLC | 60857 | NES Rutgers Solar | NJ | Ocean | PJM | Industrial Non-CHP | LKWD1 |  | 1 | 1 | 1 | Solar Photovoltaic | SUN | PV | 2012 |  |  | (OP) Operating |  | 1.4 | [6 empty] | 40.0709 | -74.1612 | 0 | 0 | #DIV/0! | 0%
| Vesper Energy Development LLC | 65215 | Nestlewood Solar | OH | Clermont | PJM | IPP Non-CHP | NSTLW |  | 80 | 80 | 80 | Solar Photovoltaic | SUN | PV | 2023 |  |  | (OP) Operating |  | 109.1 | [6 empty] | 38.9255 | -84.0174 | 0 | 0 | #DIV/0! | 0%
| SoCore Energy LLC | 60958 | Nesvold Watertown Solar | MN | Carver | MISO | IPP Non-CHP | PV1 |  | 5 | 5 | 5 | Solar Photovoltaic | SUN | PV | 2018 |  |  | (OP) Operating |  | 1.4 | [6 empty] | 44.9371 | -93.8287 | 0 | 0 | #DIV/0! | 0%
| Scale Sustainable I, LLC | 58524 | Neuse River Solar Farm | NC | Wake | DUK | IPP Non-CHP | 1 |  | 1.1 | 1.1 | 1 | Solar Photovoltaic | SUN | PV | 2011 |  |  | (OP) Operating |  | 1.3 | [6 empty] | 35.7144 | -78.4989 | 0 | 0 | #DIV/0! | 0%
| REV LNG SSL BC, LLC | 66393 | Towanda Facility | PA | Bradford | PJM | Industrial Non-CHP | P103 |  | 4.8 | 4.5 | 4.5 | Natural Gas Internal Combustion Engine | NG | IC | 2021 |  |  | (OP) Operating | [8 empty] | 41.8144 | -76.2875 | 0 | 0 | #DIV/0! | 0%
| Toyon Landfill Gas Conversion, LLC | 54327 | Toyon Power Station | CA | Los Angeles | LDWP | IPP Non-CHP | TOY7 |  | 1.1 | 0.9 | 0.9 | Landfill Gas | LFG | IC | 2022 |  |  | (OP) Operating | [8 empty] | 34.1463 | -118.3049 | 0 | 0 | #DIV/0! | 0%
| Long Beach Trigen, LLC | 64005 | Toyota Long Beach Trigen | CA | Los Angeles | CISO | IPP Non-CHP | MMR-1 |  | 2.8 | 2.2 | 2.2 | Other Waste Biomass | OBG | FC | 2023 |  |  | (OP) Operating | [8 empty] | 33.7809 | -118.2224 | 0 | 0 | #DIV/0! | 0%
| Acciona Solar Power | 56405 | Nevada Solar One | NV | Clark | NEVP | IPP Non-CHP | ONE |  | 75.7 | 68.5 | 40 | Solar Thermal without Energy Storage | SUN | ST | 2007 |  |  | (OP) Operating | [8 empty] | 35.7998 | -114.9817 | 0 | 0 | #DIV/0! | 0%
| New York Power Authority | 2483 | Neversink | NY | Sullivan | NYIS | Electric Utility | H1 |  | 25 | 25 | 25 | Conventional Hydroelectric | WAT | HY | 1953 |  |  | (OP) Operating | [8 empty] | 41.8194 | -74.6358 | 0 | 0 | #DIV/0! | 0%
| SoCore Energy LLC | 60936 | New Auburn DPC Solar | WI | Chippewa | MISO | IPP Non-CHP | PV1 |  | 2.5 | 2.5 | 2.5 | Solar Photovoltaic | SUN | PV | 2018 |  |  | (OP) Operating |  | 3.7 | [6 empty] | 45.21 | -91.4353 | 0 | 0 | #DIV/0! | 0%
| City of Kaukauna | 4120 | New Badger | WI | Outagamie | MISO | Electric Utility | 3 |  | 8.2 | 8 | 8 | Conventional Hydroelectric | WAT | HY | 2014 |  |  | (OP) Operating | [8 empty] | 44.2772 | -88.2678 | 0 | 0 | #DIV/0! | 0%
| BWC Origination 4, LLC | 59780 | New Bedford (MA) Plymouth | MA | Plymouth | ISNE | IPP Non-CHP | 1 |  | 4.3 | 4.3 | 4.3 | Solar Photovoltaic | SUN | PV | 2014 |  |  | (OP) Operating |  | 5.6 | [6 empty] | 41.9254 | -70.649 | 0 | 0 | #DIV/0! | 0%
| Generate Capital | 66224 | New Beginnings Solar | NY | Ulster | NYIS | IPP Non-CHP | 10890 |  | 2 | 2 | 2 | Solar Photovoltaic | SUN | PV | 2019 |  |  | (OP) Operating |  | 3 | [6 empty] | 41.8924 | -74.0936 | 0 | 0 | #DIV/0! | 0%
| Costco Wholesale | 63638 | Tracy 210 | CA | San Joaquin | CISO | Industrial Non-CHP | CTC13 |  | 2.6 | 2.6 | 2.6 | Other Natural Gas | NG | FC | 2019 |  |  | (OP) Operating | [8 empty] | 37.722 | -121.531 | 0 | 0 | #DIV/0! | 0%
| Strata Manager, LLC | 58339 | New Bern Farm | NC | Craven | CPLE | IPP Non-CHP | 1 |  | 5 | 5 | 5 | Solar Photovoltaic | SUN | PV | 2014 |  |  | (OP) Operating |  | 6.5 | [6 empty] | 35.2096 | -77.0567 | 0 | 0 | #DIV/0! | 0%
| City of Traer - (IA) | 56025 | Traer East | IA | Tama | MISO | Electric Utility | 6 |  | 4 | 4 | 4 | Petroleum Liquids | DFO | IC | 2004 |  |  | (SB) Standby/Backup: available for service but not normally used | [8 empty] | 42.1817 | -92.4663 | 0 | 0 | #DIV/0! | 0%
| Hoosier Energy R E C, Inc | 59981 | New Castle Solar RES | IN | Henry | MISO | Electric Utility | PV1 |  | 1.1 | 1.1 | 1.1 | Solar Photovoltaic | SUN | PV | 2016 |  |  | (OP) Operating |  | 1.3 | [6 empty] | 39.8541 | -85.4034 | 0 | 0 | #DIV/0! | 0%
| City of Traer - (IA) | 1192 | Traer Main | IA | Tama | MISO | Electric Utility | 3 |  | 3.5 | 3.2 | 3.2 | Petroleum Liquids | DFO | IC | 1965.3333 |  |  | (SB) Standby/Backup: available for service but not normally used | [8 empty] | 42.1926 | -92.4636 | 0 | 0 | #DIV/0! | 0%
| New Creek Wind, LLC | 60132 | New Creek Wind | WV | Grant | PJM | IPP Non-CHP | NCG01 |  | 103 | 103 | 103 | Onshore Wind Turbine | WND | WT | 2016 |  |  | (OP) Operating | [8 empty] | 39.2006 | -79.1406 | 0 | 0 | #DIV/0! | 0%
| Avangrid Power LLC | 57380 | New England Wind LLC | MA | Berkshire | ISNE | IPP Non-CHP | 1 |  | 28.5 | 28.5 | 28.5 | Onshore Wind Turbine | WND | WT | 2012 |  |  | (OP) Operating | [8 empty] | 42.7297 | -73.0236 | 0 | 0 | #DIV/0! | 0%
| Meadowlark Wind I LLC | 59903 | New Frontier Wind | ND | McHenry | MISO | IPP Non-CHP | GEN |  | 100 | 100 | 100 | Onshore Wind Turbine | WND | WT | 2018 |  |  | (OP) Operating | [8 empty] | 47.8615 | -100.9477 | 0 | 0 | #DIV/0! | 0%
| New Germany Solar I LLC | 61571 | New Germany Community Solar Garden | MN | Carver | MISO | IPP Non-CHP | 39062 |  | 1 | 1 | 1 | Solar Photovoltaic | SUN | PV | 2018 |  |  | (OP) Operating |  | 1.4 | [6 empty] | 44.9054 | -94.0008 | 0 | 0 | #DIV/0! | 0%
| City of Traer - (IA) | 7920 | Traer South | IA | Tama | MISO | Electric Utility | 5 |  | 2 | 1.8 | 1.8 | Petroleum Liquids | DFO | IC | 2001 |  |  | (SB) Standby/Backup: available for service but not normally used | [8 empty] | 42.1925 | -92.4747 | 0 | 0 | #DIV/0! | 0%
| Avangrid Power LLC | 57609 | New Harvest Wind Project LLC | IA | Crawford | MISO | IPP Non-CHP | 1 |  | 100 | 100 | 100 | Onshore Wind Turbine | WND | WT | 2011 |  |  | (OP) Operating | [8 empty] | 42.1597 | -95.4397 | 0 | 0 | #DIV/0! | 0%
| NextEra Renewable Fuels, LLC | 57123 | Trail Ridge Landfill Gas Recovery | FL | Duval | JEA | IPP Non-CHP | 1 |  | 9.6 | 9 | 9 | Landfill Gas | LFG | IC | 2008 |  |  | (OP) Operating | [8 empty] | 30.228 | -82.0409 | 0 | 0 | #DIV/0! | 0%
| Hoosier Energy R E C, Inc | 59983 | New Haven Solar RES | IN | Spencer | MISO | Electric Utility | PV1 |  | 1.1 | 1.1 | 1.1 | Solar Photovoltaic | SUN | PV | 2016 |  |  | (OP) Operating |  | 1.3 | [6 empty] | 38.1941 | -86.9889 | 0 | 0 | #DIV/0! | 0%
| Modesto Irrigation District | 50755 | New Hogan Power Plant | CA | Calaveras | CISO | Electric Utility | GEN1 |  | 3 | 2.8 | 2.8 | Conventional Hydroelectric | WAT | HY | 1989 |  |  | (OP) Operating | [8 empty] | 38.1496 | -120.8149 | 0 | 0 | #DIV/0! | 0%
| Truckee-Carson Irrigation District | 50261 | New Lahontan | NV | Churchill | NEVP | IPP Non-CHP | GEN1 |  | 4 | 3.8 | 3.7 | Conventional Hydroelectric | WAT | HY | 1989 |  |  | (OP) Operating | [8 empty] | 39.4636 | -119.0652 | 0 | 0 | #DIV/0! | 0%
| Transamerica Pyramid Properties LLC | 58619 | Transamerica Pyramid | CA | San Francisco | CISO | Commercial CHP | 1 |  | 1 | 1 | 1 | Natural Gas Internal Combustion Engine | NG | IC | 2007 |  |  | (OP) Operating | [8 empty] | 37.7956 | -122.4028 | 0 | 0 | #DIV/0! | 0%
| Butter Solar, LLC | 62848 | New Lisbon Solar | WI | Juneau | MISO | IPP Non-CHP | NEW9 |  | 2.5 | 2.5 | 2.5 | Solar Photovoltaic | SUN | PV | 2019 |  |  | (OP) Operating |  | 3.8 | [6 empty] | 43.883 | -90.136 | 0 | 0 | #DIV/0! | 0%
| Energy Developments, Inc d/b/a EDL | 56853 | Trans-Jordan Generating Station | UT | Salt Lake | PACE | IPP Non-CHP | 1 |  | 4.8 | 4.5 | 4.5 | Landfill Gas | LFG | IC | 2009 |  |  | (OP) Operating | [8 empty] | 40.55 | -112.0631 | 0 | 0 | #DIV/0! | 0%
| New Market Solar | 64853 | New Market Solar | OH | Highland | PJM | IPP Non-CHP | NMS1 |  | 100 | 100 | 100 | Solar Photovoltaic | SUN | PV | 2023.5 |  |  | (OP) Operating |  | 43 | [6 empty] | 39.0718 | -83.7961 | 0 | 0 | #DIV/0! | 0%
| Sunrise on Knight Rd. LLC | 68651 | New Marlborough | MA | Berkshire | ISNE | IPP Non-CHP | 1 |  | 5 | 5 | 5 | Solar Photovoltaic | SUN | PV | 2021 |  |  | (OP) Operating |  | 6.5 | [6 empty] | 42.1521 | -73.278 | 0 | 0 | #DIV/0! | 0%
| New Martinsville Hannibal Hydro | 50036 | New Martinsville Hannibal Hydro | WV | Wetzel | PJM | IPP Non-CHP | UNT1 |  | 37.4 | 19 | 19 | Conventional Hydroelectric | WAT | HY | 1988 |  |  | (OP) Operating | [8 empty] | 39.6672 | -80.8642 | 0 | 0 | #DIV/0! | 0%
| U S Bureau of Reclamation | 6158 | New Melones | CA | Tuolumne | BANC | Electric Utility | 1 |  | 300 | 382 | 382 | Conventional Hydroelectric | WAT | HY | 1979 |  |  | (OP) Operating | [8 empty] | 37.9469 | -120.5282 | 0 | 0 | #DIV/0! | 0%
| Trenton Municipal Utilities - (MO) | 698 | Trenton North | MO | Grundy | SWPP | Electric Utility | 1 |  | 13.5 | 13.5 | 13.5 | Petroleum Liquids | DFO | IC | 1974.2 |  |  | (OP) Operating | [8 empty] | 40.0786 | -93.635 | 0 | 0 | #DIV/0! | 0%
| FPL Energy New Mexico Wind LLC | 56097 | New Mexico Wind Energy Center | NM | Quay | PNM | IPP Non-CHP | GE15 |  | 204 | 204 | 204 | Onshore Wind Turbine | WND | WT | 2003 |  |  | (OP) Operating | [8 empty] | 34.6357 | -104.0473 | 0 | 0 | #DIV/0! | 0%
| Trenton Municipal Utilities - (MO) | 7935 | Trenton South | MO | Grundy | SWPP | Electric Utility | 1 |  | 14 | 13.2 | 13.2 | Petroleum Liquids | DFO | IC | 2001.7143 |  |  | (OP) Operating | [8 empty] | 40.0672 | -93.6044 | 0 | 0 | #DIV/0! | 0%
| New Munich Solar LLC | 63402 | New Munich Solar | MN | Stearns | MISO | IPP Non-CHP | MUN |  | 1 | 1 | 1 | Solar Photovoltaic | SUN | PV | 2019 |  |  | (OP) Operating |  | 1.4 | [6 empty] | 45.6541 | -94.7557 | 0 | 0 | #DIV/0! | 0%
| City of Trinidad - (CO) | 511 | Trinidad (CO) | CO | Las Animas | WACM | Electric Utility | 3 |  | 9.2 | 9.2 | 9.2 | Natural Gas Internal Combustion Engine | NG | IC | 1985.8 |  |  | (SB) Standby/Backup: available for service but not normally used | [8 empty] | 37.179 | -104.4875 | 0 | 0 | #DIV/0! | 0%
| Entergy New Orleans, LLC | 64307 | New Orleans Solar Station | LA | Orleans | MISO | Electric Utility | NOSS |  | 20 | 20 | 20 | Solar Photovoltaic | SUN | PV | 2019 |  |  | (OP) Operating |  | 27 | [6 empty] | 30.015 | -89.92 | 0 | 0 | #DIV/0! | 0%
| AEP Onsite Partners, LLC | 61786 | Trinity College Fuel Cell | CT | Hartford | ISNE | IPP Non-CHP | MB-22 |  | 1.4 | 1.4 | 1.4 | Other Natural Gas | NG | FC | 2018 |  |  | (OP) Operating | [8 empty] | 41.7463 | -72.6894 | 0 | 0 | #DIV/0! | 0%
| Triton College | 58375 | Triton East and West Cogen | IL | Cook | PJM | Commercial CHP | 1 |  | 3.6 | 3.6 | 3.5 | Natural Gas Internal Combustion Engine | NG | IC | 2002.2 |  |  | (OP) Operating | [8 empty] | 41.9169 | -87.8456 | 0 | 0 | #DIV/0! | 0%
| TRS Fuel Cell, LLC | 60683 | TRS Fuel Cell | CT | Fairfield | ISNE | IPP CHP | MMH1 |  | 3.7 | 3.7 | 3.7 | Other Natural Gas | NG | FC | 2019 |  |  | (OS) Out of service and NOT expected to return to service in next calendar year | [8 empty] | 41.3907 | -73.4354 | 0 | 0 | #DIV/0! | 0%
| NJR Clean Energy Ventures Corporation | 61599 | New Road Solar, LLC | NJ | Monmouth | PJM | IPP Non-CHP | NEWRD |  | 10 | 10 | 10 | Solar Photovoltaic | SUN | PV | 2018 |  |  | (OP) Operating |  | 13 | [6 empty] | 40.4032 | -74.5678 | 0 | 0 | #DIV/0! | 0%
| City of Truman | 2015 | Truman | MN | Martin | MISO | Electric Utility | 3 |  | 6.2 | 6 | 6 | Petroleum Liquids | DFO | IC | 1992.3333 |  |  | (SB) Standby/Backup: available for service but not normally used | [8 empty] | 43.8284 | -94.4369 | 0 | 0 | #DIV/0! | 0%
| North Carolina El Member Corp | 65243 | New Rosewood BESS | NC | Wayne | CPLE | Electric Utility | BAT1 |  | 2.5 | 2.5 | 2.5 | Batteries | MWH | BA | 2024 |  |  | (OP) Operating | 10 | [7 empty] | 35.4362 | -78.1097 | 0 | 0 | #DIV/0! | 0%
| Central CA Fuel Cell 2, LLC | 61846 | Tulare BioMAT Fuel Cell | CA | Tulare | CISO | IPP CHP | MM27 |  | 2.8 | 2.8 | 2.8 | Other Natural Gas | NG | FC | 2019 |  |  | (OP) Operating | [8 empty] | 36.1871 | -119.3751 | 0 | 0 | #DIV/0! | 0%
| WM Renewable Energy LLC | 58250 | Tullytown | PA | Bucks | PJM | IPP Non-CHP | GEN1 |  | 1.6 | 1.6 | 1.6 | Landfill Gas | LFG | IC | 2013 |  |  | (OP) Operating | [8 empty] | 40.1514 | -74.7806 | 0 | 0 | #DIV/0! | 0%
| Tulsa LFG LLC | 57828 | Tulsa LFG LLC | OK | Osage | SWPP | IPP Non-CHP | GEN3M |  | 3.2 | 2.8 | 2.8 | Landfill Gas | LFG | IC | 2015.5 |  |  | (OP) Operating | [8 empty] | 36.162 | -96.1865 | 0 | 0 | #DIV/0! | 0%
| Power Depot Group A, LLC | 65578 | Tumbleweed | TX | Andrews | ERCO | IPP Non-CHP | TWD1 |  | 9 | 7.5 | 9 | Petroleum Liquids | DFO | IC | 2013 |  |  | (OP) Operating | [8 empty] | 32.3512 | -102.5577 | 0 | 0 | #DIV/0! | 0%
| Boralex Hydro Operations Inc | 10221 | New York State Dam Hydro | NY | Saratoga | NYIS | IPP Non-CHP | GEN1 |  | 11.4 | 11.4 | 11.4 | Conventional Hydroelectric | WAT | HY | 1990 |  |  | (OP) Operating | [8 empty] | 42.7818 | -73.6961 | 0 | 0 | #DIV/0! | 0%
| WM Renewable Energy LLC | 54663 | Turnkey Landfill Gas Recovery | NH | Strafford | ISNE | IPP Non-CHP | GEN1 |  | 9.2 | 9 | 9.8 | Landfill Gas | LFG | IC | 1993.8333 |  |  | (OP) Operating | [8 empty] | 43.2416 | -70.9664 | 0 | 0 | #DIV/0! | 0%
| Wabash Valley Power Assn, Inc | 54925 | Twin Bridges LFGTE | IN | Hendricks | MISO | Electric Utility | I-1 |  | 12.8 | 12.8 | 12.8 | Natural Gas Internal Combustion Engine | NG | IC | 2003.1429 |  |  | (OP) Operating | [8 empty] | 39.745 | -86.4947 | 0 | 0 | #DIV/0! | 0%
| Dimension Energy LLC | 68408 | Newark Solar 1 LLC | NJ | Essex | PJM | IPP Non-CHP | NEWA1 |  | 2.2 | 2.2 | 2.2 | Solar Photovoltaic | SUN | PV | 2024 |  |  | (OP) Operating |  | 2.8 | [6 empty] | 40.7296 | -74.1467 | 0 | 0 | #DIV/0! | 0%
| Newberry Solar 1 LLC | 58226 | Newberry Solar 1 LLC | CA | San Bernardino | CISO | IPP Non-CHP | 1 |  | 1.5 | 1.5 | 1.5 | Solar Photovoltaic | SUN | PV | 2013 |  |  | (OP) Operating |  | 1.6 | [6 empty] | 34.8536 | -116.6831 | 0 | 0 | #DIV/0! | 0%
| Pacific Gas & Electric Co. | 632 | Newcastle | CA | Placer | CISO | Electric Utility | 1 |  | 12.7 | 11.5 | 11.5 | Conventional Hydroelectric | WAT | HY | 1986 |  |  | (OP) Operating | [8 empty] | 38.8352 | -121.093 | 0 | 0 | #DIV/0! | 0%
| Newfield Solar LLC | 62582 | Newfield Community Solar LLC | NY | Tompkins | NYIS | IPP Non-CHP | 5216 |  | 12 | 12 | 10.7 | Solar Photovoltaic | SUN | PV | 2019 |  |  | (OP) Operating |  | 7.5 | [6 empty] | 42.3913 | -76.5642 | 0 | 0 | #DIV/0! | 0%
| Eagle Creek Renewable Energy, LLC | 50324 | Newfound Hydroelectric | NH | Grafton | ISNE | IPP Non-CHP | 1 |  | 1.4 | 1.4 | 1.4 | Conventional Hydroelectric | WAT | HY | 1983 |  |  | (OP) Operating | [8 empty] | 43.59 | -71.733 | 0 | 0 | #DIV/0! | 0%
| WM Renewable Energy LLC | 56523 | Two Pine Landfill Gas Recovery | AR | Pulaski | MISO | IPP Non-CHP | GEN 7 |  | 4.8 | 4.8 | 4.8 | Landfill Gas | LFG | IC | 2007.8333 |  |  | (OP) Operating | [8 empty] | 34.8332 | -92.1571 | 0 | 0 | #DIV/0! | 0%
| City of Seattle - (WA) | 9842 | Newhalem | WA | Whatcom | SCL | Electric Utility | 20 |  | 2.3 | 2.3 | 2.3 | Conventional Hydroelectric | WAT | HY | 1970 | 12 | 2027 | (OS) Out of service and NOT expected to return to service in next calendar year | [8 empty] | 48.6759 | -121.2408 | 0 | 0 | #DIV/0! | 0%
| University Of Arkansas | 60536 | UA Central Utility Plant | AR | Washington | SWPP | Commercial CHP | TRBN1 |  | 5.6 | 5.2 | 5.2 | Natural Gas Fired Combustion Turbine | NG | GT | 2016 |  |  | (OP) Operating | [8 empty] | 36.0663 | -94.1723 | 0 | 0 | #DIV/0! | 0%
| UB Fuel Cell | 63438 | UB Fuel Cell | CT | Fairfield | ISNE | IPP CHP | UBFC1 |  | 1.4 | 1.4 | 1.4 | Other Natural Gas | NG | FC | 2015 |  |  | (OP) Operating | [8 empty] | 41.165 | -73.1961 | 0 | 0 | #DIV/0! | 0%
| Thumb Electric Coop of Mich | 1875 | Ubly | MI | Huron | MISO | Electric Utility | 1 |  | 12.4 | 12.3 | 12.3 | Petroleum Liquids | DFO | IC | 1971.5556 |  |  | (OP) Operating | [8 empty] | 43.7217 | -82.9388 | 0 | 0 | #DIV/0! | 0%
| University of California Irvine | 57122 | UCI Facilities Management Central Plant | CA | Orange | CISO | Commercial CHP | CTG1 | CC1 | 19 | 19 | 19 | Natural Gas Fired Combined Cycle | NG | CT | 2007 |  |  | (OP) Operating | [8 empty] | 33.6481 | -117.8467 | 0 | 0 | #DIV/0! | 0%
| UIL Distributed Resources, LLC | 60109 | UDR Glastonbury Fuel Cell | CT | Hartford | ISNE | IPP Non-CHP | UDRFC |  | 3.4 | 2.5 | 3.1 | Other Natural Gas | NG | FC | 2016 | 2 | 2036 | (OP) Operating | [8 empty] | 41.717 | -72.5361 | 0 | 0 | #DIV/0! | 0%
| United Illuminating Co | 60054 | UI RCP Bridgeport Seaside | CT | Fairfield | ISNE | Electric Utility | BPFC |  | 5 | 4.7 | 4.7 | Other Natural Gas | NG | FC | 2015.5 | 11 | 2035 | (OP) Operating | [8 empty] | 41.1576 | -73.2081 | 0 | 0 | #DIV/0! | 0%
| Newman Solar LLC | 59407 | Newman Solar | TX | El Paso | EPE | IPP Non-CHP | NEW1 |  | 10.5 | 10.3 | 10.3 | Solar Photovoltaic | SUN | PV | 2014 |  |  | (OP) Operating |  | 13.1 | [6 empty] | 31.9783 | -106.4275 | 0 | 0 | #DIV/0! | 0%
| Great Bay Hydro Corp | 3731 | Newport | VT | Orleans | ISNE | IPP Non-CHP | 1 |  | 4 | 4 | 4 | Conventional Hydroelectric | WAT | HY | 1940 |  |  | (OP) Operating | [8 empty] | 44.9376 | -72.18 | 0 | 0 | #DIV/0! | 0%
| Eagle Creek Renewable Energy, LLC | 50354 | Newport Hydro | NY | Herkimer | NYIS | IPP Non-CHP | 1 |  | 1.7 | 1.7 | 1.7 | Conventional Hydroelectric | WAT | HY | 1987 |  |  | (OP) Operating | [8 empty] | 43.1853 | -75.0169 | 0 | 0 | #DIV/0! | 0%
| Eagle Creek Renewable Energy, LLC | 3790 | Newport Hydro Station | VA | Page | PJM | IPP Non-CHP | 1 |  | 1.4 | 1.3 | 1.5 | Conventional Hydroelectric | WAT | HY | 1923 |  |  | (OP) Operating | [8 empty] | 38.5714 | -78.5936 | 0 | 0 | #DIV/0! | 0%
| Newport Solar, LLC | 66112 | Newport Solar Project | AR | Jackson | MISO | IPP Non-CHP | U1 |  | 180 | 180 | 180 | Solar Photovoltaic | SUN | PV | 2023 |  |  | (OP) Operating |  | 231.7 | [6 empty] | 35.6689 | -91.1871 | 0 | 0 | #DIV/0! | 0%
| United Illuminating Co | 60040 | UI RCP New Haven Fuel Cell | CT | New Haven | ISNE | Electric Utility | NHFC |  | 2.8 | 2.5 | 2.5 | Other Natural Gas | NG | FC | 2015 | 8 | 2035 | (OP) Operating | [8 empty] | 41.2888 | -72.8986 | 0 | 0 | #DIV/0! | 0%
| SRE Utility Solar 1, LLC | 59835 | Newton Grove | NC | Sampson | CPLE | IPP Non-CHP | GEN1 |  | 1.9 | 1.9 | 1.9 | Solar Photovoltaic | SUN | PV | 2015 |  |  | (OP) Operating |  | 2.4 | [6 empty] | 35.2516 | -78.3674 | 0 | 0 | #DIV/0! | 0%
| Newton Municipal Solar LLC - Rumford | 64162 | Newton Rumford Landfill | MA | Middlesex | ISNE | IPP Non-CHP | 7759A |  | 1.7 | 1.7 | 1.7 | Solar Photovoltaic | SUN | PV | 2017 |  |  | (OP) Operating |  | 2.2 | [6 empty] | 42.3563 | -71.2446 | 0 | 0 | #DIV/0! | 0%
| United Illuminating Co | 60593 | UI RCP Woodbridge FC | CT | New Haven | ISNE | Electric Utility | WBFC |  | 2.8 | 2.2 | 2.2 | Other Natural Gas | NG | FC | 2016 | 12 | 2036 | (OP) Operating | [8 empty] | 41.358 | -73.0078 | 0 | 0 | #DIV/0! | 0%
| Nexamp Peak, LLC | 60879 | Nexamp Peak CSG | MA | Berkshire | ISNE | IPP Non-CHP | 02731 |  | 2 | 1.7 | 1.2 | Solar Photovoltaic | SUN | PV | 2015 |  |  | (OP) Operating |  | 2.3 | [6 empty] | 42.5621 | -73.2871 | 0 | 0 | #DIV/0! | 0%
| Cypress Creek Renewables | 61340 | Next Generation Solar Farm | VT | Addison | ISNE | IPP Non-CHP | NGSF1 |  | 2.2 | 2.2 | 2.2 | Solar Photovoltaic | SUN | PV | 2017 |  |  | (OP) Operating |  | 3.2 | [6 empty] | 44.0848 | -73.2267 | 0 | 0 | #DIV/0! | 0%
| Westside Solar, LLC | 60981 | NextEra Westside PV | CA | Fresno | CISO | IPP Non-CHP | WS526 |  | 20 | 20 | 20 | Solar Photovoltaic | SUN | PV | 2017 |  |  | (OP) Operating |  | 27 | [6 empty] | 36.3818 | -120.1345 | 0 | 0 | #DIV/0! | 0%
| Blackwell Wind, LLC | 58209 | NextEra-Blackwell Wind, LLC | OK | Kay | SWPP | IPP Non-CHP | WT |  | 59.8 | 59.8 | 59.8 | Onshore Wind Turbine | WND | WT | 2012 |  |  | (OP) Operating | [8 empty] | 36.8467 | -97.4175 | 0 | 0 | #DIV/0! | 0%
| Greenbacker Renewable Energy Corporation | 62842 | Nextsun Energy Littleton | MA | Middlesex | ISNE | IPP Non-CHP | 1-003 |  | 3.8 | 3.8 | 3.8 | Solar Photovoltaic | SUN | PV | 2013 |  |  | (OP) Operating |  | 5 | [6 empty] | 42.5515 | -71.5102 | 0 | 0 | #DIV/0! | 0%
| FirstLight Power Resources, Inc. - MA | 58210 | NFM Solar Power LLC | MA | Franklin | ISNE | IPP Non-CHP | 1 |  | 1.9 | 1.9 | 1.9 | Solar Photovoltaic | SUN | PV | 2012 |  |  | (OP) Operating |  | 2 | [6 empty] | 42.6108 | -72.4742 | 0 | 0 | #DIV/0! | 0%
| NGP Blue Mountain I LLC | 56982 | NGP Blue Mountain I LLC | NV | Humboldt | NEVP | IPP Non-CHP | BM1 |  | 63.9 | 39 | 42.9 | Geothermal | GEO | BT | 2009 |  |  | (OP) Operating | [8 empty] | 40.9961 | -118.1414 | 0 | 0 | #DIV/0! | 0%
| Luminace Solar New Jersey, LLC | 60378 | NHA at Mansfield NJ | NJ | Warren | PJM | IPP Non-CHP | PV1 |  | 5 | 5 | 5 | Solar Photovoltaic | SUN | PV | 2016 |  |  | (OP) Operating |  | 6 | [6 empty] | 40.76 | -74.935 | 0 | 0 | #DIV/0! | 0%
| MSS Energy Holdings, LLC (d.b.a. Calibrant Energy) | 64980 | UMass Boston | MA | Suffolk | ISNE | Commercial Non-CHP | 010G |  | 8.1 | 8.1 | 8.1 | Petroleum Liquids | DFO | IC | 1996.3889 |  |  | (SB) Standby/Backup: available for service but not normally used | [8 empty] | 42.313 | -71.0364 | 0 | 0 | #DIV/0! | 0%
| Unalakleet Valley Elec Coop | 6299 | Unalakleet | AK | Nome |  | Electric Utility | 5 |  | 2 | 1.6 | 1.6 | Petroleum Liquids | DFO | IC | 2010 |  |  | (OP) Operating | [8 empty] | 63.8768 | -160.7904 | 0 | 0 | #DIV/0! | 0%
| Appalachian Power Co | 3778 | Niagara | VA | Roanoke | PJM | Electric Utility | 1 |  | 3.6 | 1.8 | 2.6 | Conventional Hydroelectric | WAT | HY | 1954 |  |  | (OP) Operating | [8 empty] | 37.2544 | -79.8756 | 0 | 0 | #DIV/0! | 0%
| Cypress Creek Renewables | 67641 | Niagara (NY) | NY | Niagara | NYIS | IPP Non-CHP | NIAGA |  | 4.2 | 4.2 | 4.2 | Solar Photovoltaic | SUN | PV | 2024 |  |  | (OP) Operating |  | 5.53 | [6 empty] | 43.2959 | -78.8259 | 0 | 0 | #DIV/0! | 0%
| Westbound Solar 3, LLC | 66201 | Niagara Bottling - Bloomfield | CT | Hartford | ISNE | IPP Non-CHP | NBBRM |  | 2.8 | 2.8 | 2.8 | Solar Photovoltaic | SUN | PV | 2022 |  |  | (OP) Operating |  | 3.8 | [6 empty] | 41.8604 | -72.7229 | 0 | 0 | #DIV/0! | 0%
| SkyHigh 2 Solar | 65652 | Niagara Bottling - Rialto | CA | San Bernardino | CISO | IPP Non-CHP | NBRIA |  | 4.2 | 4.2 | 4.2 | Solar Photovoltaic | SUN | PV | 2021 |  |  | (OP) Operating |  | 5.2 | [6 empty] | 34.1261 | -117.4185 | 0 | 0 | #DIV/0! | 0%
| SkyHigh 2 Solar | 64389 | Niagara Bottling - Seguin | TX | Guadalupe | ERCO | IPP Non-CHP | NIAGS |  | 4.9 | 4.9 | 4.9 | Solar Photovoltaic | SUN | PV | 2021 |  |  | (OP) Operating |  | 5.7 | [6 empty] | 29.5891 | -97.9772 | 0 | 0 | #DIV/0! | 0%
| ClearGen LLC | 63363 | Niagara Bottling Stockton | CA | San Joaquin | CISO | IPP Non-CHP | NBS |  | 1 | 1 | 1 | Solar Photovoltaic | SUN | PV | 2018 |  |  | (OP) Operating |  | 1.2 | [6 empty] | 37.8948 | -121.2489 | 0 | 0 | #DIV/0! | 0%
| Niagara Depot Solar, LLC | 66040 | Niagara Depot Solar | NY | Niagara | ISNE | IPP Non-CHP | 23204 |  | 3.5 | 3.5 | 3.3 | Solar Photovoltaic | SUN | PV | 2023 |  |  | (OP) Operating |  | 4.2 | [6 empty] | 43.1191 | -79.0071 | 0 | 0 | #DIV/0! | 0%
| DG Niagara, LLC | 68067 | Niagara Solar Project | NY | Niagara | NYIS | IPP Non-CHP | NIAGA |  | 5 | 5 | 5 | Solar Photovoltaic | SUN | PV | 2024 |  |  | (OP) Operating |  | 7.5 | [6 empty] | 43.208 | -78.904 | 0 | 0 | #DIV/0! | 0%
| Sho-Me Power Electric Coop | 2099 | Niangua | MO | Camden | AECI | Electric Utility | 1 |  | 3 | 3 | 3 | Conventional Hydroelectric | WAT | HY | 1930 |  |  | (OP) Operating | [8 empty] | 37.9385 | -92.8477 | 0 | 0 | #DIV/0! | 0%
| City of Unalaska - (AK) | 7503 | Unalaska Power Module | AK | Aleutians West |  | Electric Utility | 7 |  | 1.1 | 0.8 | 0.8 | Petroleum Liquids | DFO | IC | 1993 |  |  | (OP) Operating | [8 empty] | 53.864 | -166.5126 | 0 | 0 | #DIV/0! | 0%
| AES Distributed Energy | 58741 | Nick Solar | NC | Guilford | CPLE | IPP Non-CHP | NICK |  | 5 | 4 | 4 | Solar Photovoltaic | SUN | PV | 2014 |  |  | (OP) Operating |  | 6.5 | [6 empty] | 35.9911 | -79.5481 | 0 | 0 | #DIV/0! | 0%
| Tennessee Valley Authority | 3409 | Nickajack | TN | Marion | TVA | Electric Utility | 1 |  | 103.9 | 105.6 | 108 | Conventional Hydroelectric | WAT | HY | 1968 |  |  | (OP) Operating | [8 empty] | 35.0017 | -85.6218 | 0 | 0 | #DIV/0! | 0%
| Altus Power America Management, LLC | 58034 | Nickel 1 Solar Facility | CA | Kern | CISO | IPP Non-CHP | 1 |  | 1.5 | 1.5 | 1.5 | Solar Photovoltaic | SUN | PV | 2012 |  |  | (OP) Operating |  | 1.8 | [6 empty] | 35.6473 | -119.7165 | 0 | 0 | #DIV/0! | 0%
| Nickelson Solar 2, LLC | 64119 | Nickelson Solar 2 | NC | Duplin | CPLE | IPP Non-CHP | NS2 |  | 4.9 | 4.9 | 4.9 | Solar Photovoltaic | SUN | PV | 2018 |  |  | (OP) Operating |  | 6.9 | [6 empty] | 34.7457 | -77.988 | 0 | 0 | #DIV/0! | 0%
| Sol Systems | 62205 | Nickelson Solar, LLC | NC | Duplin | CPLE | IPP Non-CHP | GNICK |  | 5.3 | 5.3 | 5.3 | Solar Photovoltaic | SUN | PV | 2018 |  |  | (OP) Operating |  | 7.1 | [6 empty] | 34.7471 | -77.9874 | 0 | 0 | #DIV/0! | 0%
| Arevon Energy, Inc. | 59600 | Nicolis Solar PV Plant | CA | Tulare | CISO | IPP Non-CHP | GEN1 |  | 20 | 19 | 16 | Solar Photovoltaic | SUN | PV | 2016 |  |  | (OP) Operating |  | 26 | [6 empty] | 35.8358 | -119.0561 | 0 | 0 | #DIV/0! | 0%
| Madison Energy Holdings LLC | 63120 | Nicollet Community Solar One LLC | MN | Nicollet | MISO | IPP Non-CHP | 52828 |  | 1 | 1 | 1 | Solar Photovoltaic | SUN | PV | 2020 |  |  | (OP) Operating |  | 1.4 | [6 empty] | 44.2604 | -94.2909 | 0 | 0 | #DIV/0! | 0%
| Excelsior Energy Capital | 63938 | Nicollet Garden | MN | Nicollet | MISO | IPP Non-CHP | CGS |  | 1 | 1 | 1 | Solar Photovoltaic | SUN | PV | 2020 |  |  | (OP) Operating |  | 1.3 | [6 empty] | 44.2536 | -94.2707 | 0 | 0 | #DIV/0! | 0%
| Emcor Energy Services | 58180 | UNH 7.9 MW Plant | NH | Strafford | ISNE | Commercial CHP | 1 |  | 7.9 | 7.9 | 7.9 | Landfill Gas | LFG | GT | 2006 |  |  | (OP) Operating | [8 empty] | 43.1367 | -70.9361 | 0 | 0 | #DIV/0! | 0%
| Lockhart Power Co | 60241 | Union Renewable Energy Facility | SC | Union | DUK | Electric Utility | 00611 |  | 3.2 | 2.4 | 2.6 | Landfill Gas | LFG | IC | 2015 |  |  | (OP) Operating | [8 empty] | 34.6158 | -81.8187 | 0 | 0 | #DIV/0! | 0%
| Union Sanitary District | 67485 | Union Sanitary District Cogen | CA | Alameda | CISO | Commercial CHP | CG101 |  | 1.8 | 1.8 | 1.8 | Other Waste Biomass | OBG | IC | 2015 |  |  | (OP) Operating | [8 empty] | 37.5896 | -122.0907 | 0 | 0 | #DIV/0! | 0%
| City of Unionville - (MO) | 2164 | Unionville City of | MO | Putnam | AECI | Electric Utility | 1 |  | 8.7 | 8 | 8 | Petroleum Liquids | DFO | IC | 1964.7778 |  |  | (OP) Operating | [8 empty] | 40.4767 | -93.01 | 0 | 0 | #DIV/0! | 0%
| Unisea Inc | 54422 | Unisea G 2 | AK | Aleutians West |  | Industrial Non-CHP | CAT4 |  | 17.5 | 15.5 | 15.5 | Petroleum Liquids | DFO | IC | 1995.5 |  |  | (OP) Operating | [8 empty] | 53.8796 | -166.5532 | 0 | 0 | #DIV/0! | 0%
| U S Bureau of Reclamation | 444 | Nimbus | CA | Sacramento | BANC | Electric Utility | 1 |  | 13.4 | 16.6 | 16.6 | Conventional Hydroelectric | WAT | HY | 1955 |  |  | (OP) Operating | [8 empty] | 38.6373 | -121.2202 | 0 | 0 | #DIV/0! | 0%
| Energy Northwest | 7936 | Nine Canyon | WA | Benton | BPAT | Electric Utility | 1 |  | 95.9 | 95 | 95 | Onshore Wind Turbine | WND | WT | 2002 |  |  | (OP) Operating | [8 empty] | 46.0958 | -119.0964 | 0 | 0 | #DIV/0! | 0%
| Avista Corp | 3869 | Nine Mile | WA | Spokane | AVA | Electric Utility | 1 |  | 37.6 | 37.6 | 37.6 | Conventional Hydroelectric | WAT | HY | 1951.5 |  |  | (OP) Operating | [8 empty] | 47.7697 | -117.5372 | 0 | 0 | #DIV/0! | 0%
| University of Massachusetts Medical | 50087 | Univ of Massachusetts Medical Center | MA | Worcester | ISNE | Commercial CHP | GEN1 |  | 17.5 | 12 | 13.5 | Natural Gas Steam Turbine | NG | ST | 1990.75 |  |  | (OP) Operating | [8 empty] | 42.279 | -71.7598 | 0 | 0 | #DIV/0! | 0%
| Constellation Nuclear | 2589 | Nine Mile Point Nuclear Station | NY | Oswego | NYIS | IPP Non-CHP | 1 |  | 1901.1 | 1896.1 | 1919.9 | Nuclear | NUC | ST | 1978 |  |  | (OP) Operating | [8 empty] | 43.5211 | -76.41 | 0 | 0 | #DIV/0! | 0%
| University of Oregon | 54950 | Univ of Oregon Central Power Station | OR | Lane | BPAT | Commercial CHP | CTG1 | CCS1 | 17.6 | 15.6 | 17.1 | Natural Gas Fired Combined Cycle | NG | CT | 2010.2 |  |  | (SB) Standby/Backup: available for service but not normally used | [8 empty] | 44.0483 | -123.0739 | 0 | 0 | #DIV/0! | 0%
| Ninnescah Wind Energy LLC | 60620 | Ninnescah Wind Energy, LLC | KS | Pratt | SWPP | IPP Non-CHP | NSW |  | 208.3 | 208.3 | 208.3 | Onshore Wind Turbine | WND | WT | 2016 |  |  | (OP) Operating | [8 empty] | 37.5867 | -98.5793 | 0 | 0 | #DIV/0! | 0%
| Eagle Creek Renewable Energy, LLC | 54342 | Ninth Street Hydropower Project | MI | Alpena | MISO | IPP Non-CHP | 1 |  | 1.2 | 1.2 | 1.2 | Conventional Hydroelectric | WAT | HY | 1990 |  |  | (OP) Operating | [8 empty] | 45.0717 | -83.4381 | 0 | 0 | #DIV/0! | 0%
| University of San Francisco | 50089 | Univ of San Francisco Cogen | CA | San Francisco | CISO | Commercial CHP | S-17 |  | 1.5 | 1.4 | 1.4 | Natural Gas Internal Combustion Engine | NG | IC | 1987 |  |  | (OA) Out of service but expected to return to service in next calendar year | [8 empty] | 37.7766 | -122.4519 | 0 | 0 | #DIV/0! | 0%
| Luminace Solar MC, LLC | 62208 | NIST Solar | MD | Montgomery | PJM | IPP Non-CHP | PV1 |  | 4 | 4 | 4 | Solar Photovoltaic | SUN | PV | 2018 |  |  | (OP) Operating |  | 5 | [6 empty] | 39.127 | -77.216 | 0 | 0 | #DIV/0! | 0%
| USF Surry, LLC | 59501 | Nitro Solar | NC | Johnston | CPLE | IPP Non-CHP | NITRO |  | 5 | 5 | 5 | Solar Photovoltaic | SUN | PV | 2015 |  |  | (OP) Operating |  | 6.2 | [6 empty] | 35.4869 | -78.3139 | 0 | 0 | #DIV/0! | 0%
| Missouri Jnt Muni.Pwr Elec. Ut. Comm. | 60673 | Nixa Solar, LLC | MO | Christian | SWPP | IPP Non-CHP | NIXA |  | 7.9 | 7.9 | 7.9 | Solar Photovoltaic | SUN | PV | 2017 |  |  | (OP) Operating |  | 11.2 | [6 empty] | 37.0439 | -93.339 | 0 | 0 | #DIV/0! | 0%
| Niyol Wind, LLC | 65059 | Niyol Wind, LLC | CO | Logan | WACM | IPP Non-CHP | WNIYO |  | 205.6 | 205 | 205 | Onshore Wind Turbine | WND | WT | 2021 |  |  | (OP) Operating | [8 empty] | 40.6134 | -102.9526 | 0 | 0 | #DIV/0! | 0%
| SoCore Energy LLC | 67808 | NJ Airport Solar Project A | NJ | Essex | PJM | IPP Non-CHP | PV1 |  | 1 | 1 | 1 | Solar Photovoltaic | SUN | PV | 2023 |  |  | (OP) Operating |  | 1.3 | [6 empty] | 40.684 | -74.191 | 0 | 0 | #DIV/0! | 0%
| SoCore Energy LLC | 67809 | NJ Airport Solar Project B | NJ | Essex | PJM | IPP Non-CHP | PV1 |  | 1 | 1 | 1 | Solar Photovoltaic | SUN | PV | 2023 |  |  | (OP) Operating |  | 1.3 | [6 empty] | 40.684 | -74.191 | 0 | 0 | #DIV/0! | 0%
| SoCore Energy LLC | 67810 | NJ Airport Solar Project C | NJ | Essex | PJM | IPP Non-CHP | PV1 |  | 1 | 1 | 1 | Solar Photovoltaic | SUN | PV | 2023 |  |  | (OP) Operating |  | 1.3 | [6 empty] | 40.684 | -74.191 | 0 | 0 | #DIV/0! | 0%
| SoCore Energy LLC | 67811 | NJ Airport Solar Project D | NJ | Essex | PJM | IPP Non-CHP | PV1 |  | 1 | 1 | 1 | Solar Photovoltaic | SUN | PV | 2023 |  |  | (OP) Operating |  | 1.2 | [6 empty] | 40.684 | -74.191 | 0 | 0 | #DIV/0! | 0%
| NJR Clean Energy Ventures Corporation | 57948 | NJ Oak Solar Plant | NJ | Cumberland | PJM | IPP Non-CHP | OAK |  | 10 | 10 | 10 | Solar Photovoltaic | SUN | PV | 2011 |  |  | (OP) Operating |  | 12.5 | [6 empty] | 39.3806 | -75.1883 | 0 | 0 | #DIV/0! | 0%
| Public Service Elec & Gas Co | 57724 | NJMC Landfill | NJ | Hudson | PJM | Electric Utility | NJMC |  | 2.5 | 2.5 | 2.5 | Solar Photovoltaic | SUN | PV | 2011 |  |  | (OP) Operating |  | 3 | [6 empty] | 40.7508 | -74.11 | 0 | 0 | #DIV/0! | 0%
| Newark Road Kendall Solar 1, LLC | 68881 | NL IL - Kendall | IL | Kendall | MISO | IPP Non-CHP | KENDL |  | 2 | 2 | 2 | Solar Photovoltaic | SUN | PV | 2024 |  |  | (OP) Operating | [8 empty] | 41.5368 | -88.5669 | 0 | 0 | #DIV/0! | 0%
| University of Arizona - Biosphere 2 | 54594 | University of Arizona - Biosphere 2 | AZ | Pinal | WALC | Commercial Non-CHP | G-1 |  | 3.1 | 3.1 | 3.1 | Petroleum Liquids | DFO | IC | 1995 |  |  | (SB) Standby/Backup: available for service but not normally used | [8 empty] | 32.578 | -110.8526 | 0 | 0 | #DIV/0! | 0%
| New London Municipal Utilities | 58414 | NLMU Wind | IA | Henry | MISO | Electric Utility | NLMU |  | 1.5 | 1.5 | 1.5 | Onshore Wind Turbine | WND | WT | 2011 |  |  | (OP) Operating | [8 empty] | 40.955 | -91.3944 | 0 | 0 | #DIV/0! | 0%
| Heelstone Energy Holdings, LLC | 60516 | NLP Granger | CA | San Diego | CISO | IPP Non-CHP | PV1 |  | 3 | 3 | 3 | Solar Photovoltaic | SUN | PV | 2016 |  |  | (OP) Operating |  | 3.9 | [6 empty] | 33.2704 | -117.0588 | 0 | 0 | #DIV/0! | 0%
| Today's Power, Inc. | 68701 | NLRED 2MW | AR | Pulaski | MISO | Electric Utility | NLR2 |  | 2 | 2 | 2 | Solar Photovoltaic | SUN | PV | 2024 |  |  | (OP) Operating |  | 2.4 | [6 empty] | 34.7412 | -92.1819 | 0 | 0 | #DIV/0! | 0%
| Today's Power, Inc. | 68702 | NLRED 5MW | AR | Pulaski | SWPP | Electric Utility | NLR5 |  | 5 | 5 | 5 | Solar Photovoltaic | SUN | PV | 2024 |  |  | (OP) Operating |  | 5.4 | [6 empty] | 34.7435 | -92.1799 | 0 | 0 | #DIV/0! | 0%
| Exus New Mexico | 66287 | NMRD Data Center III, LLC | NM | Sandoval | PNM | IPP Non-CHP | NMRD3 |  | 50 | 50 | 50 | Solar Photovoltaic | SUN | PV | 2023 |  |  | (OP) Operating |  | 60 | [6 empty] | 35.3709 | -106.854 | 0 | 0 | #DIV/0! | 0%
| El Paso Electric Co | 64881 | NMSU Solar and Storage | NM | Dona Ana | EPE | Electric Utility | NMSUB |  | 4 | 4 | 4 | Batteries | MWH | BA | 2021.5 |  |  | (OP) Operating | 4 | [7 empty] | 32.286 | -106.7445 | 0 | 0 | #DIV/0! | 0%
| University of California Santa Cruz | 50064 | University of California Santa Cruz | CA | Santa Cruz | CISO | Commercial CHP | 003 |  | 7.4 | 7.4 | 7.3 | Natural Gas Fired Combustion Turbine | NG | GT | 2017.75 |  |  | (OP) Operating | [8 empty] | 36.9997 | -122.0622 | 0 | 0 | #DIV/0! | 0%
| University of Northern Iowa | 50088 | University of Northern Iowa | IA | Black Hawk | MISO | Commercial CHP | GEN1 |  | 7.5 | 7.5 | 7.5 | Natural Gas Steam Turbine | NG | ST | 1982 |  |  | (OP) Operating | [8 empty] | 42.5136 | -92.4591 | 0 | 0 | #DIV/0! | 0%
| RENEW Energy Inc | 55782 | Noble Ridge LLC | MN | Nobles | MISO | IPP Non-CHP | WH01 |  | 1.5 | 1.5 | 1.5 | Onshore Wind Turbine | WND | WT | 2001 |  |  | (OP) Operating | [8 empty] | 43.7547 | -95.8534 | 0 | 0 | #DIV/0! | 0%
| BT Noble Solar, LLC | 65271 | Noble Solar | TX | Denton | ERCO | IPP Non-CHP | NBSLR |  | 400 | 400 | 400 | Solar Photovoltaic | SUN | PV | 2022 |  |  | (OP) Operating |  | 353.5 | [6 empty] | 33.2615 | -97.2381 | 0 | 0 | #DIV/0! | 0%
| Nobles 2 Power Partners, LLC | 62364 | Nobles 2 Wind Project | MN | Nobles | MISO | IPP Non-CHP | WT1 |  | 250 | 250 | 250 | Onshore Wind Turbine | WND | WT | 2020 |  |  | (OP) Operating | [8 empty] | 43.7896 | -95.8528 | 0 | 0 | #DIV/0! | 0%
| Northern States Power Co - Minnesota | 57047 | Nobles Wind Project | MN | Nobles | MISO | Electric Utility | 1 |  | 201 | 200 | 200 | Onshore Wind Turbine | WND | WT | 2010 |  |  | (OP) Operating | [8 empty] | 43.7036 | -95.7131 | 0 | 0 | #DIV/0! | 0%
| University of Oklahoma | 50307 | University of Oklahoma | OK | Cleveland | SWPP | Commercial CHP | GEN1 |  | 18.6 | 18.6 | 18.6 | Natural Gas Steam Turbine | NG | ST | 1969.6 |  |  | (OP) Operating | [8 empty] | 35.2089 | -97.4424 | 0 | 0 | #DIV/0! | 0%
| Bloom Energy 2009 PPA | 65191 | University of San Diego | CA | San Diego | CISO | IPP Non-CHP | USD00 |  | 1 | 1 | 1 | Other Natural Gas | NG | FC | 2016 |  |  | (OP) Operating | [8 empty] | 32.7717 | -117.1916 | 0 | 0 | #DIV/0! | 0%
| University of Tennessee | 55036 | University of Tennessee Steam Plant | TN | Knox | TVA | Commercial CHP | GEN1 |  | 5 | 4.5 | 4.7 | Natural Gas Fired Combustion Turbine | NG | GT | 1996 |  |  | (OP) Operating | [8 empty] | 35.9492 | -83.9261 | 0 | 0 | #DIV/0! | 0%
| LSE Crater LLC | 65559 | Nolan | MA | Berkshire | ISNE | IPP Non-CHP | NOLAN |  | 1 | 1 | 1 | Solar Photovoltaic | SUN | PV | 2017 |  |  | (OP) Operating |  | 1.5 | [6 empty] | 42.2386 | -73.3616 | 0 | 0 | #DIV/0! | 0%
| Today's Power, Inc. | 62682 | Noland Wastewater Treatment Plant Hybrid | AR | Washington | SWPP | Commercial Non-CHP | FAYE1 |  | 11 | 11 | 11 | Solar Photovoltaic | SUN | PV | 2019 |  |  | (OP) Operating |  | 5.8 | [6 empty] | 36.0823 | -94.0671 | 0 | 0 | #DIV/0! | 0%
| Guadalupe Blanco River Authority | 3585 | Nolte | TX | Guadalupe | ERCO | Electric Utility | 1 |  | 2.4 | 2.4 | 2.4 | Conventional Hydroelectric | WAT | HY | 1927 |  |  | (OS) Out of service and NOT expected to return to service in next calendar year | [8 empty] | 29.5376 | -97.9321 | 0 | 0 | #DIV/0! | 0%
| Puget Sound Hydro LLC | 58696 | Nooksack Hydro | WA | Whatcom | PSEI | IPP Non-CHP | GEN1 |  | 1.5 | 2.8 | 2.6 | Conventional Hydroelectric | WAT | HY | 1906 |  |  | (OP) Operating | [8 empty] | 48.9078 | -121.8142 | 0 | 0 | #DIV/0! | 0%
| University of Washington | 54809 | University of Washington Power Plant | WA | King | SCL | Commercial CHP | DG3 |  | 15 | 15 | 15 | Petroleum Liquids | DFO | IC | 2004.4286 |  |  | (SB) Standby/Backup: available for service but not normally used | [8 empty] | 47.6539 | -122.3036 | 0 | 0 | #DIV/0! | 0%
| LSE Canes Venatici LLC | 67327 | Norcap North | CT | Hartford | ISNE | IPP Non-CHP | NON17 |  | 2 | 2 | 2 | Solar Photovoltaic | SUN | PV | 2017 |  |  | (OP) Operating |  | 2.8 | [6 empty] | 41.8825 | -72.5437 | 0 | 0 | #DIV/0! | 0%
| LSE Coma Berenices LLC | 67326 | Norcap South | CT | Hartford | ISNE | IPP Non-CHP | NOS17 |  | 2 | 2 | 2 | Solar Photovoltaic | SUN | PV | 2017 |  |  | (OP) Operating |  | 2.8 | [6 empty] | 41.8816 | -72.5448 | 0 | 0 | #DIV/0! | 0%
| Alaska Village Elec Coop, Inc | 57054 | Upper Kalskag | AK | Bethel |  | Electric Utility | UNIT1 |  | 1.1 | 1.1 | 1.1 | Petroleum Liquids | DFO | IC | 2004 |  |  | (OP) Operating | [8 empty] | 61.5269 | -160.3481 | 0 | 0 | #DIV/0! | 0%
| Los Angeles Department of Water & Power | 59652 | Nordhoff Place | CA | Los Angeles | LDWP | IPP Non-CHP | W4162 |  | 0.9 | 1 | 0.6 | Solar Photovoltaic | SUN | PV | 2014 |  |  | (OP) Operating |  | 1.3 | [6 empty] | 34.2367 | -118.5658 | 0 | 0 | #DIV/0! | 0%
| Erie Boulevard Hydropower LP | 2590 | Norfolk | NY | St Lawrence | NYIS | IPP Non-CHP | 1 |  | 5 | 5.1 | 5 | Conventional Hydroelectric | WAT | HY | 1928 |  |  | (OP) Operating | [8 empty] | 44.8053 | -74.9975 | 0 | 0 | #DIV/0! | 0%
| NJR Clean Energy Ventures Corporation | 67483 | Norfolk Landfill Solar Project | CT | Litchfield | ISNE | IPP Non-CHP | NRFLK |  | 4 | 4 | 4 | Solar Photovoltaic | SUN | PV | 2024 |  |  | (OP) Operating |  | 5.6 | [6 empty] | 41.981 | -73.152 | 0 | 0 | #DIV/0! | 0%
| USCE-Little Rock District | 196 | Norfork | AR | Baxter | SPA | Electric Utility | 1 |  | 80.4 | 80 | 80 | Conventional Hydroelectric | WAT | HY | 1947 |  |  | (OP) Operating | [8 empty] | 36.2491 | -92.2401 | 0 | 0 | #DIV/0! | 0%
| Dominion Energy Inc. | 64086 | Norge Solar Farm | VA | James City | PJM | Electric Utility | NORG |  | 20 | 20 | 20 | Solar Photovoltaic | SUN | PV | 2023 |  |  | (OP) Operating |  | 26.1 | [6 empty] | 37.3656 | -76.7751 | 0 | 0 | #DIV/0! | 0%
| DG Central 1, LLC | 64473 | Norman Solar | OK | Cleveland | SWPP | IPP Non-CHP | NORMN |  | 2 | 2 | 2 | Solar Photovoltaic | SUN | PV | 2021 |  |  | (OP) Operating |  | 2.8 | [6 empty] | 35.2269 | -97.3603 | 0 | 0 | #DIV/0! | 0%
| Watervliet City of | 50123 | Normanskill Hydro Project | NY | Albany | NYIS | IPP Non-CHP | GEN1 |  | 1.2 | 1.2 | 1.2 | Conventional Hydroelectric | WAT | HY | 1983 |  |  | (OP) Operating | [8 empty] | 42.7124 | -73.9573 | 0 | 0 | #DIV/0! | 0%
| Tennessee Valley Authority | 3411 | Norris Dam | TN | Anderson | TVA | Electric Utility | 1 |  | 131.4 | 127 | 109.6 | Conventional Hydroelectric | WAT | HY | 1936 |  |  | (OP) Operating | [8 empty] | 36.2242 | -84.0914 | 0 | 0 | #DIV/0! | 0%
| US GSA Heating and Transmission | 57788 | US GSA Heating and Transmission | DC | District of Columbia | PJM | Commercial CHP | TG1 |  | 10.8 | 9 | 10 | Natural Gas Fired Combustion Turbine | NG | GT | 2004 |  |  | (OP) Operating | [8 empty] | 38.8857 | -77.0284 | 0 | 0 | #DIV/0! | 0%
| North 301 Solar, LLC | 61778 | North 301 Solar | NC | Halifax | PJM | IPP Non-CHP | N301 |  | 20 | 20 | 20 | Solar Photovoltaic | SUN | PV | 2019 |  |  | (OP) Operating |  | 26.9 | [6 empty] | 36.213 | -77.624 | 0 | 0 | #DIV/0! | 0%
| Syncarpha North Adams, LLC | 60074 | North Adams Landfill | MA | Berkshire | ISNE | IPP Non-CHP | SNNOA |  | 2.2 | 2.2 | 2.2 | Solar Photovoltaic | SUN | PV | 2015 |  |  | (OP) Operating |  | 3.5 | [6 empty] | 42.6691 | -73.092 | 0 | 0 | #DIV/0! | 0%
| Duke Energy Renewables Services | 56651 | North Allegheny Windpower Project | PA | Blair | PJM | IPP Non-CHP | 1 |  | 75 | 75 | 75 | Onshore Wind Turbine | WND | WT | 2009 |  |  | (OP) Operating | [8 empty] | 40.4381 | -78.5436 | 0 | 0 | #DIV/0! | 0%
| Virginia Electric & Power Co | 6168 | North Anna | VA | Louisa | PJM | Electric Utility | 1 |  | 1960.4 | 1893 | 1959 | Nuclear | NUC | ST | 1981.6667 |  |  | (OP) Operating | [8 empty] | 38.06 | -77.7897 | 0 | 0 | #DIV/0! | 0%
| Today's Power, Inc. | 68709 | North Arkansas Electric Cooperative | AR | Fulton | MISO | Electric Utility | NAEC |  | 1 | 1 | 1 | Solar Photovoltaic | SUN | PV | 2021 |  |  | (OP) Operating |  | 1.4 | [6 empty] | 36.3908 | -91.8776 | 0 | 0 | #DIV/0! | 0%
| AES Distributed Energy | 58748 | North Bay Solar 1 | CA | Solano | CISO | Commercial Non-CHP | NBWT |  | 1 | 1 | 1 | Solar Photovoltaic | SUN | PV | 2013 |  |  | (OP) Operating |  | 1.1 | [6 empty] | 38.3006 | -121.9664 | 0 | 0 | #DIV/0! | 0%
| North Bend Wind Project, LLC | 67002 | North Bend Wind Project, LLC | SD | Hyde | SWPP | IPP Non-CHP | NBEND |  | 200 | 200 | 200 | Onshore Wind Turbine | WND | WT | 2023 |  |  | (OP) Operating | [8 empty] | 44.3773 | -99.6601 | 0 | 0 | #DIV/0! | 0%
| Hartz Solar, LLC | 60806 | North Bergen Solar | NJ | Hudson | PJM | IPP Non-CHP | PV1 |  | 1.6 | 1.7 | 1.1 | Solar Photovoltaic | SUN | PV | 2016 |  |  | (OP) Operating |  | 2.1 | [6 empty] | 40.818 | -74.017 | 0 | 0 | #DIV/0! | 0%
| U S Gypsum Co | 50203 | US Gypsum Oakfield | NY | Genesee | NYIS | Industrial CHP | GEN1 |  | 5.8 | 4.9 | 5.7 | Natural Gas Fired Combustion Turbine | NG | GT | 1986 |  |  | (OP) Operating | [8 empty] | 43.0647 | -78.2972 | 0 | 0 | #DIV/0! | 0%
| Ormat Nevada Inc | 56832 | North Brawley Geothermal Plant | CA | Imperial | IID | IPP Non-CHP | GE1 |  | 80 | 53.5 | 80 | Geothermal | GEO | BT | 2009 |  |  | (OS) Out of service and NOT expected to return to service in next calendar year | [8 empty] | 33.0139 | -115.5439 | 0 | 0 | #DIV/0! | 0%
| Nautilus Solar Solutions | 67400 | North Bridgton | ME | Cumberland | ISNE | IPP Non-CHP | SC |  | 5 | 5 | 5 | Solar Photovoltaic | SUN | PV | 2022 |  |  | (OP) Operating |  | 6.7 | [6 empty] | 44.1012 | -70.7058 | 0 | 0 | #DIV/0! | 0%
| Mass Solar, LLC | 58650 | North Brookfield | MA | Worcester | ISNE | IPP Non-CHP | PV1 |  | 3 | 3 | 3 | Solar Photovoltaic | SUN | PV | 2014 |  |  | (OP) Operating |  | 3.6 | [6 empty] | 42.2781 | -72.0531 | 0 | 0 | #DIV/0! | 0%
| USF Surry, LLC | 58531 | North Carolina Solar Bethea I | NC | Scotland | CPLE | IPP Non-CHP | P22A |  | 2 | 2 | 2 | Solar Photovoltaic | SUN | PV | 2013 |  |  | (OP) Operating |  | 2.4 | [6 empty] | 34.7047 | -79.5258 | 0 | 0 | #DIV/0! | 0%
| SRE Utility Solar 1, LLC | 58880 | North Carolina Solar III LLC | NC | Scotland | DUK | IPP Non-CHP | NCIII |  | 4.9 | 4.9 | 4.9 | Solar Photovoltaic | SUN | PV | 2013 |  |  | (OP) Operating |  | 6.4 | [6 empty] | 34.7667 | -79.5597 | 0 | 0 | #DIV/0! | 0%
| State of Wisconsin | 54408 | UW Madison Charter Street Plant | WI | Dane | MISO | Commercial CHP | 1 |  | 11 | 11 | 11 | Natural Gas Steam Turbine | NG | ST | 1965 |  |  | (OP) Operating | [8 empty] | 43.07 | -89.4006 | 0 | 0 | #DIV/0! | 0%
| North Central Valley Energy Storage, LLC | 66208 | North Central Valley | CA | San Joaquin | CISO | IPP Non-CHP | NCV |  | 132 | 132 | 132 | Batteries | MWH | BA | 2023 |  |  | (OP) Operating | 528 | [7 empty] | 38.0153 | -121.0178 | 0 | 0 | #DIV/0! | 0%
| Uwharrie Mountain Renewable Energy, LLC | 58526 | Uwharrie Mountain Renewable | NC | Montgomery | CPLE | IPP Non-CHP | 1 |  | 9.6 | 9.6 | 9.6 | Landfill Gas | LFG | IC | 2014 |  |  | (OP) Operating | [8 empty] | 35.333 | -79.9649 | 0 | 0 | #DIV/0! | 0%
| Copper Valley Elec Assn, Inc | 6306 | Valdez | AK | Valdez Cordova |  | Electric Utility | 11 |  | 8.6 | 7.5 | 7.5 | Petroleum Liquids | DFO | IC | 1991 |  |  | (OP) Operating | [8 empty] | 61.1303 | -146.3647 | 0 | 0 | #DIV/0! | 0%
| Reactivate | 67115 | North Cottage Grove Solar 1, LLC | IL | Cook | PJM | IPP Non-CHP | GEN1 |  | 2 | 2 | 2 | Solar Photovoltaic | SUN | PV | 2024 |  |  | (OP) Operating |  | 2.8 | [6 empty] | 41.5264 | -87.6008 | 0 | 0 | #DIV/0! | 0%
| CD US Solar MT1 LLC | 58788 | North County | NY | Suffolk | NYIS | IPP Non-CHP | NRT1 |  | 1 | 1 | 1 | Solar Photovoltaic | SUN | PV | 2011 |  |  | (OP) Operating |  | 1.1 | [6 empty] | 40.7631 | -73.3236 | 0 | 0 | #DIV/0! | 0%
| Copper Valley Elec Assn, Inc | 7841 | Valdez Cogen | AK | Valdez Cordova |  | Electric Utility | 1 |  | 5.3 | 5.1 | 5.3 | Petroleum Liquids | WO | GT | 2000 |  |  | (OP) Operating | [8 empty] | 61.0839 | -146.2529 | 0 | 0 | #DIV/0! | 0%
| EF NY CDG 001, LLC | 65626 | North Eagle Village Solar | NY | Onondaga | NYIS | IPP Non-CHP | NEV |  | 5 | 5 | 5 | Solar Photovoltaic | SUN | PV | 2022 |  |  | (OP) Operating |  | 7.5 | [6 empty] | 43.05 | -75.95 | 0 | 0 | #DIV/0! | 0%
| MidAmerican Energy Co | 62133 | North English | IA | Poweshiek | MISO | Electric Utility | 1 |  | 340 | 340 | 340 | Onshore Wind Turbine | WND | WT | 2018.5 |  |  | (OP) Operating | [8 empty] | 41.6428 | -92.4991 | 0 | 0 | #DIV/0! | 0%
| Portland General Electric Co | 3047 | North Fork | OR | Clackamas | PGE | Electric Utility | 1 |  | 40.8 | 58 | 58 | Conventional Hydroelectric | WAT | HY | 1958 |  |  | (OP) Operating | [8 empty] | 45.2433 | -122.28 | 0 | 0 | #DIV/0! | 0%
| Denver City & County of | 10423 | North Fork Hydro Plant | CO | Park | WACM | IPP Non-CHP | GEN1 |  | 5.5 | 5.5 | 5.5 | Conventional Hydroelectric | WAT | HY | 1988 |  |  | (OP) Operating | [8 empty] | 39.4616 | -105.677 | 0 | 0 | #DIV/0! | 0%
| Empire District Electric Co | 62478 | North Fork Ridge Wind Energy Center | MO | Barton | SWPP | Electric Utility | NFRW1 |  | 149.4 | 145.5 | 145.5 | Onshore Wind Turbine | WND | WT | 2020 |  |  | (OP) Operating | [8 empty] | 37.39 | -94.5103 | 0 | 0 | #DIV/0! | 0%
| North Fork Solar Project, LLC | 66866 | North Fork Solar Project | OK | Kiowa | SWPP | IPP Non-CHP | NFORK |  | 120 | 120 | 120 | Solar Photovoltaic | SUN | PV | 2024 |  |  | (OP) Operating |  | 162.66 | [6 empty] | 34.6178 | -98.9826 | 0 | 0 | #DIV/0! | 0%
| Engie North America | 64317 | North Fork TX | TX | Williamson | ERCO | IPP Non-CHP | NF |  | 100 | 100 | 100 | Batteries | MWH | BA | 2021 |  |  | (OP) Operating | 110 | [7 empty] | 30.749 | -97.8757 | 0 | 0 | #DIV/0! | 0%
| Cypress Creek Renewables | 61514 | North Gainesville Solar | TX | Cooke | ERCO | IPP Non-CHP | GEN1 |  | 5.2 | 5.2 | 5.2 | Solar Photovoltaic | SUN | PV | 2017 |  |  | (OP) Operating |  | 6.7 | [6 empty] | 33.6561 | -97.1486 | 0 | 0 | #DIV/0! | 0%
| Valdosta City of | 54839 | Valdosta Water Treatment Plant | GA | Lowndes | SOCO | Commercial Non-CHP | GEN1 |  | 3.4 | 3.4 | 3.4 | Petroleum Liquids | DFO | IC | 2000.5 |  |  | (SB) Standby/Backup: available for service but not normally used | [8 empty] | 30.9136 | -83.2529 | 0 | 0 | #DIV/0! | 0%
| North Gooding Main Hydro LLC | 61688 | North Gooding Main Hydro | ID | Gooding | IPCO | IPP Non-CHP | NGM1 |  | 1.3 | 1.3 | 0.1 | Conventional Hydroelectric | WAT | HY | 2016 |  |  | (OP) Operating | [8 empty] | 43.0451 | -114.5588 | 0 | 0 | #DIV/0! | 0%
| Brookfield White Pine Hydro LLC | 1501 | North Gorham | ME | Cumberland | ISNE | IPP Non-CHP | 1 |  | 2.2 | 2 | 2 | Conventional Hydroelectric | WAT | HY | 1925 |  |  | (OP) Operating | [8 empty] | 43.8025 | -70.4499 | 0 | 0 | #DIV/0! | 0%
| North Haven Solar One, LLC | 65109 | North Haven Solar One | CT | New Haven | ISNE | IPP Non-CHP | VCP11 |  | 1.6 | 1.6 | 1.6 | Solar Photovoltaic | SUN | PV | 2024 |  |  | (OP) Operating |  | 2.13 | [6 empty] | 41.3768 | -72.8365 | 0 | 0 | #DIV/0! | 0%
| Georgia Power Co | 719 | North Highlands | GA | Muscogee | SOCO | Electric Utility | 1 |  | 29.6 | 34.4 | 34.7 | Conventional Hydroelectric | WAT | HY | 1963 |  |  | (OP) Operating | [8 empty] | 32.4994 | -84.9965 | 0 | 0 | #DIV/0! | 0%
| Caithness Shepherds Flat LLC | 57526 | North Hurlburt Wind LLC | OR | Gilliam | BPAT | IPP Non-CHP | NORTH |  | 265 | 265 | 265 | Onshore Wind Turbine | WND | WT | 2012 |  |  | (OP) Operating | [8 empty] | 45.7316 | -120.0835 | 0 | 0 | #DIV/0! | 0%
| CVI CleanCapital Solar 4 LLC | 58358 | North Jersey Media Group Solar Facility | NJ | Morris | PJM | Commercial Non-CHP | NJMG |  | 4.1 | 4.1 | 4.1 | Solar Photovoltaic | SUN | PV | 2013 |  |  | (OP) Operating |  | 4.9 | [6 empty] | 40.9242 | -74.4947 | 0 | 0 | #DIV/0! | 0%
| SoCore Energy LLC | 68266 | North Juvenile Detention Center Solar | CA | Tulare | CISO | IPP Non-CHP | BA1 |  | 1.4 | 1.4 | 1.4 | Batteries | MWH | BA | 2019 |  |  | (OP) Operating | 0.5 | [7 empty] | 36.461 | -119.32 | 0 | 0 | #DIV/0! | 0%
| Madison Energy Investments LLC | 68221 | North Kern 1 | CA | Kern | CISO | IPP Non-CHP | NK1PV |  | 2.5 | 2.5 | 2.5 | Solar Photovoltaic | SUN | PV | 2023 |  |  | (OP) Operating |  | 3.7 | [6 empty] | 35.4691 | -119.169 | 0 | 0 | #DIV/0! | 0%
| Madison Energy Investments LLC | 68220 | North Kern 2 | CA | Kern | CISO | IPP Non-CHP | NK2PV |  | 2.5 | 2.5 | 2.5 | Solar Photovoltaic | SUN | PV | 2024 |  |  | (OP) Operating |  | 3.7 | [6 empty] | 35.4678 | -119.1536 | 0 | 0 | #DIV/0! | 0%
| Madison Energy Investments LLC | 68599 | North Kern 3 | CA | Kern | CISO | IPP Non-CHP | NK3PV |  | 5 | 5 | 5 | Solar Photovoltaic | SUN | PV | 2023 |  |  | (OP) Operating |  | 7.7 | [6 empty] | 35.5768 | -119.1536 | 0 | 0 | #DIV/0! | 0%
| SunE P11L Holdings, LLC | 63651 | North Kern State Prison Phase II | CA | Kern | CISO | IPP Non-CHP | 5812 |  | 4 | 4 | 4 | Solar Photovoltaic | SUN | PV | 2012 |  |  | (OP) Operating |  | 4.7 | [6 empty] | 35.7804 | -119.3088 | 0 | 0 | #DIV/0! | 0%
| North Kingstown Solar LLC | 66582 | North Kingstown Solar LLC | RI | Washington | ISNE | IPP Non-CHP | 07948 |  | 1.9 | 1.9 | 1.9 | Solar Photovoltaic | SUN | PV | 2022 |  |  | (OP) Operating |  | 2.8 | [6 empty] | 41.5438 | -71.4473 | 0 | 0 | #DIV/0! | 0%
| AES Distributed Energy | 59962 | North Lancaster Ranch | CA | Los Angeles | CISO | IPP Non-CHP | NLR |  | 20 | 18 | 17 | Solar Photovoltaic | SUN | PV | 2016 |  |  | (OP) Operating |  | 22.5 | [6 empty] | 34.7195 | -118.313 | 0 | 0 | #DIV/0! | 0%
| Central Electric Power | 56131 | Valenite | SC | Oconee | DUK | Electric Utility | 1 |  | 2.9 | 2.5 | 2.5 | Petroleum Liquids | DFO | IC | 2003 |  |  | (OP) Operating | [8 empty] | 34.6572 | -83.0383 | 0 | 0 | #DIV/0! | 0%
| Valley Queen Cheese Factory, Inc. | 56274 | Valley Queen Cheese | SD | Grant | MISO | IPP Non-CHP | 1 |  | 4.5 | 1.5 | 1.5 | Petroleum Liquids | DFO | IC | 2002.6667 |  |  | (SB) Standby/Backup: available for service but not normally used | [8 empty] | 45.2211 | -96.6372 | 0 | 0 | #DIV/0! | 0%
| Strata Manager, LLC | 60651 | North Nash Farm, LLC | NC | Nash | CPLE | IPP Non-CHP | 1 |  | 5 | 5 | 5 | Solar Photovoltaic | SUN | PV | 2015 |  |  | (OP) Operating |  | 6.5 | [6 empty] | 36.0703 | -78.0383 | 0 | 0 | #DIV/0! | 0%
| Vanderbilt University | 52048 | Vanderbilt University Power Plant | TN | Davidson | TVA | Commercial CHP | GT1B |  | 18.7 | 17.6 | 20.2 | Natural Gas Fired Combustion Turbine | NG | GT | 2011.3333 |  |  | (OP) Operating | [8 empty] | 36.1459 | -86.8038 | 0 | 0 | #DIV/0! | 0%
| REA Investments, LLC | 67928 | North Nobleboro Road, LLC | ME | Lincoln | ISNE | IPP Non-CHP | N NOB |  | 2.5 | 2.5 | 2.5 | Solar Photovoltaic | SUN | PV | 2021 |  |  | (OP) Operating | [8 empty] | 44.1307 | -69.4292 | 0 | 0 | #DIV/0! | 0%
| Power Depot Group A, LLC | 65579 | Vaquero | TX | Cameron | ERCO | IPP Non-CHP | VQ1 |  | 9 | 7.5 | 9 | Petroleum Liquids | DFO | IC | 2013 |  |  | (OP) Operating | [8 empty] | 26.1681 | -97.654 | 0 | 0 | #DIV/0! | 0%
| Greenbacker Renewable Energy Corporation | 57743 | North Palm Springs 1A | CA | Riverside | CISO | IPP Non-CHP | 1 |  | 2.5 | 2.4 | 2.4 | Solar Photovoltaic | SUN | PV | 2012 |  |  | (OP) Operating |  | 2.8 | [6 empty] | 33.9242 | -116.5933 | 0 | 0 | #DIV/0! | 0%
| Greenbacker Renewable Energy Corporation | 57722 | North Palm Springs 4A | CA | Riverside | CISO | IPP Non-CHP | 1 |  | 4 | 4 | 4 | Solar Photovoltaic | SUN | PV | 2012 |  |  | (OP) Operating |  | 5 | [6 empty] | 33.9097 | -116.5625 | 0 | 0 | #DIV/0! | 0%
| Nebraska Public Power District | 2274 | North Platte | NE | Lincoln | SWPP | Electric Utility | 1 |  | 26.2 | 24 | 24 | Conventional Hydroelectric | WAT | HY | 1935 |  |  | (OP) Operating | [8 empty] | 41.0864 | -100.7594 | 0 | 0 | #DIV/0! | 0%
| Vassar Brothers Medical Center | 63550 | Vassar Brothers Medical Center | NY | Dutchess | NYIS | Commercial Non-CHP | AR-01 |  | 9.5 | 9.5 | 9.5 | Petroleum Liquids | DFO | IC | 2005.5455 |  |  | (SB) Standby/Backup: available for service but not normally used | [8 empty] | 41.6936 | -73.9348 | 0 | 0 | #DIV/0! | 0%
| Captona N.P. LLC | 64085 | North Providence | RI | Providence | ISNE | IPP Non-CHP | CPRI2 |  | 2 | 2 | 2 | Solar Photovoltaic | SUN | PV | 2018 |  |  | (OP) Operating |  | 2.7 | [6 empty] | 41.8698 | -71.4765 | 0 | 0 | #DIV/0! | 0%
| WM Renewable Energy LLC | 54539 | Venice Resources Gas Recovery | MI | Shiawassee | MISO | IPP Non-CHP | GEN1 |  | 1.6 | 1.6 | 1.6 | Landfill Gas | LFG | IC | 1992 |  |  | (OP) Operating | [8 empty] | 42.985 | -83.9764 | 0 | 0 | #DIV/0! | 0%
| Wisconsin Power & Light Co | 65010 | North Rock | WI | Rock | MISO | Electric Utility | PV1 |  | 50 | 50 | 36.5 | Solar Photovoltaic | SUN | PV | 2022 |  |  | (OP) Operating |  | 64.9 | [6 empty] | 42.8109 | -89.1015 | 0 | 0 | #DIV/0! | 0%
| North Rosamond Solar, LLC | 59879 | North Rosamond Solar LLC | CA | Kern | CISO | IPP Non-CHP | GEN01 |  | 151.1 | 151.1 | 151.1 | Solar Photovoltaic | SUN | PV | 2019 |  |  | (OP) Operating |  | 182.5 | [6 empty] | 34.862 | -118.38 | 0 | 0 | #DIV/0! | 0%
| NJR Clean Energy Ventures Corporation | 59318 | North Run | NJ | Burlington | PJM | IPP Non-CHP | NRUN1 |  | 5 | 5 | 5 | Solar Photovoltaic | SUN | PV | 2015 |  |  | (OP) Operating |  | 6.3 | [6 empty] | 40.0696 | -74.5848 | 0 | 0 | #DIV/0! | 0%
| North Sky River Energy LLC | 58154 | North Sky River Energy LLC | CA | Kern | CISO | IPP Non-CHP | GEN1 |  | 162 | 162 | 162 | Onshore Wind Turbine | WND | WT | 2012 |  |  | (OP) Operating | [8 empty] | 35.3478 | -118.1864 | 0 | 0 | #DIV/0! | 0%
| AEP Onsite Partners, LLC | 61461 | North Smithfield Solar Power 1 | RI | Providence | ISNE | IPP Non-CHP | NSS01 |  | 2 | 2 | 2 | Solar Photovoltaic | SUN | PV | 2018 |  |  | (OP) Operating |  | 2.5 | [6 empty] | 41.9759 | -71.586 | 0 | 0 | #DIV/0! | 0%
| Madison Energy Investments LLC | 68393 | North Stafford HS | VA | Stafford | PJM | IPP Non-CHP | NOSPV |  | 1.3 | 1.3 | 1.3 | Solar Photovoltaic | SUN | PV | 2023 |  |  | (OP) Operating |  | 1.8 | [6 empty] | 38.4678 | -77.4553 | 0 | 0 | #DIV/0! | 0%
| Southern Power Co | 58713 | North Star Solar | CA | Fresno | CISO | IPP Non-CHP | NSTR |  | 61.6 | 60 | 60 | Solar Photovoltaic | SUN | PV | 2015 |  |  | (OP) Operating |  | 73 | [6 empty] | 36.73 | -120.41 | 0 | 0 | #DIV/0! | 0%
| North Star Solar PV LLC | 59852 | North Star Solar Project | MN | Chisago | MISO | IPP Non-CHP | NSSP1 |  | 100 | 100 | 100 | Solar Photovoltaic | SUN | PV | 2016 |  |  | (OP) Operating |  | 138 | [6 empty] | 45.47 | -92.91 | 0 | 0 | #DIV/0! | 0%
| Adapture Renewables, Inc. | 62318 | North Stonington Solar Center, LLC | CT | New London | ISNE | IPP Non-CHP | PAWCA |  | 15 | 15 | 15 | Solar Photovoltaic | SUN | PV | 2022 |  |  | (OP) Operating |  | 19.9 | [6 empty] | 41.4183 | -71.8367 | 0 | 0 | #DIV/0! | 0%
| Onyx Asset Services Group | 68746 | North Troy | NY | Rensselaer | NYIS | IPP Non-CHP | 10648 |  | 4 | 4 | 4 | Solar Photovoltaic | SUN | PV | 2024 |  |  | (OP) Operating |  | 5.2 | [6 empty] | 42.7753 | -73.6533 | 0 | 0 | #DIV/0! | 0%
| North Valley | 63491 | North Valley | NV | Washoe | NEVP | IPP Non-CHP | NVSOL |  | 37 | 26.5 | 34.3 | Solar Photovoltaic | SUN | PV | 2023.5 |  |  | (OP) Operating |  | 8.3 | [6 empty] | 40.3729 | -119.4625 | 0 | 0 | #DIV/0! | 0%
| Southern Indiana Gas & Elec Co | 58577 | Veolia ES Blackfoot Landfill Facility | IN | Pike | MISO | Electric Utility | BLG1 |  | 3.2 | 2.2 | 2 | Landfill Gas | LFG | IC | 2009 |  |  | (OP) Operating | [8 empty] | 38.3272 | -87.2006 | 0 | 0 | #DIV/0! | 0%
| American Mun Power-Ohio, Inc | 7775 | Versailles Peaking | OH | Darke | PJM | Electric Utility | 1 |  | 5.4 | 5.4 | 5.4 | Petroleum Liquids | DFO | IC | 1999 |  |  | (OP) Operating | [8 empty] | 40.2247 | -84.4769 | 0 | 0 | #DIV/0! | 0%
| AlsoEnergy | 60918 | Verwey-Hanford Dairy Digester #1 | CA | Kings | CISO | Industrial Non-CHP | 00003 |  | 1 | 1 | 1 | Other Waste Biomass | OBG | IC | 2016 |  |  | (OP) Operating | [8 empty] | 36.1852 | -119.6815 | 0 | 0 | #DIV/0! | 0%
| Ameresco Glendale Road Solar PV LLC | 60908 | Northampton Landfill Solar PV | MA | Hampshire | ISNE | IPP Non-CHP | 62380 |  | 2.4 | 2.4 | 2.4 | Solar Photovoltaic | SUN | PV | 2017 |  |  | (OP) Operating |  | 3.2 | [6 empty] | 42.2937 | -72.714 | 0 | 0 | #DIV/0! | 0%
| Consolidated Edison Development Inc. | 58385 | Northbridge Solar | MA | Worcester | ISNE | IPP Non-CHP | NSMA |  | 1.9 | 1.9 | 1.9 | Solar Photovoltaic | SUN | PV | 2013 |  |  | (OP) Operating |  | 2.5 | [6 empty] | 42.1664 | -71.6456 | 0 | 0 | #DIV/0! | 0%
| Hanford Renewable Energy LLC | 62418 | Verwey-Hanford Dairy Digester #2 | CA | Kings | CISO | Industrial Non-CHP | 4 |  | 1 | 1 | 1 | Other Waste Biomass | OBG | IC | 2019 |  |  | (OP) Operating | [8 empty] | 36.1852 | -119.6815 | 0 | 0 | #DIV/0! | 0%
| Hanford Renewable Energy LLC | 62419 | Verwey-Hanford Dairy Digester #3 | CA | Kings | CISO | Industrial Non-CHP | 4 |  | 1 | 1 | 1 | Other Waste Biomass | OBG | IC | 2019 |  |  | (OP) Operating | [8 empty] | 36.1852 | -119.6815 | 0 | 0 | #DIV/0! | 0%
| Vicinity Energy Trenton, L.P. | 50094 | Vicinity Energy Trenton, L.P. | NJ | Mercer | PJM | Commercial CHP | 7214 |  | 6 | 2 | 5 | Natural Gas Internal Combustion Engine | NG | IC | 1983 |  |  | (OP) Operating | [8 empty] | 40.2167 | -74.7667 | 0 | 0 | #DIV/0! | 0%
| Alaska Power and Telephone Co | 56147 | Viking | AK | Prince of Wales Ketchikan |  | Electric Utility | 1 |  | 1 | 1 | 1 | Petroleum Liquids | DFO | IC | 2003 |  |  | (OS) Out of service and NOT expected to return to service in next calendar year | [8 empty] | 55.5407 | -133.1023 | 0 | 0 | #DIV/0! | 0%
| Power Depot Group A, LLC | 65580 | Villa Cavasos | TX | Cameron | ERCO | IPP Non-CHP | VC1 |  | 9 | 7.5 | 9 | Petroleum Liquids | DFO | IC | 2013 |  |  | (OP) Operating | [8 empty] | 26.0213 | -97.5963 | 0 | 0 | #DIV/0! | 0%
| Ft Worth City of | 54520 | Village Creek Water Reclamation Facility | TX | Tarrant | ERCO | Commercial CHP | SD1 |  | 12.4 | 10.2 | 12.4 | Natural Gas Internal Combustion Engine | NG | IC | 1997.5 |  |  | (SB) Standby/Backup: available for service but not normally used | [8 empty] | 32.7751 | -97.1421 | 0 | 0 | #DIV/0! | 0%
| Terraform Arcadia | 60992 | Northern Cardinal Solar | NC | Halifax | PJM | IPP Non-CHP | NCARD |  | 2 | 2 | 2 | Solar Photovoltaic | SUN | PV | 2018 |  |  | (OP) Operating |  | 3.6 | [6 empty] | 36.4333 | -77.7198 | 0 | 0 | #DIV/0! | 0%
| Arevon Energy, Inc. | 65412 | Northern Cardinal Solar SCS IL 1, LLC | IL | Champaign | MISO | IPP Non-CHP | 20213 |  | 10 | 10 | 10 | Solar Photovoltaic | SUN | PV | 2021 |  |  | (OP) Operating |  | 12.3 | [6 empty] | 40.07 | -88.243 | 0 | 0 | #DIV/0! | 0%
| Northern Colorado Wind LLC | 57290 | Northern Colorado Wind LLC | CO | Logan | PSCO | IPP Non-CHP | GE |  | 174.3 | 174.3 | 174.3 | Onshore Wind Turbine | WND | WT | 2009 |  |  | (OP) Operating | [8 empty] | 40.9881 | -102.8969 | 0 | 0 | #DIV/0! | 0%
| Avangrid Power LLC | 56383 | Northern Iowa Windpower II | IA | Worth | MISO | IPP Non-CHP | TOI2 |  | 80 | 80 | 80 | Onshore Wind Turbine | WND | WT | 2008 |  |  | (OP) Operating | [8 empty] | 43.3608 | -93.2978 | 0 | 0 | #DIV/0! | 0%
| Northern Lights Wind LLC (Longroad) | 56411 | Northern Lights Wind LLC | MN | Pipestone | MISO | IPP Non-CHP | 1 |  | 1.7 | 1.7 | 1.7 | Onshore Wind Turbine | WND | WT | 2004 |  |  | (OP) Operating | [8 empty] | 44.015 | -96.4367 | 0 | 0 | #DIV/0! | 0%
| City of Villisca - (IA) | 1193 | Villisca Municipal Power Plant | IA | Montgomery | MISO | Electric Utility | 5 |  | 4 | 4 | 4 | Petroleum Liquids | DFO | IC | 2003 |  |  | (SB) Standby/Backup: available for service but not normally used | [8 empty] | 40.9315 | -94.9855 | 0 | 0 | #DIV/0! | 0%
| Florida Power & Light Co | 62645 | Northern Preserve Solar | FL | Baker | FPL | Electric Utility | 1 |  | 74.5 | 74.5 | 74.5 | Solar Photovoltaic | SUN | PV | 2020 |  |  | (OP) Operating |  | 98.4 | [6 empty] | 30.2473 | -82.2269 | 0 | 0 | #DIV/0! | 0%
| City of Vinton - (IA) | 1194 | Vinton | IA | Benton | MISO | Electric Utility | 1 |  | 17.5 | 17.2 | 17.2 | Natural Gas Internal Combustion Engine | NG | IC | 1971.8571 |  |  | (OP) Operating | [8 empty] | 42.1697 | -92.0222 | 0 | 0 | #DIV/0! | 0%
| Northern States Power Co - Minnesota | 65714 | Northern Wind | MN | Murray | MISO | Electric Utility | 32004 |  | 100 | 100 | 100 | Onshore Wind Turbine | WND | WT | 2023 |  |  | (OP) Operating | [8 empty] | 44.011 | -96.0446 | 0 | 0 | #DIV/0! | 0%
| Northfield Community Solar | 60717 | Northfield Community Solar | MN | Dakota | MISO | IPP Non-CHP | NCS1 |  | 5 | 4.5 | 4.5 | Solar Photovoltaic | SUN | PV | 2016 |  |  | (OP) Operating |  | 1.3 | [6 empty] | 44.4754 | -93.1983 | 0 | 0 | #DIV/0! | 0%
| Northfield Holdco LLC | 61451 | Northfield Holdco CSG | MN | Rice | MISO | IPP Non-CHP | NORTH |  | 5 | 5 | 5 | Solar Photovoltaic | SUN | PV | 2017 |  |  | (OP) Operating |  | 7 | [6 empty] | 44.4579 | -93.1247 | 0 | 0 | #DIV/0! | 0%
| FirstLight Power Resources, Inc. - MA | 547 | Northfield Mountain | MA | Franklin | ISNE | IPP Non-CHP | 1 |  | 1168 | 1168 | 1168 | Hydroelectric Pumped Storage | WAT | PS | 1972.75 |  |  | (OP) Operating | [8 empty] | 42.6107 | -72.4716 | 0 | 0 | #DIV/0! | 0%
| Altus Power America Management, LLC | 62708 | Northfield Solar CSG | MN | Rice | MISO | IPP Non-CHP | SC |  | 5 | 5 | 5 | Solar Photovoltaic | SUN | PV | 2020 |  |  | (OP) Operating |  | 7.2 | [6 empty] | 44.4171 | -93.1531 | 0 | 0 | #DIV/0! | 0%
| AES Clean Energy | 66449 | Northline Solar CSG | NY | Rensselaer | NYIS | IPP Non-CHP | NORTH |  | 4 | 4 | 4 | Solar Photovoltaic | SUN | PV | 2024 |  |  | (OP) Operating |  | 5.66 | [6 empty] | 42.8691 | -73.6153 | 0 | 0 | #DIV/0! | 0%
| Altus Power America Management, LLC | 62903 | NorthPark Solar | NJ | Monmouth | PJM | IPP Non-CHP | NPSP1 |  | 10.6 | 10.6 | 10.6 | Solar Photovoltaic | SUN | PV | 2016 |  |  | (OP) Operating |  | 6.5 | [6 empty] | 40.2577 | -74.442 | 0 | 0 | #DIV/0! | 0%
| Village of Viola - (WI) | 4139 | Viola | WI | Richland | MISO | Electric Utility | 3 |  | 1 | 1.8 | 1.8 | Petroleum Liquids | DFO | IC | 2002 |  |  | (OP) Operating | [8 empty] | 43.507 | -90.669 | 0 | 0 | #DIV/0! | 0%
| DG Illinois Solar, LLC | 64918 | NorthropGrummanSolar(Rolling Meadows,IL) | IL | Cook | PJM | IPP Non-CHP | NGCIL |  | 1.1 | 1.1 | 1.1 | Solar Photovoltaic | SUN | PV | 2020 |  |  | (OP) Operating |  | 1.3 | [6 empty] | 42.0997 | -88.031 | 0 | 0 | #DIV/0! | 0%
| Viresco Turtle Lake | 58747 | Viresco Turtle Lake | WI | Polk | MISO | IPP CHP | GEN1 |  | 3.2 | 3.2 | 3.2 | Other Waste Biomass | OBG | IC | 2013 |  |  | (OA) Out of service but expected to return to service in next calendar year | [8 empty] | 45.3903 | -92.1625 | 0 | 0 | #DIV/0! | 0%
| Virginia Polytechnic Inst and State Unv | 56785 | Virginia Tech Power Plant | VA | Montgomery | PJM | Commercial CHP | WG01 |  | 6.3 | 2.5 | 6.3 | Natural Gas Steam Turbine | NG | ST | 1976 |  |  | (OP) Operating | [8 empty] | 37.2319 | -80.4211 | 0 | 0 | #DIV/0! | 0%
| Vitro Architectural Glass (PA) | 58051 | Vitro Architectural Glass (PA) | PA | Cumberland | PJM | Industrial Non-CHP | L121 |  | 5 | 5 | 5 | Petroleum Liquids | DFO | IC | 2004.3333 |  |  | (SB) Standby/Backup: available for service but not normally used | [8 empty] | 40.1264 | -77.1644 | 0 | 0 | #DIV/0! | 0%
| Northwest Ohio Wind, LLC | 59296 | Northwest Ohio Wind | OH | Paulding | PJM | IPP Non-CHP | NWO-B |  | 109.8 | 104.8 | 104.8 | Batteries | MWH | BA | 2020 |  |  | (OP) Operating | 3.4 | [7 empty] | 41.0169 | -84.5936 | 0 | 0 | #DIV/0! | 0%
| Vitro Flat Glass LLC | 58053 | Vitro Flat Glass LLC | CA | Fresno | CISO | Industrial Non-CHP | IG#2 |  | 3.3 | 2.6 | 2.6 | Petroleum Liquids | DFO | IC | 1991.6667 |  |  | (SB) Standby/Backup: available for service but not normally used | [8 empty] | 36.69 | -119.72 | 0 | 0 | #DIV/0! | 0%
| Madison Energy Holdings LLC | 64532 | Norton | MA | Bristol | ISNE | IPP Non-CHP | NORTN |  | 1.4 | 1.4 | 1.4 | Solar Photovoltaic | SUN | PV | 2023 |  |  | (OP) Operating |  | 1.7 | [6 empty] | 41.9683 | -71.1654 | 0 | 0 | #DIV/0! | 0%
| Florida Power & Light Co | 65908 | Norton Creek | FL | Madison | FPL | Electric Utility | 1 |  | 74.5 | 74.5 | 74.5 | Solar Photovoltaic | SUN | PV | 2024 |  |  | (OP) Operating |  | 104.67 | [6 empty] | 30.39 | -83.344 | 0 | 0 | #DIV/0! | 0%
| Citizens Enterprises Corporation | 61597 | Norton Landfill Solar | MA | Bristol | ISNE | IPP Non-CHP | PV1 |  | 1.5 | 1.5 | 1.5 | Solar Photovoltaic | SUN | PV | 2017 |  |  | (OP) Operating |  | 2 | [6 empty] | 41.9596 | -71.1505 | 0 | 0 | #DIV/0! | 0%
| Greenbacker Renewable Energy Corporation | 65183 | Norton LLC | MA | Bristol | ISNE | IPP Non-CHP | 671 |  | 3.3 | 3.3 | 3.3 | Solar Photovoltaic | SUN | PV | 2020 |  |  | (OP) Operating |  | 4.2 | [6 empty] | 41.9831 | -71.2146 | 0 | 0 | #DIV/0! | 0%
| City of Manassas - (VA) | 7440 | VMEA 1 Credit Gen | VA | Prince William | PJM | Electric Utility | V10 |  | 13.2 | 12.3 | 12.3 | Petroleum Liquids | DFO | IC | 1992.375 |  |  | (OP) Operating | [8 empty] | 38.7405 | -77.5081 | 0 | 0 | #DIV/0! | 0%
| Northern Indiana Pub Serv Co | 998 | Norway (IN) | IN | White | MISO | Electric Utility | 1 |  | 7.3 | 4 | 4 | Conventional Hydroelectric | WAT | HY | 1923 |  |  | (OP) Operating | [8 empty] | 40.7803 | -86.76 | 0 | 0 | #DIV/0! | 0%
| City of Norway | 1848 | Norway (MI) | MI | Dickinson | MISO | Electric Utility | 1 |  | 6.3 | 6.2 | 6.2 | Conventional Hydroelectric | WAT | HY | 1946 |  |  | (OP) Operating | [8 empty] | 45.7412 | -87.8628 | 0 | 0 | #DIV/0! | 0%
| Eagle Creek Renewable Energy, LLC | 54340 | Norway Point Hydropower Project | MI | Alpena | MISO | IPP Non-CHP | 1 |  | 4 | 4 | 4 | Conventional Hydroelectric | WAT | HY | 1990 |  |  | (OP) Operating | [8 empty] | 45.1025 | -83.5189 | 0 | 0 | #DIV/0! | 0%
| Cypress Creek Renewables | 60548 | NorWest Energy 2, LLC | OR | Deschutes | PACW | IPP Non-CHP | PV1 |  | 9.9 | 9.9 | 9.9 | Solar Photovoltaic | SUN | PV | 2016 |  |  | (OP) Operating |  | 14 | [6 empty] | 44.068 | -121.2284 | 0 | 0 | #DIV/0! | 0%
| MN8 Energy LLC | 62268 | NorWest Energy 4, LLC | OR | Klamath | PACW | IPP Non-CHP | NWE4 |  | 5.6 | 5.6 | 5 | Solar Photovoltaic | SUN | PV | 2019 |  |  | (OP) Operating |  | 6.8 | [6 empty] | 42.695 | -121.614 | 0 | 0 | #DIV/0! | 0%
| MN8 Energy LLC | 62241 | NorWest Energy 9 LLC | OR | Umatilla | PACW | IPP Non-CHP | NWE9 |  | 6 | 6 | 6 | Solar Photovoltaic | SUN | PV | 2018 |  |  | (OP) Operating |  | 8.4 | [6 empty] | 45.917 | -119.343 | 0 | 0 | #DIV/0! | 0%
| DG New York CS, LLC | 64374 | Norwich Solar and Energy Storage CSG | NY | Chenango | NYIS | IPP Non-CHP | NRWCB |  | 10 | 10 | 10 | Batteries | MWH | BA | 2021 |  |  | (OP) Operating | 15 | [7 empty] | 42.5529 | -75.5296 | 0 | 0 | #DIV/0! | 0%
| City of Manassas - (VA) | 7441 | VMEA Peaking Gen | VA | Prince William | PJM | Electric Utility | V1 |  | 6.4 | 6 | 6 | Petroleum Liquids | DFO | IC | 1992.5 |  |  | (OP) Operating | [8 empty] | 38.7405 | -77.5081 | 0 | 0 | #DIV/0! | 0%
| Erie Boulevard Hydropower LP | 2591 | Norwood | NY | St Lawrence | NYIS | IPP Non-CHP | 1 |  | 2 | 2.2 | 2.1 | Conventional Hydroelectric | WAT | HY | 1928 |  |  | (OP) Operating | [8 empty] | 44.7439 | -75.0042 | 0 | 0 | #DIV/0! | 0%
| Nostrand Solar, LLC | 63991 | Nostrand | IL | Kankakee | PJM | IPP Non-CHP | NOS |  | 2 | 2 | 2 | Solar Photovoltaic | SUN | PV | 2021 |  |  | (OP) Operating |  | 3 | [6 empty] | 41.2074 | -87.8378 | 0 | 0 | #DIV/0! | 0%
| University of Notre Dame | 62918 | Notre Dame Hydro | IN | St Joseph | PJM | Commercial Non-CHP | HYD1 |  | 2.5 | 2.5 | 2.5 | Conventional Hydroelectric | WAT | HY | 2022 |  |  | (OP) Operating | [8 empty] | 41.676 | -86.2453 | 0 | 0 | #DIV/0! | 0%
| Duke Energy Renewables Services | 56961 | Notrees Windpower Hybrid | TX | Ector | ERCO | IPP Non-CHP | BATT |  | 188.5 | 188.5 | 188.5 | Batteries | MWH | BA | 2010 |  |  | (OP) Operating | 13.6 | [7 empty] | 31.995 | -102.8283 | 0 | 0 | #DIV/0! | 0%
| Tennessee Valley Authority | 758 | Nottely | GA | Union | TVA | Electric Utility | 1 |  | 15.9 | 20.1 | 19.3 | Conventional Hydroelectric | WAT | HY | 1974.5 |  |  | (OP) Operating | [8 empty] | 34.9592 | -84.0876 | 0 | 0 | #DIV/0! | 0%
| Qualcomm Incorporated | 59458 | W Plant | CA | San Diego | CISO | Commercial CHP | W-TG1 |  | 4.6 | 4 | 4 | Natural Gas Fired Combustion Turbine | NG | GT | 2005 |  |  | (OP) Operating | [8 empty] | 32.9033 | -117.1956 | 0 | 0 | #DIV/0! | 0%
| Notus Clean Energy LLC | 57414 | Notus Wind 1 | MA | Barnstable | ISNE | IPP Non-CHP | 1 |  | 1.7 | 1.7 | 1.7 | Onshore Wind Turbine | WND | WT | 2010 | 7 | 2035 | (OP) Operating | [8 empty] | 41.6083 | -70.6089 | 0 | 0 | #DIV/0! | 0%
| W&T Offshore Inc | 54550 | W&T Onshore Treating Facility (OTF) | AL | Mobile | SOCO | Industrial CHP | 901 | CC1 | 12 | 11.1 | 11.7 | Natural Gas Fired Combined Cycle | NG | CA | 1993 |  |  | (OP) Operating | [8 empty] | 30.432 | -88.1824 | 0 | 0 | #DIV/0! | 0%
| NRG MN Community LLC | 61060 | Novel - OYA of Mapleton CSG | MN | Blue Earth | MISO | IPP Non-CHP | 0000I |  | 3.5 | 3.5 | 3.5 | Solar Photovoltaic | SUN | PV | 2018 |  |  | (OP) Operating |  | 7.2 | [6 empty] | 43.93 | -93.96 | 0 | 0 | #DIV/0! | 0%
| REA Investments, LLC | 63004 | Novel Bartel Solar CSG | MN | Olmsted | MISO | IPP Non-CHP | BART |  | 1 | 1 | 1 | Solar Photovoltaic | SUN | PV | 2020 |  |  | (OP) Operating |  | 1.4 | [6 empty] | 44.0437 | -92.6775 | 0 | 0 | #DIV/0! | 0%
| REA Investments, LLC | 63010 | Novel Benedix Solar CSG | MN | Dodge | MISO | IPP Non-CHP | BNDX |  | 1 | 1 | 1 | Solar Photovoltaic | SUN | PV | 2020 |  |  | (OP) Operating |  | 1.4 | [6 empty] | 44.1113 | -92.7468 | 0 | 0 | #DIV/0! | 0%
| REA Investments, LLC | 62961 | Novel Brooten Solar CSG | MN | Stearns | MISO | IPP Non-CHP | BROOT |  | 1 | 1 | 1 | Solar Photovoltaic | SUN | PV | 2019 |  |  | (OP) Operating |  | 1.5 | [6 empty] | 45.5126 | -95.1135 | 0 | 0 | #DIV/0! | 0%
| REA Investments, LLC | 62985 | Novel Byron Solar CSG | MN | Olmsted | MISO | IPP Non-CHP | BYRN |  | 1 | 1 | 1 | Solar Photovoltaic | SUN | PV | 2020 |  |  | (OP) Operating |  | 1.4 | [6 empty] | 44.01 | -92.62 | 0 | 0 | #DIV/0! | 0%
| REA Investments, LLC | 64485 | Novel Caroline Solar, LLC CSG | MN | Chisago | MISO | IPP Non-CHP | CRLNE |  | 1 | 1 | 1 | Solar Photovoltaic | SUN | PV | 2023 |  |  | (OP) Operating |  | 1.4 | [6 empty] | 45.4726 | -92.8992 | 0 | 0 | #DIV/0! | 0%
| REA Investments, LLC | 64486 | Novel David Solar LLC CSG | MN | Waseca | MISO | IPP Non-CHP | DAVID |  | 1 | 1 | 1 | Solar Photovoltaic | SUN | PV | 2022 |  |  | (OP) Operating |  | 1.4 | [6 empty] | 44.0004 | -93.5016 | 0 | 0 | #DIV/0! | 0%
| REA Investments, LLC | 63247 | Novel Debra Solar LLC CSG | MN | Dodge | MISO | IPP Non-CHP | DEBRA |  | 1 | 1 | 1 | Solar Photovoltaic | SUN | PV | 2020 |  |  | (OP) Operating |  | 1.4 | [6 empty] | 44.0939 | -92.7498 | 0 | 0 | #DIV/0! | 0%
| REA Investments, LLC | 62979 | Novel DeCook Solar CSG | MN | Olmsted | MISO | IPP Non-CHP | DECO |  | 1 | 1 | 1 | Solar Photovoltaic | SUN | PV | 2020 |  |  | (OP) Operating |  | 1.4 | [6 empty] | 44.0128 | -92.627 | 0 | 0 | #DIV/0! | 0%
| REA Investments, LLC | 64488 | Novel Denzer Solar LLC CSG | MN | Winona | MISO | IPP Non-CHP | DNZR |  | 1 | 1 | 1 | Solar Photovoltaic | SUN | PV | 2022 |  |  | (OP) Operating |  | 1.4 | [6 empty] | 44.1011 | -91.7629 | 0 | 0 | #DIV/0! | 0%
| Novel Froehle Solar HQ LLC | 64728 | Novel Froehle Solar LLC | MN | Stearns | MISO | IPP Non-CHP | FROLE |  | 1 | 1 | 1 | Solar Photovoltaic | SUN | PV | 2024 |  |  | (OP) Operating |  | 1.4 | [6 empty] | 45.4676 | -94.3982 | 0 | 0 | #DIV/0! | 0%
| REA Investments, LLC | 63005 | Novel Haley Solar CSG | MN | Waseca | MISO | IPP Non-CHP | HALY |  | 1 | 1 | 1 | Solar Photovoltaic | SUN | PV | 2020 |  |  | (OP) Operating |  | 1.4 | [6 empty] | 44.09 | -93.54 | 0 | 0 | #DIV/0! | 0%
| REA Investments, LLC | 64479 | Novel Handeland Solar LLC (CSG) | MN | Yellow Medicine | MISO | IPP Non-CHP | HNDLD |  | 1 | 1 | 1 | Solar Photovoltaic | SUN | PV | 2022 |  |  | (OP) Operating |  | 1.4 | [6 empty] | 44.7821 | -95.7858 | 0 | 0 | #DIV/0! | 0%
| REA Investments, LLC | 62966 | Novel Herber Solar CSG | MN | Winona | MISO | IPP Non-CHP | HERB |  | 1 | 1 | 1 | Solar Photovoltaic | SUN | PV | 2020 |  |  | (OP) Operating |  | 1.4 | [6 empty] | 44.1067 | -91.8873 | 0 | 0 | #DIV/0! | 0%
| REA Investments, LLC | 62967 | Novel Herickhoff Solar CSG | MN | Douglas | MISO | IPP Non-CHP | HERIC |  | 1 | 1 | 1 | Solar Photovoltaic | SUN | PV | 2020 |  |  | (OP) Operating |  | 1.4 | [6 empty] | 45.8472 | -95.1484 | 0 | 0 | #DIV/0! | 0%
| REA Investments, LLC | 62963 | Novel Historical Society Solar CSG | MN | Renville | MISO | IPP Non-CHP | HIST |  | 1 | 1 | 1 | Solar Photovoltaic | SUN | PV | 2019 |  |  | (OP) Operating |  | 1.3 | [6 empty] | 44.7877 | -95.3605 | 0 | 0 | #DIV/0! | 0%
| REA Investments, LLC | 64487 | Novel Huneke Solar LLC CSG | MN | Goodhue | MISO | IPP Non-CHP | HNKE |  | 1 | 1 | 1 | Solar Photovoltaic | SUN | PV | 2021 |  |  | (OP) Operating |  | 1.4 | [6 empty] | 44.2673 | -92.6649 | 0 | 0 | #DIV/0! | 0%
| REA Investments, LLC | 62984 | Novel Jewison Solar CSG | MN | Waseca | MISO | IPP Non-CHP | JEWI |  | 1 | 1 | 1 | Solar Photovoltaic | SUN | PV | 2020 |  |  | (OP) Operating |  | 1.1 | [6 empty] | 44.21 | -93.66 | 0 | 0 | #DIV/0! | 0%
| REA Investments, LLC | 62986 | Novel Kanewischer Solar CSG | MN | Waseca | MISO | IPP Non-CHP | KANE |  | 1 | 1 | 1 | Solar Photovoltaic | SUN | PV | 2020 |  |  | (OP) Operating |  | 1.4 | [6 empty] | 44.05 | -93.5 | 0 | 0 | #DIV/0! | 0%
| REA Investments, LLC | 63987 | Novel Martens Solar LLC(CSG) | MN | Nicollet | MISO | IPP Non-CHP | MRTNS |  | 1 | 1 | 1 | Solar Photovoltaic | SUN | PV | 2022 |  |  | (OP) Operating |  | 1.4 | [6 empty] | 44.4424 | -94.3872 | 0 | 0 | #DIV/0! | 0%
| REA Investments, LLC | 62779 | Novel Martin Solar One LLC (McLeod) CSG | MN | McLeod | MISO | IPP Non-CHP | MART |  | 1 | 1 | 1 | Solar Photovoltaic | SUN | PV | 2019 |  |  | (OP) Operating |  | 1.4 | [6 empty] | 44.9029 | -94.0286 | 0 | 0 | #DIV/0! | 0%
| Novel Milbradt Solar HQ LLC | 64729 | Novel Milbradt Solar LLC | MN | Redwood | MISO | IPP Non-CHP | MLBRT |  | 1 | 1 | 1 | Solar Photovoltaic | SUN | PV | 2024 |  |  | (OP) Operating |  | 1.4 | [6 empty] | 44.6511 | -95.3396 | 0 | 0 | #DIV/0! | 0%
| REA Investments, LLC | 63007 | Novel MNDot Solar CSG | MN | Washington | MISO | IPP Non-CHP | MNDT |  | 1 | 1 | 1 | Solar Photovoltaic | SUN | PV | 2020 |  |  | (OP) Operating |  | 1.4 | [6 empty] | 44.9462 | -92.8104 | 0 | 0 | #DIV/0! | 0%
| REA Investments, LLC | 64153 | Novel Novak Solar LLC CSG | MN | Benton | MISO | IPP Non-CHP | NOVAK |  | 1 | 1 | 1 | Solar Photovoltaic | SUN | PV | 2021 |  |  | (OP) Operating |  | 1.4 | [6 empty] | 45.6594 | -93.9317 | 0 | 0 | #DIV/0! | 0%
| NRG MN Community LLC | 61059 | Novel OYA of Osakis CSG | MN | Douglas | MISO | IPP Non-CHP | 0000G |  | 5 | 5 | 5 | Solar Photovoltaic | SUN | PV | 2018 |  |  | (OP) Operating |  | 7.2 | [6 empty] | 45.85 | -95.15 | 0 | 0 | #DIV/0! | 0%
| REA Investments, LLC | 62983 | Novel Pederson Solar CSG | MN | Benton | MISO | IPP Non-CHP | PED |  | 1 | 1 | 1 | Solar Photovoltaic | SUN | PV | 2020 |  |  | (OP) Operating |  | 1.4 | [6 empty] | 45.6263 | -94.0501 | 0 | 0 | #DIV/0! | 0%
| REA Investments, LLC | 63009 | Novel Peter Solar CSG | MN | Le Sueur | MISO | IPP Non-CHP | PETR |  | 1 | 1 | 1 | Solar Photovoltaic | SUN | PV | 2021 |  |  | (OP) Operating |  | 1.4 | [6 empty] | 44.1961 | -93.6087 | 0 | 0 | #DIV/0! | 0%
| REA Investments, LLC | 62962 | Novel Reber Solar CSG | MN | Stearns | MISO | IPP Non-CHP | REBER |  | 1 | 1 | 1 | Solar Photovoltaic | SUN | PV | 2019 |  |  | (OP) Operating |  | 1.5 | [6 empty] | 45.6287 | -94.5937 | 0 | 0 | #DIV/0! | 0%
| REA Investments, LLC | 62982 | Novel Schmoll Farms Solar CSG | MN | Dodge | MISO | IPP Non-CHP | SCHM |  | 1 | 1 | 1 | Solar Photovoltaic | SUN | PV | 2020 |  |  | (OP) Operating |  | 1.4 | [6 empty] | 43.97 | -92.86 | 0 | 0 | #DIV/0! | 0%
| REA Investments, LLC | 64484 | Novel Schroeder Solar LLC CSG | MN | Renville | MISO | IPP Non-CHP | SCRDR |  | 1 | 1 | 1 | Solar Photovoltaic | SUN | PV | 2023 |  |  | (OP) Operating |  | 1.4 | [6 empty] | 44.8042 | -95.2056 | 0 | 0 | #DIV/0! | 0%
| REA Investments, LLC | 64154 | Novel Shelly Solar LLC (CSG) | MN | Lyon | MISO | IPP Non-CHP | SHLLY |  | 1 | 1 | 1 | Solar Photovoltaic | SUN | PV | 2022 |  |  | (OP) Operating |  | 1.4 | [6 empty] | 44.614 | -95.6427 | 0 | 0 | #DIV/0! | 0%
| REA Investments, LLC | 64482 | Novel Stavem Solar LLC CSG | MN | Pope | MISO | IPP Non-CHP | STAVM |  | 1 | 1 | 1 | Solar Photovoltaic | SUN | PV | 2021 |  |  | (OP) Operating |  | 1.4 | [6 empty] | 45.6668 | -95.4019 | 0 | 0 | #DIV/0! | 0%
| REA Investments, LLC | 64563 | Novel Stein Solar LLC CSG | MN | Chisago | MISO | IPP Non-CHP | STEIN |  | 1 | 1 | 1 | Solar Photovoltaic | SUN | PV | 2022 |  |  | (OP) Operating |  | 1.4 | [6 empty] | 45.3891 | -92.6761 | 0 | 0 | #DIV/0! | 0%
| REA Investments, LLC | 64483 | Novel Sunnyfield Farms Solar LLC CSG | MN | Wabasha | MISO | IPP Non-CHP | SNYFD |  | 1 | 1 | 1 | Solar Photovoltaic | SUN | PV | 2022 |  |  | (OP) Operating |  | 1.4 | [6 empty] | 44.2459 | -92.5462 | 0 | 0 | #DIV/0! | 0%
| REA Investments, LLC | 63249 | Novel Wayne Solar LLC CSG | MN | Dodge | MISO | IPP Non-CHP | WAYNE |  | 1 | 1 | 1 | Solar Photovoltaic | SUN | PV | 2021 |  |  | (OP) Operating |  | 1.4 | [6 empty] | 44.1023 | -92.7465 | 0 | 0 | #DIV/0! | 0%
| REA Investments, LLC | 63008 | Novel Winegar Partnership Solar CSG | MN | Waseca | MISO | IPP Non-CHP | WINE |  | 1 | 1 | 1 | Solar Photovoltaic | SUN | PV | 2021 |  |  | (OP) Operating |  | 1.4 | [6 empty] | 44.0885 | -93.5548 | 0 | 0 | #DIV/0! | 0%
| General Electric Co | 10058 | Wabtec U.S Rail, Grove City Engine Plant | PA | Mercer | PJM | Industrial Non-CHP | REGN |  | 4.4 | 4.3 | 4.2 | Petroleum Liquids | DFO | IC | 1984 |  |  | (OP) Operating | [8 empty] | 41.1694 | -80.1055 | 0 | 0 | #DIV/0! | 0%
| Avista Corp | 2199 | Noxon Rapids | MT | Sanders | AVA | Electric Utility | 1 |  | 487.8 | 580.7 | 622.5 | Conventional Hydroelectric | WAT | HY | 1962.8 |  |  | (OP) Operating | [8 empty] | 47.9605 | -115.7336 | 0 | 0 | #DIV/0! | 0%
| American Mun Power-Ohio, Inc | 66464 | Wadsworth HBS RTO BTM | OH | Medina | PJM | Electric Utility | PB1 |  | 10.8 | 10.8 | 10.8 | Petroleum Liquids | DFO | IC | 2020 |  |  | (OP) Operating | [8 empty] | 41.0354 | -81.749 | 0 | 0 | #DIV/0! | 0%
| American Mun Power-Ohio, Inc | 66453 | Wadsworth IPS RTO BTM | OH | Medina | PJM | Electric Utility | PB1 |  | 10.8 | 10.8 | 10.8 | Petroleum Liquids | DFO | IC | 2023 |  |  | (OP) Operating | [8 empty] | 41.0863 | -81.7274 | 0 | 0 | #DIV/0! | 0%
| City of Wahoo - (NE) | 2310 | Wahoo | NE | Saunders | SWPP | Electric Utility | 1 |  | 14.2 | 13.6 | 13.6 | Natural Gas Internal Combustion Engine | NG | IC | 1956.1667 |  |  | (OP) Operating | [8 empty] | 41.2118 | -96.6115 | 0 | 0 | #DIV/0! | 0%
| Hawaii Electric Light Co Inc | 768 | Waimea | HI | Hawaii |  | Electric Utility | 12 |  | 7.5 | 7.5 | 7.5 | Petroleum Liquids | DFO | IC | 1971.3333 |  |  | (OP) Operating | [8 empty] | 20.0252 | -155.6955 | 0 | 0 | #DIV/0! | 0%
| City of Wakefield - (NE) | 2311 | Wakefield | NE | Dixon | SWPP | Electric Utility | 2 |  | 4.1 | 3.2 | 3.2 | Petroleum Liquids | DFO | IC | 1953.25 |  |  | (OP) Operating | [8 empty] | 42.2691 | -96.8621 | 0 | 0 | #DIV/0! | 0%
| Walmart Stores Texas, LLC | 64813 | WAL1040 | TX | Harris | ERCO | Commercial Non-CHP | GEN1 |  | 1.2 | 1.2 | 1.2 | Natural Gas Internal Combustion Engine | NG | IC | 2019 |  |  | (OP) Operating | [8 empty] | 29.8776 | -95.6515 | 0 | 0 | #DIV/0! | 0%
| Walmart Stores Texas, LLC | 64814 | WAL1062 | TX | Harris | ERCO | Commercial Non-CHP | GEN1 |  | 1.2 | 1.2 | 1.2 | Natural Gas Internal Combustion Engine | NG | IC | 2021 |  |  | (OP) Operating | [8 empty] | 29.552 | -95.1591 | 0 | 0 | #DIV/0! | 0%
| Walmart Stores Texas, LLC | 64815 | WAL1103 | TX | Harris | ERCO | Commercial Non-CHP | GEN1 |  | 1.2 | 1.2 | 1.2 | Natural Gas Internal Combustion Engine | NG | IC | 2019 |  |  | (OP) Operating | [8 empty] | 29.9982 | -95.4862 | 0 | 0 | #DIV/0! | 0%
| Walmart Stores Texas, LLC | 64816 | WAL1232 | TX | Bell | ERCO | Commercial Non-CHP | GEN1 |  | 1.2 | 1.2 | 1.2 | Natural Gas Internal Combustion Engine | NG | IC | 2020 |  |  | (OP) Operating | [8 empty] | 31.0808 | -97.4578 | 0 | 0 | #DIV/0! | 0%
| Walmart Stores Texas, LLC | 64829 | WAL1272 | TX | Scurry | ERCO | Commercial Non-CHP | GEN1 |  | 1.2 | 1.2 | 1.2 | Natural Gas Internal Combustion Engine | NG | IC | 2021 |  |  | (OP) Operating | [8 empty] | 32.691 | -100.9179 | 0 | 0 | #DIV/0! | 0%
| Standard Solar | 66368 | NSE Astoria - Skyward | OR | Clackamas | PGE | IPP Non-CHP | SKYW |  | 2.5 | 2.5 | 2.5 | Solar Photovoltaic | SUN | PV | 2021 |  |  | (OP) Operating |  | 2.8 | [6 empty] | 45.4186 | -122.2779 | 0 | 0 | #DIV/0! | 0%
| Nautilus Solar Solutions | 64355 | NSE Camber BH CSG 2, LLC | CO | Crowley | WACM | IPP Non-CHP | SC |  | 2 | 2 | 2 | Solar Photovoltaic | SUN | PV | 2021 |  |  | (OP) Operating |  | 2.8 | [6 empty] | 38.2092 | -103.7473 | 0 | 0 | #DIV/0! | 0%
| Nautilus Solar Solutions | 64353 | NSE Camber Solar PS11 LLC (CSG) | CO | Logan | WACM | IPP Non-CHP | SC |  | 2 | 2 | 2 | Solar Photovoltaic | SUN | PV | 2022 |  |  | (OP) Operating |  | 2.8 | [6 empty] | 40.6136 | -103.2337 | 0 | 0 | #DIV/0! | 0%
| Nautilus Solar Solutions | 64356 | NSE Camber Solar PS13 LLC (CSG) | CO | Logan | WACM | IPP Non-CHP | SC |  | 2 | 2 | 2 | Solar Photovoltaic | SUN | PV | 2022 |  |  | (OP) Operating |  | 2.8 | [6 empty] | 40.6191 | -103.1589 | 0 | 0 | #DIV/0! | 0%
| Nautilus Solar Solutions | 64358 | NSE Camber Solar PS5 LLC (CSG) | CO | Weld | WACM | IPP Non-CHP | SC |  | 2 | 2 | 2 | Solar Photovoltaic | SUN | PV | 2022 |  |  | (OP) Operating |  | 2.8 | [6 empty] | 40.2502 | -104.8395 | 0 | 0 | #DIV/0! | 0%
| Nautilus Solar Solutions | 64357 | NSE Camber Solar PS6 LLC CSG | CO | Weld | WACM | IPP Non-CHP | SC |  | 2 | 2 | 2 | Solar Photovoltaic | SUN | PV | 2022 |  |  | (OP) Operating |  | 2.8 | [6 empty] | 40.2607 | -104.8242 | 0 | 0 | #DIV/0! | 0%
| NSF Energy One LLC | 67592 | NSF Aurelius Site 1 LLC | NY | Cayuga | NYIS | IPP Non-CHP | PV1 |  | 5 | 5 | 5 | Solar Photovoltaic | SUN | PV | 2024 |  |  | (OP) Operating |  | 6.74 | [6 empty] | 42.9221 | -76.6079 | 0 | 0 | #DIV/0! | 0%
| NSF Energy One LLC | 67593 | NSF Aurelius Site 2, LLC | NY | Cayuga | NYIS | IPP Non-CHP | PV1 |  | 5 | 5 | 5 | Solar Photovoltaic | SUN | PV | 2024 |  |  | (OP) Operating |  | 6.74 | [6 empty] | 42.9227 | -76.6025 | 0 | 0 | #DIV/0! | 0%
| NSF Energy One LLC | 67594 | NSF Aurelius Site 3 LLC | NY | Cayuga | NYIS | IPP Non-CHP | PV1 |  | 5 | 5 | 5 | Solar Photovoltaic | SUN | PV | 2024 |  |  | (OP) Operating |  | 6.74 | [6 empty] | 42.9194 | -76.6077 | 0 | 0 | #DIV/0! | 0%
| NSF Energy One LLC | 67595 | NSF Aurelius Site 4 LLC | NY | Cayuga | NYIS | IPP Non-CHP | PV1 |  | 4.9 | 4.9 | 4.9 | Solar Photovoltaic | SUN | PV | 2024 |  |  | (OP) Operating |  | 6.57 | [6 empty] | 42.9195 | -76.6042 | 0 | 0 | #DIV/0! | 0%
| NSF Torrey Site 1, LLC | 67606 | NSF Torrey Site 1 | NY | Yates | NYIS | IPP Non-CHP | TRY01 |  | 4.6 | 4.6 | 4.6 | Solar Photovoltaic | SUN | PV | 2023 |  |  | (OP) Operating |  | 7 | [6 empty] | 42.659 | -76.935 | 0 | 0 | #DIV/0! | 0%
| NSF Torrey Site 2, LLC | 67605 | NSF Torrey Site 2 | NY | Yates | NYIS | IPP Non-CHP | TRY02 |  | 5 | 5 | 5 | Solar Photovoltaic | SUN | PV | 2023 |  |  | (OP) Operating |  | 7.6 | [6 empty] | 42.659 | -76.931 | 0 | 0 | #DIV/0! | 0%
| NSF Torrey Site 3, LLC | 67604 | NSF Torrey Site 3 | NY | Yates | NYIS | IPP Non-CHP | TRY03 |  | 5 | 5 | 5 | Solar Photovoltaic | SUN | PV | 2023 |  |  | (OP) Operating |  | 7.5 | [6 empty] | 42.659 | -76.927 | 0 | 0 | #DIV/0! | 0%
| Walmart Stores Texas, LLC | 64883 | WAL1455 | TX | Tarrant | ERCO | Commercial Non-CHP | GEN1 |  | 1.2 | 1.2 | 1.2 | Natural Gas Internal Combustion Engine | NG | IC | 2021 |  |  | (OP) Operating | [8 empty] | 32.7645 | -97.1693 | 0 | 0 | #DIV/0! | 0%
| Invenergy Services LLC | 65522 | Number Three Wind Project | NY | Lewis | NYIS | IPP Non-CHP | 65013 |  | 106 | 106 | 106 | Onshore Wind Turbine | WND | WT | 2023 |  |  | (OP) Operating | [8 empty] | 43.8396 | -75.5699 | 0 | 0 | #DIV/0! | 0%
| Walmart Stores Texas, LLC | 64884 | WAL1801 | TX | Tarrant | ERCO | Commercial Non-CHP | GEN1 |  | 1.2 | 1.2 | 1.2 | Natural Gas Internal Combustion Engine | NG | IC | 2022 |  |  | (OP) Operating | [8 empty] | 32.6687 | -97.1318 | 0 | 0 | #DIV/0! | 0%
| CD US Solar MT 2 LLC | 58448 | Nunn | CA | San Bernardino | CISO | IPP Non-CHP | 1 |  | 1 | 1 | 1 | Solar Photovoltaic | SUN | PV | 2013 |  |  | (OP) Operating |  | 1.4 | [6 empty] | 34.5092 | -117.1544 | 0 | 0 | #DIV/0! | 0%
| Clean Focus Yield, LLC | 59080 | Nunnepog | MA | Dukes | ISNE | IPP Non-CHP | NUN1 |  | 1 | 1 | 1 | Solar Photovoltaic | SUN | PV | 2014 |  |  | (OP) Operating |  | 1.4 | [6 empty] | 41.3589 | -70.505 | 0 | 0 | #DIV/0! | 0%
| Nutmeg Solar LLC | 63592 | Nutmeg Solar | CT | Hartford | ISNE | IPP Non-CHP | NUTMG |  | 19.6 | 19.6 | 19.6 | Solar Photovoltaic | SUN | PV | 2020 |  |  | (OP) Operating |  | 21.6 | [6 empty] | 41.9748 | -72.5108 | 0 | 0 | #DIV/0! | 0%
| Walmart Stores Texas, LLC | 64769 | WAL194 | TX | Harris | ERCO | Commercial Non-CHP | GEN1 |  | 1.2 | 1.2 | 1.2 | Natural Gas Internal Combustion Engine | NG | IC | 2021 |  |  | (OP) Operating | [8 empty] | 29.7763 | -94.9745 | 0 | 0 | #DIV/0! | 0%
| REA Investments, LLC | 67929 | Nutting Ridge Solar, LLC | ME | Oxford | ISNE | IPP Non-CHP | NNTRG |  | 4 | 4 | 4 | Solar Photovoltaic | SUN | PV | 2023 |  |  | (OP) Operating | [8 empty] | 44.0708 | -70.5429 | 0 | 0 | #DIV/0! | 0%
| NWP Indian Mesa Wind Farm LP | 55747 | NWP Indian Mesa Wind Farm | TX | Pecos | ERCO | IPP Non-CHP | NWP2 |  | 82.5 | 82.5 | 82.5 | Onshore Wind Turbine | WND | WT | 2001 |  |  | (OP) Operating | [8 empty] | 30.9315 | -102.2014 | 0 | 0 | #DIV/0! | 0%
| Nautilus Solar Solutions | 63800 | NY - CSG - Ellsworth II | NY | Saratoga | NYIS | IPP Non-CHP | 23 |  | 2 | 2 | 2 | Solar Photovoltaic | SUN | PV | 2019 |  |  | (OP) Operating |  | 3.1 | [6 empty] | 42.8997 | -73.7075 | 0 | 0 | #DIV/0! | 0%
| NY - Mines Press | 65815 | NY - Mines Press | NY | Westchester | NYIS | IPP Non-CHP | MPBS |  | 2 | 2 | 2 | Batteries | MWH | BA | 2021.5 |  |  | (OP) Operating | 2.1 | [7 empty] | 41.278 | -73.8661 | 0 | 0 | #DIV/0! | 0%
| Forefront Power, LLC | 65450 | NY - PANYNJ - LaGuardia - Rooftop | NY | Queens | NYIS | IPP Non-CHP | 18002 |  | 1 | 1 | 1 | Solar Photovoltaic | SUN | PV | 2022 |  |  | (OP) Operating |  | 1.3 | [6 empty] | 40.773 | -73.8747 | 0 | 0 | #DIV/0! | 0%
| Standard Solar | 63224 | NY 26 Carthage CSG | NY | Jefferson | NYIS | IPP Non-CHP | X0140 |  | 5 | 5 | 5 | Solar Photovoltaic | SUN | PV | 2020 |  |  | (OP) Operating |  | 7.2 | [6 empty] | 43.9555 | -75.6181 | 0 | 0 | #DIV/0! | 0%
| Catalyze Pombrio Solar Farm 1 Microgrid, LLC | 67599 | NY ALTONA MAYOTT - Environomics P1 | NY | Clinton | NYIS | IPP Non-CHP | 20641 |  | 5 | 5 | 5 | Solar Photovoltaic | SUN | PV | 2024 |  |  | (OP) Operating |  | 7.3 | [6 empty] | 44.8784 | -73.5835 | 0 | 0 | #DIV/0! | 0%
| Catalyze Pombrio Solar Farm 2 Microgrid, LLC | 67600 | NY ALTONA MAYOTT - Environomics P2 | NY | Clinton | NYIS | IPP Non-CHP | 20641 |  | 5 | 5 | 5 | Solar Photovoltaic | SUN | PV | 2024 |  |  | (OP) Operating |  | 7.3 | [6 empty] | 44.8784 | -73.5835 | 0 | 0 | #DIV/0! | 0%
| DG Empire Sun, LLC | 67045 | NY Avon I CSG | NY | Livingston | NYIS | IPP Non-CHP | AVON1 |  | 5 | 5 | 5 | Solar Photovoltaic | SUN | PV | 2024 |  |  | (OP) Operating |  | 5.01 | [6 empty] | 42.9002 | -77.7295 | 0 | 0 | #DIV/0! | 0%
| NY CDG 010 LLC | 68784 | NY CDG 010 | NY | Queens | NYIS | IPP Non-CHP | NY010 |  | 1.2 | 1.2 | 0.6 | Solar Photovoltaic | SUN | PV | 2025 |  |  | (OP) Operating | [8 empty] | 40.7803 | -73.9015 | 0 | 0 | #DIV/0! | 0%
| NY- CSG- Johnstown 2 | 63780 | NY- CSG- Johnstown 2 | NY | Fulton | NYIS | IPP Non-CHP | JOHN2 |  | 2 | 2 | 2 | Solar Photovoltaic | SUN | PV | 2020 |  |  | (OP) Operating |  | 2.7 | [6 empty] | 43.0423 | -74.3788 | 0 | 0 | #DIV/0! | 0%
| NY- CSG- Livingston 4 | 63781 | NY- CSG- Livingston 4 | NY | Livingston | NYIS | IPP Non-CHP | LIV4 |  | 2 | 2 | 2 | Solar Photovoltaic | SUN | PV | 2020 |  |  | (OP) Operating |  | 2.8 | [6 empty] | 42.9199 | -77.7642 | 0 | 0 | #DIV/0! | 0%
| Finchville Tpke LLC | 67480 | NY Finchville Tpke CSG | NY | Orange | NYIS | IPP Non-CHP | FCHVL |  | 1.8 | 1.8 | 1.8 | Solar Photovoltaic | SUN | PV | 2024 |  |  | (OP) Operating |  | 1.81 | [6 empty] | 41.4494 | -74.5548 | 0 | 0 | #DIV/0! | 0%
| Frankfort Solar Farm LLC | 67585 | Ny Frankfort Bleecker St - Frankfort -NG | NY | Herkimer | NYIS | IPP Non-CHP | 21015 |  | 4 | 4 | 4 | Solar Photovoltaic | SUN | PV | 2024 |  |  | (OP) Operating |  | 4.8 | [6 empty] | 43.0884 | -75.177 | 0 | 0 | #DIV/0! | 0%
| SL Fredonia, LLC | 66525 | NY Fredonia 9824 Route 60 Solar | NY | Chautauqua | NYIS | IPP Non-CHP | 21105 |  | 5 | 5 | 5 | Solar Photovoltaic | SUN | PV | 2025 |  |  | (OP) Operating | [8 empty] | 42.4311 | -79.3025 | 0 | 0 | #DIV/0! | 0%
| NYSolar03 LLC | 66526 | NY Geneseo 3240 W Lake Rd Solar | NY | Livingston | NYIS | IPP Non-CHP | 19372 |  | 5 | 5 | 5 | Solar Photovoltaic | SUN | PV | 2024 |  |  | (OP) Operating |  | 6.5 | [6 empty] | 42.8472 | -77.7183 | 0 | 0 | #DIV/0! | 0%
| Grand Island Sunrise LLC | 66527 | NY Grand Island 871 Whitehaven Rd Solar | NY | Erie | NYIS | IPP Non-CHP | 21011 |  | 5 | 5 | 5 | Solar Photovoltaic | SUN | PV | 2024 |  |  | (OP) Operating |  | 5.7 | [6 empty] | 43.0275 | -78.9207 | 0 | 0 | #DIV/0! | 0%
| Solitude Solar Russell County Rd 21 Microgrid, LLC | 67031 | NY Hermon 1040 County Rd 21 | NY | St. Lawrence | NYIS | IPP Non-CHP | 20144 |  | 2.2 | 2.2 | 2.2 | Solar Photovoltaic | SUN | PV | 2024 |  |  | (OP) Operating |  | 2.4 | [6 empty] | 44.432 | -75.21 | 0 | 0 | #DIV/0! | 0%
| AC Power 14, LLC | 66528 | NY Lancaster Gunnville Rd Site 1 Solar C | NY | Erie | NYIS | IPP Non-CHP | 18237 |  | 5 | 5 | 5 | Solar Photovoltaic | SUN | PV | 2024 |  |  | (OP) Operating |  | 6.1 | [6 empty] | 42.9526 | -78.618 | 0 | 0 | #DIV/0! | 0%
| AC Power 14, LLC | 66529 | NY Lancaster Shisler Rd Site 2 Solar CSG | NY | St Lawrence | NYIS | IPP Non-CHP | 21013 |  | 5.2 | 5.2 | 5.2 | Solar Photovoltaic | SUN | PV | 2024 |  |  | (OP) Operating |  | 6.6 | [6 empty] | 44.6789 | -74.9641 | 0 | 0 | #DIV/0! | 0%
| Lower Road II, LLC | 67481 | NY Lower Road II CSG | NY | Orange | NYIS | IPP Non-CHP | LWRD2 |  | 2 | 2 | 2 | Solar Photovoltaic | SUN | PV | 2023 |  |  | (OP) Operating |  | 2.8 | [6 empty] | 41.338 | -74.481 | 0 | 0 | #DIV/0! | 0%
| Lower Road III, LLC | 67482 | NY Lower Road III CSG | NY | Orange | NYIS | IPP Non-CHP | LWRD3 |  | 2 | 2 | 2 | Solar Photovoltaic | SUN | PV | 2023 |  |  | (OP) Operating |  | 2.8 | [6 empty] | 41.333 | -74.4845 | 0 | 0 | #DIV/0! | 0%
| Catalyze Newark Solar Farm 1 Microgrid, LLC | 67571 | NY Newark St Rt 31 - Environomics S1 | NY | Ontario | NYIS | IPP Non-CHP | 20880 |  | 5 | 5 | 5 | Solar Photovoltaic | SUN | PV | 2024 |  |  | (OP) Operating |  | 7.4 | [6 empty] | 43.035 | -77.1484 | 0 | 0 | #DIV/0! | 0%
| Catalyze Newark Solar Farm 2 Microgrid, LLC | 67586 | NY Newark ST RT 31 - Environomics S2 | NY | Ontario | NYIS | IPP Non-CHP | 20654 |  | 4 | 4 | 4 | Solar Photovoltaic | SUN | PV | 2024 |  |  | (OP) Operating |  | 5.9 | [6 empty] | 43.0331 | -77.1464 | 0 | 0 | #DIV/0! | 0%
| NY CDG Genesee 4 LLC | 67610 | NY PAVILION 6464 SHEPARD RD - Genesee 4 | NY | Genesee | NYIS | IPP Non-CHP | 21602 |  | 4.3 | 4.3 | 4.3 | Solar Photovoltaic | SUN | PV | 2025 |  |  | (OP) Operating | [8 empty] | 42.8774 | -78.0535 | 0 | 0 | #DIV/0! | 0%
| Potsdam Community Solar 2, LLC | 66530 | NY Potsdam 28 Hamilton St. Solar | NY | St Lawrence | NYIS | IPP Non-CHP | 21013 |  | 4.4 | 4.4 | 4.4 | Solar Photovoltaic | SUN | PV | 2024 |  |  | (OP) Operating |  | 6.4 | [6 empty] | 44.6789 | -74.9641 | 0 | 0 | #DIV/0! | 0%
| DG Empire Shine, LLC | 67227 | NY Ridgeway I CSG | NY | Orleans | NYIS | IPP Non-CHP | NYRWY |  | 3 | 3 | 3 | Solar Photovoltaic | SUN | PV | 2023 |  |  | (OP) Operating |  | 3.8 | [6 empty] | 43.281 | -78.37 | 0 | 0 | #DIV/0! | 0%
| SL Sherman, LLC | 67034 | NY SHERMAN 176 W MAIN ST - SL 1 | NY | Chautauqua | NYIS | IPP Non-CHP | 21104 |  | 4.7 | 4.7 | 4.7 | Solar Photovoltaic | SUN | PV | 2024 |  |  | (OP) Operating |  | 6.4 | [6 empty] | 42.1561 | -79.6016 | 0 | 0 | #DIV/0! | 0%
| SL Sherman II, LLC | 67035 | NY SHERMAN 191 W MAIN ST - SL 2 | NY | Chautauqua | NYIS | IPP Non-CHP | 21109 |  | 5 | 5 | 5 | Solar Photovoltaic | SUN | PV | 2025 |  |  | (OP) Operating | [8 empty] | 42.1561 | -79.6016 | 0 | 0 | #DIV/0! | 0%
| DG Empire Lumen 2023, LLC | 66856 | NY Sorrell Hill II CSG | NY | Onondaga | NYIS | IPP Non-CHP | NGSH2 |  | 5 | 5 | 5 | Solar Photovoltaic | SUN | PV | 2024 |  |  | (OP) Operating |  | 7.51 | [6 empty] | 43.1467 | -76.3547 | 0 | 0 | #DIV/0! | 0%
| Walmart Stores Texas, LLC | 64770 | WAL202 | TX | Collin | ERCO | Commercial Non-CHP | GEN1 |  | 1.3 | 1.3 | 1.3 | Petroleum Liquids | DFO | IC | 2020 |  |  | (OP) Operating | [8 empty] | 33.1004 | -96.8007 | 0 | 0 | #DIV/0! | 0%
| NY USLE Rome Rome-Oriskany LLC | 66388 | NY USLE Rome-Oriskany | NY | Oneida | NYIS | IPP Non-CHP | NECA |  | 3.5 | 3.5 | 3.5 | Solar Photovoltaic | SUN | PV | 2023 |  |  | (OP) Operating |  | 4.5 | [6 empty] | 43.1931 | -75.4276 | 0 | 0 | #DIV/0! | 0%
| DG Empire Shine, LLC | 66752 | NY Van Buren II CSG | NY | Onondaga | NYIS | IPP Non-CHP | NGVB2 |  | 3 | 3 | 3 | Solar Photovoltaic | SUN | PV | 2023 |  |  | (OP) Operating |  | 4.7 | [6 empty] | 43.1 | -76.294 | 0 | 0 | #DIV/0! | 0%
| Orange & Rockland Utils Inc | 63585 | NY3 Battery | NY | Rockland | NYIS | Electric Utility | NY3 |  | 3 | 3 | 3 | Batteries | MWH | BA | 2020 |  |  | (OP) Operating | 12 |  |  |  |  | 2026 | 12 | 6 | 41.1851 | -74.0747 | 0 | 0 | #DIV/0! | 0%
| Key Capture Energy | 65692 | NY6 Battery | NY | Erie | NYIS | IPP Non-CHP | NY6 |  | 20 | 20 | 20 | Batteries | MWH | BA | 2023 |  |  | (OP) Operating | 42 | [7 empty] | 42.8043 | -78.8276 | 0 | 0 | #DIV/0! | 0%
| Generate Capital | 66225 | NY70 Solar | NY | Livingston | NYIS | IPP Non-CHP | 10970 |  | 5 | 5 | 5 | Solar Photovoltaic | SUN | PV | 2021 |  |  | (OP) Operating |  | 6.9 | [6 empty] | 42.5522 | -77.968 | 0 | 0 | #DIV/0! | 0%
| MN8 Energy LLC | 65122 | NY8 - Branscomb Solar | NY | Rensselaer | NYIS | IPP Non-CHP | GEN1 |  | 20 | 20 | 20 | Solar Photovoltaic | SUN | PV | 2021 |  |  | (OP) Operating |  | 27 | [6 empty] | 42.963 | -73.5867 | 0 | 0 | #DIV/0! | 0%
| MN8 Energy LLC | 65839 | NY8 - Darby Solar | NY | Rensselaer | NYIS | IPP Non-CHP | GEN1 |  | 20 | 20 | 20 | Solar Photovoltaic | SUN | PV | 2023 |  |  | (OP) Operating |  | 27 | [6 empty] | 42.9703 | -73.5733 | 0 | 0 | #DIV/0! | 0%
| MN8 Energy LLC | 65841 | NY8 - ELP Stillwater Solar | NY | Saratoga | NYIS | IPP Non-CHP | GEN1 |  | 20 | 20 | 20 | Solar Photovoltaic | SUN | PV | 2023 |  |  | (OP) Operating |  | 27.4 | [6 empty] | 42.9262 | -73.7115 | 0 | 0 | #DIV/0! | 0%
| MN8 Energy LLC | 65121 | NY8 - Grissom Solar | NY | Montgomery | NYIS | IPP Non-CHP | GEN1 |  | 20 | 20 | 20 | Solar Photovoltaic | SUN | PV | 2023 |  |  | (OP) Operating |  | 27 | [6 empty] | 42.973 | -74.321 | 0 | 0 | #DIV/0! | 0%
| MN8 Energy LLC | 65123 | NY8 - Janis Solar | NY | Cortland | NYIS | IPP Non-CHP | GEN1 |  | 20 | 20 | 20 | Solar Photovoltaic | SUN | PV | 2023 |  |  | (OP) Operating |  | 27.2 | [6 empty] | 42.4539 | -75.931 | 0 | 0 | #DIV/0! | 0%
| MN8 Energy LLC | 65125 | NY8 - Puckett Solar | NY | Broome | NYIS | IPP Non-CHP | GEN1 |  | 20 | 20 | 20 | Solar Photovoltaic | SUN | PV | 2022 |  |  | (OP) Operating |  | 27.2 | [6 empty] | 42.2527 | -75.8341 | 0 | 0 | #DIV/0! | 0%
| MN8 Energy LLC | 65124 | NY8 - Regan Solar | NY | Montgomery | NYIS | IPP Non-CHP | GEN1 |  | 20 | 20 | 20 | Solar Photovoltaic | SUN | PV | 2022 |  |  | (OP) Operating |  | 27 | [6 empty] | 42.9547 | -74.3131 | 0 | 0 | #DIV/0! | 0%
| MN8 Energy LLC | 65840 | NY8 - Teichos Pattersonville | NY | Schenectady | NYIS | IPP Non-CHP | GEN1 |  | 20 | 20 | 20 | Solar Photovoltaic | SUN | PV | 2024 |  |  | (OP) Operating |  | 27.4 | [6 empty] | 42.8808 | -74.0951 | 0 | 0 | #DIV/0! | 0%
| Walmart Stores Texas, LLC | 64885 | WAL2257 | TX | Harris | ERCO | Commercial Non-CHP | GEN1 |  | 1.2 | 1.2 | 1.2 | Natural Gas Internal Combustion Engine | NG | IC | 2021 |  |  | (OP) Operating | [8 empty] | 29.8538 | -95.5091 | 0 | 0 | #DIV/0! | 0%
| Walmart Stores Texas, LLC | 64886 | WAL2439 | TX | Chambers | ERCO | Commercial Non-CHP | GEN1 |  | 1.2 | 1.2 | 1.2 | Natural Gas Internal Combustion Engine | NG | IC | 2021 |  |  | (OP) Operating | [8 empty] | 29.8175 | -94.9005 | 0 | 0 | #DIV/0! | 0%
| Walmart Stores Texas, LLC | 64771 | WAL266 | TX | Tarrant | ERCO | Commercial Non-CHP | GEN1 |  | 1.2 | 1.2 | 1.2 | Natural Gas Internal Combustion Engine | NG | IC | 2021 |  |  | (OP) Operating | [8 empty] | 32.922 | -97.082 | 0 | 0 | #DIV/0! | 0%
| Walmart Stores Texas, LLC | 64887 | WAL2667 | TX | Dallas | ERCO | Commercial Non-CHP | GEN1 |  | 1.2 | 1.2 | 1.2 | Natural Gas Internal Combustion Engine | NG | IC | 2021 |  |  | (OP) Operating | [8 empty] | 32.7938 | -96.6895 | 0 | 0 | #DIV/0! | 0%
| Walmart Stores Texas, LLC | 64888 | WAL2724 | TX | Harris | ERCO | Commercial Non-CHP | GEN1 |  | 1.2 | 1.2 | 1.2 | Natural Gas Internal Combustion Engine | NG | IC | 2020 |  |  | (OP) Operating | [8 empty] | 29.6934 | -95.2104 | 0 | 0 | #DIV/0! | 0%
| Walmart Stores Texas, LLC | 64772 | WAL284 | TX | Tarrant | ERCO | Commercial Non-CHP | GEN1 |  | 1.2 | 1.2 | 1.2 | Natural Gas Internal Combustion Engine | NG | IC | 2021 |  |  | (OP) Operating | [8 empty] | 32.5762 | -97.13 | 0 | 0 | #DIV/0! | 0%
| Walmart Stores Texas, LLC | 64889 | WAL2883 | TX | Collin | ERCO | Commercial Non-CHP | GEN1 |  | 1.2 | 1.2 | 1.2 | Natural Gas Internal Combustion Engine | NG | IC | 2021 |  |  | (OP) Operating | [8 empty] | 33.0971 | -96.7986 | 0 | 0 | #DIV/0! | 0%
| OYA NYS Rte 12 LLC | 64090 | NYS Rte 12 Community Solar | NY | Jefferson | NYIS | IPP Non-CHP | NR12S |  | 10 | 10 | 10 | Batteries | MWH | BA | 2019 |  |  | (OP) Operating | 15 | [7 empty] | 44.2548 | -76.0118 | 0 | 0 | #DIV/0! | 0%
| Walmart Stores Texas, LLC | 64890 | WAL2980 | TX | Tarrant | ERCO | Commercial Non-CHP | GEN1 |  | 1.2 | 1.2 | 1.2 | Natural Gas Internal Combustion Engine | NG | IC | 2021 |  |  | (OP) Operating | [8 empty] | 32.8952 | -97.2865 | 0 | 0 | #DIV/0! | 0%
| Walmart Stores Texas, LLC | 64891 | WAL2993 | TX | Fort Bend | ERCO | Commercial Non-CHP | GEN1 |  | 1.2 | 1.2 | 1.2 | Natural Gas Internal Combustion Engine | NG | IC | 2021 |  |  | (OP) Operating | [8 empty] | 29.6136 | -95.6446 | 0 | 0 | #DIV/0! | 0%
| Walmart Stores Texas, LLC | 64893 | WAL3224 | TX | Dallas | ERCO | Commercial Non-CHP | GEN1 |  | 1.2 | 1.2 | 1.2 | Natural Gas Internal Combustion Engine | NG | IC | 2022 |  |  | (OP) Operating | [8 empty] | 32.8422 | -96.598 | 0 | 0 | #DIV/0! | 0%
| Walmart Stores Texas, LLC | 64895 | WAL3226 | TX | Fort Bend | ERCO | Commercial Non-CHP | GEN1 |  | 1.2 | 1.2 | 1.2 | Natural Gas Internal Combustion Engine | NG | IC | 2019 |  |  | (OP) Operating | [8 empty] | 29.784 | -95.8041 | 0 | 0 | #DIV/0! | 0%
| Walmart Stores Texas, LLC | 64896 | WAL3284 | TX | Tarrant | ERCO | Commercial Non-CHP | GEN1 |  | 1.2 | 1.2 | 1.2 | Natural Gas Internal Combustion Engine | NG | IC | 2021 |  |  | (OP) Operating | [8 empty] | 32.6667 | -97.2092 | 0 | 0 | #DIV/0! | 0%
| USACE-Omaha | 3356 | Oahe | SD | Hughes | SWPP | Electric Utility | 1 |  | 786.1 | 714 | 714 | Conventional Hydroelectric | WAT | HY | 1962.4286 |  |  | (OP) Operating | [8 empty] | 44.4504 | -100.3866 | 0 | 0 | #DIV/0! | 0%
| Walmart Stores Texas, LLC | 64897 | WAL3285 | TX | Dallas | ERCO | Commercial Non-CHP | GEN1 |  | 1.2 | 1.2 | 1.2 | Natural Gas Internal Combustion Engine | NG | IC | 2021 |  |  | (OP) Operating | [8 empty] | 32.5973 | -96.9469 | 0 | 0 | #DIV/0! | 0%
| Terra-Gen Operating Co-Wind | 50754 | Oak Creek Energy Systems I | CA | Kern | CISO | IPP Non-CHP | GEN1 |  | 34.5 | 34.5 | 34.5 | Onshore Wind Turbine | WND | WT | 1993.25 |  |  | (OP) Operating | [8 empty] | 35.0439 | -118.2764 | 0 | 0 | #DIV/0! | 0%
| Pacific Gas & Electric Co. | 626 | Oak Flat | CA | Plumas | CISO | Electric Utility | 1 |  | 1.4 | 1.3 | 1.3 | Conventional Hydroelectric | WAT | HY | 1985 |  |  | (OS) Out of service and NOT expected to return to service in next calendar year | [8 empty] | 40.0753 | -121.1614 | 0 | 0 | #DIV/0! | 0%
| Minnesota Municipal Power Agny | 57432 | Oak Glen Wind Farm | MN | Steele | MISO | Electric Utility | 1 |  | 44 | 44 | 44 | Onshore Wind Turbine | WND | WT | 2011 |  |  | (OP) Operating | [8 empty] | 43.9206 | -93.1406 | 0 | 0 | #DIV/0! | 0%
| Portland General Electric Co | 6505 | Oak Grove | OR | Clackamas | PGE | Electric Utility | 1 |  | 51 | 44 | 44 | Conventional Hydroelectric | WAT | HY | 1927.5 |  |  | (OS) Out of service and NOT expected to return to service in next calendar year | [8 empty] | 45.122 | -122.0699 | 0 | 0 | #DIV/0! | 0%
| Walmart Stores Texas, LLC | 64898 | WAL3297 | TX | Harris | ERCO | Commercial Non-CHP | GEN1 |  | 1.2 | 1.2 | 1.2 | Natural Gas Internal Combustion Engine | NG | IC | 2020 |  |  | (OP) Operating | [8 empty] | 29.9206 | -95.6026 | 0 | 0 | #DIV/0! | 0%
| Walmart Stores Texas, LLC | 64899 | WAL3298 | TX | Galveston | ERCO | Commercial Non-CHP | GEN1 |  | 1.2 | 1.2 | 1.2 | Natural Gas Internal Combustion Engine | NG | IC | 2020 |  |  | (OP) Operating | [8 empty] | 29.5352 | -95.0188 | 0 | 0 | #DIV/0! | 0%
| Southern Indiana Gas & Elec Co | 61333 | Oak Hill Solar Array | IN | Vanderburgh | MISO | Electric Utility | OHSA1 |  | 2 | 2 | 2 | Solar Photovoltaic | SUN | PV | 2018 |  |  | (OP) Operating |  | 2.7 | [6 empty] | 37.99 | -87.53 | 0 | 0 | #DIV/0! | 0%
| Distributed Solar Development, LLC | 66736 | Oak Leaf - CSG Portfolio (OL 36) | CO | Arapahoe | SWPP | IPP Non-CHP | P4159 |  | 1.5 | 1.5 | 1.5 | Solar Photovoltaic | SUN | PV | 2021 |  |  | (OP) Operating |  | 2 | [6 empty] | 39.6517 | -104.5315 | 0 | 0 | #DIV/0! | 0%
| Distributed Solar Development, LLC | 66737 | Oak Leaf - CSG Portfolio (OL 37) | CO | Adams | SWPP | IPP Non-CHP | P4161 |  | 1.5 | 1.5 | 1.5 | Solar Photovoltaic | SUN | PV | 2020 |  |  | (OP) Operating |  | 2 | [6 empty] | 39.7854 | -104.5913 | 0 | 0 | #DIV/0! | 0%
| Distributed Solar Development, LLC | 66738 | Oak Leaf - CSG Portfolio (OL 38) | CO | Adams | SWPP | IPP Non-CHP | P4581 |  | 1.5 | 1.5 | 1.5 | Solar Photovoltaic | SUN | PV | 2021 |  |  | (OP) Operating |  | 2 | [6 empty] | 39.7854 | -104.5913 | 0 | 0 | #DIV/0! | 0%
| Distributed Solar Development, LLC | 66739 | Oak Leaf - CSG Portfolio (OL 39) | CO | Arapahoe | SWPP | IPP Non-CHP | P4162 |  | 1.5 | 1.5 | 1.5 | Solar Photovoltaic | SUN | PV | 2021 |  |  | (OP) Operating |  | 2 | [6 empty] | 39.6553 | -104.5285 | 0 | 0 | #DIV/0! | 0%
| Distributed Solar Development, LLC | 66740 | Oak Leaf - CSG Portfolio (OL 44) | CO | Adams | SWPP | IPP Non-CHP | P4347 |  | 1.5 | 1.5 | 1.5 | Solar Photovoltaic | SUN | PV | 2020 |  |  | (OP) Operating |  | 2 | [6 empty] | 39.7831 | -104.5839 | 0 | 0 | #DIV/0! | 0%
| Greenbacker Renewable Energy Corporation | 64831 | Oak Leaf Solar XVIII LLC | CO | Adams | SWPP | IPP Non-CHP | DIA7 |  | 9 | 9 | 9 | Solar Photovoltaic | SUN | PV | 2021 |  |  | (OP) Operating |  | 11.8 | [6 empty] | 39.8926 | -104.6685 | 0 | 0 | #DIV/0! | 0%
| Greenbacker Renewable Energy Corporation | 62243 | Oak Leaf Solar XXI (CSG) | CO | Arapahoe | PSCO | IPP Non-CHP | 53964 |  | 1.5 | 1.5 | 1.5 | Solar Photovoltaic | SUN | PV | 2018 |  |  | (OP) Operating |  | 2 | [6 empty] | 39.638 | -104.604 | 0 | 0 | #DIV/0! | 0%
| Greenbacker Renewable Energy Corporation | 62252 | Oak Leaf Solar XXII LLC (CSG) | CO | Adams | PSCO | IPP Non-CHP | 53965 |  | 1.5 | 1.5 | 1.5 | Solar Photovoltaic | SUN | PV | 2019 |  |  | (OP) Operating |  | 2 | [6 empty] | 39.9038 | -104.6675 | 0 | 0 | #DIV/0! | 0%
| Greenbacker Renewable Energy Corporation | 62256 | Oak Leaf Solar XXIII LLC (CSG) | CO | Adams | PSCO | IPP Non-CHP | 53966 |  | 1.5 | 1.5 | 1.5 | Solar Photovoltaic | SUN | PV | 2019 |  |  | (OP) Operating |  | 2 | [6 empty] | 39.8017 | -104.6215 | 0 | 0 | #DIV/0! | 0%
| Greenbacker Renewable Energy Corporation | 62253 | Oak Leaf Solar XXIV LLC (CSG) | CO | Arapahoe | PSCO | IPP Non-CHP | 53967 |  | 1.5 | 1.5 | 1.5 | Solar Photovoltaic | SUN | PV | 2019 |  |  | (OP) Operating |  | 2 | [6 empty] | 39.637 | -104.561 | 0 | 0 | #DIV/0! | 0%
| Greenbacker Renewable Energy Corporation | 62245 | Oak Leaf Solar XXV LLC (CSG) | CO | Arapahoe | PSCO | IPP Non-CHP | 53968 |  | 1.5 | 1.5 | 1.5 | Solar Photovoltaic | SUN | PV | 2018 |  |  | (OP) Operating |  | 2 | [6 empty] | 39.637 | -104.529 | 0 | 0 | #DIV/0! | 0%
| Greenbacker Renewable Energy Corporation | 62254 | Oak Leaf Solar XXVI LLC | CO | Adams | PSCO | IPP Non-CHP | 53970 |  | 1.5 | 1.5 | 1.5 | Solar Photovoltaic | SUN | PV | 2019 |  |  | (OP) Operating |  | 2 | [6 empty] | 39.9 | -104.7345 | 0 | 0 | #DIV/0! | 0%
| Greenbacker Renewable Energy Corporation | 62224 | Oak Leaf Solar XXVII LLC | CO | Weld | PSCO | IPP Non-CHP | 53971 |  | 1.5 | 1.5 | 1.5 | Solar Photovoltaic | SUN | PV | 2018 |  |  | (OP) Operating |  | 2 | [6 empty] | 40.44 | -104.64 | 0 | 0 | #DIV/0! | 0%
| Greenbacker Renewable Energy Corporation | 62255 | Oak Leaf Solar XXVIII LLC (CSG) | CO | Weld | PSCO | IPP Non-CHP | 53973 |  | 1.5 | 1.5 | 1.5 | Solar Photovoltaic | SUN | PV | 2019 |  |  | (OP) Operating |  | 2 | [6 empty] | 40.237 | -104.779 | 0 | 0 | #DIV/0! | 0%
| Greenbacker Renewable Energy Corporation | 62239 | Oak Leaf Solar XXX LLC (CSG) | CO | Alamosa | PSCO | IPP Non-CHP | 53963 |  | 1.5 | 1.5 | 1.5 | Solar Photovoltaic | SUN | PV | 2018 |  |  | (OP) Operating |  | 2 | [6 empty] | 37.4534 | -105.878 | 0 | 0 | #DIV/0! | 0%
| Greenbacker Renewable Energy Corporation | 62244 | Oak Leaf Solar XXXI LLC (CSG) | CO | Mesa | PSCO | IPP Non-CHP | 53977 |  | 1.5 | 1.5 | 1.5 | Solar Photovoltaic | SUN | PV | 2018 |  |  | (OP) Operating |  | 2 | [6 empty] | 39.145 | -108.32 | 0 | 0 | #DIV/0! | 0%
| Greenbacker Renewable Energy Corporation | 62251 | Oak Leaf Solar XXXII (CSG) | CO | Garfield | PSCO | IPP Non-CHP | 53975 |  | 1.5 | 1.5 | 1.5 | Solar Photovoltaic | SUN | PV | 2019 |  |  | (OP) Operating |  | 2 | [6 empty] | 39.523 | -107.815 | 0 | 0 | #DIV/0! | 0%
| Greenbacker Renewable Energy Corporation | 63681 | Oak Leaf Solar XXXIII LLC (Lantz) | CO | Chaffee | PSCO | IPP Non-CHP | 13 |  | 3 | 3 | 3 | Solar Photovoltaic | SUN | PV | 2020 |  |  | (OP) Operating |  | 2 | [6 empty] | 38.5357 | -106.0753 | 0 | 0 | #DIV/0! | 0%
| Walmart Stores Texas, LLC | 64900 | WAL3302 | TX | Harris | ERCO | Commercial Non-CHP | GEN1 |  | 1.2 | 1.2 | 1.2 | Natural Gas Internal Combustion Engine | NG | IC | 2021 |  |  | (OP) Operating | [8 empty] | 29.6794 | -95.5614 | 0 | 0 | #DIV/0! | 0%
| Walmart Stores Texas, LLC | 64901 | WAL3320 | TX | Hidalgo | ERCO | Commercial Non-CHP | GEN1 |  | 1.2 | 1.2 | 1.2 | Natural Gas Internal Combustion Engine | NG | IC | 2021 |  |  | (OP) Operating | [8 empty] | 26.2607 | -98.3159 | 0 | 0 | #DIV/0! | 0%
| AES Clean Energy | 66193 | Oak Ridge Solar | LA | Richland | MISO | IPP Non-CHP | OAKRG |  | 200 | 200 | 200 | Solar Photovoltaic | SUN | PV | 2023 |  |  | (OP) Operating |  | 260 | [6 empty] | 32.575 | -91.7884 | 0 | 0 | #DIV/0! | 0%
| Oak Solar LLC | 67161 | Oak Solar | NC | Northampton | PJM | IPP Non-CHP | OAK |  | 120 | 120 | 120 | Solar Photovoltaic | SUN | PV | 2023 |  |  | (OP) Operating |  | 201 | [6 empty] | 36.5265 | -77.774 | 0 | 0 | #DIV/0! | 0%
| Citizens Enterprises Corporation | 63690 | Oak Street Solar | MA | Hampden | ISNE | IPP Non-CHP | PV1 |  | 3.5 | 3.5 | 3.5 | Solar Photovoltaic | SUN | PV | 2019 |  |  | (OP) Operating |  | 4.7 | [6 empty] | 42.1486 | -72.4969 | 0 | 0 | #DIV/0! | 0%
| Leeward Asset Management, LLC | 64683 | Oak Trail Solar, LLC | NC | Currituck | PJM | IPP Non-CHP | GEN01 |  | 100 | 100 | 100 | Solar Photovoltaic | SUN | PV | 2023 |  |  | (OP) Operating |  | 139 | [6 empty] | 36.5044 | -76.1887 | 0 | 0 | #DIV/0! | 0%
| Consolidated Edison Development Inc. | 59435 | Oak Tree Energy | SD | Clark | SWPP | IPP Non-CHP | OTE14 |  | 19.5 | 19.5 | 19.5 | Onshore Wind Turbine | WND | WT | 2014 |  |  | (OP) Operating | [8 empty] | 44.9333 | -97.7414 | 0 | 0 | #DIV/0! | 0%
| Palmetto Power Management LLC | 58851 | Oakboro Farm | NC | Scotland | DUK | IPP Non-CHP | 1 |  | 5 | 5 | 5 | Solar Photovoltaic | SUN | PV | 2014 |  |  | (OP) Operating |  | 6.4 | [6 empty] | 34.7958 | -79.5383 | 0 | 0 | #DIV/0! | 0%
| Northern Indiana Pub Serv Co | 999 | Oakdale | IN | Carroll | MISO | Electric Utility | 1 |  | 11.8 | 6 | 6 | Conventional Hydroelectric | WAT | HY | 1925 |  |  | (OP) Operating | [8 empty] | 40.6564 | -86.7528 | 0 | 0 | #DIV/0! | 0%
| Massachusetts Water Res Auth | 10824 | Oakdale Power Station | MA | Worcester | ISNE | IPP Non-CHP | OAKD |  | 3.5 | 3 | 3 | Conventional Hydroelectric | WAT | HY | 1951 |  |  | (OP) Operating | [8 empty] | 42.387 | -71.8025 | 0 | 0 | #DIV/0! | 0%
| Walmart Stores Texas, LLC | 64902 | WAL3390 | TX | Montgomery | ERCO | Commercial Non-CHP | GEN1 |  | 1.2 | 1.2 | 1.2 | Natural Gas Internal Combustion Engine | NG | IC | 2020 |  |  | (OP) Operating | [8 empty] | 30.1903 | -95.5895 | 0 | 0 | #DIV/0! | 0%
| Onward Energy | 57002 | Oakfield Wind Project | ME | Aroostook | ISNE | IPP Non-CHP | 1 |  | 148 | 148 | 148 | Onshore Wind Turbine | WND | WT | 2015 |  |  | (OP) Operating | [8 empty] | 46.0581 | -68.1472 | 0 | 0 | #DIV/0! | 0%
| Nautilus Solar Solutions | 67438 | Oakland | ME | Kennebec | ISNE | IPP Non-CHP | SC |  | 5 | 5 | 5 | Solar Photovoltaic | SUN | PV | 2022 |  |  | (OP) Operating |  | 7.2 | [6 empty] | 44.5722 | -69.6917 | 0 | 0 | #DIV/0! | 0%
| Oakley Solar Project LLC | 58376 | Oakley Solar Project | CA | Contra Costa | CISO | Commercial Non-CHP | 1 |  | 1.5 | 1.5 | 1.5 | Solar Photovoltaic | SUN | PV | 2013 |  |  | (OP) Operating |  | 1.7 | [6 empty] | 38.0017 | -121.7478 | 0 | 0 | #DIV/0! | 0%
| Onyx Asset Services Group | 68747 | Oaks HOA | CA | Amador | CISO | IPP Non-CHP | 10616 |  | 1 | 1 | 1 | Solar Photovoltaic | SUN | PV | 2025 |  |  | (OP) Operating | [8 empty] | 38.2912 | -120.9191 | 0 | 0 | #DIV/0! | 0%
| Greenbacker Renewable Energy Corporation | 67180 | Oaks Landfill - ANEM | MD | Montgomery | PJM | IPP Non-CHP | 882 |  | 2 | 2 | 2 | Solar Photovoltaic | SUN | PV | 2024 |  |  | (OP) Operating |  | 2.77 | [6 empty] | 39.1937 | -77.1187 | 0 | 0 | #DIV/0! | 0%
| Greenbacker Renewable Energy Corporation | 67508 | Oaks Landfill CS 1 | MD | Montgomery | PJM | IPP Non-CHP | 883 |  | 2 | 2 | 2 | Solar Photovoltaic | SUN | PV | 2024 |  |  | (OP) Operating |  | 2.77 | [6 empty] | 39.1936 | -77.1187 | 0 | 0 | #DIV/0! | 0%
| Greenbacker Renewable Energy Corporation | 67690 | Oaks Landfill CS 2 | MD | Montgomery | PJM | IPP Non-CHP | 884 |  | 2 | 2 | 2 | Solar Photovoltaic | SUN | PV | 2024 |  |  | (OP) Operating |  | 2.77 | [6 empty] | 39.1937 | -77.1187 | 0 | 0 | #DIV/0! | 0%
| Oakwood Solar, LLC | 66720 | Oakwood Solar | NC | Orange | DUK | IPP Non-CHP | OAKWD |  | 5 | 5 | 5 | Solar Photovoltaic | SUN | PV | 2021 |  |  | (OP) Operating |  | 7 | [6 empty] | 36.0905 | -79.2332 | 0 | 0 | #DIV/0! | 0%
| Terra-Gen Operating Co-Wind | 63941 | Oasis Alta | CA | Kern | CISO | IPP Non-CHP | OA1 |  | 14.4 | 14.4 | 14.4 | Onshore Wind Turbine | WND | WT | 2021 |  |  | (OP) Operating | [8 empty] | 35.0592 | -118.2919 | 0 | 0 | #DIV/0! | 0%
| Terra-Gen Operating Co-Wind | 56302 | Oasis Wind | CA | Kern | CISO | IPP Non-CHP | 1 |  | 60.3 | 60.3 | 60.3 | Onshore Wind Turbine | WND | WT | 2004 |  |  | (OP) Operating | [8 empty] | 35.0609 | -118.2924 | 0 | 0 | #DIV/0! | 0%
| Walmart Stores Texas, LLC | 64922 | WAL3406 | TX | Dallas | ERCO | Commercial Non-CHP | GEN1 |  | 1.2 | 1.2 | 1.2 | Natural Gas Internal Combustion Engine | NG | IC | 2022 |  |  | (OP) Operating | [8 empty] | 32.959 | -96.8166 | 0 | 0 | #DIV/0! | 0%
| Walmart Stores Texas, LLC | 64923 | WAL3425 | TX | Harris | ERCO | Commercial Non-CHP | GEN1 |  | 1.2 | 1.2 | 1.2 | Natural Gas Internal Combustion Engine | NG | IC | 2021 |  |  | (OP) Operating | [8 empty] | 29.6304 | -95.2374 | 0 | 0 | #DIV/0! | 0%
| Oberlin College | 58134 | Oberlin Spear Point Solar One | OH | Lorain | PJM | Commercial Non-CHP | OSSO |  | 2 | 2 | 2 | Solar Photovoltaic | SUN | PV | 2012 |  |  | (OP) Operating |  | 2.3 |  |  | 0 | 0 | 0 | 0 | 41.3028 | -82.2271 | 0 | 0 | #DIV/0! | 0%
| Oberon Solar IA | 62933 | Oberon IA | TX | Ector | ERCO | IPP Non-CHP | OBR1A |  | 150 | 150 | 150 | Solar Photovoltaic | SUN | PV | 2020 |  |  | (OP) Operating |  | 193 | [6 empty] | 31.7033 | -102.7012 | 0 | 0 | #DIV/0! | 0%
| Oberon Solar IB | 62932 | Oberon IB | TX | Ector | ERCO | IPP Non-CHP | OBR1B |  | 30 | 30 | 30 | Solar Photovoltaic | SUN | PV | 2020 |  |  | (OP) Operating |  | 37.3 | [6 empty] | 31.6924 | -102.6974 | 0 | 0 | #DIV/0! | 0%
| IP Oberon II, LLC | 65735 | Oberon II Solar Project | CA | Riverside | CISO | IPP Non-CHP | OBIIB |  | 375 | 375 | 375 | Batteries | MWH | BA | 2023 |  |  | (OP) Operating | 500 | [7 empty] | 33.729 | -115.3824 | 0 | 0 | #DIV/0! | 0%
| IP Oberon LLC | 65734 | Oberon Solar Project | CA | Riverside | CISO | IPP Non-CHP | OBIBS |  | 375 | 375 | 375 | Batteries | MWH | BA | 2023 |  |  | (OP) Operating | 500 | [7 empty] | 33.729 | -115.3824 | 0 | 0 | #DIV/0! | 0%
| Walmart Stores Texas, LLC | 64924 | WAL3432 | TX | Dallas | ERCO | Commercial Non-CHP | GEN1 |  | 1.2 | 1.2 | 1.2 | Natural Gas Internal Combustion Engine | NG | IC | 2021 |  |  | (OP) Operating | [8 empty] | 32.5929 | -96.8798 | 0 | 0 | #DIV/0! | 0%
| Madison Gas & Electric Co | 64590 | O'Brien Solar Fields | WI | Dane | MISO | Electric Utility | OBSFN |  | 22.1 | 22.1 | 22.1 | Solar Photovoltaic | SUN | PV | 2021 |  |  | (OP) Operating |  | 9.1 | [6 empty] | 42.9977 | -89.459 | 0 | 0 | #DIV/0! | 0%
| MidAmerican Energy Co | 60326 | O'Brien Wind | IA | O'Brien | MISO | Electric Utility | OBWF |  | 250.3 | 250.3 | 250.3 | Onshore Wind Turbine | WND | WT | 2016 |  |  | (OP) Operating | [8 empty] | 43.2004 | -95.6243 | 0 | 0 | #DIV/0! | 0%
| Occidental College | 57311 | Occidental College Solar Project | CA | Los Angeles | LDWP | Commercial Non-CHP | 1 |  | 1 | 1 | 1 | Solar Photovoltaic | SUN | PV | 2013 |  |  | (OP) Operating |  | 1.1 | [6 empty] | 34.1283 | -118.2069 | 0 | 0 | #DIV/0! | 0%
| Walmart Stores Texas, LLC | 64925 | WAL3500 | TX | Harris | ERCO | Commercial Non-CHP | GEN1 |  | 1.2 | 1.2 | 1.2 | Natural Gas Internal Combustion Engine | NG | IC | 2021 |  |  | (OP) Operating | [8 empty] | 29.806 | -95.1652 | 0 | 0 | #DIV/0! | 0%
| Agilitas Energy, Inc. | 64760 | Ocean State BTM | RI | Providence | ISNE | IPP Non-CHP | MESS |  | 3 | 3 | 3 | Batteries | MWH | BA | 2022 |  |  | (OP) Operating | 10 | [7 empty] | 41.938 | -71.685 | 0 | 0 | #DIV/0! | 0%
| Walmart Stores Texas, LLC | 64926 | WAL3510 | TX | Brazoria | ERCO | Commercial Non-CHP | GEN1 |  | 1.3 | 1.3 | 1.3 | Natural Gas Internal Combustion Engine | NG | IC | 2019 |  |  | (OP) Operating | [8 empty] | 29.546 | -95.2359 | 0 | 0 | #DIV/0! | 0%
| Walmart Stores Texas, LLC | 64933 | WAL3518 | TX | Webb | ERCO | Commercial Non-CHP | GEN1 |  | 1.2 | 1.2 | 1.2 | Natural Gas Internal Combustion Engine | NG | IC | 2021 |  |  | (OP) Operating | [8 empty] | 27.6126 | -99.4718 | 0 | 0 | #DIV/0! | 0%
| Virginia Electric & Power Co | 60584 | Oceana Solar | VA | Virginia Beach City | PJM | Electric Utility | 01 |  | 17.6 | 17.6 | 17.6 | Solar Photovoltaic | SUN | PV | 2017 |  |  | (OP) Operating |  | 21.1 | [6 empty] | 36.7898 | -76.0514 | 0 | 0 | #DIV/0! | 0%
| OCI Energy LLC | 58716 | OCI Alamo 2, LLC | TX | Bexar | ERCO | IPP Non-CHP | 1 |  | 4.4 | 4.4 | 4.4 | Solar Photovoltaic | SUN | PV | 2014 |  |  | (OP) Operating |  | 6.1 | [6 empty] | 29.4694 | -98.3319 | 0 | 0 | #DIV/0! | 0%
| Consolidated Edison Development Inc. | 59204 | OCI Alamo 3 LLC | TX | Bexar | ERCO | IPP Non-CHP | OCIA3 |  | 5.5 | 5.5 | 5.5 | Solar Photovoltaic | SUN | PV | 2015 |  |  | (OP) Operating |  | 6.7 | [6 empty] | 29.4792 | -98.2972 | 0 | 0 | #DIV/0! | 0%
| Consolidated Edison Development Inc. | 58717 | OCI Alamo 4, LLC | TX | Kinney | ERCO | IPP Non-CHP | 1 |  | 39.6 | 39.6 | 39.6 | Solar Photovoltaic | SUN | PV | 2014 |  |  | (OP) Operating |  | 49 | [6 empty] | 29.4798 | -98.2993 | 0 | 0 | #DIV/0! | 0%
| Consolidated Edison Development Inc. | 59205 | OCI Alamo 5 LLC | TX | Uvalde | ERCO | IPP Non-CHP | OCIA5 |  | 100 | 100 | 100 | Solar Photovoltaic | SUN | PV | 2015 |  |  | (OP) Operating |  | 127.7 | [6 empty] | 29.2167 | -99.7161 | 0 | 0 | #DIV/0! | 0%
| Consolidated Edison Development Inc. | 59207 | OCI Alamo 7 LLC | TX | Haskell | ERCO | IPP Non-CHP | OCIA7 |  | 100 | 100 | 100 | Solar Photovoltaic | SUN | PV | 2016 |  |  | (OP) Operating |  | 127.7 | [6 empty] | 33.04 | -99.5525 | 0 | 0 | #DIV/0! | 0%
| OCI Energy LLC | 58537 | OCI Alamo Solar I Hybrid | TX | Bexar | ERCO | IPP Non-CHP | 1 |  | 40.7 | 40.7 | 40.7 | Solar Photovoltaic | SUN | PV | 2013 |  |  | (OP) Operating |  | 56 | [6 empty] | 29.2717 | -98.4447 | 0 | 0 | #DIV/0! | 0%
| Tennessee Valley Authority | 3412 | Ocoee 1 | TN | Polk | TVA | Electric Utility | 1 |  | 19 | 24 | 24 | Conventional Hydroelectric | WAT | HY | 1912.4 |  |  | (OP) Operating | [8 empty] | 35.0947 | -84.6478 | 0 | 0 | #DIV/0! | 0%
| Tennessee Valley Authority | 3413 | Ocoee 2 | TN | Polk | TVA | Electric Utility | 1 |  | 23 | 23.4 | 23.4 | Conventional Hydroelectric | WAT | HY | 1913 |  |  | (OP) Operating | [8 empty] | 35.0823 | -84.4912 | 0 | 0 | #DIV/0! | 0%
| Tennessee Valley Authority | 3414 | Ocoee 3 | TN | Polk | TVA | Electric Utility | 1 |  | 28.8 | 28.6 | 28.6 | Conventional Hydroelectric | WAT | HY | 1943 |  |  | (OP) Operating | [8 empty] | 35.075 | -84.4833 | 0 | 0 | #DIV/0! | 0%
| Duke Energy Carolinas, LLC | 3265 | Oconee | SC | Oconee | DUK | Electric Utility | 1 |  | 2666.7 | 2554 | 2618 | Nuclear | NUC | ST | 1973.6667 |  |  | (OP) Operating | [5 empty] | 2025 | 5 | 15 | 34.7939 | -82.8986 | 0 | 0 | #DIV/0! | 0%
| Eagle Creek Renewable Energy, LLC | 50439 | Oconto Falls Lower | WI | Oconto | MISO | IPP Non-CHP | GEN1 |  | 2 | 2 | 2 | Conventional Hydroelectric | WAT | HY | 1971 |  |  | (OS) Out of service and NOT expected to return to service in next calendar year | [8 empty] | 44.8719 | -88.1439 | 0 | 0 | #DIV/0! | 0%
| Eagle Creek Renewable Energy, LLC | 4044 | Oconto Falls Upper | WI | Oconto | MISO | IPP Non-CHP | 1 |  | 1.1 | 1.1 | 1.1 | Conventional Hydroelectric | WAT | HY | 1921 |  |  | (OP) Operating | [8 empty] | 44.8764 | -88.1475 | 0 | 0 | #DIV/0! | 0%
| Walmart Stores Texas, LLC | 64934 | WAL3572 | TX | Brazoria | ERCO | Commercial Non-CHP | GEN1 |  | 1.3 | 1.3 | 1.3 | Natural Gas Internal Combustion Engine | NG | IC | 2019 |  |  | (OP) Operating | [8 empty] | 29.5576 | -95.3829 | 0 | 0 | #DIV/0! | 0%
| Pattern Operators LP | 57514 | Ocotillo Express LLC | CA | Imperial | CISO | IPP Non-CHP | WTG |  | 265.4 | 265.4 | 265.4 | Onshore Wind Turbine | WND | WT | 2012 |  |  | (OP) Operating | [8 empty] | 32.7528 | -116.0447 | 0 | 0 | #DIV/0! | 0%
| Conductive Power | 65820 | Ocotillo Wells | CA | San Diego | CISO | IPP Non-CHP | OWS |  | 50 | 50 | 50 | Solar Photovoltaic | SUN | PV | 2023 |  |  | (OP) Operating |  | 66 | [6 empty] | 33.0747 | -116.0912 | 0 | 0 | #DIV/0! | 0%
| Duke Energy Renewables Services | 56959 | Ocotillo Windpower | TX | Howard | ERCO | IPP Non-CHP | OWF |  | 58.8 | 58.8 | 58.8 | Onshore Wind Turbine | WND | WT | 2008 |  |  | (OP) Operating | [8 empty] | 32.1217 | -101.3853 | 0 | 0 | #DIV/0! | 0%
| Walmart Stores Texas, LLC | 64935 | WAL3584 | TX | Harris | ERCO | Commercial Non-CHP | GEN1 |  | 1.2 | 1.2 | 1.2 | Natural Gas Internal Combustion Engine | NG | IC | 2021 |  |  | (OP) Operating | [8 empty] | 29.7235 | -95.4654 | 0 | 0 | #DIV/0! | 0%
| Hybrid-Electric Building Technologies West Los Angeles 1, LLC | 63616 | OCSD | CA | Orange | CISO | Commercial Non-CHP | OCSD1 |  | 4.9 | 4.9 | 4.9 | Batteries | MWH | BA | 2019 |  |  | (OP) Operating | 32.6 | [7 empty] | 33.6931 | -117.9409 | 0 | 0 | #DIV/0! | 0%
| Algonquin Power Co | 58657 | Odell Wind Farm | MN | Cottonwood | MISO | IPP Non-CHP | 1 |  | 200 | 200 | 200 | Onshore Wind Turbine | WND | WT | 2016 |  |  | (OP) Operating | [8 empty] | 43.8533 | -94.9319 | 0 | 0 | #DIV/0! | 0%
| Engie North America | 64294 | Odessa | TX | Ector | ERCO | IPP Non-CHP | ODSA |  | 9.9 | 9.9 | 9.9 | Batteries | MWH | BA | 2020 |  |  | (OP) Operating | 9.9 | [7 empty] | 31.8713 | -102.3984 | 0 | 0 | #DIV/0! | 0%
| Walmart Stores Texas, LLC | 64936 | WAL3631 | TX | Tarrant | ERCO | Commercial Non-CHP | GEN1 |  | 1.2 | 1.2 | 1.2 | Natural Gas Internal Combustion Engine | NG | IC | 2020 |  |  | (OP) Operating | [8 empty] | 32.5766 | -97.3385 | 0 | 0 | #DIV/0! | 0%
| Aspenall Energies (Delaware), LLC | 56755 | Odin Wind Farm LLC | MN | Cottonwood | MISO | IPP Non-CHP | 1 |  | 20 | 20 | 20 | Onshore Wind Turbine | WND | WT | 2008 |  |  | (OP) Operating | [8 empty] | 43.8953 | -94.9142 | 0 | 0 | #DIV/0! | 0%
| Walmart Stores Texas, LLC | 64937 | WAL3773 | TX | Tarrant | ERCO | Commercial Non-CHP | GEN1 |  | 1.2 | 1.2 | 1.2 | Natural Gas Internal Combustion Engine | NG | IC | 2020 |  |  | (OP) Operating | [8 empty] | 32.7653 | -97.4838 | 0 | 0 | #DIV/0! | 0%
| Odyssey Solar, LLC | 61324 | Odyssey Solar | SC | Lexington | SCEG | IPP Non-CHP | PGRB4 |  | 8.2 | 8.2 | 8.2 | Solar Photovoltaic | SUN | PV | 2017 |  |  | (OP) Operating |  | 11.8 | [6 empty] | 33.79 | -81.266 | 0 | 0 | #DIV/0! | 0%
| OE IL Solar 3, LLC | 66082 | OE IL Solar 3 | IL | Ogle | MISO | IPP Non-CHP | 14850 |  | 2 | 2 | 1.8 | Solar Photovoltaic | SUN | PV | 2022 |  |  | (OP) Operating |  | 2.9 | [6 empty] | 42.02 | -89.3626 | 0 | 0 | #DIV/0! | 0%
| Onward Energy | 63349 | OE_AZ1 | AZ | La Paz | WALC | IPP Non-CHP | AZ1 |  | 32.5 | 32.5 | 32.5 | Solar Photovoltaic | SUN | PV | 2020 |  |  | (OP) Operating |  | 42 | [6 empty] | 33.7767 | -113.6561 | 0 | 0 | #DIV/0! | 0%
| Onward Energy | 63350 | OE_GA3 | GA | Mitchell | SOCO | IPP Non-CHP | GA3 |  | 57.5 | 57.5 | 57.5 | Solar Photovoltaic | SUN | PV | 2020 |  |  | (OP) Operating |  | 78 | [6 empty] | 31.1962 | -84.1475 | 0 | 0 | #DIV/0! | 0%
| Standard Solar | 64790 | OER Checkerspot | MD | Anne Arundel | PJM | IPP Non-CHP | CHECK |  | 1.5 | 1.5 | 1.5 | Solar Photovoltaic | SUN | PV | 2021 |  |  | (OP) Operating |  | 2 | [6 empty] | 38.7836 | -76.5742 | 0 | 0 | #DIV/0! | 0%
| Standard Solar | 65357 | OER Monarch CSG | MD | Prince Georges | PJM | IPP Non-CHP | OERMN |  | 2 | 2 | 2 | Solar Photovoltaic | SUN | PV | 2021 |  |  | (OP) Operating |  | 2.8 | [6 empty] | 38.7996 | -76.7895 | 0 | 0 | #DIV/0! | 0%
| Standard Solar | 65358 | OER Patuxent CSG | MD | Anne Arundel | PJM | IPP Non-CHP | PATUX |  | 2 | 2 | 2 | Solar Photovoltaic | SUN | PV | 2022 |  |  | (OP) Operating |  | 2.9 | [6 empty] | 38.8386 | -76.6831 | 0 | 0 | #DIV/0! | 0%
| OE_TN1 | 64507 | OETN1 | TN | Obion | TVA | IPP Non-CHP | OETN1 |  | 100 | 108 | 100 | Solar Photovoltaic | SUN | PV | 2023 |  |  | (OP) Operating |  | 127 | [6 empty] | 36.3864 | -88.9919 | 0 | 0 | #DIV/0! | 0%
| Union Electric Co - (MO) | 61826 | O'Fallon Renewable Energy Center | MO | St Charles | MISO | Electric Utility | OREC |  | 4.5 | 4.5 | 4.5 | Solar Photovoltaic | SUN | PV | 2014 |  |  | (OP) Operating |  | 5.7 | [6 empty] | 38.8266 | -90.6781 | 0 | 0 | #DIV/0! | 0%
| Off Airport Road - West, LLC | 64044 | Off Airport Road - West | NY | Ulster | NYIS | IPP Non-CHP | 7141 |  | 4 | 4 | 3.2 | Solar Photovoltaic | SUN | PV | 2019 |  |  | (OP) Operating |  | 5.6 | [6 empty] | 41.7856 | -74.229 | 0 | 0 | #DIV/0! | 0%
| Ogburn Solar, LLC | 65780 | Ogburn Solar, LLC | SC | Chesterfield | CPLE | IPP Non-CHP | OGBRN |  | 2 | 2 | 2 | Solar Photovoltaic | SUN | PV | 2022 |  |  | (OP) Operating |  | 2.7 | [6 empty] | 34.6656 | -80.3906 | 0 | 0 | #DIV/0! | 0%
| Walmart Stores Texas, LLC | 64938 | WAL3777 | TX | Denton | ERCO | Commercial Non-CHP | GEN1 |  | 1.3 | 1.3 | 1.3 | Petroleum Liquids | DFO | IC | 2020 |  |  | (OP) Operating | [8 empty] | 33.1797 | -96.884 | 0 | 0 | #DIV/0! | 0%
| Ampersand Ogdensburg Hydro, LLC | 52058 | Ogdensburg | NY | St Lawrence | NYIS | IPP Non-CHP | 01 |  | 3.5 | 1 | 0.6 | Conventional Hydroelectric | WAT | HY | 1987 |  |  | (OA) Out of service but expected to return to service in next calendar year | [8 empty] | 44.7041 | -75.487 | 0 | 0 | #DIV/0! | 0%
| Walmart Stores Texas, LLC | 64939 | WAL3827 | TX | Fort Bend | ERCO | Commercial Non-CHP | GEN1 |  | 1.2 | 1.2 | 1.2 | Natural Gas Internal Combustion Engine | NG | IC | 2020 |  |  | (OP) Operating | [8 empty] | 29.6901 | -95.7746 | 0 | 0 | #DIV/0! | 0%
| Greenbacker Renewable Energy Corporation | 67055 | Ogema | WI | Price | MISO | IPP Non-CHP | 706 |  | 1.4 | 1.4 | 1.4 | Solar Photovoltaic | SUN | PV | 2024 |  |  | (OP) Operating |  | 1.82 | [6 empty] | 45.448 | -90.3284 | 0 | 0 | #DIV/0! | 0%
| Louisville Gas & Electric Co | 1365 | Ohio Falls | KY | Jefferson | LGEE | Electric Utility | 1 |  | 109.6 | 100.8 | 100.8 | Conventional Hydroelectric | WAT | HY | 1928 |  |  | (OP) Operating | [8 empty] | 38.2832 | -85.7792 | 0 | 0 | #DIV/0! | 0%
| AEP Onsite Partners, LLC | 60913 | Ohio Northern University Solar Site | OH | Hardin | PJM | IPP Non-CHP | PV1 |  | 3 | 2.7 | 2.7 | Solar Photovoltaic | SUN | PV | 2017 |  |  | (OP) Operating |  | 2.1 | [6 empty] | 40.7596 | -83.8391 | 0 | 0 | #DIV/0! | 0%
| Westbound Solar LLC | 62882 | Oil Dri 2 Solar | GA | Thomas | SOCO | IPP Non-CHP | OLDRY |  | 1.4 | 1.4 | 1.4 | Solar Photovoltaic | SUN | PV | 2019 |  |  | (OP) Operating |  | 1.9 | [6 empty] | 30.991 | -84.066 | 0 | 0 | #DIV/0! | 0%
| OK Produce | 65229 | OK Produce Fresno Carport | CA | Fresno | CISO | Commercial Non-CHP | OKPVC |  | 2 | 2 | 1.3 | Solar Photovoltaic | SUN | PV | 2019 |  |  | (OP) Operating |  | 2.5 | [6 empty] | 36.7235 | -119.7744 | 0 | 0 | #DIV/0! | 0%
| Walmart Stores Texas, LLC | 64940 | WAL3886 | TX | Hidalgo | ERCO | Commercial Non-CHP | GEN1 |  | 1.2 | 1.2 | 1.2 | Natural Gas Internal Combustion Engine | NG | IC | 2021 |  |  | (OP) Operating | [8 empty] | 26.2677 | -98.2045 | 0 | 0 | #DIV/0! | 0%
| Florida Power & Light Co | 62491 | Okeechobee Solar | FL | Okeechobee | FPL | Electric Utility | 1 |  | 74.5 | 74.5 | 74.5 | Solar Photovoltaic | SUN | PV | 2020 |  |  | (OP) Operating |  | 111.8 | [6 empty] | 27.6304 | -80.7948 | 0 | 0 | #DIV/0! | 0%
| Walmart Stores Texas, LLC | 64773 | WAL407 | TX | Bell | ERCO | Commercial Non-CHP | GEN1 |  | 1.2 | 1.2 | 1.2 | Natural Gas Internal Combustion Engine | NG | IC | 2021 |  |  | (OP) Operating | [8 empty] | 31.0897 | -97.7293 | 0 | 0 | #DIV/0! | 0%
| FPL Energy Oklahoma Wind LLC | 56094 | Oklahoma Wind Energy Center | OK | Woodward | SWPP | IPP Non-CHP | GE15 |  | 102 | 102 | 102 | Onshore Wind Turbine | WND | WT | 2003 |  |  | (OP) Operating | [8 empty] | 36.604 | -99.3401 | 0 | 0 | #DIV/0! | 0%
| Old 300 Solar Center, LLC | 64133 | Old 300 Solar Center, LLC | TX | Fort Bend | ERCO | IPP Non-CHP | 2222 |  | 430 | 430 | 430 | Solar Photovoltaic | SUN | PV | 2024 |  |  | (OP) Operating |  | 539.61 | [6 empty] | 29.3335 | -95.8254 | 0 | 0 | #DIV/0! | 0%
| NJR Clean Energy Ventures Corporation | 66845 | Old Bridge Global Landfill CSG | NJ | Middlesex | PJM | IPP Non-CHP | OBGLD |  | 2 | 2 | 2 | Solar Photovoltaic | SUN | PV | 2023 |  |  | (OP) Operating |  | 2.8 | [6 empty] | 40.446 | -74.284 | 0 | 0 | #DIV/0! | 0%
| NJR Clean Energy Ventures Corporation | 61600 | Old Bridge Solar Farm | NJ | Monmouth | PJM | IPP Non-CHP | OLDBR |  | 8.8 | 8.8 | 8.8 | Solar Photovoltaic | SUN | PV | 2018 |  |  | (OP) Operating |  | 10.7 | [6 empty] | 40.4444 | -74.2434 | 0 | 0 | #DIV/0! | 0%
| Cypress Creek Renewables | 61534 | Old Caroleen Solar Farm | NC | Rutherford | DUK | IPP Non-CHP | GEN1 |  | 2 | 2 | 2 | Solar Photovoltaic | SUN | PV | 2018 |  |  | (OP) Operating |  | 3 | [6 empty] | 35.2977 | -81.812 | 0 | 0 | #DIV/0! | 0%
| Ecoplexus, Inc | 59519 | Old Catawba PV 1 | NC | Catawba | DUK | IPP Non-CHP | OLDC |  | 3.5 | 3.5 | 3.5 | Solar Photovoltaic | SUN | PV | 2015 |  |  | (OP) Operating |  | 5 | [6 empty] | 35.7117 | -81.1342 | 0 | 0 | #DIV/0! | 0%
| North Carolina El Member Corp | 64522 | Old Cedar Solar Energy Storage | NC | Randolph | CPLE | Electric Utility | BAT1 |  | 2.3 | 2.3 | 2.3 | Batteries | MWH | BA | 2021 |  |  | (OP) Operating | 2 | [7 empty] | 35.713 | -79.788 | 0 | 0 | #DIV/0! | 0%
| Old Court Rd Solar, LLC | 63237 | Old Court Rd Solar | MD | Howard | PJM | IPP Non-CHP | OLDCT |  | 2 | 2 | 2 | Solar Photovoltaic | SUN | PV | 2019 |  |  | (OP) Operating |  | 2.6 | [6 empty] | 39.3417 | -76.8351 | 0 | 0 | #DIV/0! | 0%
| Walmart Stores Texas, LLC | 64774 | WAL414 | TX | Wichita | ERCO | Commercial Non-CHP | GEN1 |  | 1.2 | 1.2 | 1.2 | Natural Gas Internal Combustion Engine | NG | IC | 2021 |  |  | (OP) Operating | [8 empty] | 33.857 | -98.499 | 0 | 0 | #DIV/0! | 0%
| Old Frontier Solar III PV, LLC | 68069 | Old Frontier Solar III | MA | Franklin | ISNE | IPP Non-CHP | 16501 |  | 4 | 4 | 4 | Solar Photovoltaic | SUN | PV | 2022 |  |  | (OP) Operating |  | 2.7 | [6 empty] | 42.494 | -72.6225 | 0 | 0 | #DIV/0! | 0%
| Old Gold Energy Center, LLC | 55804 | Old Gold Energy Center, LLC | IA | Worth | MISO | IPP Non-CHP | NM |  | 80 | 80 | 80 | Onshore Wind Turbine | WND | WT | 2001 | 9 | 2027 | (OP) Operating | [8 empty] | 43.3833 | -93.4167 | 0 | 0 | #DIV/0! | 0%
| USCE-Nashville District | 3426 | Old Hickory | TN | Sumner | TVA | Electric Utility | 1 |  | 103.7 | 115.7 | 115.7 | Conventional Hydroelectric | WAT | HY | 1957 |  |  | (OP) Operating | [8 empty] | 36.2972 | -86.6556 | 0 | 0 | #DIV/0! | 0%
| Agilitas Energy, Inc. | 64759 | Old Middleboro Road Solar | MA | Plymouth | ISNE | IPP Non-CHP | OLD |  | 9.5 | 9.5 | 9.5 | Solar Photovoltaic | SUN | PV | 2023 |  |  | (OP) Operating |  | 9.6 | [6 empty] | 41.793 | -70.8203 | 0 | 0 | #DIV/0! | 0%
| Citizens Enterprises Corporation | 60741 | Old Midville Solar | GA | Jenkins | SOCO | IPP Non-CHP | OMD |  | 19.7 | 19.7 | 19.7 | Solar Photovoltaic | SUN | PV | 2016 |  |  | (OP) Operating |  | 28.2 | [6 empty] | 32.8207 | -81.9818 | 0 | 0 | #DIV/0! | 0%
| Old Mill Solar | 59374 | Old Mill Solar | OR | Klamath | PACW | IPP Non-CHP | OMSLR |  | 5 | 5 | 5 | Solar Photovoltaic | SUN | PV | 2015 |  |  | (OP) Operating |  | 6.8 | [6 empty] | 42.2033 | -121.0464 | 0 | 0 | #DIV/0! | 0%
| Cypress Creek Renewables | 60600 | Old Pageland Monroe Road Solar Farm | NC | Union | DUK | IPP Non-CHP | PV1 |  | 5.3 | 5.3 | 5.3 | Solar Photovoltaic | SUN | PV | 2015 |  |  | (OP) Operating |  | 7.1 | [6 empty] | 34.9523 | -80.4819 | 0 | 0 | #DIV/0! | 0%
| Southeastern Solar Farm Fund, LLC | 66202 | Old Plank Road Solar Farm, LLC | FL | Duval | JEA | IPP Non-CHP | OLDPL |  | 3 | 3 | 3 | Solar Photovoltaic | SUN | PV | 2017 |  |  | (OP) Operating |  | 3.9 | [6 empty] | 30.3185 | -81.8883 | 0 | 0 | #DIV/0! | 0%
| NY Thompson III, LLC | 68552 | Old Route 17 | NY | Sullivan | NYIS | IPP Non-CHP | PV1 |  | 4 | 4 | 4 | Solar Photovoltaic | SUN | PV | 2025 |  |  | (OP) Operating | [8 empty] | 41.7384 | -74.7339 | 0 | 0 | #DIV/0! | 0%
| Old Settler Wind, LLC | 60366 | Old Settler Wind | TX | Floyd | ERCO | IPP Non-CHP | OSWF |  | 151.2 | 151.2 | 151.2 | Onshore Wind Turbine | WND | WT | 2017 |  |  | (OP) Operating | [8 empty] | 34.0603 | -101.1876 | 0 | 0 | #DIV/0! | 0%
| Old Trail Wind Farm LLC | 56614 | Old Trail Wind Farm | IL | McLean | PJM | IPP Non-CHP | 2 |  | 213.8 | 213.8 | 213.8 | Onshore Wind Turbine | WND | WT | 2007 |  |  | (OP) Operating | [8 empty] | 40.4792 | -88.7989 | 0 | 0 | #DIV/0! | 0%
| NuGen Capital Management | 61243 | Old Wardour Solar | MA | Worcester | ISNE | IPP Non-CHP | 5406 |  | 5.5 | 4.3 | 1.7 | Solar Photovoltaic | SUN | PV | 2016 |  |  | (OP) Operating |  | 6 | [6 empty] | 42.2376 | -72.0375 | 0 | 0 | #DIV/0! | 0%
| Strata Manager, LLC | 61094 | Old Wire Farm | NC | Scotland | CPLE | IPP Non-CHP | 1 |  | 5 | 5 | 5 | Solar Photovoltaic | SUN | PV | 2016 |  |  | (OP) Operating |  | 7.1 | [6 empty] | 34.8178 | -79.5139 | 0 | 0 | #DIV/0! | 0%
| Walmart Stores Texas, LLC | 64942 | WAL4298 | TX | Harris | ERCO | Commercial Non-CHP | GEN1 |  | 1.2 | 1.2 | 1.2 | Natural Gas Internal Combustion Engine | NG | IC | 2021 |  |  | (OP) Operating | [8 empty] | 29.9363 | -95.2526 | 0 | 0 | #DIV/0! | 0%
| Olinda Trail Solar LLC | 63401 | Olinda Trail Solar | MN | Chisago | MISO | IPP Non-CHP | OLI |  | 1 | 1 | 1 | Solar Photovoltaic | SUN | PV | 2019 |  |  | (OP) Operating |  | 1.4 | [6 empty] | 45.3159 | -92.8041 | 0 | 0 | #DIV/0! | 0%
| Walmart Stores Texas, LLC | 64775 | WAL447 | TX | Val Verde | ERCO | Commercial Non-CHP | GEN1 |  | 1.2 | 1.2 | 1.2 | Natural Gas Internal Combustion Engine | NG | IC | 2021 |  |  | (OP) Operating | [8 empty] | 29.3958 | -100.9011 | 0 | 0 | #DIV/0! | 0%
| Walmart Stores Texas, LLC | 64943 | WAL4509 | TX | Tarrant | ERCO | Commercial Non-CHP | GEN1 |  | 1.2 | 1.2 | 1.2 | Natural Gas Internal Combustion Engine | NG | IC | 2020 |  |  | (OP) Operating | [8 empty] | 32.6778 | -97.4677 | 0 | 0 | #DIV/0! | 0%
| Indiana Michigan Power Co | 59854 | OlivePV | IN | St Joseph | PJM | Electric Utility | OLPV1 |  | 5 | 5 | 5 | Solar Photovoltaic | SUN | PV | 2016 |  |  | (OP) Operating |  | 6.4 | [6 empty] | 41.7 | -86.49 | 0 | 0 | #DIV/0! | 0%
| Walmart Stores Texas, LLC | 64944 | WAL4512 | TX | Harris | ERCO | Commercial Non-CHP | GEN1 |  | 1.2 | 1.2 | 1.2 | Natural Gas Internal Combustion Engine | NG | IC | 2020 |  |  | (OP) Operating | [8 empty] | 29.8182 | -95.768 | 0 | 0 | #DIV/0! | 0%
| Georgia Power Co | 720 | Oliver Dam | GA | Muscogee | SOCO | Electric Utility | 1 |  | 60 | 59 | 58.3 | Conventional Hydroelectric | WAT | HY | 1959 |  |  | (OP) Operating | [8 empty] | 32.5155 | -85.0004 | 0 | 0 | #DIV/0! | 0%
| Oliver Wind III, LLC | 60905 | Oliver Wind III, LLC | ND | Morton | MISO | IPP Non-CHP | WT1 |  | 99.3 | 99.3 | 99.3 | Onshore Wind Turbine | WND | WT | 2017 |  |  | (OP) Operating | [8 empty] | 46.9571 | -101.1681 | 0 | 0 | #DIV/0! | 0%
| Oliver Wind IV, LLC | 67502 | Oliver Wind IV | ND | Oliver | SWPP | IPP Non-CHP | GEN4 |  | 198.8 | 198.8 | 198.8 | Onshore Wind Turbine | WND | WT | 2024 |  |  | (OP) Operating | [8 empty] | 47.1243 | -101.6124 | 0 | 0 | #DIV/0! | 0%
| Olmstead Solar II, LLC | 64735 | Olmstead II CSG | IL | Stephenson | PJM | IPP Non-CHP | OLMS2 |  | 2 | 2 | 2 | Solar Photovoltaic | SUN | PV | 2021 |  |  | (OP) Operating |  | 3 | [6 empty] | 42.3717 | -89.7963 | 0 | 0 | #DIV/0! | 0%
| Walmart Stores Texas, LLC | 64776 | WAL452 | TX | Hidalgo | ERCO | Commercial Non-CHP | GEN1 |  | 1.2 | 1.2 | 1.2 | Natural Gas Internal Combustion Engine | NG | IC | 2021 |  |  | (OP) Operating | [8 empty] | 26.2439 | -98.2451 | 0 | 0 | #DIV/0! | 0%
| HEN Infrastructure, L.L.C. | 65832 | Olney | TX | Young | ERCO | IPP Non-CHP | OLNEY |  | 9.9 | 9.9 | 9.9 | Batteries | MWH | BA | 2023 |  |  | (OP) Operating | 9.9 | [7 empty] | 33.3711 | -98.7205 | 0 | 0 | #DIV/0! | 0%
| Olney Solar II, LLC | 64043 | Olney Solar II CSG | IL | Richland | MISO | IPP Non-CHP | 6778 |  | 2 | 2 | 1.6 | Solar Photovoltaic | SUN | PV | 2021 |  |  | (OP) Operating |  | 2.7 | [6 empty] | 38.7216 | -88.1268 | 0 | 0 | #DIV/0! | 0%
| Olsen Power Partners | 50180 | Olsen | CA | Shasta | CISO | IPP Non-CHP | GEN1 |  | 5 | 4.8 | 4.6 | Conventional Hydroelectric | WAT | HY | 1990 |  |  | (OP) Operating | [8 empty] | 40.6372 | -121.9281 | 0 | 0 | #DIV/0! | 0%
| California PV Energy LLC | 58581 | Oltmans SCE at Champagne | CA | San Bernardino | CISO | IPP Non-CHP | 1 |  | 1 | 1 | 1 | Solar Photovoltaic | SUN | PV | 2013 |  |  | (OP) Operating |  | 1.4 | [6 empty] | 34.0439 | -117.5311 | 0 | 0 | #DIV/0! | 0%
| California PV Energy LLC | 58582 | Oltmans SCE at Jurupa | CA | San Bernardino | CISO | IPP Non-CHP | 1 |  | 1.5 | 1.5 | 1.5 | Solar Photovoltaic | SUN | PV | 2013 |  |  | (OP) Operating |  | 2 | [6 empty] | 34.05 | -117.5961 | 0 | 0 | #DIV/0! | 0%
| Walmart Stores Texas, LLC | 64945 | WAL4526 | TX | Harris | ERCO | Commercial Non-CHP | GEN1 |  | 1.2 | 1.2 | 1.2 | Natural Gas Internal Combustion Engine | NG | IC | 2021 |  |  | (OP) Operating | [8 empty] | 29.8298 | -95.3773 | 0 | 0 | #DIV/0! | 0%
| DG South Carolina Solar, LLC | 63756 | Omtanke Solar | SC | Berkeley | SC | IPP Non-CHP | DGSC1 |  | 6 | 6 | 6 | Solar Photovoltaic | SUN | PV | 2020 |  |  | (OP) Operating |  | 8.5 | [6 empty] | 33.1337 | -80.2537 | 0 | 0 | #DIV/0! | 0%
| Walmart Stores Texas, LLC | 64946 | WAL4538 | TX | Harris | ERCO | Commercial Non-CHP | GEN1 |  | 1.2 | 1.2 | 1.2 | Natural Gas Internal Combustion Engine | NG | IC | 2019 |  |  | (OP) Operating | [8 empty] | 29.8037 | -95.7204 | 0 | 0 | #DIV/0! | 0%
| Walmart Stores Texas, LLC | 64777 | WAL456 | TX | Cameron | ERCO | Commercial Non-CHP | GEN1 |  | 1.2 | 1.2 | 1.2 | Natural Gas Internal Combustion Engine | NG | IC | 2021 |  |  | (OP) Operating | [8 empty] | 25.9761 | -97.5195 | 0 | 0 | #DIV/0! | 0%
| Walmart Stores Texas, LLC | 64778 | WAL461 | TX | Maverick | ERCO | Commercial Non-CHP | GEN1 |  | 1.2 | 1.2 | 1.2 | Natural Gas Internal Combustion Engine | NG | IC | 2021 |  |  | (OP) Operating | [8 empty] | 28.702 | -100.4827 | 0 | 0 | #DIV/0! | 0%
| Walmart Stores Texas, LLC | 64791 | WAL462 | TX | Brazoria | ERCO | Commercial Non-CHP | GEN1 |  | 1.3 | 1.3 | 1.3 | Natural Gas Internal Combustion Engine | NG | IC | 2019 |  |  | (OP) Operating | [8 empty] | 29.4218 | -95.2308 | 0 | 0 | #DIV/0! | 0%
| One Ten Partners, LLC | 61419 | One Ten Partners PV | CA | Los Angeles | CISO | IPP Non-CHP | OTP |  | 2 | 2 | 2 | Solar Photovoltaic | SUN | PV | 2017 |  |  | (OP) Operating |  | 2.7 | [6 empty] | 34.6156 | -117.9366 | 0 | 0 | #DIV/0! | 0%
| PacifiCorp | 829 | Oneida | ID | Franklin | PACE | Electric Utility | 1 |  | 30 | 27.9 | 27.9 | Conventional Hydroelectric | WAT | HY | 1917 |  |  | (OP) Operating | [8 empty] | 42.2678 | -111.7485 | 0 | 0 | #DIV/0! | 0%
| Oneida DG Solar, LLC | 60455 | Oneida - South | NY | Oneida | NYIS | IPP Non-CHP | ONS |  | 1.9 | 1.9 | 1.9 | Solar Photovoltaic | SUN | PV | 2015 |  |  | (OP) Operating |  | 2.6 | [6 empty] | 43.1664 | -75.3869 | 0 | 0 | #DIV/0! | 0%
| Oneida DG Solar, LLC | 60456 | Oneida - West | NY | Oneida | NYIS | IPP Non-CHP | ONW |  | 1.9 | 1.9 | 1.9 | Solar Photovoltaic | SUN | PV | 2015 |  |  | (OP) Operating |  | 2.6 | [6 empty] | 43.1696 | -75.4049 | 0 | 0 | #DIV/0! | 0%
| Tesla Inc. | 60114 | Oneida County- DPW | NY | Oneida | ISNE | IPP Non-CHP | PV1 |  | 1.5 | 1.5 | 1.5 | Solar Photovoltaic | SUN | PV | 2017 |  |  | (OP) Operating |  | 2 | [6 empty] | 43.1508 | -75.3713 | 0 | 0 | #DIV/0! | 0%
| Walmart Stores Texas, LLC | 64792 | WAL504 | TX | Galveston | ERCO | Commercial Non-CHP | GEN1 |  | 1.2 | 1.2 | 1.2 | Natural Gas Internal Combustion Engine | NG | IC | 2022 |  |  | (OP) Operating | [8 empty] | 29.2651 | -94.8329 | 0 | 0 | #DIV/0! | 0%
| U S Bureau of Reclamation | 446 | ONeill | CA | Merced | CISO | Electric Utility | 1 |  | 25.2 | 14.4 | 14.4 | Hydroelectric Pumped Storage | WAT | PS | 1967.5 |  |  | (OP) Operating | [8 empty] | 37.0987 | -121.0477 | 0 | 0 | #DIV/0! | 0%
| O'Neill Creek Solar LLC | 63235 | O'Neill Creek Solar | OR | Washington | PGE | IPP Non-CHP | OCPV1 |  | 2.2 | 2.2 | 2.2 | Solar Photovoltaic | SUN | PV | 2019 |  |  | (OP) Operating |  | 3.3 | [6 empty] | 45.472 | -123.129 | 0 | 0 | #DIV/0! | 0%
| Walmart Stores Texas, LLC | 64947 | WAL5045 | TX | Harris | ERCO | Commercial Non-CHP | GEN1 |  | 1.2 | 1.2 | 1.2 | Natural Gas Internal Combustion Engine | NG | IC | 2020 |  |  | (OP) Operating | [8 empty] | 30.0143 | -95.595 | 0 | 0 | #DIV/0! | 0%
| Wisconsin Power & Light Co | 65008 | Onion River | WI | Sheboygan | MISO | Electric Utility | PV1 |  | 150 | 150 | 150 | Solar Photovoltaic | SUN | PV | 2023 |  |  | (OP) Operating |  | 180.1 | [6 empty] | 43.6002 | -87.8966 | 0 | 0 | #DIV/0! | 0%
| Tesla Inc. | 60097 | Onondaga County - Metro Water Board | NY | Onondaga | NYIS | IPP Non-CHP | PV1 |  | 1 | 1 | 1 | Solar Photovoltaic | SUN | PV | 2016 |  |  | (OP) Operating |  | 1.4 | [6 empty] | 43.1838 | -76.2241 | 0 | 0 | #DIV/0! | 0%
| Tesla Inc. | 60098 | Onondaga County - Oak Orchard WWTP | NY | Onondaga | NYIS | IPP Non-CHP | PV1 |  | 2 | 2 | 2 | Solar Photovoltaic | SUN | PV | 2017 |  |  | (OP) Operating |  | 2.5 | [6 empty] | 43.1727 | -76.1301 | 0 | 0 | #DIV/0! | 0%
| Tesla Inc. | 60462 | Onondaga County- Clearwater | NY | Oswego | ISNE | IPP Non-CHP | PV1 |  | 2 | 2 | 2 | Solar Photovoltaic | SUN | PV | 2017 |  |  | (OP) Operating |  | 2.5 | [6 empty] | 43.4293 | -76.5157 | 0 | 0 | #DIV/0! | 0%
| Tesla Inc. | 60232 | Onondaga County- Jamesville | NY | Onondaga | NYIS | IPP Non-CHP | PV1 |  | 2 | 2 | 2 | Solar Photovoltaic | SUN | PV | 2018 |  |  | (OP) Operating |  | 2.5 | [6 empty] | 42.9866 | -76.0642 | 0 | 0 | #DIV/0! | 0%
| Walmart Stores Texas, LLC | 64948 | WAL5080 | TX | Tarrant | ERCO | Commercial Non-CHP | GEN1 |  | 1.2 | 1.2 | 1.2 | Natural Gas Internal Combustion Engine | NG | IC | 2022 |  |  | (OP) Operating | [8 empty] | 32.8479 | -97.184 | 0 | 0 | #DIV/0! | 0%
| Kearsarge Onset LLC | 61163 | Onset East Community Solar Facility | MA | Plymouth | ISNE | IPP Non-CHP | ONSE |  | 1 | 1 | 1 | Solar Photovoltaic | SUN | PV | 2016 |  |  | (OP) Operating |  | 1.4 | [6 empty] | 41.7658 | -70.6445 | 0 | 0 | #DIV/0! | 0%
| Kearsarge Onset LLC | 61164 | Onset West Community Solar Facility | MA | Plymouth | ISNE | IPP Non-CHP | ONSW |  | 1 | 1 | 1 | Solar Photovoltaic | SUN | PV | 2016 |  |  | (OP) Operating |  | 1.4 | [6 empty] | 41.7658 | -70.6445 | 0 | 0 | #DIV/0! | 0%
| Walmart Stores Texas, LLC | 64949 | WAL5091 | TX | Harris | ERCO | Commercial Non-CHP | GEN1 |  | 1.2 | 1.2 | 1.2 | Natural Gas Internal Combustion Engine | NG | IC | 2020 |  |  | (OP) Operating | [8 empty] | 29.976 | -95.6974 | 0 | 0 | #DIV/0! | 0%
| Walmart Stores Texas, LLC | 64950 | WAL5116 | TX | Harris | ERCO | Commercial Non-CHP | GEN1 |  | 1.2 | 1.2 | 1.2 | Natural Gas Internal Combustion Engine | NG | IC | 2020 |  |  | (OP) Operating | [8 empty] | 29.6643 | -95.0983 | 0 | 0 | #DIV/0! | 0%
| Adapture Renewables, Inc. | 61860 | Ontario Solar Center | OR | Malheur | IPCO | IPP Non-CHP | ONTRO |  | 3 | 3 | 3 | Solar Photovoltaic | SUN | PV | 2020 |  |  | (OP) Operating |  | 4 | [6 empty] | 44.1128 | -117.0281 | 0 | 0 | #DIV/0! | 0%
| Azimuth 180 Solar Electric, LLC | 65165 | Ontario Sun | NY | Oswego | NYIS | IPP Non-CHP | ONSUN |  | 2.4 | 2.4 | 2.4 | Solar Photovoltaic | SUN | PV | 2023 |  |  | (OP) Operating |  | 3.1 | [6 empty] | 43.644 | -76.156 | 0 | 0 | #DIV/0! | 0%
| Walmart Stores Texas, LLC | 64951 | WAL5165 | TX | Hidalgo | ERCO | Commercial Non-CHP | GEN1 |  | 1.2 | 1.2 | 1.2 | Natural Gas Internal Combustion Engine | NG | IC | 2021 |  |  | (OP) Operating | [8 empty] | 26.1918 | -98.1283 | 0 | 0 | #DIV/0! | 0%
| Onyx Asset Services Group | 61206 | Onyx - Allen Harim | DE | Sussex | PJM | IPP Non-CHP | 10021 |  | 1.2 | 1.2 | 1.2 | Solar Photovoltaic | SUN | PV | 2017 |  |  | (OP) Operating |  | 1.6 | [6 empty] | 38.7175 | -75.2888 | 0 | 0 | #DIV/0! | 0%
| Onyx Asset Services Group | 61727 | Onyx - Brockton Thatcher Landfill Solar | MA | Plymouth | ISNE | IPP Non-CHP | 10238 |  | 3.7 | 3.7 | 3.7 | Solar Photovoltaic | SUN | PV | 2017 |  |  | (OP) Operating |  | 4.4 | [6 empty] | 42.0664 | -70.9835 | 0 | 0 | #DIV/0! | 0%
| Onyx Asset Services Group | 60967 | Onyx - Lamphear Road CSG | NY | Oneida | NYIS | IPP Non-CHP | 10016 |  | 2 | 2 | 2 | Solar Photovoltaic | SUN | PV | 2016 |  |  | (OP) Operating |  | 2.8 | [6 empty] | 43.1841 | -75.4767 | 0 | 0 | #DIV/0! | 0%
| Onyx Asset Services Group | 61726 | Onyx - Pembroke Landfill Solar | MA | Plymouth | ISNE | IPP Non-CHP | 10244 |  | 2.4 | 2.4 | 2.4 | Solar Photovoltaic | SUN | PV | 2017 |  |  | (OP) Operating |  | 3.3 | [6 empty] | 42.0499 | -70.8024 | 0 | 0 | #DIV/0! | 0%
| Onyx Asset Services Group | 61724 | Onyx - Saratoga Springs Landfill Solar C | NY | Saratoga | NYIS | IPP Non-CHP | 10254 |  | 2 | 2 | 2 | Solar Photovoltaic | SUN | PV | 2017 |  |  | (OP) Operating |  | 2.6 | [6 empty] | 43.0969 | -73.7449 | 0 | 0 | #DIV/0! | 0%
| Deschutes Valley Water District | 54251 | Opal Springs Hydro | OR | Jefferson | PACW | IPP Non-CHP | 1 |  | 4.3 | 3.3 | 5 | Conventional Hydroelectric | WAT | HY | 1985 |  |  | (OP) Operating | [8 empty] | 44.49 | -121.2988 | 0 | 0 | #DIV/0! | 0%
| Cypress Creek Renewables | 60332 | Open Range Solar Center, LLC | OR | Malheur | IPCO | IPP Non-CHP | ORSC1 |  | 10 | 10 | 10 | Solar Photovoltaic | SUN | PV | 2016 |  |  | (OP) Operating |  | 13 | [6 empty] | 43.7968 | -117.0653 | 0 | 0 | #DIV/0! | 0%
| Renewable Solar, Inc | 68471 | Open Sky Dairy | CA | Fresno | CISO | Industrial Non-CHP | 18880 |  | 1.7 | 1.7 | 1.7 | Solar Photovoltaic | SUN | PV | 2024 |  |  | (OP) Operating |  | 2.2 | [6 empty] | 36.4599 | -120.0298 | 0 | 0 | #DIV/0! | 0%
| Bravo REC Management LLC | 67793 | Open Sky Ranch Inc | CA | Fresno | CISO | Industrial Non-CHP | OPSKY |  | 1.7 | 1.7 | 1.7 | Solar Photovoltaic | SUN | PV | 2024 |  |  | (OP) Operating |  | 2.1 | [6 empty] | 36.4605 | -120.0305 | 0 | 0 | #DIV/0! | 0%
| Cross Pollination Inc | 58935 | Open View Solar Farm | VT | Addison | ISNE | IPP Non-CHP | PV |  | 2 | 1.9 | 1.9 | Solar Photovoltaic | SUN | PV | 2013 |  |  | (OP) Operating |  | 2.5 | [6 empty] | 44.1394 | -73.2039 | 0 | 0 | #DIV/0! | 0%
| Walmart Stores Texas, LLC | 64952 | WAL5211 | TX | Collin | ERCO | Commercial Non-CHP | GEN1 |  | 1.3 | 1.3 | 1.3 | Petroleum Liquids | DFO | IC | 2020 |  |  | (OP) Operating | [8 empty] | 33.1563 | -96.6827 | 0 | 0 | #DIV/0! | 0%
| Optimum Wind 3 LLC | 59227 | Optimum Wind 3 LLC | IA | Story | MISO | IPP Non-CHP | WT1 |  | 3 | 3 | 3 | Onshore Wind Turbine | WND | WT | 2017 |  |  | (OP) Operating | [8 empty] | 42.0192 | -93.5136 | 0 | 0 | #DIV/0! | 0%
| Optimum Wind 4 LLC | 59226 | Optimum Wind 4 LLC | IA | Story | MISO | IPP Non-CHP | WT1 |  | 3 | 3 | 3 | Onshore Wind Turbine | WND | WT | 2017 |  |  | (OP) Operating | [8 empty] | 42.0164 | -93.5158 | 0 | 0 | #DIV/0! | 0%
| Optimum Wind 5 LLC | 59223 | Optimum Wind 5 LLC | IA | Story | MISO | IPP Non-CHP | WT1 |  | 3 | 3 | 3 | Onshore Wind Turbine | WND | WT | 2017 |  |  | (OP) Operating | [8 empty] | 42.014 | -93.5181 | 0 | 0 | #DIV/0! | 0%
| Optimum Wind 6 LLC | 59224 | Optimum Wind 6 LLC | IA | Story | MISO | IPP Non-CHP | WT1 |  | 3 | 3 | 3 | Onshore Wind Turbine | WND | WT | 2017 |  |  | (OP) Operating | [8 empty] | 42.0069 | -93.5236 | 0 | 0 | #DIV/0! | 0%
| Optimum Wind 7 LLC | 59225 | Optimum Wind 7 LLC | IA | Story | MISO | IPP Non-CHP | WT1 |  | 3 | 3 | 3 | Onshore Wind Turbine | WND | WT | 2017 |  |  | (OP) Operating | [8 empty] | 42.0283 | -93.4303 | 0 | 0 | #DIV/0! | 0%
| Gun Club Solar, LLC | 68445 | OR - Green Key - Gun Club | OR | Yamhill | PGE | IPP Non-CHP | GNCLB |  | 2.5 | 2.5 | 2.5 | Solar Photovoltaic | SUN | PV | 2024 |  |  | (OP) Operating |  | 3.8 | [6 empty] | 45.2673 | -123.0141 | 0 | 0 | #DIV/0! | 0%
| Canyonland Solar LLC | 68446 | OR - Green Key - Marquam | OR | Clackamas | PGE | IPP Non-CHP | MARQM |  | 1.9 | 1.9 | 1.9 | Solar Photovoltaic | SUN | PV | 2024 |  |  | (OP) Operating |  | 2.9 | [6 empty] | 45.0828 | -122.6673 | 0 | 0 | #DIV/0! | 0%
| Belvedere Solar, LLC | 68451 | OR - Solops - SPI 18 - Belvedere | OR | Marion | PGE | IPP Non-CHP | BELVD |  | 3 | 3 | 3 | Solar Photovoltaic | SUN | PV | 2024 |  |  | (OP) Operating |  | 3.8 | [6 empty] | 45.0557 | -122.8034 | 0 | 0 | #DIV/0! | 0%
| Clayfield Solar, LLC | 68448 | OR - Solops - SPI 18 - Clayfield | OR | Clackamas | PGE | IPP Non-CHP | CLAFD |  | 2.6 | 2.6 | 2.6 | Solar Photovoltaic | SUN | PV | 2024 |  |  | (OP) Operating |  | 3.4 | [6 empty] | 45.2622 | -122.3466 | 0 | 0 | #DIV/0! | 0%
| Dover Solar, LLC | 68450 | OR - Solops - SPI 18 - Dover | OR | Clackamas | PGE | IPP Non-CHP | DOVER |  | 2 | 2 | 2 | Solar Photovoltaic | SUN | PV | 2024 |  |  | (OP) Operating |  | 3.1 | [6 empty] | 45.2089 | -122.6758 | 0 | 0 | #DIV/0! | 0%
| OR Solar 2, LLC | 61200 | OR Solar 2, LLC | OR | Jackson | PACW | IPP Non-CHP | ORSR2 |  | 10 | 10 | 10 | Solar Photovoltaic | SUN | PV | 2020 |  |  | (OP) Operating |  | 12.8 | [6 empty] | 42.5421 | -122.7813 | 0 | 0 | #DIV/0! | 0%
| Heelstone Energy Holdings, LLC | 61201 | OR Solar 3, LLC | OR | Klamath | PACW | IPP Non-CHP | ORSR3 |  | 10 | 10 | 10 | Solar Photovoltaic | SUN | PV | 2017 |  |  | (OP) Operating |  | 13.2 | [6 empty] | 42.0223 | -121.4189 | 0 | 0 | #DIV/0! | 0%
| Heelstone Energy Holdings, LLC | 61423 | OR Solar 5, LLC | OR | Klamath | PACW | IPP Non-CHP | PV1 |  | 8 | 8 | 8 | Solar Photovoltaic | SUN | PV | 2018 |  |  | (OP) Operating |  | 10.3 | [6 empty] | 42.0303 | -121.6116 | 0 | 0 | #DIV/0! | 0%
| Heelstone Energy Holdings, LLC | 61430 | OR Solar 6, LLC | OR | Lake | PACW | IPP Non-CHP | PV6 |  | 10 | 10 | 10 | Solar Photovoltaic | SUN | PV | 2017 |  |  | (OP) Operating |  | 13.7 | [6 empty] | 42.209 | -120.3678 | 0 | 0 | #DIV/0! | 0%
| Heelstone Energy Holdings, LLC | 61424 | OR Solar 8, LLC | OR | Klamath | PACW | IPP Non-CHP | PV1 |  | 10 | 10 | 10 | Solar Photovoltaic | SUN | PV | 2018 |  |  | (OP) Operating |  | 13.9 | [6 empty] | 42.2389 | -121.5858 | 0 | 0 | #DIV/0! | 0%
| Cork Solar, LLC | 68449 | OR -Solops - SPI 18 - Cork | OR | Clackamas | PGE | IPP Non-CHP | CORK |  | 1.3 | 1.3 | 1.3 | Solar Photovoltaic | SUN | PV | 2024 |  |  | (OP) Operating |  | 2 | [6 empty] | 45.1276 | -122.5574 | 0 | 0 | #DIV/0! | 0%
| Florida Power & Light Co | 62919 | Orange Blossom Solar Center | FL | Indian River | FPL | Electric Utility | 1 |  | 74.5 | 74.5 | 74.5 | Solar Photovoltaic | SUN | PV | 2021 |  |  | (OP) Operating |  | 96.7 | [6 empty] | 27.5969 | -80.5707 | 0 | 0 | #DIV/0! | 0%
| Solar Star Coastal Pirate, LLC | 65614 | Orange Coast College PH2 Solar Project | CA | Orange | CISO | IPP Non-CHP | OCCBA |  | 5.2 | 5.1 | 4.8 | Batteries | MWH | BA | 2022 |  |  | (OP) Operating | 4 | [7 empty] | 33.6726 | -117.9125 | 0 | 0 | #DIV/0! | 0%
| Walmart Stores Texas, LLC | 64793 | WAL522 | TX | Harris | ERCO | Commercial Non-CHP | GEN1 |  | 1.2 | 1.2 | 1.2 | Natural Gas Internal Combustion Engine | NG | IC | 2020 |  |  | (OP) Operating | [8 empty] | 29.8945 | -95.065 | 0 | 0 | #DIV/0! | 0%
| Convergent Energy and Power LP | 62497 | Orange County Energy Storage 2 | CA | Orange | CISO | IPP Non-CHP | OCES2 |  | 9 | 9 | 9 | Batteries | MWH | BA | 2021 |  |  | (OA) Out of service but expected to return to service in next calendar year | 36 | [7 empty] | 33.7155 | -117.8543 | 0 | 0 | #DIV/0! | 0%
| Convergent Energy and Power LP | 62499 | Orange County Energy Storage 3 | CA | Orange | CISO | IPP Non-CHP | OCES3 |  | 6 | 6 | 6 | Batteries | MWH | BA | 2021 |  |  | (OA) Out of service but expected to return to service in next calendar year | 24 | [7 empty] | 33.7149 | -117.8543 | 0 | 0 | #DIV/0! | 0%
| Tesla Inc. | 60229 | Orange County Solar Farm (NY) | NY | Orange | ISNE | IPP Non-CHP | PV1 |  | 1.5 | 1.5 | 1.5 | Solar Photovoltaic | SUN | PV | 2017 |  |  | (OP) Operating |  | 2.1 | [6 empty] | 41.4049 | -74.3595 | 0 | 0 | #DIV/0! | 0%
| Walmart Stores Texas, LLC | 64953 | WAL5287 | TX | Harris | ERCO | Commercial Non-CHP | GE N3 |  | 1.2 | 1.2 | 1.2 | Natural Gas Internal Combustion Engine | NG | IC | 2020 |  |  | (OP) Operating | [8 empty] | 30.0773 | -95.5128 | 0 | 0 | #DIV/0! | 0%
| Terraform Arcadia | 58411 | Orange PV | MA | Franklin | ISNE | IPP Non-CHP | SO023 |  | 2 | 2 | 2 | Solar Photovoltaic | SUN | PV | 2013 |  |  | (OP) Operating |  | 2.4 | [6 empty] | 42.585 | -72.2939 | 0 | 0 | #DIV/0! | 0%
| Walmart Stores Texas, LLC | 64794 | WAL529 | TX | Galveston | ERCO | Commercial Non-CHP | GEN1 |  | 1.3 | 1.3 | 1.3 | Natural Gas Internal Combustion Engine | NG | IC | 2019 |  |  | (OP) Operating | [8 empty] | 29.3723 | -95.0005 | 0 | 0 | #DIV/0! | 0%
| Invenergy Services LLC | 64686 | Orangeville Storage | NY | Wyoming | NYIS | IPP Non-CHP | 65002 |  | 24.7 | 20 | 20 | Batteries | MWH | BA | 2022 |  |  | (OP) Operating | 20 | [7 empty] | 42.7387 | -78.2397 | 0 | 0 | #DIV/0! | 0%
| Walmart Stores Texas, LLC | 64954 | WAL5311 | TX | Collin | ERCO | Commercial Non-CHP | GEN1 |  | 1.3 | 1.3 | 1.3 | Petroleum Liquids | DFO | IC | 2020 |  |  | (OP) Operating | [8 empty] | 33.2168 | -96.7357 | 0 | 0 | #DIV/0! | 0%
| Walmart Stores Texas, LLC | 64955 | WAL5312 | TX | Tarrant | ERCO | Commercial Non-CHP | GEN1 |  | 1.2 | 1.2 | 1.2 | Natural Gas Internal Combustion Engine | NG | IC | 2021 |  |  | (OP) Operating | [8 empty] | 32.7746 | -97.2918 | 0 | 0 | #DIV/0! | 0%
| Walmart Stores Texas, LLC | 64956 | WAL5316 | TX | Tarrant | ERCO | Commercial Non-CHP | GEN1 |  | 1.2 | 1.2 | 1.2 | Natural Gas Internal Combustion Engine | NG | IC | 2020 |  |  | (OP) Operating | [8 empty] | 32.8821 | -97.3876 | 0 | 0 | #DIV/0! | 0%
| Walmart Stores Texas, LLC | 64795 | WAL536 | TX | Jones | ERCO | Commercial Non-CHP | GEN1 |  | 1.2 | 1.2 | 1.2 | Natural Gas Internal Combustion Engine | NG | IC | 2021 |  |  | (OP) Operating | [8 empty] | 32.4808 | -99.698 | 0 | 0 | #DIV/0! | 0%
| Florida Power & Light Co | 65925 | Orchard | FL | St Lucie | FPL | Electric Utility | 1 |  | 74.5 | 74.5 | 74.5 | Solar Photovoltaic | SUN | PV | 2024 |  |  | (OP) Operating |  | 108.02 | [6 empty] | 27.5578 | -80.5701 | 0 | 0 | #DIV/0! | 0%
| Yakima-Tieton Irrigation Dist | 50421 | Orchard Avenue 1 | WA | Yakima | PACW | IPP Non-CHP | 201 |  | 1.6 | 1.6 | 1.4 | Conventional Hydroelectric | WAT | HY | 1987 |  |  | (OA) Out of service but expected to return to service in next calendar year | [8 empty] | 46.5964 | -120.6775 | 0 | 0 | #DIV/0! | 0%
| Orchard Knob Solar LLC | 68463 | Orchard Knob | OR | Polk | PACW | IPP Non-CHP | PV1 |  | 2.3 | 2.3 | 2.3 | Solar Photovoltaic | SUN | PV | 2025 |  |  | (OP) Operating | [8 empty] | 44.947 | -123.31 | 0 | 0 | #DIV/0! | 0%
| Walmart Stores Texas, LLC | 64796 | WAL537 | TX | Ector | ERCO | Commercial Non-CHP | GEN1 |  | 1.2 | 1.2 | 1.2 | Natural Gas Internal Combustion Engine | NG | IC | 2021 |  |  | (OP) Operating | [8 empty] | 31.8957 | -102.3325 | 0 | 0 | #DIV/0! | 0%
| Orchard Ranch Solar, LLC | 60010 | Orchard Ranch Solar | ID | Ada | IPCO | IPP Non-CHP | IPOR |  | 20 | 20 | 20 | Solar Photovoltaic | SUN | PV | 2017 |  |  | (OP) Operating |  | 26 | [6 empty] | 43.467 | -116.285 | 0 | 0 | #DIV/0! | 0%
| Orchard Windfarm, LLC | 62935 | Orchard Windfarm 1, LLC | OR | Morrow | PACW | IPP Non-CHP | OCHW |  | 10 | 10 | 10 | Onshore Wind Turbine | WND | WT | 2020 |  |  | (OP) Operating | [8 empty] | 45.38 | -119.3332 | 0 | 0 | #DIV/0! | 0%
| Orchard Windfarm, LLC | 64051 | Orchard Windfarm 2, LLC | OR | Morrow | BPAT | IPP Non-CHP | OCHW2 |  | 10 | 10 | 10 | Onshore Wind Turbine | WND | WT | 2020 |  |  | (OP) Operating | [8 empty] | 45.38 | -119.3332 | 0 | 0 | #DIV/0! | 0%
| Orchard Windfarm, LLC | 64052 | Orchard Windfarm 3, LLC | OR | Morrow | BPAT | IPP Non-CHP | OCHW3 |  | 10 | 10 | 10 | Onshore Wind Turbine | WND | WT | 2020 |  |  | (OP) Operating | [8 empty] | 45.38 | -119.3332 | 0 | 0 | #DIV/0! | 0%
| Orchard Windfarm, LLC | 64053 | Orchard Windfarm 4, LLC | OR | Morrow | PACW | IPP Non-CHP | OCHW4 |  | 10 | 10 | 10 | Onshore Wind Turbine | WND | WT | 2020 |  |  | (OP) Operating | [8 empty] | 45.38 | -119.3332 | 0 | 0 | #DIV/0! | 0%
| Walmart Stores Texas, LLC | 64957 | WAL5388 | TX | Galveston | ERCO | Commercial Non-CHP | GEN1 |  | 1.3 | 1.3 | 1.3 | Natural Gas Internal Combustion Engine | NG | IC | 2020 |  |  | (OP) Operating | [8 empty] | 29.4702 | -95.0896 | 0 | 0 | #DIV/0! | 0%
| Ormat Nevada Inc | 56833 | OREG 1 Inc | MT | Roosevelt | SWPP | IPP Non-CHP | CS10 |  | 30 | 20 | 30 | All Other | WH | OT | 2006 |  |  | (OP) Operating | [8 empty] | 48.2139 | -104.3975 | 0 | 0 | #DIV/0! | 0%
| Ormat Nevada Inc | 56880 | OREG 2 Inc | MT | Roosevelt | SWPP | IPP Non-CHP | CS12 |  | 30 | 20 | 30 | All Other | WH | OT | 2008.75 |  |  | (OP) Operating | [8 empty] | 48.2142 | -104.3975 | 0 | 0 | #DIV/0! | 0%
| Ormat Nevada Inc | 57281 | OREG 3 Inc | MN | Martin | MISO | IPP Non-CHP | CS13 |  | 5 | 3.3 | 5 | All Other | WH | OT | 2010 |  |  | (OP) Operating | [8 empty] | 43.76 | -94.7514 | 0 | 0 | #DIV/0! | 0%
| Walmart Stores Texas, LLC | 64797 | WAL546 | TX | Fort Bend | ERCO | Commercial Non-CHP | GEN1 |  | 1.2 | 1.2 | 1.2 | Natural Gas Internal Combustion Engine | NG | IC | 2020 |  |  | (OP) Operating | [8 empty] | 29.5581 | -95.7613 | 0 | 0 | #DIV/0! | 0%
| Tesla Inc. | 60112 | Oregon Convention Center | OR | Multnomah | PACW | IPP Non-CHP | PV1 |  | 1.4 | 1.4 | 1.4 | Solar Photovoltaic | SUN | PV | 2016 |  |  | (OP) Operating |  | 2 | [6 empty] | 45.5285 | -122.6632 | 0 | 0 | #DIV/0! | 0%
| Walmart Stores Texas, LLC | 64958 | WAL5479 | TX | Travis | ERCO | Commercial Non-CHP | GEN1 |  | 1.2 | 1.2 | 1.2 | Natural Gas Internal Combustion Engine | NG | IC | 2021 |  |  | (OP) Operating | [8 empty] | 30.4531 | -97.606 | 0 | 0 | #DIV/0! | 0%
| Idaho Wind Partners 1 LLC | 56439 | Oregon Trail Wind Park | ID | Twin Falls | IPCO | IPP Non-CHP | OTWP |  | 13.5 | 13.5 | 13.5 | Onshore Wind Turbine | WND | WT | 2011 |  |  | (OP) Operating | [8 empty] | 42.8406 | -114.9897 | 0 | 0 | #DIV/0! | 0%
| Echo 1 | 56971 | Oregon Trail Windfarm LLC | OR | Umatilla | PACW | IPP Non-CHP | 1 |  | 9.9 | 9.9 | 9.9 | Onshore Wind Turbine | WND | WT | 2009 |  |  | (OP) Operating | [8 empty] | 45.7122 | -119.4044 | 0 | 0 | #DIV/0! | 0%
| Tesla Inc. | 58961 | Oregon University System OIT Klamath Fal | OR | Klamath | PACW | IPP Non-CHP | PV |  | 1.7 | 1.7 | 1.7 | Solar Photovoltaic | SUN | PV | 2014 |  |  | (OP) Operating |  | 2 | [6 empty] | 42.2542 | -121.785 | 0 | 0 | #DIV/0! | 0%
| Tesla Inc. | 59790 | Oregon University System Rabbit Field | OR | Benton | PACW | IPP Non-CHP | PV1 |  | 1.2 | 1.2 | 1.2 | Solar Photovoltaic | SUN | PV | 2014 |  |  | (OP) Operating |  | 1.4 | [6 empty] | 44.5735 | -123.317 | 0 | 0 | #DIV/0! | 0%
| MN8 Energy LLC | 60284 | Organ Church Solar | NC | Rowan | DUK | IPP Non-CHP | PV1 |  | 5 | 5 | 5 | Solar Photovoltaic | SUN | PV | 2019 |  |  | (OP) Operating |  | 7.6 | [6 empty] | 35.5256 | -80.4511 | 0 | 0 | #DIV/0! | 0%
| MidAmerican Energy Co | 61077 | Orient Wind Farm | IA | Adair | MISO | Electric Utility | 1 |  | 500.8 | 500 | 500 | Onshore Wind Turbine | WND | WT | 2018.5 |  |  | (OP) Operating | [8 empty] | 41.2024 | -94.4172 | 0 | 0 | #DIV/0! | 0%
| Enel Green Power NA, Inc. | 58938 | Origin Wind | OK | Murray | SWPP | IPP Non-CHP | WT |  | 150 | 150 | 150 | Onshore Wind Turbine | WND | WT | 2014 |  |  | (OP) Operating | [8 empty] | 34.4461 | -97.2697 | 0 | 0 | #DIV/0! | 0%
| Azimuth 180 Solar Electric, LLC | 65163 | Orioles Community Solar | NY | Greene | NYIS | IPP Non-CHP | ORIOL |  | 5.6 | 5.6 | 5.6 | Solar Photovoltaic | SUN | PV | 2022 |  |  | (OP) Operating |  | 6.4 | [6 empty] | 42.426 | -73.817 | 0 | 0 | #DIV/0! | 0%
| Orion Community Solar | 60716 | Orion Community Solar | MN | Stearns | MISO | IPP Non-CHP | OCS1 |  | 3 | 2.7 | 2.7 | Solar Photovoltaic | SUN | PV | 2017 |  |  | (OP) Operating |  | 1.3 | [6 empty] | 45.5879 | -94.4014 | 0 | 0 | #DIV/0! | 0%
| Ben Milam Solar 1 LLC | 66859 | Orion I Solar Project | TX | Milam | ERCO | IPP Non-CHP | ORN1 |  | 200 | 200 | 200 | Solar Photovoltaic | SUN | PV | 2024 |  |  | (OP) Operating |  | 260 | [6 empty] | 30.9965 | -97.0015 | 0 | 0 | #DIV/0! | 0%
| Ben Milam Solar 2 LLC | 66941 | Orion II Solar Project | TX | Milam | ERCO | IPP Non-CHP | ORN2 |  | 250 | 250 | 250 | Solar Photovoltaic | SUN | PV | 2024 |  |  | (OP) Operating |  | 317.88 | [6 empty] | 31.029 | -96.9348 | 0 | 0 | #DIV/0! | 0%
| Ben Milam Solar 3 LLC | 66821 | Orion III Solar Project | TX | Milam | ERCO | IPP Non-CHP | ORN3 |  | 250 | 250 | 250 | Solar Photovoltaic | SUN | PV | 2024 |  |  | (OP) Operating |  | 325 | [6 empty] | 30.9602 | -97.1245 | 0 | 0 | #DIV/0! | 0%
| Orion Solar I LLC | 58718 | Orion Solar I | CA | Kern | CISO | IPP Non-CHP | PV1 |  | 12 | 12 | 12 | Solar Photovoltaic | SUN | PV | 2014 |  |  | (OP) Operating |  | 15.6 | [6 empty] | 35.1507 | -118.875 | 0 | 0 | #DIV/0! | 0%
| Orion Solar II, LLC | 58721 | Orion Solar II | CA | Kern | CISO | IPP Non-CHP | ORION |  | 8 | 8 | 8 | Solar Photovoltaic | SUN | PV | 2014 |  |  | (OP) Operating |  | 10.4 | [6 empty] | 35.1507 | -118.8753 | 0 | 0 | #DIV/0! | 0%
| Walmart Stores Texas, LLC | 64959 | WAL5480 | TX | Williamson | ERCO | Commercial Non-CHP | GEN1 |  | 1.2 | 1.2 | 1.2 | Natural Gas Internal Combustion Engine | NG | IC | 2021 |  |  | (OP) Operating | [8 empty] | 30.5337 | -97.612 | 0 | 0 | #DIV/0! | 0%
| Ormat Nevada Inc | 50766 | Ormesa I | CA | Imperial | IID | IPP Non-CHP | ITLU1 |  | 24 | 16 | 24 | Geothermal | GEO | BT | 2003 |  |  | (OP) Operating | [8 empty] | 32.8156 | -115.2568 | 0 | 0 | #DIV/0! | 0%
| Ormat Nevada Inc | 54724 | Ormesa II | CA | Imperial | IID | IPP Non-CHP | OEC21 |  | 24 | 16 | 24 | Geothermal | GEO | BT | 1998 |  |  | (OP) Operating | [8 empty] | 32.7881 | -115.2481 | 0 | 0 | #DIV/0! | 0%
| Ormat Nevada Inc | 10763 | Ormesa III | CA | Imperial | IID | IPP Non-CHP | GBU |  | 45.6 | 30.4 | 45.6 | Geothermal | GEO | BT | 2005.3333 |  |  | (OP) Operating | [8 empty] | 32.7757 | -115.2637 | 0 | 0 | #DIV/0! | 0%
| Walmart Stores Texas, LLC | 64960 | WAL5612 | TX | Harris | ERCO | Commercial Non-CHP | GEN1 |  | 1.2 | 1.2 | 1.2 | Natural Gas Internal Combustion Engine | NG | IC | 2021 |  |  | (OP) Operating | [8 empty] | 29.7161 | -95.313 | 0 | 0 | #DIV/0! | 0%
| Consolidated Edison Development Inc. | 59915 | Oro Loma | CA | Fresno | CISO | IPP Non-CHP | ORCA |  | 20 | 20 | 20 | Solar Photovoltaic | SUN | PV | 2017 |  |  | (OP) Operating |  | 27.5 | [6 empty] | 36.8768 | -120.6676 | 0 | 0 | #DIV/0! | 0%
| Brookfield Black Bear Hydro, LLC | 59438 | Orono B | ME | Penobscot | ISNE | IPP Non-CHP | ORB-1 |  | 3.9 | 3.9 | 3.9 | Conventional Hydroelectric | WAT | HY | 2013 |  |  | (OP) Operating | [8 empty] | 44.8844 | -68.6639 | 0 | 0 | #DIV/0! | 0%
| Brookfield Black Bear Hydro, LLC | 57184 | Orono Hydro Station | ME | Penobscot | ISNE | IPP Non-CHP | 1 |  | 2.7 | 2.7 | 2.7 | Conventional Hydroelectric | WAT | HY | 2009 |  |  | (OP) Operating | [8 empty] | 44.8803 | -68.6647 | 0 | 0 | #DIV/0! | 0%
| Walmart Stores Texas, LLC | 64798 | WAL565 | TX | Navarro | ERCO | Commercial Non-CHP | GEN1 |  | 1.2 | 1.2 | 1.2 | Natural Gas Internal Combustion Engine | NG | IC | 2022 |  |  | (OP) Operating | [8 empty] | 32.1011 | -96.4038 | 0 | 0 | #DIV/0! | 0%
| Walmart Stores Texas, LLC | 64961 | WAL5713 | TX | Webb | ERCO | Commercial Non-CHP | GEN1 |  | 1.2 | 1.2 | 1.2 | Natural Gas Internal Combustion Engine | NG | IC | 2021 |  |  | (OP) Operating | [8 empty] | 27.6106 | -99.4622 | 0 | 0 | #DIV/0! | 0%
| Walmart Stores Texas, LLC | 64962 | WAL5764 | TX | Tarrant | ERCO | Commercial Non-CHP | GEN1 |  | 1.2 | 1.2 | 1.2 | Natural Gas Internal Combustion Engine | NG | IC | 2021 |  |  | (OP) Operating | [8 empty] | 32.9673 | -97.412 | 0 | 0 | #DIV/0! | 0%
| Walmart Stores Texas, LLC | 64799 | WAL602 | TX | Montgomery | ERCO | Commercial Non-CHP | GEN1 |  | 1.2 | 1.2 | 1.2 | Natural Gas Internal Combustion Engine | NG | IC | 2020 |  |  | (OP) Operating | [8 empty] | 30.1242 | -95.4577 | 0 | 0 | #DIV/0! | 0%
| SDGE Batteries | 60567 | Ortega Highway Energy Storage | CA | Orange | CISO | Electric Utility | SES1 |  | 2 | 2 | 2 | Batteries | MWH | BA | 2015 |  |  | (OP) Operating | 3 | [7 empty] | 33.5621 | -117.5438 | 0 | 0 | #DIV/0! | 0%
| Walmart Stores Texas, LLC | 64963 | WAL6929 | TX | Bell | ERCO | Commercial Non-CHP | GEN1 |  | 1.2 | 1.2 | 1.2 | Natural Gas Internal Combustion Engine | NG | IC | 2020 |  |  | (OP) Operating | [8 empty] | 31.115 | -97.4144 | 0 | 0 | #DIV/0! | 0%
| Walmart Stores Texas, LLC | 64800 | WAL744 | TX | Harris | ERCO | Commercial Non-CHP | GEN1 |  | 1.2 | 1.2 | 1.2 | Natural Gas Internal Combustion Engine | NG | IC | 2020 |  |  | (OP) Operating | [8 empty] | 29.9956 | -95.1765 | 0 | 0 | #DIV/0! | 0%
| Evergy Kansas Central, Inc | 67699 | Osage City Solar | KS | Osage | SWPP | Electric Utility | OSAGE |  | 1.8 | 1.8 | 1.8 | Solar Photovoltaic | SUN | PV | 2024 |  |  | (OP) Operating |  | 2.14 | [6 empty] | 38.6512 | -95.8281 | 0 | 0 | #DIV/0! | 0%
| Union Electric Co - (MO) | 2106 | Osage Dam | MO | Miller | MISO | Electric Utility | 1 |  | 208 | 234 | 234 | Conventional Hydroelectric | WAT | HY | 1936.5 |  |  | (OP) Operating | [8 empty] | 38.2044 | -92.6239 | 0 | 0 | #DIV/0! | 0%
| Enel Green Power NA, Inc. | 58683 | Osage Wind, LLC | OK | Osage | AECI | IPP Non-CHP | 1 |  | 150.4 | 150.4 | 150.4 | Onshore Wind Turbine | WND | WT | 2015 |  |  | (OP) Operating | [8 empty] | 36.7069 | -96.7003 | 0 | 0 | #DIV/0! | 0%
| Walmart Stores Texas, LLC | 64801 | WAL752 | TX | Harris | ERCO | Commercial Non-CHP | GEN1 |  | 1.2 | 1.2 | 1.2 | Natural Gas Internal Combustion Engine | NG | IC | 2020 |  |  | (OP) Operating | [8 empty] | 29.6466 | -95.1614 | 0 | 0 | #DIV/0! | 0%
| Walmart Stores Texas, LLC | 64802 | WAL768 | TX | Harris | ERCO | Commercial Non-CHP | GEN1 |  | 1.2 | 1.2 | 1.2 | Natural Gas Internal Combustion Engine | NG | IC | 2019 |  |  | (OP) Operating | [8 empty] | 29.7891 | -95.7222 | 0 | 0 | #DIV/0! | 0%
| Walmart Stores Texas, LLC | 64803 | WAL772 | TX | Harris | ERCO | Commercial Non-CHP | GEN1 |  | 1.2 | 1.2 | 1.2 | Natural Gas Internal Combustion Engine | NG | IC | 2021 |  |  | (OP) Operating | [8 empty] | 29.7211 | -95.6462 | 0 | 0 | #DIV/0! | 0%
| Evergy Kansas Central, Inc | 67025 | Osawatomie Solar | KS | Miami | SWPP | Electric Utility | PV |  | 4.9 | 4.9 | 4.9 | Solar Photovoltaic | SUN | PV | 2024 |  |  | (OP) Operating |  | 6.42 | [6 empty] | 38.5215 | -94.9382 | 0 | 0 | #DIV/0! | 0%
| Osborn Wind Energy LLC | 60672 | Osborn Wind Energy | MO | DeKalb | SWPP | IPP Non-CHP | GEN1 |  | 200.9 | 195.8 | 195.8 | Onshore Wind Turbine | WND | WT | 2016 |  |  | (OP) Operating | [8 empty] | 39.7477 | -94.4735 | 0 | 0 | #DIV/0! | 0%
| Walmart Stores Texas, LLC | 64804 | WAL791 | TX | Jim Wells | ERCO | Commercial Non-CHP | GEN1 |  | 1.2 | 1.2 | 1.2 | Natural Gas Internal Combustion Engine | NG | IC | 2021 |  |  | (OP) Operating | [8 empty] | 27.7693 | -98.0432 | 0 | 0 | #DIV/0! | 0%
| Walmart Stores Texas, LLC | 64805 | WAL849 | TX | Harris | ERCO | Commercial Non-CHP | GEN1 |  | 1.2 | 1.2 | 1.2 | Natural Gas Internal Combustion Engine | NG | IC | 2020 |  |  | (OP) Operating | [8 empty] | 30.0648 | -95.4295 | 0 | 0 | #DIV/0! | 0%
| Walmart Stores Texas, LLC | 64806 | WAL872 | TX | Brazoria | ERCO | Commercial Non-CHP | GEN1 |  | 1.2 | 1.2 | 1.2 | Natural Gas Internal Combustion Engine | NG | IC | 2020 |  |  | (OP) Operating | [8 empty] | 29.5732 | -95.2839 | 0 | 0 | #DIV/0! | 0%
| Duke Energy Florida, LLC | 59954 | Osceola Solar Facility | FL | Osceola | FPC | Electric Utility | XXXXX |  | 3.8 | 3.8 | 3.8 | Solar Photovoltaic | SUN | PV | 2016 |  |  | (OP) Operating |  | 4.7 | [6 empty] | 28.0581 | -81.2417 | 0 | 0 | #DIV/0! | 0%
| Osceola Windpower II | 56913 | Osceola Windpower II | IA | Osceola | MISO | IPP Non-CHP | CL25 |  | 49.6 | 49.6 | 49.6 | Onshore Wind Turbine | WND | WT | 2008 |  |  | (OP) Operating | [8 empty] | 43.4303 | -95.4167 | 0 | 0 | #DIV/0! | 0%
| Osceola Windpower LLC | 56645 | Osceola Windpower LLC | IA | Osceola | SWPP | IPP Non-CHP | CL25 |  | 98.2 | 98.2 | 98.2 | Onshore Wind Turbine | WND | WT | 2008 |  |  | (OP) Operating | [8 empty] | 43.4303 | -95.4167 | 0 | 0 | #DIV/0! | 0%
| Navisun LLC | 67369 | OSG Solar 1 LLC | MA | Franklin | ISNE | IPP Non-CHP | OSGSO |  | 2.5 | 2.5 | 2.5 | Solar Photovoltaic | SUN | PV | 2012 |  |  | (OP) Operating |  | 2.7 | [6 empty] | 42.6168 | -72.2346 | 0 | 0 | #DIV/0! | 0%
| City of Columbus - (OH) | 7279 | O'Shaughnessy Hydro | OH | Delaware | PJM | Electric Utility | 1 |  | 5.2 | 5.2 | 5.2 | Conventional Hydroelectric | WAT | HY | 1988 |  |  | (OA) Out of service but expected to return to service in next calendar year | [8 empty] | 40.1533 | -83.1267 | 0 | 0 | #DIV/0! | 0%
| DTE Electric Company | 60348 | O'Shea Solar Farm | MI | Wayne | MISO | Electric Utility | 1 |  | 2 | 2 | 2 | Solar Photovoltaic | SUN | PV | 2017 |  |  | (OP) Operating |  | 2.5 | [6 empty] | 42.378 | -83.2001 | 0 | 0 | #DIV/0! | 0%
| Today's Power, Inc. | 68703 | Oskaloosa | KS | Jefferson | SWPP | Electric Utility | OSKAL |  | 1 | 1 | 1 | Solar Photovoltaic | SUN | PV | 2021 |  |  | (OP) Operating |  | 1.4 | [6 empty] | 39.1472 | -95.328 | 0 | 0 | #DIV/0! | 0%
| OSLH, LLC | 60976 | OSLH, LLC | OR | Deschutes | PACW | IPP Non-CHP | PV1 |  | 9.9 | 9.9 | 9.9 | Solar Photovoltaic | SUN | PV | 2016 |  |  | (OP) Operating |  | 10.4 | [6 empty] | 44.061 | -121.228 | 0 | 0 | #DIV/0! | 0%
| Tucson Electric Power Co | 63502 | Oso Grande Wind Farm | NM | Lea | TEPC | Electric Utility | OGW24 |  | 249.8 | 249.8 | 249.8 | Onshore Wind Turbine | WND | WT | 2021 |  |  | (OP) Operating | [8 empty] | 32.9323 | -103.6664 | 0 | 0 | #DIV/0! | 0%
| Walmart Stores Texas, LLC | 64807 | WAL896 | TX | Dallas | ERCO | Commercial Non-CHP | GEN1 |  | 1.2 | 1.2 | 1.2 | Natural Gas Internal Combustion Engine | NG | IC | 2021 |  |  | (OP) Operating | [8 empty] | 32.6735 | -97.0362 | 0 | 0 | #DIV/0! | 0%
| Walmart Stores Texas, LLC | 64808 | WAL897 | TX | Pecos | ERCO | Commercial Non-CHP | GEN1 |  | 1.3 | 1.3 | 1.3 | Natural Gas Internal Combustion Engine | NG | IC | 2021 |  |  | (OP) Operating | [8 empty] | 30.8965 | -102.9072 | 0 | 0 | #DIV/0! | 0%
| SunShare Management | 66072 | Oster Sun CSG | MN | Stearns | MISO | IPP Non-CHP | OSTRS |  | 1 | 1 | 1 | Solar Photovoltaic | SUN | PV | 2025 |  |  | (OP) Operating | [8 empty] | 45.6287 | -94.6146 | 0 | 0 | #DIV/0! | 0%
| Erie Boulevard Hydropower LP | 58678 | Oswegatchie | NY | St Lawrence | NYIS | IPP Non-CHP | 1 |  | 1.8 | 1.6 | 1.6 | Conventional Hydroelectric | WAT | HY | 2002 |  |  | (OP) Operating | [8 empty] | 44.27 | -75.1992 | 0 | 0 | #DIV/0! | 0%
| NY USLE Oswego SR104 LLC | 66387 | Oswego | NY | Oswego | NYIS | IPP Non-CHP | NECA |  | 5 | 5 | 5 | Solar Photovoltaic | SUN | PV | 2023 |  |  | (OP) Operating |  | 6.7 | [6 empty] | 43.4724 | -76.341 | 0 | 0 | #DIV/0! | 0%
| Tesla Inc. | 60818 | Oswego County - Fulton Solar | NY | Oswego | NYIS | IPP Non-CHP | PV1 |  | 2 | 2 | 2 | Solar Photovoltaic | SUN | PV | 2018 |  |  | (OP) Operating |  | 2.5 | [6 empty] | 43.3424 | -76.3432 | 0 | 0 | #DIV/0! | 0%
| Walmart Stores Texas, LLC | 64809 | WAL940 | TX | Tarrant | ERCO | Commercial Non-CHP | GEN1 |  | 1.2 | 1.2 | 1.2 | Natural Gas Internal Combustion Engine | NG | IC | 2020 |  |  | (OP) Operating | [8 empty] | 32.755 | -97.4338 | 0 | 0 | #DIV/0! | 0%
| Erie Boulevard Hydropower LP | 2595 | Oswego Falls East | NY | Oswego | NYIS | IPP Non-CHP | 1 |  | 6 | 4.2 | 4.5 | Conventional Hydroelectric | WAT | HY | 1914 |  |  | (OP) Operating | [8 empty] | 43.3161 | -76.4153 | 0 | 0 | #DIV/0! | 0%
| Erie Boulevard Hydropower LP | 2596 | Oswego Falls West | NY | Oswego | NYIS | IPP Non-CHP | 4 |  | 3 | 2.6 | 2.6 | Conventional Hydroelectric | WAT | HY | 1961 |  |  | (OS) Out of service and NOT expected to return to service in next calendar year | [8 empty] | 43.3156 | -76.4172 | 0 | 0 | #DIV/0! | 0%
| Walmart Stores Texas, LLC | 64810 | WAL947 | TX | Grayson | ERCO | Commercial Non-CHP | GEN1 |  | 1.2 | 1.2 | 1.2 | Natural Gas Internal Combustion Engine | NG | IC | 2020 |  |  | (OP) Operating | [8 empty] | 33.6732 | -96.6121 | 0 | 0 | #DIV/0! | 0%
| TIG Sun Energy IV, LLC | 61699 | Otarre Solar Park | SC | Lexington | SCEG | IPP Non-CHP | OTRRE |  | 1.6 | 1.6 | 1 | Solar Photovoltaic | SUN | PV | 2017 |  |  | (OP) Operating |  | 2 | [6 empty] | 33.9324 | -81.0514 | 0 | 0 | #DIV/0! | 0%
| Walmart Stores Texas, LLC | 64812 | WAL972 | TX | Tarrant | ERCO | Commercial Non-CHP | GEN1 |  | 1.2 | 1.2 | 1.2 | Natural Gas Internal Combustion Engine | NG | IC | 2020 |  |  | (OP) Operating | [8 empty] | 32.8118 | -97.4247 | 0 | 0 | #DIV/0! | 0%
| PNM Resources | 58520 | Otero Solar | NM | Otero | PNM | Electric Utility | OTE1 |  | 8 | 8 | 8 | Solar Photovoltaic | SUN | PV | 2013 |  |  | (OP) Operating |  | 9.6 | [6 empty] | 32.9764 | -105.9711 | 0 | 0 | #DIV/0! | 0%
| DC Water | 59012 | Walt Bailey Bioenergy Facility | DC | District of Columbia | PJM | Commercial CHP | TURB1 |  | 14.1 | 12 | 12 | Other Waste Biomass | OBG | GT | 2015 |  |  | (OP) Operating | [8 empty] | 38.8206 | -77.0183 | 0 | 0 | #DIV/0! | 0%
| City of Farmington - (MO) | 56598 | Walton Street Substation | MO | St Francois | MISO | Electric Utility | EP07 |  | 2 | 1.3 | 1.5 | Petroleum Liquids | DFO | IC | 2003 |  |  | (SB) Standby/Backup: available for service but not normally used | [8 empty] | 37.7881 | -90.4336 | 0 | 0 | #DIV/0! | 0%
| City of Wamego - (KS) | 1328 | Wamego | KS | Pottawatomie | SWPP | Electric Utility | 1 |  | 15.2 | 15.2 | 15.2 | Natural Gas Internal Combustion Engine | NG | IC | 1982.3333 |  |  | (OP) Operating | [8 empty] | 39.1992 | -96.3086 | 0 | 0 | #DIV/0! | 0%
| Wapsie Valley Creamery | 59379 | Wapsie Valley Creamery Back Up Generator | IA | Buchanan | MISO | Industrial Non-CHP | 1 |  | 1.8 | 1.1 | 1.1 | Petroleum Liquids | DFO | IC | 2015 |  |  | (SB) Standby/Backup: available for service but not normally used | [8 empty] | 42.4778 | -91.8911 | 0 | 0 | #DIV/0! | 0%
| City Of High Point | 57607 | Ward WTP | NC | Guilford | DUK | Electric Utility | 1 |  | 2 | 2 | 2 | Petroleum Liquids | DFO | IC | 1999 |  |  | (OP) Operating | [8 empty] | 35.9678 | -79.9708 | 0 | 0 | #DIV/0! | 0%
| University of Michigan NCampus Research | 54604 | Warner Lambert | MI | Washtenaw | MISO | Commercial CHP | 016E |  | 12.4 | 12.2 | 12.6 | Petroleum Liquids | DFO | IC | 2000 |  |  | (SB) Standby/Backup: available for service but not normally used | [8 empty] | 42.2993 | -83.7053 | 0 | 0 | #DIV/0! | 0%
| Otis Elevator Company | 62228 | Otis Elevator Company Solar | SC | Florence | DUK | Industrial Non-CHP | O1614 |  | 1 | 1 | 1 | Solar Photovoltaic | SUN | PV | 2018 |  |  | (OP) Operating |  | 1.2 | [6 empty] | 34.2393 | -79.7923 | 0 | 0 | #DIV/0! | 0%
| Eagle Creek Renewable Energy, LLC | 50080 | Otis Hydro | ME | Franklin | ISNE | IPP Non-CHP | GEN1 |  | 10.2 | 10.2 | 10.2 | Conventional Hydroelectric | WAT | HY | 1985 |  |  | (OP) Operating | [8 empty] | 44.4778 | -70.2008 | 0 | 0 | #DIV/0! | 0%
| AES Distributed Energy | 58612 | Otoe Solar Power Generation Station 1 LL | CA | San Bernardino | CISO | IPP Non-CHP | 1 |  | 1.5 | 1.5 | 1.5 | Solar Photovoltaic | SUN | PV | 2013 |  |  | (OP) Operating |  | 1.9 | [6 empty] | 34.545 | -117.1919 | 0 | 0 | #DIV/0! | 0%
| City of Washington - (KS) | 1329 | Washington | KS | Washington | SWPP | Electric Utility | 1 |  | 11.4 | 10.1 | 10.4 | Natural Gas Internal Combustion Engine | NG | IC | 1985.7143 |  |  | (OP) Operating | [8 empty] | 39.7306 | -96.9795 | 0 | 0 | #DIV/0! | 0%
| Green Mountain Power Corp | 50126 | Ottauquechee Hydro | VT | Windsor | ISNE | Electric Utility | 1 |  | 1.8 | 1.7 | 1.7 | Conventional Hydroelectric | WAT | HY | 1985 |  |  | (OP) Operating | [8 empty] | 43.5933 | -72.3506 | 0 | 0 | #DIV/0! | 0%
| City of Washington - (UT) | 59660 | Washington City Electric Generation | UT | Washington | PACE | Electric Utility | 3 |  | 6 | 6 | 6 | Natural Gas Internal Combustion Engine | NG | IC | 2007.6667 |  |  | (OP) Operating | [8 empty] | 37.155 | -113.4392 | 0 | 0 | #DIV/0! | 0%
| Washington Island El Coop, Inc | 4148 | Washington Island | WI | Door | MISO | Electric Utility | 2 |  | 5 | 5 | 5 | Petroleum Liquids | DFO | IC | 1968.8571 |  |  | (OP) Operating | [8 empty] | 45.3709 | -86.9308 | 0 | 0 | #DIV/0! | 0%
| Dominion Energy Inc. | 63909 | Otter Creek Solar | VA | Mecklenburg | PJM | Electric Utility | OTTER |  | 60 | 60 | 60 | Solar Photovoltaic | SUN | PV | 2023 |  |  | (OP) Operating |  | 84 | [6 empty] | 36.8071 | -78.5098 | 0 | 0 | #DIV/0! | 0%
| Avangrid Power LLC | 61344 | Otter Creek Wind Farm LLC | IL | LaSalle | PJM | IPP Non-CHP | WT1 |  | 150 | 150 | 150 | Onshore Wind Turbine | WND | WT | 2020 |  |  | (OP) Operating | [8 empty] | 41.0554 | -88.9939 | 0 | 0 | #DIV/0! | 0%
| WM Renewable Energy LLC | 57014 | Waste Management Arden LFGTE | PA | Washington | PJM | IPP Non-CHP | GEN1 |  | 4.8 | 4.8 | 4.8 | Landfill Gas | LFG | IC | 2009 |  |  | (OP) Operating | [8 empty] | 40.2058 | -80.2611 | 0 | 0 | #DIV/0! | 0%
| Ottumwa City of | 1173 | Ottumwa City of | IA | Wapello | MISO | Electric Utility | 1 |  | 3.2 | 3.2 | 3.2 | Conventional Hydroelectric | WAT | HY | 1931 |  |  | (OS) Out of service and NOT expected to return to service in next calendar year | [8 empty] | 41.0163 | -92.4149 | 0 | 0 | #DIV/0! | 0%
| Oklahoma Gas & Electric Co | 57286 | OU Spirit Wind Farm | OK | Woodward | SWPP | Electric Utility | WT1 |  | 101.2 | 101.2 | 101.2 | Onshore Wind Turbine | WND | WT | 2009 |  |  | (OP) Operating | [8 empty] | 36.3338 | -99.4801 | 0 | 0 | #DIV/0! | 0%
| WM Renewable Energy LLC | 56531 | Waste Management Bethel LFGTE | VA | Hampton City | PJM | IPP Non-CHP | GEN1 |  | 4.8 | 4.8 | 4.8 | Landfill Gas | LFG | IC | 2008 |  |  | (OP) Operating | [8 empty] | 37.0764 | -76.4444 | 0 | 0 | #DIV/0! | 0%
| Ecoplexus, Inc | 59999 | Ouchchy PV1 | NC | Orange | DUK | IPP Non-CHP | OUCH1 |  | 3 | 3 | 3 | Solar Photovoltaic | SUN | PV | 2015 |  |  | (OP) Operating |  | 4 | [6 empty] | 36.0841 | -79.2448 | 0 | 0 | #DIV/0! | 0%
| Greenbacker Renewable Energy Corporation | 67155 | Our Katahdin | ME | Penobscot | ISNE | IPP Non-CHP | 696 |  | 5 | 5 | 5 | Solar Photovoltaic | SUN | PV | 2024 |  |  | (OP) Operating |  | 7.14 | [6 empty] | 45.6504 | -68.708 | 0 | 0 | #DIV/0! | 0%
| Outback Solar, LLC | 58131 | Outback Solar At Christmas Valley | OR | Lake | BPAT | IPP Non-CHP | PV1 |  | 4.4 | 4.4 | 4.4 | Solar Photovoltaic | SUN | PV | 2012 |  |  | (OP) Operating |  | 5.7 | [6 empty] | 43.2369 | -120.49 | 0 | 0 | #DIV/0! | 0%
| Eversource | 62604 | Outer Cape Community Battery | MA | Barnstable | ISNE | IPP Non-CHP | OCESS |  | 25 | 25 | 25 | Batteries | MWH | BA | 2022 |  |  | (OP) Operating | 38 | [7 empty] | 42.0603 | -70.1942 | 0 | 0 | #DIV/0! | 0%
| WM Renewable Energy LLC | 57015 | Waste Management Columbia Ridge LFGTE | OR | Gilliam | BPAT | IPP Non-CHP | GEN1 |  | 12.8 | 12.8 | 12.8 | Landfill Gas | LFG | IC | 2010.6667 |  |  | (OP) Operating | [8 empty] | 45.5739 | -120.2969 | 0 | 0 | #DIV/0! | 0%
| Strata Manager, LLC | 66372 | Overhill Solar | NC | Sampson | DUK | IPP Non-CHP | OVERH |  | 5 | 5 | 5 | Solar Photovoltaic | SUN | PV | 2022 |  |  | (OP) Operating |  | 6.6 | [6 empty] | 34.9825 | -78.3191 | 0 | 0 | #DIV/0! | 0%
| Greenbacker Renewable Energy Corporation | 68041 | Overland | CO | Weld | PSCO | IPP Non-CHP | 948 |  | 11 | 11 | 11 | Solar Photovoltaic | SUN | PV | 2024 |  |  | (OP) Operating |  | 11.88 | [6 empty] | 40.135 | -104.6454 | 0 | 0 | #DIV/0! | 0%
| Westbound Solar 3, LLC | 68620 | Overlook | MA | Worcester | ISNE | IPP Non-CHP | OVERL |  | 4.9 | 4.9 | 4.9 | Solar Photovoltaic | SUN | PV | 2023 |  |  | (OP) Operating |  | 5.9 | [6 empty] | 42.5676 | -71.9195 | 0 | 0 | #DIV/0! | 0%
| WM Renewable Energy LLC | 57016 | Waste Management Crossroads LFGTE | ME | Somerset | ISNE | IPP Non-CHP | GEN1 |  | 3.2 | 3.2 | 3.2 | Landfill Gas | LFG | IC | 2009 |  |  | (OP) Operating | [8 empty] | 44.7014 | -69.8319 | 0 | 0 | #DIV/0! | 0%
| Overman Solar, LLC | 66721 | Overman Solar | NC | Wayne | CPLE | IPP Non-CHP | OVRMN |  | 5 | 5 | 5 | Solar Photovoltaic | SUN | PV | 2021 |  |  | (OP) Operating |  | 7 | [6 empty] | 35.2992 | -78.0772 | 0 | 0 | #DIV/0! | 0%
| WM Renewable Energy LLC | 57025 | Waste Management Eco Vista LFGTE | AR | Washington | MISO | IPP Non-CHP | GEN1 |  | 4 | 4 | 4 | Landfill Gas | LFG | IC | 2010 |  |  | (OP) Operating | [8 empty] | 36.1408 | -94.2597 | 0 | 0 | #DIV/0! | 0%
| WM Renewable Energy LLC | 57022 | Waste Management King George LFGTE | VA | King George | PJM | IPP Non-CHP | GEN1 |  | 13.2 | 11.3 | 12.9 | Landfill Gas | LFG | GT | 2010.25 |  |  | (OP) Operating | [8 empty] | 38.2747 | -77.3081 | 0 | 0 | #DIV/0! | 0%
| Owen Solar LLC | 58742 | Owen Solar | NC | Catawba | DUK | IPP Non-CHP | PV1 |  | 5 | 5 | 5 | Solar Photovoltaic | SUN | PV | 2016 |  |  | (OP) Operating |  | 7 | [6 empty] | 35.5861 | -81.3153 | 0 | 0 | #DIV/0! | 0%
| MN8 Energy LLC | 62439 | Owens Corning | NJ | Camden | PJM | IPP Non-CHP | A |  | 2.8 | 2.8 | 2.8 | Solar Photovoltaic | SUN | PV | 2016 |  |  | (OP) Operating |  | 3.4 | [6 empty] | 39.8388 | -75.053 | 0 | 0 | #DIV/0! | 0%
| Luminace Solar Holding, LLC | 58550 | Owens Corning at Bethlehem | NY | Albany | NYIS | IPP Non-CHP | PV1 |  | 2 | 2 | 2 | Solar Photovoltaic | SUN | PV | 2013 |  |  | (OP) Operating |  | 2.3 | [6 empty] | 42.5869 | -73.865 | 0 | 0 | #DIV/0! | 0%
| Luminace Solar Holding, LLC | 60038 | Owens Corning Headquarters | OH | Lucas | PJM | IPP Non-CHP | PV1 |  | 2.1 | 2.1 | 2.1 | Solar Photovoltaic | SUN | PV | 2015 |  |  | (OP) Operating |  | 2.4 | [6 empty] | 41.6447 | -83.5364 | 0 | 0 | #DIV/0! | 0%
| Los Angeles Department of Water & Power | 60953 | Owens Valley Solar Project 11 | CA | Inyo | LDWP | IPP Non-CHP | W5381 |  | 1 | 1 | 1 | Solar Photovoltaic | SUN | PV | 2016 |  |  | (OP) Operating |  | 1.1 | [6 empty] | 36.2751 | -118.0122 | 0 | 0 | #DIV/0! | 0%
| Owlville Creek Solar 2, LLC | 63340 | Owlville Creek Solar 2, LLC | NY | Madison | NYIS | IPP Non-CHP | 20660 |  | 8 | 8 | 7 | Batteries | MWH | BA | 2021 |  |  | (OP) Operating | 12.8 | [7 empty] | 43.0789 | -75.7722 | 0 | 0 | #DIV/0! | 0%
| Owlville Creek Solar, LLC | 63341 | Owlville Creek Solar, LLC | NY | Madison | NYIS | IPP Non-CHP | 20660 |  | 8 | 8 | 7 | Batteries | MWH | BA | 2021 |  |  | (OP) Operating | 12.8 | [7 empty] | 43.0875 | -75.7796 | 0 | 0 | #DIV/0! | 0%
| Owyhee Irrigation District | 50361 | Owyhee Dam Power Project | OR | Malheur | IPCO | IPP Non-CHP | GEN1 |  | 5 | 5 | 5 | Conventional Hydroelectric | WAT | HY | 1985 |  |  | (OP) Operating | [8 empty] | 43.6416 | -117.2437 | 0 | 0 | #DIV/0! | 0%
| Placer County Water Agency | 426 | Oxbow (CA) | CA | Placer | CISO | Electric Utility | 1 |  | 6.1 | 6 | 6 | Conventional Hydroelectric | WAT | HY | 1966 |  |  | (OP) Operating | [8 empty] | 39.0034 | -120.7467 | 0 | 0 | #DIV/0! | 0%
| Idaho Power Co | 3014 | Oxbow (OR) | OR | Baker | IPCO | Electric Utility | 1 |  | 190 | 210.8 | 217.7 | Conventional Hydroelectric | WAT | HY | 1961 |  |  | (OP) Operating | [5 empty] | 2028 | 12 | 12.9 | 44.9716 | -116.835 | 0 | 0 | #DIV/0! | 0%
| WM Renewable Energy LLC | 57166 | Waste Management Lockwood LFGTE | NV | Washoe | NEVP | IPP Non-CHP | GEN1 |  | 3.2 | 3.2 | 3.2 | Landfill Gas | LFG | IC | 2012 |  |  | (OP) Operating | [8 empty] | 39.4933 | -119.6203 | 0 | 0 | #DIV/0! | 0%
| Lightsource Renewable Energy Asset Management, LLC | 65030 | Oxbow Solar 1 | LA | Pointe Coupee | MISO | IPP Non-CHP | LAVE1 |  | 300 | 300 | 300 | Solar Photovoltaic | SUN | PV | 2024 |  |  | (OP) Operating |  | 346.41 | [6 empty] | 30.6679 | -91.3917 | 0 | 0 | #DIV/0! | 0%
| CVI CleanCapital Solar 6 | 60022 | Oxford | MA | Worcester | ISNE | IPP Non-CHP | OXFRD |  | 2.8 | 2.8 | 2.8 | Solar Photovoltaic | SUN | PV | 2014 |  |  | (OP) Operating |  | 3.5 | [6 empty] | 42.1413 | -71.8508 | 0 | 0 | #DIV/0! | 0%
| WM Renewable Energy LLC | 57018 | Waste Management Middle Peninsula LFGTE | VA | Middlesex | PJM | IPP Non-CHP | GEN1 |  | 6.4 | 6.4 | 6.4 | Landfill Gas | LFG | IC | 2009 |  |  | (OP) Operating | [8 empty] | 37.5197 | -76.6245 | 0 | 0 | #DIV/0! | 0%
| WM Renewable Energy LLC | 57168 | Waste Management Naples LFGTE Project | FL | Collier | FPL | IPP Non-CHP | GEN1 |  | 4 | 4 | 4 | Landfill Gas | LFG | IC | 2011 |  |  | (OP) Operating | [8 empty] | 26.1558 | -81.6581 | 0 | 0 | #DIV/0! | 0%
| Duke Energy Carolinas, LLC | 2729 | Oxford Dam | NC | Catawba | DUK | Electric Utility | 1 |  | 36 | 40 | 40 | Conventional Hydroelectric | WAT | HY | 1928 |  |  | (OP) Operating | [8 empty] | 35.8214 | -81.1922 | 0 | 0 | #DIV/0! | 0%
| BD Solar Oxford LLC | 63897 | Oxford PV - BD Solar Oxford LLC | ME | Oxford | ISNE | IPP Non-CHP | OXFPV |  | 9.2 | 9.2 | 9.2 | Solar Photovoltaic | SUN | PV | 2021 |  |  | (OP) Operating |  | 12.9 | [6 empty] | 44.151 | -70.476 | 0 | 0 | #DIV/0! | 0%
| Citizens Enterprises Corporation | 67150 | Oxford Solar | MA | Worcester | ISNE | IPP Non-CHP | PV1 |  | 4 | 4 | 4 | Solar Photovoltaic | SUN | PV | 2020 |  |  | (OP) Operating |  | 5.1 | [6 empty] | 42.087 | -71.853 | 0 | 0 | #DIV/0! | 0%
| WM Renewable Energy LLC | 57024 | Waste Management Northern Oaks LFGTE | MI | Clare | MISO | IPP Non-CHP | GEN1 |  | 1.6 | 1.6 | 1.6 | Landfill Gas | LFG | IC | 2010 |  |  | (OP) Operating | [8 empty] | 43.9906 | -84.8003 | 0 | 0 | #DIV/0! | 0%
| WM Renewable Energy LLC | 57169 | Waste Management Piedmont LFGTE Project | NC | Forsyth | DUK | IPP Non-CHP | GEN1 |  | 2.4 | 2.4 | 2.4 | Landfill Gas | LFG | IC | 2011 |  |  | (OP) Operating | [8 empty] | 36.1936 | -80.0406 | 0 | 0 | #DIV/0! | 0%
| WM Renewable Energy LLC | 57023 | Waste Management Rolling Meadows LFGTE | KS | Shawnee | SWPP | IPP Non-CHP | GEN1 |  | 5.6 | 5.6 | 5.6 | Landfill Gas | LFG | IC | 2010 |  |  | (OP) Operating | [8 empty] | 39.1746 | -95.7311 | 0 | 0 | #DIV/0! | 0%
| Oxon Run Community Renewable Energy Facility | 66698 | Oxon Run CREF | DC | District of Columbia | PJM | Electric Utility | OCREF |  | 2 | 2 | 2 | Solar Photovoltaic | SUN | PV | 2021 |  |  | (OP) Operating |  | 2.7 | [6 empty] | 38.8218 | -77.0035 | 0 | 0 | #DIV/0! | 0%
| Oxy Renewable Energy LLC | 63388 | Oxy Renewable Energy - Goldsmith | TX | Ector | ERCO | IPP Non-CHP | SOLAR |  | 16.8 | 16.8 | 16.8 | Solar Photovoltaic | SUN | PV | 2020 |  |  | (OP) Operating |  | 20.8 | [6 empty] | 32.0015 | -102.6337 | 0 | 0 | #DIV/0! | 0%
| OYA Church Road A LLC | 65459 | OYA Church Road | NY | Onondaga | NYIS | IPP Non-CHP | NY005 |  | 5 | 5 | 5 | Solar Photovoltaic | SUN | PV | 2022 |  |  | (OP) Operating |  | 6.7 | [6 empty] | 43.1913 | -76.3895 | 0 | 0 | #DIV/0! | 0%
| OYA Main Street LLC | 65436 | OYA Main Street | NY | Livingston | NYIS | IPP Non-CHP | NY006 |  | 5 | 5 | 5 | Solar Photovoltaic | SUN | PV | 2022 |  |  | (OP) Operating |  | 6.6 | [6 empty] | 42.875 | -77.877 | 0 | 0 | #DIV/0! | 0%
| OYA Pulaski LLC | 65435 | OYA Pulaski | NY | Oswego | NYIS | IPP Non-CHP | NY004 |  | 3.5 | 3.5 | 3.5 | Solar Photovoltaic | SUN | PV | 2022 |  |  | (OP) Operating |  | 4.8 | [6 empty] | 43.583 | -76.18 | 0 | 0 | #DIV/0! | 0%
| OYA Robinson Road, LLC | 65378 | OYA Robinson Road | NY | Jefferson | NYIS | IPP Non-CHP | NY002 |  | 5 | 5 | 5 | Solar Photovoltaic | SUN | PV | 2022 |  |  | (OP) Operating |  | 6.7 | [6 empty] | 44.2632 | -75.9911 | 0 | 0 | #DIV/0! | 0%
| OYA State Route 122, LLC | 65379 | OYA State Route 122 | NY | Franklin | NYIS | IPP Non-CHP | NY001 |  | 4.5 | 4.5 | 4.5 | Solar Photovoltaic | SUN | PV | 2021 |  |  | (OP) Operating |  | 6.8 | [6 empty] | 44.922 | -74.265 | 0 | 0 | #DIV/0! | 0%
| OYA Wayside Drive LLC | 65434 | OYA Wayside Drive | NY | Jefferson | NYIS | IPP Non-CHP | NY003 |  | 5 | 5 | 5 | Solar Photovoltaic | SUN | PV | 2022 |  |  | (OP) Operating |  | 6.7 | [6 empty] | 44.017 | -75.922 | 0 | 0 | #DIV/0! | 0%
| WM Renewable Energy LLC | 59299 | Waste Mangement Redwood LFGTE | CA | Marin | CISO | IPP Non-CHP | RED1 |  | 4 | 4 | 4 | Landfill Gas | LFG | IC | 2017 |  |  | (OP) Operating | [8 empty] | 38.1608 | -122.565 | 0 | 0 | #DIV/0! | 0%
| USCE-Little Rock District | 6142 | Ozark | AR | Franklin | SPA | Electric Utility | 1 |  | 100 | 115 | 115 | Conventional Hydroelectric | WAT | HY | 1973 |  |  | (OP) Operating | [8 empty] | 35.4693 | -93.8175 | 0 | 0 | #DIV/0! | 0%
| Empire District Electric Co | 6280 | Ozark Beach | MO | Taney | SWPP | Electric Utility | 5 |  | 16 | 16 | 16 | Conventional Hydroelectric | WAT | HY | 1931 |  |  | (OP) Operating | [8 empty] | 36.659 | -93.1235 | 0 | 0 | #DIV/0! | 0%
| Today's Power, Inc. | 68710 | Ozark Solar Park | AR | Washington | SWPP | Electric Utility | OZKSP |  | 2.4 | 2.4 | 2.4 | Solar Photovoltaic | SUN | PV | 2021 |  |  | (OP) Operating |  | 2.9 | [6 empty] | 35.9666 | -94.3985 | 0 | 0 | #DIV/0! | 0%
| Ozarks Electric Coop Corp - (AR) | 60924 | Ozarks Natural Energy Community Solar | AR | Washington | SWPP | Electric Utility | GEN1 |  | 1 | 1 | 1 | Solar Photovoltaic | SUN | PV | 2016 |  |  | (OP) Operating |  | 1.7 | [6 empty] | 36.1643 | -94.0823 | 0 | 0 | #DIV/0! | 0%
| City of Winfield - (KS) | 56022 | Waste Water Plant Generator | KS | Cowley | SWPP | Electric Utility | 1 |  | 1.6 | 1.6 | 1.6 | Petroleum Liquids | DFO | IC | 1993 |  |  | (SB) Standby/Backup: available for service but not normally used | [8 empty] | 37.2278 | -96.9897 | 0 | 0 | #DIV/0! | 0%
| Watchtower Bible & Tract Soc-NY | 55619 | Watchtower Educational Center | NY | Putnam | NYIS | Commercial Non-CHP | GEN1 |  | 2.1 | 2.1 | 2.1 | Natural Gas Internal Combustion Engine | NG | IC | 1996.3333 |  |  | (SB) Standby/Backup: available for service but not normally used | [8 empty] | 41.4984 | -73.5746 | 0 | 0 | #DIV/0! | 0%
| Nautilus Solar Solutions | 64642 | P52ES 1755 Henryton Rd Phase 1 LLC CSG | MD | Howard | PJM | IPP Non-CHP | HCSG |  | 1.9 | 1.9 | 1.9 | Solar Photovoltaic | SUN | PV | 2021 |  |  | (OP) Operating |  | 2.3 | [6 empty] | 39.3201 | -76.9296 | 0 | 0 | #DIV/0! | 0%
| Nautilus Solar Solutions | 64643 | P52ES 1755 Henryton Rd Phase 2 LLC | MD | Howard | PJM | IPP Non-CHP | HVNM |  | 1.9 | 1.9 | 1.9 | Solar Photovoltaic | SUN | PV | 2021 |  |  | (OP) Operating |  | 2.6 | [6 empty] | 39.3201 | -76.9296 | 0 | 0 | #DIV/0! | 0%
| P66 Rodeo Solar | 68890 | P66 Rodeo Solar | CA | Contra Costa | CISO | IPP Non-CHP | P66RS |  | 30.2 | 30.2 | 30.2 | Solar Photovoltaic | SUN | PV | 2023 |  |  | (OP) Operating |  | 34.6 | [6 empty] | 38.035 | -122.247 | 0 | 0 | #DIV/0! | 0%
| Consolidated Edison Development Inc. | 57256 | PA Solar Park | PA | Carbon | PJM | IPP Non-CHP | 1 |  | 10.1 | 10 | 10 | Solar Photovoltaic | SUN | PV | 2012 |  |  | (OP) Operating |  | 11.5 | [6 empty] | 40.8601 | -75.8522 | 0 | 0 | #DIV/0! | 0%
| Consolidated Edison Development Inc. | 63520 | PA Solar Park II | PA | Carbon | PJM | IPP Non-CHP | PASP2 |  | 10 | 10 | 10 | Solar Photovoltaic | SUN | PV | 2020 |  |  | (OP) Operating |  | 14.4 | [6 empty] | 40.8616 | -75.8466 | 0 | 0 | #DIV/0! | 0%
| PAC Aviation | 68887 | PAC Aviation Solar | CA | Los Angeles | LDWP | IPP Non-CHP | PV1 |  | 2.5 | 2 | 1.3 | Solar Photovoltaic | SUN | PV | 2024 |  |  | (OP) Operating |  | 3 | [6 empty] | 34.2145 | -118.5006 | 0 | 0 | #DIV/0! | 0%
| Echo 1 | 56972 | Pacific Canyon Windfarm LLC | OR | Morrow | PACW | IPP Non-CHP | 1 |  | 8.3 | 8.3 | 8.3 | Onshore Wind Turbine | WND | WT | 2009 |  |  | (OP) Operating | [8 empty] | 45.6542 | -119.4869 | 0 | 0 | #DIV/0! | 0%
| City of Los Angeles Harbor Department | 57309 | Pacific Cruise Ship Terminals Berth 93 | CA | Los Angeles | LDWP | Commercial Non-CHP | 1 |  | 1 | 1 | 1 | Solar Photovoltaic | SUN | PV | 2010 |  |  | (OS) Out of service and NOT expected to return to service in next calendar year |  | 1.1 | [6 empty] | 33.7331 | -118.2772 | 0 | 0 | #DIV/0! | 0%
| Seaboard Energy California, LLC | 61989 | Pacific Ethanol Madera Solar Array | CA | Madera | CISO | IPP Non-CHP | PV |  | 4.3 | 3.9 | 2.4 | Solar Photovoltaic | SUN | PV | 2018 |  |  | (OP) Operating |  | 5 | [6 empty] | 36.9161 | -119.9714 | 0 | 0 | #DIV/0! | 0%
| ENGIE Storage Services NA LLC | 61795 | Pacific Union College BESS | CA | Napa | CISO | Commercial Non-CHP | 12649 |  | 1 | 1 | 1 | Batteries | MWH | BA | 2020 |  |  | (OP) Operating | 2 | [7 empty] | 38.57 | -122.444 | 0 | 0 | #DIV/0! | 0%
| EDF Renewable Asset Holdings, Inc. | 57757 | Pacific Wind LLC | CA | Kern | CISO | IPP Non-CHP | 1 |  | 151.7 | 140 | 140 | Onshore Wind Turbine | WND | WT | 2012 |  |  | (OP) Operating | [8 empty] | 34.8914 | -118.4325 | 0 | 0 | #DIV/0! | 0%
| City of Morganton - (NC) | 55534 | Water Filter Plant #2 | NC | Burke | DUK | Electric Utility | 1299 |  | 1.8 | 1.7 | 1.7 | Petroleum Liquids | DFO | IC | 2013 |  |  | (OP) Operating | [8 empty] | 35.7377 | -81.7278 | 0 | 0 | #DIV/0! | 0%
| City of Rochester | 58617 | Water Reclamation Plant | MN | Olmsted | MISO | Commercial CHP | GEN1 |  | 2 | 0.6 | 0.6 | Other Waste Biomass | OBG | IC | 2005.5 |  |  | (OP) Operating | [8 empty] | 44.0647 | -92.4692 | 0 | 0 | #DIV/0! | 0%
| City of Bay City - (MI) | 7398 | Water Street Station | MI | Bay | MISO | Electric Utility | GEN1 |  | 12.6 | 12.2 | 12.2 | Natural Gas Internal Combustion Engine | NG | IC | 1982 |  |  | (OP) Operating | [8 empty] | 43.5828 | -83.8967 | 0 | 0 | #DIV/0! | 0%
| Connecticut Mun Elec Engy Coop | 57605 | Water Treatment 1 & 2 | CT | New London | ISNE | Electric Utility | WT1 |  | 5.2 | 5 | 5 | Petroleum Liquids | DFO | IC | 2010 |  |  | (OP) Operating | [8 empty] | 41.3469 | -72.0411 | 0 | 0 | #DIV/0! | 0%
| Energy Northwest | 3929 | Packwood | WA | Lewis | BPAT | Electric Utility | 1 |  | 27.5 | 26 | 26 | Conventional Hydroelectric | WAT | HY | 1964 |  |  | (OP) Operating | [8 empty] | 46.5958 | -121.5694 | 0 | 0 | #DIV/0! | 0%
| City of Manassas - (VA) | 56368 | Water Treatment Plant Generators | VA | Prince William | PJM | Electric Utility | WP1 |  | 1.8 | 1.7 | 1.7 | Petroleum Liquids | DFO | IC | 2007 |  |  | (OP) Operating | [8 empty] | 38.7607 | -77.6209 | 0 | 0 | #DIV/0! | 0%
| Wisconsin Power & Light Co | 64998 | Paddock Solar | WI | Rock | MISO | Electric Utility | PV1 |  | 65 | 65 | 65 | Solar Photovoltaic | SUN | PV | 2023 |  |  | (OP) Operating |  | 82.5 | [6 empty] | 42.5556 | -89.0887 | 0 | 0 | #DIV/0! | 0%
| MidAmerican Energy Co | 7851 | Waterloo Lundquist | IA | Black Hawk | MISO | Electric Utility | 1 |  | 18 | 18 | 18 | Petroleum Liquids | DFO | IC | 2000 |  |  | (OP) Operating | [8 empty] | 42.5062 | -92.3456 | 0 | 0 | #DIV/0! | 0%
| Consolidated Edison Solutions Inc. | 58032 | Padelford Solar | MA | Bristol | ISNE | IPP Non-CHP | PSMA |  | 2.2 | 2.2 | 2.2 | Solar Photovoltaic | SUN | PV | 2012 |  |  | (OP) Operating |  | 2.9 | [6 empty] | 41.8533 | -71.065 | 0 | 0 | #DIV/0! | 0%
| Page Solar Farm, LLC | 62018 | Page Solar | NC | Johnston | CPLE | IPP Non-CHP | PGRI1 |  | 1.6 | 1.6 | 1.6 | Solar Photovoltaic | SUN | PV | 2018 |  |  | (OP) Operating |  | 1.8 | [6 empty] | 35.5332 | -78.6395 | 0 | 0 | #DIV/0! | 0%
| Mahi Pono LLC | 58277 | Paia Hydroelectric Plant | HI | Maui | HECO | Industrial Non-CHP | PAH1 |  | 1.3 | 1.3 | 1.3 | Conventional Hydroelectric | WAT | HY | 1912 |  |  | (OS) Out of service and NOT expected to return to service in next calendar year | [8 empty] | 20.8867 | -156.3378 | 0 | 0 | #DIV/0! | 0%
| Energy Developments, Inc d/b/a EDL | 58546 | Watervliet | MI | Berrien | MISO | IPP Non-CHP | GEN1 |  | 4 | 4 | 4 | Landfill Gas | LFG | IC | 2015 |  |  | (OP) Operating | [8 empty] | 42.1758 | -86.28 | 0 | 0 | #DIV/0! | 0%
| Terra-Gen Operating Co-Wind | 50533 | Painted Hills Wind Park | CA | Riverside | CISO | IPP Non-CHP | PHW |  | 46.8 | 46.8 | 46.8 | Onshore Wind Turbine | WND | WT | 2021 |  |  | (OP) Operating | [8 empty] | 33.9369 | -116.6183 | 0 | 0 | #DIV/0! | 0%
| Surprise Valley Electrification | 59382 | Paisley Geothermal Generating Plant | OR | Lake | PACW | Electric Utility | SVEP1 |  | 3.7 | 1.8 | 2.3 | Geothermal | GEO | ST | 2015 |  |  | (OS) Out of service and NOT expected to return to service in next calendar year | [8 empty] | 42.6958 | -120.5578 | 0 | 0 | #DIV/0! | 0%
| Apollo Energy Corp | 56378 | Pakini Nui Wind Farm | HI | Hawaii |  | IPP Non-CHP | 1 |  | 21 | 21 | 21 | Onshore Wind Turbine | WND | WT | 2007 |  |  | (OP) Operating | [8 empty] | 18.9742 | -155.6914 | 0 | 0 | #DIV/0! | 0%
| SDGE Batteries | 60566 | Pala Energy Storage Yard | CA | San Diego | CISO | Electric Utility | SES2 |  | 1 | 1 | 1 | Batteries | MWH | BA | 2015 |  |  | (OS) Out of service and NOT expected to return to service in next calendar year | 2 | [7 empty] | 33.3565 | -117.1136 | 0 | 0 | #DIV/0! | 0%
| San Diego Gas & Electric Co | 66280 | Pala Gomez Creek BESS | CA | San Diego | CISO | Electric Utility | 1 |  | 10 | 10 | 10 | Batteries | MWH | BA | 2024 |  |  | (OP) Operating | 10 | [7 empty] | 33.3577 | -117.1117 | 0 | 0 | #DIV/0! | 0%
| Watkins Manufacturing Corporation | 57715 | Watkins Manufacturing Co. | CA | San Diego | CISO | Industrial Non-CHP | GEN1 |  | 2 | 2 | 2 | Natural Gas Internal Combustion Engine | NG | IC | 2001 |  |  | (OP) Operating | [8 empty] | 33.1438 | -117.2369 | 0 | 0 | #DIV/0! | 0%
| Engie North America | 65491 | Paleo | TX | Hale | ERCO | IPP Non-CHP | PALEO |  | 200 | 200 | 200 | Batteries | MWH | BA | 2024 |  |  | (OP) Operating | 200 | [7 empty] | 33.8895 | -101.8016 | 0 | 0 | #DIV/0! | 0%
| Holtec Palisades, LLC | 1715 | Palisades | MI | Van Buren | MISO | IPP Non-CHP | 1 |  | 811.8 | 768.5 | 815.6 | Nuclear | NUC | ST | 1972 |  |  | (OA) Out of service but expected to return to service in next calendar year | [8 empty] | 42.323 | -86.3146 | 0 | 0 | #DIV/0! | 0%
| U S Bureau of Reclamation | 850 | Palisades Dam | ID | Bonneville | BPAT | Electric Utility | 1 |  | 176.4 | 176.4 | 176.4 | Conventional Hydroelectric | WAT | HY | 1957.25 |  |  | (OP) Operating | [8 empty] | 43.3348 | -111.2058 | 0 | 0 | #DIV/0! | 0%
| Florida Power & Light Co | 62921 | Palm Bay Solar | FL | Brevard | FPL | Electric Utility | 1 |  | 74.5 | 74.5 | 74.5 | Solar Photovoltaic | SUN | PV | 2021 |  |  | (OP) Operating |  | 113.2 | [6 empty] | 27.8421 | -80.6316 | 0 | 0 | #DIV/0! | 0%
| State of Wisconsin | 54407 | Waupun Correctional Central Heating Plt | WI | Dodge | MISO | Commercial CHP | 1 |  | 4.3 | 4.3 | 4.3 | Natural Gas Steam Turbine | NG | ST | 1972.75 |  |  | (OP) Operating | [8 empty] | 43.6233 | -88.7297 | 0 | 0 | #DIV/0! | 0%
| S.C. Johnson & Son, Inc. | 59448 | Waxdale | WI | Racine | MISO | Industrial CHP | CGEN1 |  | 12.1 | 12.1 | 12.1 | Landfill Gas | LFG | GT | 2014.8571 |  |  | (OP) Operating | [8 empty] | 42.7094 | -87.8853 | 0 | 0 | #DIV/0! | 0%
| Acciona Energy USA Global, LLC | 61773 | Palmas Wind, LLC | TX | Cameron | ERCO | IPP Non-CHP | PW |  | 144.9 | 142.6 | 142.6 | Onshore Wind Turbine | WND | WT | 2020 |  |  | (OP) Operating | [8 empty] | 26.2889 | -97.4964 | 0 | 0 | #DIV/0! | 0%
| AES Distributed Energy | 62135 | Palmer | MA | Hampden | ISNE | IPP Non-CHP | PAL01 |  | 3.5 | 3.5 | 3.5 | Solar Photovoltaic | SUN | PV | 2019 |  |  | (OP) Operating |  | 4.9 | [6 empty] | 42.2038 | -72.3254 | 0 | 0 | #DIV/0! | 0%
| Palmer Community Solar LLC | 64503 | Palmer Community Solar LLC CSG | MN | Chisago | MISO | IPP Non-CHP | PALM |  | 1 | 1 | 1 | Solar Photovoltaic | SUN | PV | 2021 |  |  | (OP) Operating |  | 1.5 | [6 empty] | 45.4914 | -92.7937 | 0 | 0 | #DIV/0! | 0%
| Greenbacker Renewable Energy Corporation | 63956 | Palmer Creek Solar, LLC | OR | Yamhill | PGE | IPP Non-CHP | 223 |  | 2.3 | 2.3 | 2.3 | Solar Photovoltaic | SUN | PV | 2020 |  |  | (OP) Operating |  | 3.3 | [6 empty] | 45.1848 | -123.1018 | 0 | 0 | #DIV/0! | 0%
| Syncarpha Bondsville, LLC | 60076 | Palmer Landfill | MA | Hampden | ISNE | IPP Non-CHP | SYNPL |  | 4 | 4 | 4 | Solar Photovoltaic | SUN | PV | 2016 |  |  | (OP) Operating |  | 5 | [6 empty] | 42.2166 | -72.3155 | 0 | 0 | #DIV/0! | 0%
| Duke Energy Renewables Services | 62495 | Palmer Solar | CO | El Paso | WACM | IPP Non-CHP | 20181 |  | 60 | 60 | 60 | Solar Photovoltaic | SUN | PV | 2020 |  |  | (OP) Operating |  | 81.5 | [6 empty] | 38.6299 | -104.6526 | 0 | 0 | #DIV/0! | 0%
| Arevon Energy, Inc. | 61457 | Palmer Solar Center | VA | Fluvanna | PJM | IPP Non-CHP | PALM |  | 5 | 5 | 5 | Solar Photovoltaic | SUN | PV | 2017 |  |  | (OP) Operating |  | 6.7 | [6 empty] | 37.9672 | -78.231 | 0 | 0 | #DIV/0! | 0%
| Palmer Solar LLC | 59866 | Palmer Solar LLC | MA | Hampden | ISNE | IPP Non-CHP | 11111 |  | 2.5 | 2.5 | 2.5 | Solar Photovoltaic | SUN | PV | 2013 |  |  | (OP) Operating |  | 2.6 | [6 empty] | 42.1872 | -72.3656 | 0 | 0 | #DIV/0! | 0%
| Palmer's Creek Wind Farm, LLC | 62291 | Palmer's Creek Wind Farm, LLC | MN | Chippewa | SWPP | IPP Non-CHP | PCWF |  | 44.6 | 44.6 | 44.6 | Onshore Wind Turbine | WND | WT | 2018 |  |  | (OP) Operating | [8 empty] | 44.8577 | -95.5689 | 0 | 0 | #DIV/0! | 0%
| Cubico USA, LLC | 62679 | Palmetto Plains | SC | Orangeburg | SCEG | IPP Non-CHP | 1405 |  | 75 | 75 | 75 | Solar Photovoltaic | SUN | PV | 2019 |  |  | (OP) Operating |  | 105.9 | [6 empty] | 33.3402 | -80.6973 | 0 | 0 | #DIV/0! | 0%
| BD Solar Palmyra LLC | 64062 | Palmyra PV - BD Solar Palmyra LLC | ME | Somerset | ISNE | IPP Non-CHP | PALPV |  | 5 | 5 | 5 | Solar Photovoltaic | SUN | PV | 2022 |  |  | (OP) Operating |  | 7 | [6 empty] | 44.84 | -69.31 | 0 | 0 | #DIV/0! | 0%
| MidAmerican Energy Co | 63053 | Palo Alto Wind Farm | IA | Palo Alto | MISO | Electric Utility | PAWF |  | 340 | 340 | 340 | Onshore Wind Turbine | WND | WT | 2020 |  |  | (OP) Operating | [8 empty] | 43.2067 | -94.5481 | 0 | 0 | #DIV/0! | 0%
| Palo Duro Wind | 59475 | Palo Duro Wind | TX | Ochiltree | SWPP | IPP Non-CHP | GE1.7 |  | 249.9 | 249.9 | 249.9 | Onshore Wind Turbine | WND | WT | 2014 |  |  | (OP) Operating | [8 empty] | 36.2439 | -101.0014 | 0 | 0 | #DIV/0! | 0%
| Arizona Public Service Co | 6008 | Palo Verde | AZ | Maricopa | SRP | Electric Utility | 1 |  | 4209.6 | 3937 | 4003 | Nuclear | NUC | ST | 1986.6667 |  |  | (OP) Operating | [8 empty] | 33.3881 | -112.8617 | 0 | 0 | #DIV/0! | 0%
| Scale Sustainable I, LLC | 57773 | Palo Verde College | CA | Riverside | CISO | Commercial Non-CHP | 1 |  | 1.2 | 1 | 1 | Solar Photovoltaic | SUN | PV | 2009 |  |  | (OP) Operating |  | 1.2 | [6 empty] | 33.6617 | -114.6517 | 0 | 0 | #DIV/0! | 0%
| Arizona Public Service Co | 57562 | Paloma Solar Hybrid | AZ | Maricopa | AZPS | Electric Utility | PA17M |  | 34 | 34 | 34 | Batteries | MWH | BA | 2017 |  |  | (OP) Operating | 51 | [7 empty] | 33.0211 | -112.6614 | 0 | 0 | #DIV/0! | 0%
| Targa Pipeline Mid-Continent West OK LLC | 59782 | Waynoka Gas Processing Plant | OK | Woods | SWPP | Industrial Non-CHP | G1 |  | 3.9 | 3.9 | 3.9 | Natural Gas Internal Combustion Engine | NG | IC | 2006 |  |  | (OP) Operating | [8 empty] | 36.651 | -98.7656 | 0 | 0 | #DIV/0! | 0%
| 38 Degrees North, LLC | 63589 | Palombo B Solar, LLC CSG | MA | Worcester | ISNE | IPP Non-CHP | PALOB |  | 1 | 1 | 1 | Solar Photovoltaic | SUN | PV | 2017 |  |  | (OP) Operating |  | 1.4 | [6 empty] | 42.028 | -71.596 | 0 | 0 | #DIV/0! | 0%
| 38 Degrees North, LLC | 63588 | Palombo Solar, LLC CSG | MA | Worcester | ISNE | IPP Non-CHP | PALOA |  | 2 | 2 | 2 | Solar Photovoltaic | SUN | PV | 2017 |  |  | (OP) Operating |  | 2.7 | [6 empty] | 42.025 | -71.599 | 0 | 0 | #DIV/0! | 0%
| Onward Energy | 57530 | Palouse | WA | Whitman | AVA | IPP Non-CHP | 1 |  | 105.3 | 105.3 | 105.3 | Onshore Wind Turbine | WND | WT | 2012 |  |  | (OP) Operating | [8 empty] | 47.1558 | -117.3644 | 0 | 0 | #DIV/0! | 0%
| Pamlico Partners Solar, LLC | 58799 | Pamlico Partners Solar | NC | Beaufort | CPLE | IPP Non-CHP | 1 |  | 5 | 5 | 5 | Solar Photovoltaic | SUN | PV | 2013 |  |  | (OP) Operating |  | 7 | [6 empty] | 35.5011 | -76.87 | 0 | 0 | #DIV/0! | 0%
| Public Service Co of Colorado | 61439 | Panasonic Carport Solar Hybrid | CO | Adams | PSCO | Electric Utility | PANPV |  | 1.3 | 1.3 | 1.3 | Solar Photovoltaic | SUN | PV | 2017 |  |  | (OP) Operating |  | 1.6 | [6 empty] | 39.8087 | -104.7815 | 0 | 0 | #DIV/0! | 0%
| Panda Solar NC 1, LLC | 62089 | Panda Solar NC 1, LLC | NC | Robeson | CPLE | IPP Non-CHP | 20002 |  | 1 | 1 | 1 | Solar Photovoltaic | SUN | PV | 2019 | 4 | 2049 | (OP) Operating |  | 1.3 | [6 empty] | 34.4367 | -79.0902 | 0 | 0 | #DIV/0! | 0%
| Panda Solar NC 10, LLC | 62128 | Panda Solar NC 10, LLC | NC | Cumberland | CPLE | IPP Non-CHP | 20031 |  | 2 | 2 | 2 | Solar Photovoltaic | SUN | PV | 2019 | 6 | 2049 | (OP) Operating |  | 2.6 | [6 empty] | 34.9096 | -78.913 | 0 | 0 | #DIV/0! | 0%
| Panda Solar NC 11, LLC | 62129 | Panda Solar NC 11, LLC | NC | Cumberland | CPLE | IPP Non-CHP | 20032 |  | 2 | 2 | 2 | Solar Photovoltaic | SUN | PV | 2019 | 6 | 2049 | (OP) Operating |  | 2.6 | [6 empty] | 34.9086 | -78.9125 | 0 | 0 | #DIV/0! | 0%
| Panda Solar NC 2, LLC | 62120 | Panda Solar NC 2, LLC | NC | Robeson | CPLE | IPP Non-CHP | 20003 |  | 2 | 2 | 2 | Solar Photovoltaic | SUN | PV | 2019 | 4 | 2049 | (OP) Operating |  | 2.6 | [6 empty] | 34.4384 | -79.0847 | 0 | 0 | #DIV/0! | 0%
| Panda Solar NC 3, LLC | 62121 | Panda Solar NC 3, LLC | NC | Robeson | CPLE | IPP Non-CHP | 20011 |  | 2 | 2 | 2 | Solar Photovoltaic | SUN | PV | 2019 | 6 | 2049 | (OP) Operating |  | 2.6 | [6 empty] | 34.6318 | -79.0907 | 0 | 0 | #DIV/0! | 0%
| Panda Solar NC 4, LLC | 62122 | Panda Solar NC 4, LLC | NC | Bladen | CPLE | IPP Non-CHP | 20009 |  | 2 | 2 | 2 | Solar Photovoltaic | SUN | PV | 2019 |  |  | (OP) Operating |  | 2.6 | [6 empty] | 34.5194 | -78.5243 | 0 | 0 | #DIV/0! | 0%
| Panda Solar NC 5, LLC | 62123 | Panda Solar NC 5, LLC | NC | Cumberland | CPLE | IPP Non-CHP | 20007 |  | 1 | 1 | 1 | Solar Photovoltaic | SUN | PV | 2019 | 6 | 2049 | (OP) Operating |  | 1.3 | [6 empty] | 35.0472 | -78.8105 | 0 | 0 | #DIV/0! | 0%
| Panda Solar NC 6, LLC | 62124 | Panda Solar NC 6, LLC | NC | Columbus | CPLE | IPP Non-CHP | 20028 |  | 1 | 1 | 1 | Solar Photovoltaic | SUN | PV | 2019 | 6 | 2049 | (OP) Operating |  | 1.3 | [6 empty] | 34.3536 | -78.7874 | 0 | 0 | #DIV/0! | 0%
| Panda Solar NC 7 , LLC | 62125 | Panda Solar NC 7, LLC | NC | Sampson | CPLE | IPP Non-CHP | 20038 |  | 1.5 | 1.5 | 1.5 | Solar Photovoltaic | SUN | PV | 2019 |  |  | (OP) Operating |  | 1.9 | [6 empty] | 35.1212 | -78.2055 | 0 | 0 | #DIV/0! | 0%
| Panda Solar NC 8, LLC | 62126 | Panda Solar NC 8, LLC | NC | Moore | CPLE | IPP Non-CHP | 20052 |  | 2 | 2 | 2 | Solar Photovoltaic | SUN | PV | 2019 | 9 | 2049 | (OP) Operating |  | 2.5 | [6 empty] | 35.4209 | -79.706 | 0 | 0 | #DIV/0! | 0%
| Panda Solar NC 9, LLC | 62127 | Panda Solar NC 9, LLC | NC | Cumberland | CPLE | IPP Non-CHP | 20022 |  | 2 | 2 | 2 | Solar Photovoltaic | SUN | PV | 2019 | 6 | 2049 | (OP) Operating |  | 2.7 | [6 empty] | 34.9109 | -78.9136 | 0 | 0 | #DIV/0! | 0%
| American Mun Power-Ohio, Inc | 66443 | Weatherly(PA) RTO BTM | PA | Carbon | PJM | Electric Utility | PB1 |  | 5.4 | 5.4 | 5.4 | Petroleum Liquids | DFO | IC | 2023 |  |  | (OP) Operating | [8 empty] | 40.9475 | -75.8272 | 0 | 0 | #DIV/0! | 0%
| Consolidated Edison Development Inc. | 57340 | Panoche Valley Solar Farm | CA | San Benito | CISO | IPP Non-CHP | 1 |  | 140 | 140 | 140 | Solar Photovoltaic | SUN | PV | 2018 |  |  | (OP) Operating |  | 188 | [6 empty] | 36.627 | -120.879 | 0 | 0 | #DIV/0! | 0%
| Central Electric Power | 7814 | Webb Forging | SC | Union | DUK | Electric Utility | 1 |  | 5.8 | 5.2 | 5.2 | Petroleum Liquids | DFO | IC | 2003 |  |  | (OP) Operating | [8 empty] | 34.5567 | -81.4919 | 0 | 0 | #DIV/0! | 0%
| Leeward Asset Management, LLC | 64872 | Panorama Wind, LLC | CO | Weld | WACM | IPP Non-CHP | PANWD |  | 145 | 145 | 145 | Onshore Wind Turbine | WND | WT | 2022 |  |  | (OP) Operating | [8 empty] | 40.9521 | -103.9076 | 0 | 0 | #DIV/0! | 0%
| Pantex (NNSA) | 58404 | Pantex | TX | Carson | SWPP | Commercial Non-CHP | 1 |  | 11.5 | 11.5 | 11.5 | Onshore Wind Turbine | WND | WT | 2014 |  |  | (OP) Operating | [8 empty] | 35.3228 | -101.5325 | 0 | 0 | #DIV/0! | 0%
| Wellesley College | 54937 | Wellesley College Central Utility Plant | MA | Norfolk | ISNE | Commercial CHP | 1118 |  | 13.9 | 14.7 | 15.1 | Natural Gas Internal Combustion Engine | NG | IC | 2000.25 |  |  | (OS) Out of service and NOT expected to return to service in next calendar year | [8 empty] | 42.2939 | -71.3081 | 0 | 0 | #DIV/0! | 0%
| Big Sky Wind, LLC | 56920 | Panther Creek Wind Farm I | TX | Howard | ERCO | IPP Non-CHP | 1 |  | 142.5 | 153.9 | 153.9 | Onshore Wind Turbine | WND | WT | 2008 |  |  | (OP) Operating | [8 empty] | 32.1008 | -101.4514 | 0 | 0 | #DIV/0! | 0%
| Big Sky Wind, LLC | 56921 | Panther Creek Wind Farm II | TX | Glasscock | ERCO | IPP Non-CHP | 1 |  | 115.5 | 124.7 | 124.7 | Onshore Wind Turbine | WND | WT | 2008 |  |  | (OP) Operating | [8 empty] | 31.9361 | -101.2983 | 0 | 0 | #DIV/0! | 0%
| Big Sky Wind, LLC | 56979 | Panther Creek Wind Farm Three | TX | Sterling | ERCO | IPP Non-CHP | 1 |  | 215.5 | 231.5 | 231.5 | Onshore Wind Turbine | WND | WT | 2009 |  |  | (OP) Operating | [8 empty] | 31.9925 | -101.1167 | 0 | 0 | #DIV/0! | 0%
| Greenbacker Renewable Energy Corporation | 63907 | Panther Creek Wind Project | IL | Pike | MISO | IPP Non-CHP | WTGE |  | 54.4 | 54.4 | 54.4 | Onshore Wind Turbine | WND | WT | 2025 |  |  | (OP) Operating | [8 empty] | 39.6206 | -90.8761 | 0 | 0 | #DIV/0! | 0%
| Big Sky Wind, LLC | 56983 | Papalote Creek I LLC | TX | San Patricio | ERCO | IPP Non-CHP | 1 |  | 180 | 180 | 180 | Onshore Wind Turbine | WND | WT | 2009 |  |  | (OP) Operating | [8 empty] | 27.9386 | -97.4586 | 0 | 0 | #DIV/0! | 0%
| Big Sky Wind, LLC | 57212 | Papalote Creek II LLC | TX | San Patricio | ERCO | IPP Non-CHP | 1 |  | 200.1 | 200.1 | 200.1 | Onshore Wind Turbine | WND | WT | 2010 |  |  | (OP) Operating | [8 empty] | 27.9958 | -97.2967 | 0 | 0 | #DIV/0! | 0%
| Lockhart Power Co | 57885 | Wellford Renewable Energy Plant | SC | Spartanburg | DUK | Electric Utility | LFG1 |  | 1.6 | 1.6 | 1.6 | Landfill Gas | LFG | IC | 2011 |  |  | (OP) Operating | [8 empty] | 35.0012 | -82.1303 | 0 | 0 | #DIV/0! | 0%
| American Mun Power-Ohio, Inc | 7878 | Wellington | OH | Lorain | PJM | Electric Utility | 1 |  | 1 | 1 | 1 | Petroleum Liquids | DFO | IC | 1998 |  |  | (SB) Standby/Backup: available for service but not normally used | [8 empty] | 41.1631 | -82.2272 | 0 | 0 | #DIV/0! | 0%
| San Diego Gas & Electric Co | 66265 | Paradise Energy Storage | CA | San Diego | CISO | Electric Utility | 1 |  | 10 | 10 | 10 | Batteries | MWH | BA | 2024 |  |  | (OP) Operating | 10 | [7 empty] | 32.7036 | -117.0498 | 0 | 0 | #DIV/0! | 0%
| Paradise Solar Urban Renewal, LLC | 58569 | Paradise Solar Energy Center | NJ | Gloucester | PJM | IPP Non-CHP | 1 |  | 5 | 5 | 5 | Solar Photovoltaic | SUN | PV | 2011 |  |  | (OP) Operating |  | 5.5 | [6 empty] | 39.8358 | -75.2225 | 0 | 0 | #DIV/0! | 0%
| AES Distributed Energy | 58293 | Paradise Valley H.S. PV | AZ | Maricopa | AZPS | IPP Non-CHP | PVH |  | 1.3 | 1.4 | 1.4 | Solar Photovoltaic | SUN | PV | 2013 |  |  | (OP) Operating |  | 1.6 | [6 empty] | 33.6416 | -111.9997 | 0 | 0 | #DIV/0! | 0%
| City of Wells - (MN) | 2020 | Wells IC | MN | Faribault | MISO | Electric Utility | 1 |  | 9 | 8.8 | 8.8 | Natural Gas Internal Combustion Engine | NG | IC | 1974.6 |  |  | (OP) Operating | [8 empty] | 43.7445 | -93.7241 | 0 | 0 | #DIV/0! | 0%
| Paragould Municipal Utilities | 67188 | Paragould Solar Farm | AR | Greene | SPA | Electric Utility | 1 |  | 1.5 | 1.5 | 1.5 | Solar Photovoltaic | SUN | PV | 2021 |  |  | (OP) Operating |  | 1.9 | [6 empty] | 36.0257 | -90.4881 | 0 | 0 | #DIV/0! | 0%
| Sentinel Peak Resources California, LLC | 54447 | Welport Lease Project | CA | Kern | CISO | Industrial CHP | TI |  | 5 | 4 | 4.7 | Natural Gas Fired Combustion Turbine | NG | GT | 1990 |  |  | (OP) Operating | [8 empty] | 35.3544 | -119.6617 | 0 | 0 | #DIV/0! | 0%
| East Bay Municipal Util Dist | 376 | Pardee | CA | Calaveras | CISO | Electric Utility | 1 |  | 23.6 | 27.7 | 27.7 | Conventional Hydroelectric | WAT | HY | 1947.6667 |  |  | (OP) Operating | [8 empty] | 38.2569 | -120.8507 | 0 | 0 | #DIV/0! | 0%
| Wesleyan University | 58158 | Wesleyan University Cogen 1 | CT | Middlesex | ISNE | Commercial CHP | 1 |  | 2.4 | 2.3 | 2.3 | Natural Gas Internal Combustion Engine | NG | IC | 2009 |  |  | (OP) Operating | [8 empty] | 41.5564 | -72.6539 | 0 | 0 | #DIV/0! | 0%
| City of Winfield - (KS) | 1332 | West 14th Street | KS | Cowley | SWPP | Electric Utility | GT1 |  | 11 | 11.1 | 11.2 | Natural Gas Fired Combustion Turbine | NG | GT | 1962 |  |  | (OP) Operating | [8 empty] | 37.2354 | -97.011 | 0 | 0 | #DIV/0! | 0%
| City of West Bend | 1199 | West Bend | IA | Palo Alto | MISO | Electric Utility | 1 |  | 6.7 | 6.4 | 6.4 | Petroleum Liquids | DFO | IC | 1974.75 |  |  | (SB) Standby/Backup: available for service but not normally used | [8 empty] | 42.9612 | -94.4456 | 0 | 0 | #DIV/0! | 0%
| Wisconsin Electric Power Co | 65967 | Paris Solar | WI | Racine | MISO | Electric Utility | PSLR1 |  | 200 | 200 | 200 | Solar Photovoltaic | SUN | PV | 2024 |  |  | (OP) Operating |  | 259 | [6 empty] | 42.6621 | -88.0155 | 0 | 0 | #DIV/0! | 0%
| Erie Boulevard Hydropower LP | 2597 | Parishville | NY | St Lawrence | NYIS | IPP Non-CHP | 1 |  | 3 | 2.3 | 2.4 | Conventional Hydroelectric | WAT | HY | 1925 |  |  | (OP) Operating | [8 empty] | 44.63 | -74.8258 | 0 | 0 | #DIV/0! | 0%
| WM Renewable Energy LLC | 57409 | West Camden | TN | Benton | TVA | IPP Non-CHP | GEN1 |  | 4.8 | 4.8 | 4.8 | Landfill Gas | LFG | IC | 2012 |  |  | (OP) Operating | [8 empty] | 36.0579 | -88.142 | 0 | 0 | #DIV/0! | 0%
| Altus Power America Management, LLC | 59539 | Park Meridian #1 | CA | Riverside | CISO | IPP Non-CHP | 1 |  | 1.5 | 1.5 | 1.5 | Solar Photovoltaic | SUN | PV | 2015 |  |  | (OP) Operating |  | 1.8 | [6 empty] | 33.8961 | -117.2836 | 0 | 0 | #DIV/0! | 0%
| Eagle Creek Renewable Energy, LLC | 50408 | Park Mill | WI | Marinette | MISO | IPP Non-CHP | 1 |  | 2.1 | 2.1 | 2.1 | Conventional Hydroelectric | WAT | HY | 1951.6667 |  |  | (OP) Operating | [8 empty] | 45.1058 | -87.6514 | 0 | 0 | #DIV/0! | 0%
| Ecos Energy LLC | 67351 | Park Solar | CT | New Haven | ISNE | IPP Non-CHP | PARK |  | 1 | 1 | 1 | Solar Photovoltaic | SUN | PV | 2023 |  |  | (OP) Operating |  | 1.2 | [6 empty] | 41.3367 | -72.9868 | 0 | 0 | #DIV/0! | 0%
| Greenbacker Renewable Energy Corporation | 64975 | Park St | VT | Rutland | ISNE | IPP Non-CHP | 628 |  | 1.8 | 1.8 | 1.8 | Solar Photovoltaic | SUN | PV | 2014 |  |  | (OP) Operating |  | 2.4 | [6 empty] | 43.5969 | -72.9704 | 0 | 0 | #DIV/0! | 0%
| Merced Irrigation District | 428 | Parker | CA | Merced | CISO | IPP Non-CHP | 1 |  | 2.7 | 2.7 | 2.7 | Conventional Hydroelectric | WAT | HY | 1982 |  |  | (OP) Operating | [8 empty] | 37.4778 | -120.4445 | 0 | 0 | #DIV/0! | 0%
| U S Bureau of Reclamation | 447 | Parker Dam | CA | San Bernardino | WALC | Electric Utility | 1 |  | 120 | 120 | 120 | Conventional Hydroelectric | WAT | HY | 1942.5 |  |  | (OP) Operating | [8 empty] | 34.2953 | -114.1402 | 0 | 0 | #DIV/0! | 0%
| Nautilus Solar Solutions | 67439 | Parker Place | MD | Wicomico | PJM | IPP Non-CHP | SC |  | 2 | 2 | 2 | Solar Photovoltaic | SUN | PV | 2024 |  |  | (OP) Operating |  | 3 | [6 empty] | 38.3228 | -75.5431 | 0 | 0 | #DIV/0! | 0%
| Cincinnati Zoo & Botanical Garden | 63294 | Parking Lot Array | OH | Hamilton | PJM | Commercial Non-CHP | EUPV |  | 3.7 | 3.6 | 2.4 | Solar Photovoltaic | SUN | PV | 2017.5 |  |  | (OP) Operating |  | 2.3 | [6 empty] | 39.1419 | -84.5107 | 0 | 0 | #DIV/0! | 0%
| Public Service Elec & Gas Co | 59001 | Parkland Landfill Solar | NJ | Burlington | PJM | Electric Utility | PARK |  | 7.8 | 7.8 | 7.8 | Solar Photovoltaic | SUN | PV | 2015 |  |  | (OP) Operating |  | 10.1 | [6 empty] | 40.1275 | -74.7108 | 0 | 0 | #DIV/0! | 0%
| Consumers Energy Co - (MI) | 61909 | Parkview Battery | MI | Kalamazoo | MISO | Electric Utility | PKVWB |  | 1.1 | 1 | 1 | Batteries | MWH | BA | 2018 |  |  | (OP) Operating | 1 | [7 empty] | 42.26 | -85.6497 | 0 | 0 | #DIV/0! | 0%
| United Power, Inc | 67301 | Parkway Battery Storage | CO | Broomfield | PSCO | Electric Utility | PKWBA |  | 7.8 | 7.8 | 7.8 | Batteries | MWH | BA | 2024 |  |  | (OP) Operating | 31.3 | [7 empty] | 39.9857 | -105.0104 | 0 | 0 | #DIV/0! | 0%
| Laurel Capital Partners | 59544 | Parlin Solar LLC | NJ | Middlesex | PJM | IPP Non-CHP | PV1 |  | 1.3 | 1.2 | 1 | Solar Photovoltaic | SUN | PV | 2012 |  |  | (OP) Operating |  | 1.31 | [6 empty] | 40.4567 | -74.3289 | 0 | 0 | #DIV/0! | 0%
| Penn State University | 58194 | West Campus Steam Plant | PA | Centre | PJM | Commercial CHP | CT2 |  | 14 | 9.3 | 13.2 | Natural Gas Fired Combustion Turbine | NG | GT | 2019 |  |  | (OP) Operating | [8 empty] | 40.7928 | -77.8647 | 0 | 0 | #DIV/0! | 0%
| Dominion Energy South Carolina, Inc | 3290 | Parr Hydro | SC | Fairfield | SCEG | Electric Utility | 1 |  | 15 | 15 | 15 | Conventional Hydroelectric | WAT | HY | 1915.1667 |  |  | (OP) Operating | [5 empty] | 2027 | 12 | 2.2 | 34.2613 | -81.3308 | 0 | 0 | #DIV/0! | 0%
| Partin Solar, LLC | 63827 | Partin Solar | NC | Surry | DUK | IPP Non-CHP | 95 |  | 50 | 50 | 50 | Solar Photovoltaic | SUN | PV | 2023 |  |  | (OP) Operating |  | 69 | [6 empty] | 36.268 | -80.8219 | 0 | 0 | #DIV/0! | 0%
| AES Distributed Energy | 63264 | Partridge Hill Solar Hybrid | MA | Worcester | ISNE | IPP Non-CHP | BATT |  | 3.3 | 3.3 | 3.3 | Batteries | MWH | BA | 2020 |  |  | (OP) Operating | 1.5 | [7 empty] | 42.1189 | -71.9371 | 0 | 0 | #DIV/0! | 0%
| SoCore Energy LLC | 68679 | Partridge Solar | MA | Berkshire | ISNE | IPP Non-CHP | BA1 |  | 7.5 | 7.5 | 7.5 | Batteries | MWH | BA | 2022 |  |  | (OP) Operating | 3 | [7 empty] | 42.49 | -73.214 | 0 | 0 | #DIV/0! | 0%
| Partridgeville Road Solar 1, LLC | 63804 | Partridgeville Hybrid CSG | MA | Worcester | ISNE | IPP Non-CHP | PAR |  | 5.3 | 5.3 | 5.3 | Solar Photovoltaic | SUN | PV | 2020 |  |  | (OP) Operating |  | 4.7 | [6 empty] | 42.5714 | -72.2574 | 0 | 0 | #DIV/0! | 0%
| City of Pocahontas - (IA) | 56517 | West Diesel Generation Unit | IA | Pocahontas | MISO | Electric Utility | East |  | 4 | 3.8 | 3.8 | Petroleum Liquids | DFO | IC | 2006 |  |  | (SB) Standby/Backup: available for service but not normally used | [8 empty] | 42.7303 | -94.6644 | 0 | 0 | #DIV/0! | 0%
| Hollingsworth & Vose Co West Groton | 60276 | West Groton CHP | MA | Middlesex | ISNE | Industrial CHP | G1 |  | 4.1 | 3.3 | 3.8 | Natural Gas Fired Combustion Turbine | NG | GT | 2015 |  |  | (OP) Operating | [8 empty] | 42.6134 | -71.6338 | 0 | 0 | #DIV/0! | 0%
| Onyx Asset Services Group | 67866 | Paso Robles - Municipal Airport | CA | San Luis Obispo | CISO | IPP Non-CHP | 10221 |  | 3 | 3 | 3 | Solar Photovoltaic | SUN | PV | 2024 |  |  | (OP) Operating |  | 3.98 | [6 empty] | 35.6794 | -120.6359 | 0 | 0 | #DIV/0! | 0%
| Duke Energy Renewables Services | 59530 | Pasquotank | NC | Pasquotank | PJM | IPP Non-CHP | PASQ1 |  | 20 | 20 | 20 | Solar Photovoltaic | SUN | PV | 2014 |  |  | (OP) Operating |  | 28 | [6 empty] | 36.2647 | -76.3061 | 0 | 0 | #DIV/0! | 0%
| Southern Power Co | 59222 | Passadumkeag Windpark LLC | ME | Penobscot | ISNE | IPP Non-CHP | Q357 |  | 42.9 | 39.9 | 39.9 | Onshore Wind Turbine | WND | WT | 2016 |  |  | (OP) Operating | [8 empty] | 45.07 | -68.21 | 0 | 0 | #DIV/0! | 0%
| Passaic Valley Water Comm | 50311 | Passaic Valley Water Commission | NJ | Passaic | PJM | IPP Non-CHP | GEN1 |  | 2.4 | 2.4 | 2.4 | Conventional Hydroelectric | WAT | HY | 1935 |  |  | (OS) Out of service and NOT expected to return to service in next calendar year | [8 empty] | 40.8833 | -74.23 | 0 | 0 | #DIV/0! | 0%
| Cypress Creek Renewables | 60239 | Pastime Farm, LLC | IN | Clay | MISO | IPP Non-CHP | PV1 |  | 5.2 | 5.2 | 5.2 | Solar Photovoltaic | SUN | PV | 2015 |  |  | (OP) Operating |  | 7 | [6 empty] | 39.5209 | -87.1816 | 0 | 0 | #DIV/0! | 0%
| Altus Power America Management, LLC | 62389 | Pasto Solar | NY | Tioga | NYIS | IPP Non-CHP | PASTO |  | 16 | 16 | 16 | Solar Photovoltaic | SUN | PV | 2019 |  |  | (OP) Operating |  | 24 | [6 empty] | 42.21 | -76.5238 | 0 | 0 | #DIV/0! | 0%
| Ryan Companies US, Inc. | 54294 | West Group Data Center | MN | Dakota | MISO | Commercial Non-CHP | 1 |  | 8 | 2.4 | 1.6 | Petroleum Liquids | DFO | IC | 2005 |  |  | (SB) Standby/Backup: available for service but not normally used | [8 empty] | 44.8256 | -93.1139 | 0 | 0 | #DIV/0! | 0%
| Strata Manager, LLC | 58856 | Pate Farm | NC | Robeson | CPLE | IPP Non-CHP | 1 |  | 5 | 5 | 5 | Solar Photovoltaic | SUN | PV | 2013 |  |  | (OP) Operating |  | 6.5 | [6 empty] | 34.8167 | -79.1994 | 0 | 0 | #DIV/0! | 0%
| Avangrid Power LLC | 58614 | Patriot Wind Farm | TX | Nueces | ERCO | IPP Non-CHP | PAT1 |  | 226.1 | 226.1 | 226.1 | Onshore Wind Turbine | WND | WT | 2019 |  |  | (OP) Operating | [8 empty] | 27.5805 | -97.6401 | 0 | 0 | #DIV/0! | 0%
| Sunlight General Somerset Solar LLC | 58896 | Patriots Stadium | NJ | Somerset | PJM | Commercial Non-CHP | PV01 |  | 1 | 1 | 1 | Solar Photovoltaic | SUN | PV | 2013 |  |  | (OP) Operating |  | 1.1 | [6 empty] | 40.5606 | -74.5514 | 0 | 0 | #DIV/0! | 0%
| Pattern Operators LP | 56661 | Pattern Gulf Wind | TX | Kenedy | ERCO | IPP Non-CHP | 1 |  | 283.2 | 283.2 | 283.2 | Onshore Wind Turbine | WND | WT | 2008 |  |  | (OP) Operating | [8 empty] | 27.0011 | -97.5994 | 0 | 0 | #DIV/0! | 0%
| Pattern Operators LP | 58720 | Pattern Panhandle Wind 2 LLC | TX | Carson | ERCO | IPP Non-CHP | 1 |  | 181.7 | 181.7 | 181.7 | Onshore Wind Turbine | WND | WT | 2014 |  |  | (OP) Operating | [8 empty] | 35.4428 | -101.3728 | 0 | 0 | #DIV/0! | 0%
| Pattern Operators LP | 58242 | Pattern Panhandle Wind LLC | TX | Carson | ERCO | IPP Non-CHP | 1 |  | 218 | 218 | 218 | Onshore Wind Turbine | WND | WT | 2014 |  |  | (OP) Operating | [8 empty] | 35.4275 | -101.2531 | 0 | 0 | #DIV/0! | 0%
| Exus Pennsylvania Wind Holdings | 57999 | Patton Wind Farm | PA | Cambria | PJM | IPP Non-CHP | 1 |  | 30 | 30 | 30 | Onshore Wind Turbine | WND | WT | 2012 |  |  | (OP) Operating | [8 empty] | 40.6307 | -78.6961 | 0 | 0 | #DIV/0! | 0%
| PaTu Wind Farm LLC | 57578 | PaTu Wind Farm LLC | OR | Sherman | BPAT | IPP Non-CHP | PATU |  | 9 | 9 | 9 | Onshore Wind Turbine | WND | WT | 2010 |  |  | (OP) Operating | [8 empty] | 45.6131 | -120.6169 | 0 | 0 | #DIV/0! | 0%
| Patua Acquisition Company, LLC | 58319 | Patua Acquisition Project, LLC | NV | Churchill | NEVP | IPP Non-CHP | 1 |  | 58.6 | 40.6 | 40.6 | Geothermal | GEO | BT | 2014 |  |  | (OP) Operating | [8 empty] | 39.5858 | -119.0731 | 0 | 0 | #DIV/0! | 0%
| Paulding Wind Farm II LLC | 57620 | Paulding Wind Farm II | OH | Paulding | PJM | IPP Non-CHP | GEN1 |  | 99 | 99 | 99 | Onshore Wind Turbine | WND | WT | 2011 |  |  | (OP) Operating | [8 empty] | 41.0253 | -84.7792 | 0 | 0 | #DIV/0! | 0%
| Paulding Wind Farm III LLC | 60470 | Paulding Wind Farm III | OH | Paulding | PJM | IPP Non-CHP | 1 |  | 100.8 | 100.8 | 100.8 | Onshore Wind Turbine | WND | WT | 2016 |  |  | (OP) Operating | [8 empty] | 41.121 | -84.751 | 0 | 0 | #DIV/0! | 0%
| HEN Infrastructure, L.L.C. | 66784 | Pauline BESS | TX | Henderson | ERCO | IPP Non-CHP | PAULN |  | 9.9 | 9.9 | 9.9 | Batteries | MWH | BA | 2024 |  |  | (OP) Operating | 9.9 | [7 empty] | 32.335 | -96.0579 | 0 | 0 | #DIV/0! | 0%
| City of West Liberty - (IA) | 1200 | West Liberty | IA | Muscatine | MISO | Electric Utility | 2 |  | 16.5 | 14.8 | 15.8 | Petroleum Liquids | DFO | IC | 1991 |  |  | (SB) Standby/Backup: available for service but not normally used | [8 empty] | 41.5691 | -91.264 | 0 | 0 | #DIV/0! | 0%
| Crow Creek Solar, LLC | 67092 | Paulsell | CA | Stanislaus | CISO | IPP Non-CHP | PSLBA |  | 35 | 35 | 35 | Batteries | MWH | BA | 2024 |  |  | (OP) Operating | 60 | 15.01 | [6 empty] | 37.3741 | -121.1352 | 0 | 0 | #DIV/0! | 0%
| Paulson Community Solar LLC | 63678 | Paulson Community (CSG) | MN | Le Sueur | MISO | IPP Non-CHP | PAUL |  | 1 | 1 | 1 | Solar Photovoltaic | SUN | PV | 2020 |  |  | (OP) Operating |  | 1.4 | [6 empty] | 44.3357 | -93.917 | 0 | 0 | #DIV/0! | 0%
| Pavant Solar II LLC | 60449 | Pavant Solar II LLC | UT | Millard | PACE | IPP Non-CHP | PSII |  | 50 | 50 | 50 | Solar Photovoltaic | SUN | PV | 2016 |  |  | (OP) Operating |  | 62.7 | [6 empty] | 39.1625 | -112.343 | 0 | 0 | #DIV/0! | 0%
| Invenergy Services LLC | 60886 | Pavant Solar III | UT | Millard | PACE | IPP Non-CHP | PSIII |  | 20 | 20 | 20 | Solar Photovoltaic | SUN | PV | 2016 |  |  | (OP) Operating |  | 25.8 | [6 empty] | 39.1545 | -112.3598 | 0 | 0 | #DIV/0! | 0%
| Onward Energy | 59702 | Pavant Solar, LLC | UT | Millard | PACE | IPP Non-CHP | 1 |  | 50 | 50 | 50 | Solar Photovoltaic | SUN | PV | 2015 |  |  | (OP) Operating |  | 62.3 | [6 empty] | 38.9605 | -112.3633 | 0 | 0 | #DIV/0! | 0%
| HEN Infrastructure, L.L.C. | 67493 | Pavlov | TX | Matagorda | ERCO | IPP Non-CHP | PAVLV |  | 9.9 | 9.9 | 9.9 | Batteries | MWH | BA | 2024 |  |  | (OP) Operating | 9.9 | [7 empty] | 28.9941 | -96.1262 | 0 | 0 | #DIV/0! | 0%
| Engie North America | 65492 | Pavo | TX | Pecos | ERCO | IPP Non-CHP | PAVO |  | 175 | 175 | 175 | Batteries | MWH | BA | 2024 |  |  | (OP) Operating | 175 | [7 empty] | 30.8851 | -102.4226 | 0 | 0 | #DIV/0! | 0%
| City of West Point - (NE) | 2313 | West Point Municipal | NE | Cuming | SWPP | Electric Utility | 2 |  | 4.4 | 4.4 | 4.4 | Natural Gas Internal Combustion Engine | NG | IC | 1957 |  |  | (OP) Operating | [8 empty] | 41.8449 | -96.7134 | 0 | 0 | #DIV/0! | 0%
| Camco International Group, Inc. | 67436 | West Point RNG | ID | Gooding | IPCO | IPP Non-CHP | WPRG |  | 3.2 | 3.2 | 3.2 | Other Waste Biomass | OBG | IC | 2024 |  |  | (OP) Operating | [8 empty] | 42.75 | -114.646 | 0 | 0 | #DIV/0! | 0%
| Southern Power Co | 59894 | Pawpaw Solar Plant | GA | Taylor | SOCO | IPP Non-CHP | 1 |  | 30.5 | 30 | 30 | Solar Photovoltaic | SUN | PV | 2016 |  |  | (OP) Operating |  | 42.5 | [6 empty] | 32.5729 | -84.2568 | 0 | 0 | #DIV/0! | 0%
| Paxton BESS 1 LLC | 67187 | Paxton BESS 1 | MA | Worcester | ISNE | IPP Non-CHP | 90912 |  | 3 | 3 | 3 | Batteries | MWH | BA | 2024 |  |  | (OP) Operating | 8.9 | [7 empty] | 42.2913 | -71.9455 | 0 | 0 | #DIV/0! | 0%
| King County Dept-Natural Res | 50329 | West Point Treatment Plant | WA | King | SCL | Commercial CHP | 4 |  | 4.6 | 4.6 | 4.6 | Other Waste Biomass | OBG | IC | 2012 |  |  | (OP) Operating | [8 empty] | 47.6611 | -122.4464 | 0 | 0 | #DIV/0! | 0%
| Tampa Electric Co | 61665 | Payne Creek Solar | FL | Polk | TEC | Electric Utility | GEN1 |  | 70.3 | 70.3 | 70.3 | Solar Photovoltaic | SUN | PV | 2018 |  |  | (OP) Operating |  | 84.9 | [6 empty] | 27.6646 | -81.9642 | 0 | 0 | #DIV/0! | 0%
| Idaho Wind Partners 1 LLC | 57124 | Payne's Ferry | ID | Twin Falls | IPCO | IPP Non-CHP | PFWP |  | 21 | 21 | 21 | Onshore Wind Turbine | WND | WT | 2010 |  |  | (OP) Operating | [8 empty] | 42.8253 | -115.0108 | 0 | 0 | #DIV/0! | 0%
| Paynesville Community Solar | 60715 | Paynesville Community Solar | MN | Stearns | MISO | IPP Non-CHP | PCS1 |  | 5 | 4.5 | 4.5 | Solar Photovoltaic | SUN | PV | 2016.2 |  |  | (OP) Operating |  | 1.3 | [6 empty] | 45.4025 | -94.7155 | 0 | 0 | #DIV/0! | 0%
| Nautilus Solar Solutions | 63596 | Paynesville CSG1, LLC | MN | Stearns | MISO | IPP Non-CHP | SC |  | 1 | 1 | 1 | Solar Photovoltaic | SUN | PV | 2021 |  |  | (OP) Operating |  | 1.4 | [6 empty] | 45.4018 | -94.7228 | 0 | 0 | #DIV/0! | 0%
| Enel Green Power NA, Inc. | 60530 | Paynesville Solar | MN | Stearns | MISO | IPP Non-CHP | PV1 |  | 10 | 10 | 10 | Solar Photovoltaic | SUN | PV | 2016 |  |  | (OP) Operating |  | 15.2 | [6 empty] | 45.3929 | -94.7212 | 0 | 0 | #DIV/0! | 0%
| City of Denison - (IA) | 7853 | West Receiving | IA | Crawford | SWPP | Electric Utility | 1 |  | 1.8 | 1.8 | 1.8 | Petroleum Liquids | DFO | IC | 1998 |  |  | (OP) Operating | [8 empty] | 42.0217 | -95.3633 | 0 | 0 | #DIV/0! | 0%
| Vineyard Reliability LLC | 6049 | West Tisbury Generating Facility | MA | Dukes | ISNE | IPP Non-CHP | UN1 |  | 5.4 | 5.6 | 5.6 | Petroleum Liquids | DFO | IC | 1975 |  |  | (OP) Operating | [8 empty] | 41.3925 | -70.6201 | 0 | 0 | #DIV/0! | 0%
| City of Taunton | 62625 | West Water Street | MA | Bristol | ISNE | Electric Utility | G1 |  | 10 | 10 | 10 | Petroleum Liquids | DFO | IC | 2018 |  |  | (OP) Operating | [8 empty] | 41.8809 | -71.0927 | 0 | 0 | #DIV/0! | 0%
| Greenbacker Renewable Energy Corporation | 58305 | PCIP Solar | NC | Person | CPLE | IPP Non-CHP | PCIP |  | 1 | 1 | 1 | Solar Photovoltaic | SUN | PV | 2011 |  |  | (OP) Operating |  | 1.3 | [6 empty] | 36.3125 | -78.9675 | 0 | 0 | #DIV/0! | 0%
| PCS Nitrogen LP | 50341 | PCS Nitrogen Fertilizer LP | LA | Iberville | MISO | Industrial Non-CHP | GEN2 |  | 14 | 11.6 | 11.6 | All Other | WH | ST | 2010 |  |  | (OS) Out of service and NOT expected to return to service in next calendar year | [8 empty] | 30.227 | -91.0551 | 0 | 0 | #DIV/0! | 0%
| PCS Phosphate | 50509 | PCS Phosphate | NC | Beaufort | CPLE | Industrial CHP | GEN1 |  | 54 | 54 | 54 | All Other | WH | ST | 1984 |  |  | (OP) Operating | [8 empty] | 35.3763 | -76.7799 | 0 | 0 | #DIV/0! | 0%
| Carolina Solar Energy LLC | 58538 | PCSP3 Airport | NC | Person | DUK | IPP Non-CHP | 3 |  | 2.5 | 2.5 | 2.5 | Solar Photovoltaic | SUN | PV | 2011 |  |  | (OP) Operating |  | 3 | [6 empty] | 36.2881 | -78.9861 | 0 | 0 | #DIV/0! | 0%
| City of Westbrook | 2021 | Westbrook | MN | Cottonwood | MISO | Electric Utility | 5 |  | 2.3 | 2 | 2 | Petroleum Liquids | DFO | IC | 2003 |  |  | (OP) Operating | [8 empty] | 44.0399 | -95.4429 | 0 | 0 | #DIV/0! | 0%
| Westchester County Medical Center | 62270 | Westchester County Medical Center | NY | Westchester | NYIS | Commercial Non-CHP | CAT04 |  | 8.9 | 8.9 | 8.9 | Petroleum Liquids | DFO | IC | 1998.3636 |  |  | (SB) Standby/Backup: available for service but not normally used | [8 empty] | 41.0892 | -73.8044 | 0 | 0 | #DIV/0! | 0%
| Tampa Electric Co | 61666 | Peace Creek Solar | FL | Polk | TEC | Electric Utility | GEN |  | 55.4 | 55.4 | 55.4 | Solar Photovoltaic | SUN | PV | 2019 |  |  | (OP) Operating |  | 64.8 | [6 empty] | 27.9133 | -81.8101 | 0 | 0 | #DIV/0! | 0%
| Constellation Nuclear | 3166 | Peach Bottom | PA | York | PJM | IPP Non-CHP | 2 |  | 2876.4 | 2549.4 | 2690.3 | Nuclear | NUC | ST | 1974 |  |  | (OP) Operating | [8 empty] | 39.7589 | -76.2687 | 0 | 0 | #DIV/0! | 0%
| Lightsource Renewable Energy Asset Management, LLC | 68474 | Peacock Energy Project | TX | San Patricio | ERCO | IPP Non-CHP | TXPC1 |  | 150 | 150 | 150 | Solar Photovoltaic | SUN | PV | 2024 |  |  | (OP) Operating |  | 187.6 | [6 empty] | 28.0004 | -97.3879 | 0 | 0 | #DIV/0! | 0%
| NextEra Renewable Fuels, LLC | 68608 | Western Berks | PA | Berks | PJM | IPP Non-CHP | UNIT1 |  | 3.2 | 3.2 | 3.2 | Landfill Gas | LFG | IC | 2024 |  |  | (OP) Operating | [8 empty] | 40.3058 | -75.9915 | 0 | 0 | #DIV/0! | 0%
| Black Hills Colorado Electric, LLC | 60143 | Peak View Wind Farm | CO | Huerfano | PSCO | Electric Utility | WTG |  | 60.8 | 60.8 | 60.8 | Onshore Wind Turbine | WND | WT | 2016 |  |  | (OP) Operating | [8 empty] | 37.7104 | -104.5055 | 0 | 0 | #DIV/0! | 0%
| Strata Manager, LLC | 65555 | Peake Road | NC | Granville | CPLE | IPP Non-CHP | PEAKE |  | 5 | 5 | 5 | Solar Photovoltaic | SUN | PV | 2019 |  |  | (OP) Operating |  | 6.9 | [6 empty] | 36.2718 | -78.654 | 0 | 0 | #DIV/0! | 0%
| Altus Power America Management, LLC | 58676 | Pearl City Peninsula Solar Park | HI | Honolulu | HECO | IPP Non-CHP | PCPPV |  | 1 | 1 | 1 | Solar Photovoltaic | SUN | PV | 2012 |  |  | (OP) Operating |  | 1.2 | [6 empty] | 21.3756 | -157.9681 | 0 | 0 | #DIV/0! | 0%
| Nautilus Solar Solutions | 63060 | Pearl CSG | NY | Genesee | NYIS | IPP Non-CHP | 28 |  | 4 | 4 | 4 | Solar Photovoltaic | SUN | PV | 2018 |  |  | (OP) Operating |  | 3 | [6 empty] | 42.9813 | -78.2904 | 0 | 0 | #DIV/0! | 0%
| Nautilus Solar Solutions | 63405 | Pearl II | NY | Genesee | NYIS | IPP Non-CHP | 29 |  | 2 | 2 | 2 | Solar Photovoltaic | SUN | PV | 2018 |  |  | (OP) Operating |  | 3 | [6 empty] | 42.9813 | -78.2904 | 0 | 0 | #DIV/0! | 0%
| Pearl River Solar Park, LLC | 66239 | Pearl River Solar Park LLC | MS | Scott | MISO | IPP Non-CHP | GEN01 |  | 175 | 175 | 175 | Solar Photovoltaic | SUN | PV | 2024 |  |  | (OP) Operating |  | 258.05 | [6 empty] | 32.551 | -89.7301 | 0 | 0 | #DIV/0! | 0%
| BHE Renewables, LLC | 60682 | Pearl Solar | TX | Pecos | ERCO | IPP Non-CHP | PEARL |  | 50 | 50 | 50 | Solar Photovoltaic | SUN | PV | 2017 |  |  | (OP) Operating |  | 66.1 | [6 empty] | 30.9878 | -102.2683 | 0 | 0 | #DIV/0! | 0%
| Western Michigan University | 58161 | Western Michigan University Power Plant | MI | Kalamazoo | MISO | Commercial CHP | EG-1 |  | 16.7 | 15.1 | 17.9 | Natural Gas Internal Combustion Engine | NG | IC | 2005.6667 |  |  | (OP) Operating | [8 empty] | 42.28 | -85.6064 | 0 | 0 | #DIV/0! | 0%
| Western Renewable Energy LLC | 56358 | Western Renewable Energy | AZ | Apache | AZPS | IPP Non-CHP | 1 |  | 3 | 2.5 | 2.5 | Wood/Wood Waste Biomass | WDS | ST | 2004 |  |  | (OS) Out of service and NOT expected to return to service in next calendar year | [8 empty] | 34.093 | -109.29 | 0 | 0 | #DIV/0! | 0%
| Wisconsin Electric Power Co | 1781 | Peavy Falls | MI | Iron | MISO | Electric Utility | 1 |  | 12 | 12 | 12 | Conventional Hydroelectric | WAT | HY | 1943 |  |  | (OP) Operating | [8 empty] | 45.9908 | -88.2105 | 0 | 0 | #DIV/0! | 0%
| Avangrid Power LLC | 56789 | Pebble Springs Wind LLC | OR | Gilliam | AVRN | IPP Non-CHP | 1 |  | 98.7 | 98.7 | 98.7 | Onshore Wind Turbine | WND | WT | 2009 |  |  | (OP) Operating | [8 empty] | 45.7119 | -120.125 | 0 | 0 | #DIV/0! | 0%
| Western Sugar Cooperative | 57937 | Western Sugar Coop - Scottsbluff | NE | Scotts Bluff | SWPP | Industrial CHP | SCB-2 |  | 7.1 | 5.6 | 5.6 | Natural Gas Steam Turbine | NG | ST | 2023 |  |  | (OP) Operating | [8 empty] | 41.8589 | -103.6344 | 0 | 0 | #DIV/0! | 0%
| PUD No 2 of Grant County | 7113 | PEC Headworks | WA | Grant | GCPD | Electric Utility | 1 |  | 6.6 | 6.6 | 6.6 | Conventional Hydroelectric | WAT | HY | 1990 |  |  | (OP) Operating | [8 empty] | 47.1596 | -119.8963 | 0 | 0 | #DIV/0! | 0%
| CI-II Mitchell Holding LLC | 62659 | Pecan Grove Solar, LLC | NC | Craven | CPLE | IPP Non-CHP | 1081 |  | 5 | 5 | 5 | Solar Photovoltaic | SUN | PV | 2019 |  |  | (OP) Operating |  | 6.7 | [6 empty] | 35.0677 | -77.1852 | 0 | 0 | #DIV/0! | 0%
| Ecoplexus, Inc | 59157 | Pecan PV1 | NC | Richmond | CPLE | IPP Non-CHP | PEC1 |  | 5 | 5 | 5 | Solar Photovoltaic | SUN | PV | 2014 |  |  | (OP) Operating |  | 7 | [6 empty] | 34.9092 | -79.8294 | 0 | 0 | #DIV/0! | 0%
| Western Sugar Cooperative | 58081 | Western Sugar Coop- Ft Morgan | CO | Morgan | PSCO | Industrial CHP | ATB-2 |  | 3 | 3 | 3 | Natural Gas Steam Turbine | NG | ST | 1947 |  |  | (OP) Operating | [8 empty] | 40.263 | -103.8069 | 0 | 0 | #DIV/0! | 0%
| Dominion Renewable Energy | 60030 | Pecan Solar | NC | Northampton | PJM | Electric Utility | PECAN |  | 74.9 | 74.9 | 74.9 | Solar Photovoltaic | SUN | PV | 2018 |  |  | (OP) Operating |  | 111.3 | [6 empty] | 36.481 | -77.4812 | 0 | 0 | #DIV/0! | 0%
| Florida Power & Light Co | 65879 | Pecan Tree | FL | Walton | FPL | Electric Utility | 1 |  | 74.5 | 74.5 | 74.5 | Solar Photovoltaic | SUN | PV | 2024 |  |  | (OP) Operating |  | 102.81 | [6 empty] | 30.9382 | -86.2401 | 0 | 0 | #DIV/0! | 0%
| Pechin Solar, LLC | 65903 | Pechin Solar | PA | Fayette | PJM | IPP Non-CHP | 9 |  | 14 | 14 | 14 | Solar Photovoltaic | SUN | PV | 2024 |  |  | (OP) Operating |  | 19.9 | [6 empty] | 39.9611 | -79.6439 | 0 | 0 | #DIV/0! | 0%
| FPL Peetz Table Wind Energy | 56563 | Peetz Table Wind Energy | CO | Logan | PSCO | IPP Non-CHP | GE |  | 199.5 | 199.5 | 199.5 | Onshore Wind Turbine | WND | WT | 2007 |  |  | (OP) Operating | [8 empty] | 40.986 | -103.436 | 0 | 0 | #DIV/0! | 0%
| Pegasus Community Solar | 61175 | Pegasus Community Solar | MN | Stearns | MISO | IPP Non-CHP | CPCS1 |  | 2 | 1.8 | 1.8 | Solar Photovoltaic | SUN | PV | 2017 |  |  | (OP) Operating |  | 1.3 | [6 empty] | 45.4955 | -95.1247 | 0 | 0 | #DIV/0! | 0%
| Pegasus Wind, LLC | 61916 | Pegasus Wind | MI | Tuscola | MISO | IPP Non-CHP | PWEC |  | 178 | 178 | 178 | Onshore Wind Turbine | WND | WT | 2019.5 |  |  | (OP) Operating | [8 empty] | 43.452 | -83.5072 | 0 | 0 | #DIV/0! | 0%
| Topsham Hydro Partners | 50758 | Pejepscot Hydroelectric Project | ME | Sagadahoc | ISNE | IPP Non-CHP | GEN1 |  | 13.5 | 12.9 | 12.5 | Conventional Hydroelectric | WAT | HY | 1987 |  |  | (OP) Operating | [8 empty] | 43.9574 | -70.0242 | 0 | 0 | #DIV/0! | 0%
| Pelican Utility | 6702 | Pelican | AK | Skagway Hoonah Angoon |  | Electric Utility | HC1 |  | 2.4 | 1.6 | 1.6 | Conventional Hydroelectric | WAT | HY | 2001.6 |  |  | (OP) Operating | [8 empty] | 57.9572 | -136.2201 | 0 | 0 | #DIV/0! | 0%
| Florida Power & Light Co | 62924 | Pelican Solar Center | FL | St Lucie | FPL | Electric Utility | 1 |  | 74.5 | 74.5 | 74.5 | Solar Photovoltaic | SUN | PV | 2021 |  |  | (OP) Operating |  | 113.3 | [6 empty] | 27.522 | -80.5473 | 0 | 0 | #DIV/0! | 0%
| Western Sugar Cooperative - Billings | 62319 | Western Sugar Cooperative - Billings | MT | Yellowstone | NWMT | Industrial CHP | 1 |  | 1.5 | 1.5 | 1.5 | Conventional Steam Coal | SUB | ST | 2011 |  |  | (OP) Operating | [8 empty] | 45.7653 | -108.4992 | 0 | 0 | #DIV/0! | 0%
| Portland General Electric Co | 3048 | Pelton | OR | Jefferson | PGE | Electric Utility | 1 |  | 109.8 | 110 | 110 | Conventional Hydroelectric | WAT | HY | 1957.6667 |  |  | (OP) Operating | [8 empty] | 44.6944 | -121.2314 | 0 | 0 | #DIV/0! | 0%
| Central Rivers Power US, LLC | 10800 | Pelzer Lower | SC | Anderson | DUK | IPP Non-CHP | GEN1 |  | 3.3 | 3.1 | 3 | Conventional Hydroelectric | WAT | HY | 1989 |  |  | (OP) Operating | [8 empty] | 34.6165 | -82.4479 | 0 | 0 | #DIV/0! | 0%
| Altus Power America Management, LLC | 61945 | Pelzer Solar I | SC | Anderson | DUK | IPP Non-CHP | 19 |  | 1 | 1 | 1 | Solar Photovoltaic | SUN | PV | 2019 |  |  | (OP) Operating |  | 1.2 | [6 empty] | 34.6576 | -82.502 | 0 | 0 | #DIV/0! | 0%
| Central Rivers Power US, LLC | 10799 | Pelzer Upper | SC | Anderson | DUK | IPP Non-CHP | GEN1 |  | 2 | 1.9 | 1.8 | Conventional Hydroelectric | WAT | HY | 1989 |  |  | (OP) Operating | [8 empty] | 34.6424 | -82.4544 | 0 | 0 | #DIV/0! | 0%
| NJR Clean Energy Ventures Corporation | 61073 | Pemberton Road I | NJ | Burlington | PJM | IPP Non-CHP | PEMB1 |  | 8.8 | 8.8 | 8.8 | Solar Photovoltaic | SUN | PV | 2017 |  |  | (OP) Operating |  | 10 | [6 empty] | 39.9818 | -74.6974 | 0 | 0 | #DIV/0! | 0%
| NJR Clean Energy Ventures Corporation | 61074 | Pemberton Road II | NJ | Burlington | PJM | IPP Non-CHP | PEMB2 |  | 8.8 | 8.8 | 8.8 | Solar Photovoltaic | SUN | PV | 2017 |  |  | (OP) Operating |  | 10 | [6 empty] | 39.9799 | -74.7019 | 0 | 0 | #DIV/0! | 0%
| Eagle Creek Renewable Energy, LLC | 50312 | Pembroke Hydro | NH | Merrimack | ISNE | IPP Non-CHP | 1 |  | 2.7 | 0.6 | 1.2 | Conventional Hydroelectric | WAT | HY | 1985 |  |  | (OP) Operating | [8 empty] | 43.1304 | -71.4536 | 0 | 0 | #DIV/0! | 0%
| Pembroke Lakes Mall | 63256 | Pembroke Lakes Mall | FL | Broward | FPL | Commercial Non-CHP | PLM |  | 1.1 | 1.1 | 1.1 | Solar Photovoltaic | SUN | PV | 2016 |  |  | (OP) Operating |  | 1.4 | [6 empty] | 26.0106 | -80.3046 | 0 | 0 | #DIV/0! | 0%
| Briar-Hydro Associates | 50353 | Penacook Lower Falls | NH | Merrimack | ISNE | IPP Non-CHP | 1 |  | 4.6 | 4.6 | 4.6 | Conventional Hydroelectric | WAT | HY | 1983 |  |  | (OP) Operating | [8 empty] | 43.2858 | -71.595 | 0 | 0 | #DIV/0! | 0%
| Briar-Hydro Associates | 50414 | Penacook Upper Falls Hydro | NH | Merrimack | ISNE | IPP Non-CHP | 1 |  | 3.4 | 3.4 | 3.4 | Conventional Hydroelectric | WAT | HY | 1986 |  |  | (OP) Operating | [8 empty] | 43.2832 | -71.6008 | 0 | 0 | #DIV/0! | 0%
| Avangrid Power LLC | 57095 | Penascal II Wind Project LLC | TX | Kenedy | ERCO | IPP Non-CHP | 1 |  | 201.6 | 201.6 | 201.6 | Onshore Wind Turbine | WND | WT | 2010 |  |  | (OP) Operating | [8 empty] | 27.1225 | -97.5574 | 0 | 0 | #DIV/0! | 0%
| Avangrid Power LLC | 56795 | Penascal Wind Power LLC | TX | Kenedy | ERCO | IPP Non-CHP | 1 |  | 201.6 | 201.6 | 201.6 | Onshore Wind Turbine | WND | WT | 2009 |  |  | (OP) Operating | [8 empty] | 27.0221 | -97.4985 | 0 | 0 | #DIV/0! | 0%
| Shell Chemical LP | 54330 | Westhollow Technology Center | TX | Harris | ERCO | Industrial CHP | 1 |  | 3.7 | 3.7 | 3.7 | Natural Gas Fired Combustion Turbine | NG | GT | 1988 |  |  | (OP) Operating | [8 empty] | 29.726 | -95.6382 | 0 | 0 | #DIV/0! | 0%
| Power Depot Group A, LLC | 65581 | Westover | TX | Ector | ERCO | IPP Non-CHP | WSI1 |  | 9 | 7.5 | 9 | Petroleum Liquids | DFO | IC | 2013 |  |  | (OP) Operating | [8 empty] | 31.8362 | -102.4461 | 0 | 0 | #DIV/0! | 0%
| Pendleton Solar 1, LLC | 65724 | Pendleton Solar 1 | NY | Niagara | ISNE | IPP Non-CHP | 15889 |  | 5 | 5 | 4.8 | Solar Photovoltaic | SUN | PV | 2020 |  |  | (OP) Operating |  | 6 | [6 empty] | 43.0972 | -78.7538 | 0 | 0 | #DIV/0! | 0%
| Public Service Elec & Gas Co | 65467 | Pennsauken Brownfield Solar | NJ | Camden | PJM | Electric Utility | PENN |  | 12 | 12 | 12 | Solar Photovoltaic | SUN | PV | 2019 |  |  | (OP) Operating |  | 15.2 | [6 empty] | 39.9631 | -75.0795 | 0 | 0 | #DIV/0! | 0%
| WestRock (IL) | 54513 | WestRock (IL) | IL | Kane | PJM | Industrial Non-CHP | E-1 |  | 2.9 | 2.9 | 2.9 | Natural Gas Internal Combustion Engine | NG | IC | 1992 |  |  | (SB) Standby/Backup: available for service but not normally used | [8 empty] | 41.7697 | -88.28 | 0 | 0 | #DIV/0! | 0%
| NextEra Renewable Fuels, LLC | 56883 | Pennsauken Solar | NJ | Camden | PJM | IPP Non-CHP | GEN 1 |  | 3.9 | 3.9 | 3.9 | Solar Photovoltaic | SUN | PV | 2007.9 |  |  | (OP) Operating |  | 0.3 | [6 empty] | 39.9894 | -75.04 | 0 | 0 | #DIV/0! | 0%
| WM Renewable Energy LLC | 57020 | Westside Landfill Gas Recovery | TX | Parker | ERCO | IPP Non-CHP | GEN1 |  | 3.2 | 3.2 | 3.2 | Landfill Gas | LFG | IC | 2010 |  |  | (OP) Operating | [8 empty] | 32.7246 | -97.5371 | 0 | 0 | #DIV/0! | 0%
| Cardinal Renewables | 63266 | Penny Hill Solar | NC | Pitt | PJM | IPP Non-CHP | NCPHL |  | 2 | 2 | 2 | Solar Photovoltaic | SUN | PV | 2017 |  |  | (OP) Operating |  | 2.7 | [6 empty] | 35.759 | -77.513 | 0 | 0 | #DIV/0! | 0%
| City Of High Point | 57608 | Westside WWTP | NC | Davidson | DUK | Electric Utility | 1 |  | 1.8 | 1.8 | 1.8 | Petroleum Liquids | DFO | IC | 2005 |  |  | (OP) Operating | [8 empty] | 35.9403 | -80.1106 | 0 | 0 | #DIV/0! | 0%
| Grand River Dam Authority | 2981 | Pensacola | OK | Mayes | SWPP | Electric Utility | 1 |  | 130.1 | 115.2 | 119.9 | Conventional Hydroelectric | WAT | HY | 1941.7143 |  |  | (OP) Operating | [8 empty] | 36.4675 | -95.0414 | 0 | 0 | #DIV/0! | 0%
| Westward Seafoods Inc | 54305 | Westward Seafoods | AK | Aleutians West |  | Industrial CHP | 2 |  | 6.6 | 6.6 | 6.6 | Petroleum Liquids | DFO | IC | 1991 |  |  | (OP) Operating | [8 empty] | 53.8585 | -166.5529 | 0 | 0 | #DIV/0! | 0%
| Greenbacker Renewable Energy Corporation | 62069 | Penstemon Solar Project | WA | Kittitas | PSEI | IPP Non-CHP | PENST |  | 5 | 5 | 5 | Solar Photovoltaic | SUN | PV | 2022 |  |  | (OP) Operating |  | 6.7 | [6 empty] | 46.9593 | -120.5091 | 0 | 0 | #DIV/0! | 0%
| Peony Solar, LLC | 61976 | Peony Solar | SC | Orangeburg | SCEG | IPP Non-CHP | PGRG1 |  | 39 | 39 | 39 | Solar Photovoltaic | SUN | PV | 2018 |  |  | (OP) Operating |  | 57.2 | [6 empty] | 33.502 | -81.254 | 0 | 0 | #DIV/0! | 0%
| Today's Power, Inc. | 68711 | People's | OK | Pontotoc | SWPP | Electric Utility | PEOPL |  | 5 | 5 | 5 | Solar Photovoltaic | SUN | PV | 2023 |  |  | (OP) Operating |  | 7 | [6 empty] | 34.6808 | -96.7682 | 0 | 0 | #DIV/0! | 0%
| Wheelabrator Environmental Systems | 50873 | Wheelabrator Concord Facility | NH | Merrimack | ISNE | IPP Non-CHP | GEN1 |  | 14 | 12 | 12 | Municipal Solid Waste | MSW | ST | 1989 |  |  | (OP) Operating | [8 empty] | 43.2866 | -71.5769 | 0 | 0 | #DIV/0! | 0%
| Pepin Garden LLC | 66577 | Pepin Garden | MN | Wabasha | MISO | IPP Non-CHP | MNC02 |  | 0.9 | 1 | 1 | Solar Photovoltaic | SUN | PV | 2023 |  |  | (OP) Operating |  | 1.5 | [6 empty] | 44.3163 | -91.9954 | 0 | 0 | #DIV/0! | 0%
| Eagle Creek Renewable Energy, LLC | 10694 | Pepperell Hydro Power Plant | MA | Middlesex | ISNE | IPP Non-CHP | 2121 |  | 2.2 | 2.2 | 1.9 | Conventional Hydroelectric | WAT | HY | 1948.6667 |  |  | (OP) Operating | [8 empty] | 42.6689 | -71.5756 | 0 | 0 | #DIV/0! | 0%
| Wheelabrator Environmental Systems | 50885 | Wheelabrator Gloucester LP | NJ | Gloucester | PJM | IPP Non-CHP | GEN1 |  | 14 | 12 | 12 | Municipal Solid Waste | MSW | ST | 1990 |  |  | (OP) Operating | [8 empty] | 39.8733 | -75.1381 | 0 | 0 | #DIV/0! | 0%
| Wheelabrator Environmental Systems | 10503 | Wheelabrator Hudson Falls | NY | Washington | NYIS | Commercial Non-CHP | GEN1 |  | 14.4 | 11.5 | 11.5 | Municipal Solid Waste | MSW | ST | 1991 |  |  | (OP) Operating | [8 empty] | 43.3056 | -73.5914 | 0 | 0 | #DIV/0! | 0%
| Terraform Arcadia | 57772 | Perdue Bridgeville Photovoltaic | DE | Sussex | PJM | IPP Non-CHP | BRID |  | 1.3 | 1.3 | 1.3 | Solar Photovoltaic | SUN | PV | 2011 |  |  | (OP) Operating |  | 1.6 | [6 empty] | 38.7577 | -75.602 | 0 | 0 | #DIV/0! | 0%
| Wheelabrator Environmental Systems | 54758 | Wheelabrator Lisbon | CT | New London | ISNE | IPP Non-CHP | GEN1 |  | 14.6 | 13 | 13 | Municipal Solid Waste | MSW | ST | 1995 |  |  | (OP) Operating | [8 empty] | 41.5844 | -72.0416 | 0 | 0 | #DIV/0! | 0%
| Terraform Arcadia | 57879 | Perdue Salisbury Photovoltaic | MD | Wicomico | PJM | IPP Non-CHP | SALI |  | 1 | 1 | 1 | Solar Photovoltaic | SUN | PV | 2011 |  |  | (OP) Operating |  | 1.2 | [6 empty] | 38.3736 | -75.5353 | 0 | 0 | #DIV/0! | 0%
| Consolidated Edison Development Inc. | 65979 | Peregrine Solar | TX | Goliad | ERCO | IPP Non-CHP | PSPV |  | 300 | 300 | 300 | Solar Photovoltaic | SUN | PV | 2025 |  |  | (OP) Operating | [8 empty] | 28.4279 | -97.4544 | 0 | 0 | #DIV/0! | 0%
| Perendale Holdings, LLC | 65426 | Perendale Holdings, LLC | NC | Davie | DUK | IPP Non-CHP | GEN1 |  | 7.5 | 7.5 | 7.5 | Solar Photovoltaic | SUN | PV | 2025 |  |  | (OP) Operating | [8 empty] | 35.9857 | -80.5441 | 0 | 0 | #DIV/0! | 0%
| Perennial Wind, LLC | 61677 | Perennial Windfarm | NE | Fillmore | SWPP | IPP Non-CHP | T-1 |  | 6.9 | 6.9 | 6.9 | Onshore Wind Turbine | WND | WT | 2018 |  |  | (OP) Operating | [8 empty] | 40.6319 | -97.6427 | 0 | 0 | #DIV/0! | 0%
| White Plains Hospital Medical Center | 64440 | White Plains Hospital Medical Center | NY | Westchester | NYIS | Commercial Non-CHP | EGEN3 |  | 5.7 | 5.7 | 5.7 | Petroleum Liquids | DFO | IC | 2013.5 |  |  | (SB) Standby/Backup: available for service but not normally used | [8 empty] | 41.032 | -73.753 | 0 | 0 | #DIV/0! | 0%
| REA Investments, LLC | 67938 | Perkins Road Belfast Solar, LLC | ME | Waldo | ISNE | IPP Non-CHP | PERK |  | 4.8 | 4.8 | 4.8 | Solar Photovoltaic | SUN | PV | 2021 |  |  | (OP) Operating | [8 empty] | 44.4002 | -68.9924 | 0 | 0 | #DIV/0! | 0%
| Cypress Creek Renewables | 60629 | Perkins Solar, LLC | NC | Person | DUK | IPP Non-CHP | PV1 |  | 2 | 2 | 2 | Solar Photovoltaic | SUN | PV | 2016 |  |  | (OP) Operating |  | 2.8 | [6 empty] | 36.4374 | -78.972 | 0 | 0 | #DIV/0! | 0%
| White Street Renewables LLC | 60364 | White Street Renewables | NC | Guilford | DUK | IPP Non-CHP | WSLFG |  | 5 | 5 | 5 | Landfill Gas | LFG | IC | 2019.5 |  |  | (OP) Operating | [8 empty] | 36.1045 | -79.7236 | 0 | 0 | #DIV/0! | 0%
| Perrin Ranch Wind LLC | 58155 | Perrin Ranch Wind LLC | AZ | Coconino | AZPS | IPP Non-CHP | GEN1 |  | 99.2 | 99.2 | 99.2 | Onshore Wind Turbine | WND | WT | 2012 |  |  | (OP) Operating | [8 empty] | 35.4156 | -112.2711 | 0 | 0 | #DIV/0! | 0%
| Metropolitan Water District of S CA | 481 | Perris | CA | Riverside | CISO | Electric Utility | 1 |  | 7.9 | 7.9 | 7.9 | Conventional Hydroelectric | WAT | HY | 1983 |  |  | (OP) Operating | [8 empty] | 33.8361 | -117.1831 | 0 | 0 | #DIV/0! | 0%
| Energy Harbor Nuclear Generation LLC | 6020 | Perry | OH | Lake | PJM | IPP Non-CHP | 1 |  | 1311.6 | 1240 | 1268 | Nuclear | NUC | ST | 1987 |  |  | (OP) Operating | [8 empty] | 41.8006 | -81.1439 | 0 | 0 | #DIV/0! | 0%
| Interstate Power and Light Co | 67099 | Perry Customer Hosted 1MW Solar Project | IA | Dallas | MISO | Electric Utility | PV1 |  | 1 | 1 | 1 | Solar Photovoltaic | SUN | PV | 2024 |  |  | (OP) Operating | [8 empty] | 41.8435 | -94.1203 | 0 | 0 | #DIV/0! | 0%
| Duke Energy Florida, LLC | 60071 | Perry Solar Facility | FL | Taylor | FPC | Electric Utility | XXXXX |  | 5.1 | 5.1 | 5.1 | Solar Photovoltaic | SUN | PV | 2016 |  |  | (OP) Operating |  | 6.7 | [6 empty] | 30.1193 | -83.5601 | 0 | 0 | #DIV/0! | 0%
| J&A-Whittier LLC | 57102 | Whittier LFG Power Plant #1 | CA | Los Angeles | CISO | IPP CHP | EN01 |  | 2.2 | 2 | 2 | Landfill Gas | LFG | IC | 2008 |  |  | (OP) Operating | [8 empty] | 33.9716 | -118.0481 | 0 | 0 | #DIV/0! | 0%
| Industrial Power Generating Company LLC | 56680 | Wicomico | MD | Wicomico | PJM | IPP Non-CHP | 1 |  | 5.4 | 5.4 | 5.4 | Landfill Gas | LFG | IC | 2007 |  |  | (OP) Operating | [8 empty] | 38.3847 | -75.6344 | 0 | 0 | #DIV/0! | 0%
| Evergy Kansas Central, Inc | 61876 | Persimmon Creek Wind Farm 1, LLC | OK | Woodward | SWPP | Electric Utility | PCWF1 |  | 198.6 | 198.6 | 198.6 | Onshore Wind Turbine | WND | WT | 2018 |  |  | (OP) Operating | [8 empty] | 36.1743 | -99.3492 | 0 | 0 | #DIV/0! | 0%
| City of Wilber | 2315 | Wilber | NE | Saline | SWPP | Electric Utility | 4 |  | 3.6 | 3.1 | 3.1 | Petroleum Liquids | DFO | IC | 1972.3333 |  |  | (OP) Operating | [8 empty] | 40.4797 | -96.9604 | 0 | 0 | #DIV/0! | 0%
| Sunrise on West Main Rd. LLC | 68652 | Peru (MA) | MA | Berkshire | ISNE | IPP Non-CHP | 12 |  | 3.3 | 3.3 | 3.3 | Solar Photovoltaic | SUN | PV | 2020 |  |  | (OP) Operating |  | 4.4 | [6 empty] | 42.4453 | -73.0565 | 0 | 0 | #DIV/0! | 0%
| Indiana Municipal Power Agency | 64246 | Peru 2 | IN | Miami | MISO | Electric Utility | PERU2 |  | 9.5 | 9.5 | 7.6 | Solar Photovoltaic | SUN | PV | 2021 |  |  | (OP) Operating |  | 12.6 | [6 empty] | 40.7582 | -86.105 | 0 | 0 | #DIV/0! | 0%
| Indiana Municipal Power Agency | 64250 | Peru 3 | IN | Miami | MISO | Electric Utility | PERU3 |  | 2.9 | 2.9 | 2.3 | Solar Photovoltaic | SUN | PV | 2022 |  |  | (OP) Operating |  | 3.7 | [6 empty] | 40.7553 | -86.1057 | 0 | 0 | #DIV/0! | 0%
| Wisconsin River Power Company | 4080 | Petenwell | WI | Juneau | MISO | Electric Utility | 1 |  | 20 | 20 | 20 | Conventional Hydroelectric | WAT | HY | 1949.25 |  |  | (OP) Operating | [8 empty] | 44.0572 | -90.0217 | 0 | 0 | #DIV/0! | 0%
| Nautilus Solar Solutions | 67440 | Peterboro (CSG) | NY | Oneida | NYIS | IPP Non-CHP | SC |  | 4 | 4 | 4 | Solar Photovoltaic | SUN | PV | 2024 |  |  | (OP) Operating |  | 5.5 | [6 empty] | 43.0707 | -75.5453 | 0 | 0 | #DIV/0! | 0%
| Peterman Solar II, LLC | 63989 | Peterman II | IL | Kankakee | PJM | IPP Non-CHP | PETE |  | 2 | 2 | 2 | Solar Photovoltaic | SUN | PV | 2021 |  |  | (OP) Operating |  | 3 | [6 empty] | 41.0704 | -87.7889 | 0 | 0 | #DIV/0! | 0%
| Farmer's Irrigation District | 10324 | Peters Drive Plant | OR | Hood River | PACW | IPP Non-CHP | GEN3 |  | 1.8 | 0.3 | 1.2 | Conventional Hydroelectric | WAT | HY | 1987 |  |  | (OP) Operating | [8 empty] | 45.6676 | -121.5485 | 0 | 0 | #DIV/0! | 0%
| Petersburg Borough - (AK) | 91 | Petersburg | AK | Wrangell Petersburg |  | Electric Utility | 4 |  | 14.7 | 12.6 | 12.6 | Conventional Hydroelectric | WAT | HY | 1990.5 |  |  | (OP) Operating | [8 empty] | 56.811 | -132.9571 | 0 | 0 | #DIV/0! | 0%
| Green Mountain Power Corp | 3720 | Peterson | VT | Chittenden | ISNE | Electric Utility | 1 |  | 6.3 | 5.8 | 6.3 | Conventional Hydroelectric | WAT | HY | 1948 |  |  | (OP) Operating | [8 empty] | 44.6381 | -73.1625 | 0 | 0 | #DIV/0! | 0%
| Peterson Road Solar, LLC | 61307 | Peterson Road Solar | MA | Hampden | ISNE | IPP Non-CHP | 02076 |  | 2.5 | 2.5 | 2 | Solar Photovoltaic | SUN | PV | 2017 |  |  | (OP) Operating |  | 3.6 | [6 empty] | 42.1 | -72.3 | 0 | 0 | #DIV/0! | 0%
| Today's Power, Inc. | 68712 | Petit Jean | AR | Van Buren | MISO | Electric Utility | PTJE |  | 1 | 1 | 1 | Solar Photovoltaic | SUN | PV | 2023 |  |  | (OP) Operating |  | 1.4 | [6 empty] | 35.5677 | -92.457 | 0 | 0 | #DIV/0! | 0%
| Town of Marblehead - (MA) | 6586 | Wilkins Station | MA | Essex | ISNE | Electric Utility | 1 |  | 5.4 | 5 | 5 | Petroleum Liquids | DFO | IC | 1975 |  |  | (OP) Operating | [8 empty] | 42.5131 | -70.8583 | 0 | 0 | #DIV/0! | 0%
| Big Sky Wind, LLC | 62417 | Peyton Creek Wind Farm LLC | TX | Matagorda | ERCO | IPP Non-CHP | WT1 |  | 151.2 | 151.2 | 151.2 | Onshore Wind Turbine | WND | WT | 2020 |  |  | (OP) Operating | [8 empty] | 28.8433 | -95.8631 | 0 | 0 | #DIV/0! | 0%
| Terraform Arcadia | 61185 | Pfeffers | MD | Baltimore | PJM | IPP Non-CHP | SO147 |  | 1 | 1 | 1 | Solar Photovoltaic | SUN | PV | 2016 |  |  | (OP) Operating |  | 1.5 | [6 empty] | 39.4276 | -76.3936 | 0 | 0 | #DIV/0! | 0%
| William Floyd School District | 58167 | William Floyd School District | NY | Suffolk | NYIS | Commercial CHP | GEN1 |  | 3.9 | 3.9 | 3.9 | Natural Gas Internal Combustion Engine | NG | IC | 2004 |  |  | (OP) Operating | [8 empty] | 40.7769 | -72.8508 | 0 | 0 | #DIV/0! | 0%
| President & Trustees of Williams College | 58160 | Williams College - Campus CHP | MA | Berkshire | ISNE | Commercial CHP | GEN2 |  | 7 | 7 | 7 | Natural Gas Steam Turbine | NG | ST | 2012.3333 |  |  | (OP) Operating | [8 empty] | 42.7097 | -73.2022 | 0 | 0 | #DIV/0! | 0%
| CVI CleanCapital Solar 5 LLC | 60762 | Pfizer Peapack Solar | NJ | Somerset | PJM | IPP Non-CHP | 07934 |  | 6.2 | 6.2 | 6.2 | Solar Photovoltaic | SUN | PV | 2016 |  |  | (OP) Operating |  | 8 | [6 empty] | 40.7119 | -74.6634 | 0 | 0 | #DIV/0! | 0%
| Altus Power America Management, LLC | 62611 | PFMG Solar Grossmont Helix LLC | CA | San Diego | CISO | IPP Non-CHP | HELIX |  | 1.2 | 1.2 | 1.2 | Solar Photovoltaic | SUN | PV | 2018 |  |  | (OP) Operating |  | 1.4 | [6 empty] | 32.7533 | -117.0352 | 0 | 0 | #DIV/0! | 0%
| IMG Energy Solutions | 64874 | PG Solar 1 | PA | Allegheny | PJM | IPP Non-CHP | SGEN1 |  | 3 | 3 | 3 | Solar Photovoltaic | SUN | PV | 2021 |  |  | (OP) Operating |  | 3.6 | [6 empty] | 40.482 | -80.2531 | 0 | 0 | #DIV/0! | 0%
| North Carolina El Member Corp | 63692 | PG Solar, LLC | NC | Duplin | CPLE | Electric Utility | 13504 |  | 2 | 2 | 2 | Solar Photovoltaic | SUN | PV | 2020 |  |  | (OP) Operating |  | 2.7 | [6 empty] | 35.1672 | -78.0178 | 0 | 0 | #DIV/0! | 0%
| Phantom Solar, LLC | 60774 | Phantom Solar | TX | Bell | ERCO | IPP Non-CHP | GEN1 |  | 15.4 | 15.4 | 15.4 | Solar Photovoltaic | SUN | PV | 2017 |  |  | (OP) Operating |  | 19.6 | [6 empty] | 31.115 | -97.8451 | 0 | 0 | #DIV/0! | 0%
| Phare Garden LLC | 65223 | Phare Garden | MN | Renville | MISO | IPP Non-CHP | CGS |  | 0.9 | 0.9 | 0.9 | Solar Photovoltaic | SUN | PV | 2023 |  |  | (OP) Operating |  | 1.3 | [6 empty] | 44.7682 | -95.3423 | 0 | 0 | #DIV/0! | 0%
| Willmar Municipal Utilities | 57034 | Willmar Municipal East Substation | MN | Kandiyohi | MISO | Electric Utility | E04 |  | 6 | 6 | 6 | Petroleum Liquids | DFO | IC | 2000 |  |  | (OP) Operating | [8 empty] | 45.1272 | -95.025 | 0 | 0 | #DIV/0! | 0%
| Pheasant Run Wind LLC | 58580 | Pheasant Run Wind LLC | MI | Huron | MISO | IPP Non-CHP | 1 |  | 74.8 | 74.8 | 74.8 | Onshore Wind Turbine | WND | WT | 2013 |  |  | (OP) Operating | [8 empty] | 43.7578 | -83.2978 | 0 | 0 | #DIV/0! | 0%
| Phelan Pinon Hills Community Services District | 63376 | Phelan Pinon Hills CSD Solar | CA | San Bernardino | CISO | IPP Non-CHP | PPHS |  | 1.2 | 1.1 | 0.8 | Solar Photovoltaic | SUN | PV | 2015 |  |  | (OP) Operating |  | 1.5 | [6 empty] | 34.5765 | -117.5828 | 0 | 0 | #DIV/0! | 0%
| Greenbacker Renewable Energy Corporation | 61134 | Phelps 158 Solar Farm | NC | Northampton | PJM | IPP Non-CHP | 15800 |  | 5 | 5 | 5 | Solar Photovoltaic | SUN | PV | 2018 |  |  | (OP) Operating |  | 6.5 | [6 empty] | 36.4426 | -77.1615 | 0 | 0 | #DIV/0! | 0%
| Willmar Municipal Utilities | 57035 | Willmar Municipal SW Substation | MN | Kandiyohi | MISO | Electric Utility | SW01 |  | 6 | 6 | 6 | Petroleum Liquids | DFO | IC | 2000 |  |  | (OP) Operating | [8 empty] | 45.105 | -95.0844 | 0 | 0 | #DIV/0! | 0%
| DTE Electric Company | 1746 | Wilmot | MI | Tuscola | MISO | Electric Utility | 1 |  | 13.5 | 14 | 14 | Petroleum Liquids | DFO | IC | 1968 |  |  | (OP) Operating | [8 empty] | 43.4566 | -83.1889 | 0 | 0 | #DIV/0! | 0%
| EONY Generation Limited | 10197 | Philadlephia | NY | Jefferson | NYIS | IPP Non-CHP | GEN1 |  | 3.6 | 3.3 | 3.3 | Conventional Hydroelectric | WAT | HY | 1986 |  |  | (OP) Operating | [8 empty] | 44.1586 | -75.7088 | 0 | 0 | #DIV/0! | 0%
| Virginia Electric & Power Co | 59911 | Philip Morris | VA | Chesterfield | PJM | Electric Utility | 1 |  | 2 | 2 | 2 | Solar Photovoltaic | SUN | PV | 2016 |  |  | (OP) Operating |  | 2.4 | [6 empty] | 37.3418 | -77.287 | 0 | 0 | #DIV/0! | 0%
| City of Wilton - (IA) | 1202 | Wilton | IA | Muscatine | MISO | Electric Utility | 5 |  | 9.2 | 9.2 | 9.2 | Petroleum Liquids | DFO | IC | 1996 |  |  | (OP) Operating | [8 empty] | 41.5877 | -91.0195 | 0 | 0 | #DIV/0! | 0%
| City of Windom | 2023 | Windom | MN | Cottonwood | MISO | Electric Utility | CAT2 |  | 11.6 | 10.7 | 11 | Petroleum Liquids | DFO | IC | 2010.2 |  |  | (SB) Standby/Backup: available for service but not normally used | [8 empty] | 43.8681 | -95.1144 | 0 | 0 | #DIV/0! | 0%
| Phillips Route 82 Solar LLC | 66583 | Phillips Route 82 Solar LLC | NY | Dutchess | NYIS | IPP Non-CHP | 05658 |  | 5 | 5 | 5 | Solar Photovoltaic | SUN | PV | 2022 |  |  | (OP) Operating |  | 6.9 | [6 empty] | 41.65 | -73.75 | 0 | 0 | #DIV/0! | 0%
| USCE-Wilmington District | 3834 | Philpott Lake | VA | Henry | PJM | Electric Utility | 1 |  | 14 | 15.6 | 15.6 | Conventional Hydroelectric | WAT | HY | 1953 |  |  | (OS) Out of service and NOT expected to return to service in next calendar year | [5 empty] | 2026 | 3 | 3.2 | 36.7803 | -80.0281 | 0 | 0 | #DIV/0! | 0%
| Phobos Solar, LLC | 65106 | Phobos Solar, LLC | NC | Nash | CPLE | IPP Non-CHP | PGR33 |  | 78.8 | 78.8 | 78.8 | Solar Photovoltaic | SUN | PV | 2023 |  |  | (OP) Operating |  | 110.3 | [6 empty] | 35.8829 | -78.155 | 0 | 0 | #DIV/0! | 0%
| Phoebe Energy Project, LLC | 61906 | Phoebe Solar | TX | Winkler | ERCO | IPP Non-CHP | PHOEB |  | 250 | 250 | 250 | Solar Photovoltaic | SUN | PV | 2019 |  |  | (OP) Operating |  | 317 | [6 empty] | 31.8434 | -102.8683 | 0 | 0 | #DIV/0! | 0%
| Pacific Gas & Electric Co. | 264 | Phoenix | CA | Tuolumne | CISO | Electric Utility | 1 |  | 1.6 | 2 | 2 | Conventional Hydroelectric | WAT | HY | 1940 |  |  | (OP) Operating | [8 empty] | 38.0321 | -120.3265 | 0 | 0 | #DIV/0! | 0%
| SunStrong Management, LLC | 58708 | Phoenix Airport East Economy Lot | AZ | Maricopa | AZPS | Commercial Non-CHP | PAEEL |  | 1.1 | 1 | 1 | Solar Photovoltaic | SUN | PV | 2012 |  |  | (OP) Operating |  | 5.4 | [6 empty] | 33.4345 | -111.9842 | 0 | 0 | #DIV/0! | 0%
| SunStrong Management, LLC | 58709 | Phoenix Airport Rental Car Center | AZ | Maricopa | AZPS | Commercial Non-CHP | PARCC |  | 1.6 | 1.4 | 1.4 | Solar Photovoltaic | SUN | PV | 2012 |  |  | (OP) Operating |  | 5.4 | [6 empty] | 33.4304 | -112.0448 | 0 | 0 | #DIV/0! | 0%
| Winnebago County | 50936 | Winnebago County Landfill Gas | WI | Winnebago | MISO | IPP Non-CHP | EG2R |  | 1.5 | 1.5 | 1.5 | Landfill Gas | LFG | IC | 2010 |  |  | (OP) Operating | [8 empty] | 44.083 | -88.5411 | 0 | 0 | #DIV/0! | 0%
| Eagle Creek Renewable Energy, LLC | 54865 | Phoenix Hydro Project | NY | Oswego | NYIS | IPP Non-CHP | 1-02 |  | 3.2 | 2.4 | 2.4 | Conventional Hydroelectric | WAT | HY | 1991 |  |  | (OP) Operating | [8 empty] | 43.2271 | -76.3021 | 0 | 0 | #DIV/0! | 0%
| North Central Power Co Inc | 8013 | Winter | WI | Sawyer | MISO | Electric Utility | IC 1 |  | 5.6 | 5.6 | 5.6 | Petroleum Liquids | DFO | IC | 2002 |  |  | (OP) Operating | [8 empty] | 45.8367 | -90.9735 | 0 | 0 | #DIV/0! | 0%
| Phoenix Solar South Farms LLC | 62735 | Phoenix Solar South Farms LLC Solar Farm | IL | Champaign | MISO | IPP Non-CHP | M1358 |  | 4.7 | 4.7 | 4.7 | Solar Photovoltaic | SUN | PV | 2015 |  |  | (OP) Operating |  | 5.8 | [6 empty] | 40.0817 | -88.2445 | 0 | 0 | #DIV/0! | 0%
| Avangrid Power LLC | 55339 | Phoenix Wind Power LLC | CA | Riverside | CISO | IPP Non-CHP | GEN1 |  | 2.1 | 2.1 | 2.1 | Onshore Wind Turbine | WND | WT | 1999 |  |  | (OP) Operating | [8 empty] | 33.9167 | -116.55 | 0 | 0 | #DIV/0! | 0%
| Portland City of | 4213 | PHP 1 | OR | Multnomah | PGE | Electric Utility | 1 |  | 23.7 | 24 | 24 | Conventional Hydroelectric | WAT | HY | 1982 |  |  | (OP) Operating | [8 empty] | 45.4817 | -122.0832 | 0 | 0 | #DIV/0! | 0%
| Portland City of | 4214 | PHP 2 | OR | Clackamas | PGE | Electric Utility | 2 |  | 11.8 | 13.5 | 13.5 | Conventional Hydroelectric | WAT | HY | 1982 |  |  | (OP) Operating | [8 empty] | 45.449 | -122.1513 | 0 | 0 | #DIV/0! | 0%
| Pickerel Garden LLC | 66578 | Pickerel Garden | MN | Sherburne | MISO | IPP Non-CHP | MNC03 |  | 0.9 | 1 | 1 | Solar Photovoltaic | SUN | PV | 2024 |  |  | (OP) Operating |  | 1.4 | [6 empty] | 45.4295 | -94.0237 | 0 | 0 | #DIV/0! | 0%
| Aqua America Inc | 58535 | Pickering Solar | PA | Chester | PJM | IPP Non-CHP | 1 |  | 1.5 | 1.4 | 1 | Solar Photovoltaic | SUN | PV | 2012 |  |  | (OP) Operating |  | 1.8 | [6 empty] | 40.1206 | -75.4881 | 0 | 0 | #DIV/0! | 0%
| Heritage Sustainable Energy. LLC | 64251 | Pickford Solar | MI | Chippewa | MISO | IPP Non-CHP | PICK1 |  | 6.9 | 6.9 | 6.9 | Solar Photovoltaic | SUN | PV | 2021 |  |  | (OP) Operating |  | 7.6 | [6 empty] | 46.1893 | -84.3454 | 0 | 0 | #DIV/0! | 0%
| Tennessee Valley Authority | 3415 | Pickwick Landing Dam | TN | Hardin | TVA | Electric Utility | 1 |  | 240 | 244.3 | 219.6 | Conventional Hydroelectric | WAT | HY | 1944 |  |  | (OP) Operating | [8 empty] | 35.0683 | -88.2494 | 0 | 0 | #DIV/0! | 0%
| MN8 Energy LLC | 58486 | Picture Rocks Solar, LLC | AZ | Pima | TEPC | IPP Non-CHP | 1 |  | 20 | 20 | 20 | Solar Photovoltaic | SUN | PV | 2012 |  |  | (OP) Operating |  | 25.3 | [6 empty] | 32.3697 | -111.2428 | 0 | 0 | #DIV/0! | 0%
| City of Winterset - (IA) | 1203 | Winterset | IA | Madison | MISO | Electric Utility | 2 |  | 17.6 | 17.6 | 17.6 | Natural Gas Internal Combustion Engine | NG | IC | 1993 |  |  | (OP) Operating | [8 empty] | 41.3372 | -94.0126 | 0 | 0 | #DIV/0! | 0%
| Central Rivers Power US, LLC | 10787 | Piedmont Hydro Power Project | SC | Greenville | DUK | IPP Non-CHP | GEN1 |  | 1 | 1 | 1 | Conventional Hydroelectric | WAT | HY | 1989 |  |  | (OP) Operating | [8 empty] | 34.702 | -82.4621 | 0 | 0 | #DIV/0! | 0%
| Los Angeles Community College District | 58248 | Pierce College | CA | Los Angeles | LDWP | Commercial Non-CHP | GEN1 |  | 1.9 | 1.9 | 1.9 | Solar Photovoltaic | SUN | PV | 2013 |  |  | (OP) Operating |  | 2.3 | [6 empty] | 34.1836 | -118.5747 | 0 | 0 | #DIV/0! | 0%
| Westbound Solar 3, LLC | 68621 | Pierce Eunice | GA | Pierce | SOCO | IPP Non-CHP | PEUN |  | 1.9 | 1.9 | 1.9 | Solar Photovoltaic | SUN | PV | 2023 |  |  | (OP) Operating |  | 2.6 | [6 empty] | 31.2526 | -82.3022 | 0 | 0 | #DIV/0! | 0%
| Erie Boulevard Hydropower LP | 2598 | Piercefield | NY | St Lawrence | NYIS | IPP Non-CHP | 1 |  | 2.7 | 2.8 | 2.8 | Conventional Hydroelectric | WAT | HY | 1935 |  |  | (OP) Operating | [8 empty] | 44.2334 | -74.5662 | 0 | 0 | #DIV/0! | 0%
| Pierre Solar | 60686 | Pierre Solar | SD | Hughes | MISO | IPP Non-CHP | PIERS |  | 1 | 1 | 1 | Solar Photovoltaic | SUN | PV | 2016 |  |  | (OP) Operating |  | 1.3 | [6 empty] | 44.3888 | -100.307 | 0 | 0 | #DIV/0! | 0%
| Pika Solar, LLC | 63462 | Pika Solar | OR | Marion | PGE | IPP Non-CHP | PGR17 |  | 2.2 | 2.2 | 2.2 | Solar Photovoltaic | SUN | PV | 2020 |  |  | (OP) Operating |  | 2.6 | [6 empty] | 45.0892 | -122.7705 | 0 | 0 | #DIV/0! | 0%
| AES Indiana | 66881 | Pike County Energy Storage | IN | Pike | MISO | Electric Utility | BAT2 |  | 200 | 200 | 200 | Batteries | MWH | BA | 2025 |  |  | (OP) Operating | 877 | [7 empty] | 38.5233 | -87.2494 | 0 | 0 | #DIV/0! | 0%
| Illinois Rural Electric Coop | 56376 | Pike County Wind Power | IL | Pike | MISO | Electric Utility | WTG1 |  | 1.7 | 1.7 | 1.7 | Onshore Wind Turbine | WND | WT | 2005 |  |  | (OA) Out of service but expected to return to service in next calendar year | [8 empty] | 39.6189 | -90.8461 | 0 | 0 | #DIV/0! | 0%
| RPNY Solar 6, LLC | 67408 | Pike Road Solar (NY) | NY | Genesee | ISNE | IPP Non-CHP | PIKE |  | 3 | 3 | 3 | Solar Photovoltaic | SUN | PV | 2024 |  |  | (OP) Operating |  | 3.74 | [6 empty] | 42.9688 | -78.21 | 0 | 0 | #DIV/0! | 0%
| Duke Energy Renewables Services | 64212 | Pike Solar Hybrid | CO | El Paso | PSCO | IPP Non-CHP | CO465 |  | 175 | 175 | 175 | Solar Photovoltaic | SUN | PV | 2023 |  |  | (OP) Operating |  | 223.8 | [6 empty] | 38.6217 | -104.5814 | 0 | 0 | #DIV/0! | 0%
| Pikes Peak Solar Garden 1 LLC | 59848 | Pikes Peak Solar Garden 1 LLC CSG | CO | El Paso | WACM | IPP Non-CHP | PPSG1 |  | 2 | 2 | 2 | Solar Photovoltaic | SUN | PV | 2015 |  |  | (OP) Operating |  | 2.5 | [6 empty] | 38.7745 | -104.7458 | 0 | 0 | #DIV/0! | 0%
| Dominion Renewable Energy | 61404 | Pikeville Farm | NC | Wayne | CPLE | IPP Non-CHP | 1 |  | 5 | 5 | 5 | Solar Photovoltaic | SUN | PV | 2017 |  |  | (OP) Operating |  | 6.5 | [6 empty] | 35.4782 | -77.9792 | 0 | 0 | #DIV/0! | 0%
| Consolidated Edison Development Inc. | 57448 | Pilesgrove | NJ | Salem | PJM | IPP Non-CHP | PILE |  | 18 | 17.7 | 17.7 | Solar Photovoltaic | SUN | PV | 2011 |  |  | (OP) Operating |  | 20 | [6 empty] | 39.613 | -75.3095 | 0 | 0 | #DIV/0! | 0%
| Idaho Wind Partners 1 LLC | 56440 | Pilgrim Stage Wind Park | ID | Twin Falls | IPCO | IPP Non-CHP | PSWP |  | 10.5 | 10.5 | 10.5 | Onshore Wind Turbine | WND | WT | 2011 |  |  | (OP) Operating | [8 empty] | 42.7975 | -114.9986 | 0 | 0 | #DIV/0! | 0%
| ALLETE, Inc. | 1898 | Pillager | MN | Cass | MISO | Electric Utility | 1 |  | 1.6 | 1.7 | 1.7 | Conventional Hydroelectric | WAT | HY | 1917 |  |  | (OP) Operating | [8 empty] | 46.316 | -94.4849 | 0 | 0 | #DIV/0! | 0%
| Kodiak Electric Assn Inc | 57187 | Pillar Mountain Wind Project Microgrid | AK | Kodiak Island |  | Electric Utility | 1 |  | 9 | 9 | 9 | Onshore Wind Turbine | WND | WT | 2010.5 |  |  | (OP) Operating | [8 empty] | 57.7869 | -152.4406 | 0 | 0 | #DIV/0! | 0%
| U S Bureau of Reclamation | 674 | Pilot Butte | WY | Fremont | WAUW | Electric Utility | 1 |  | 1.6 | 1.6 | 1.5 | Conventional Hydroelectric | WAT | HY | 1927 |  |  | (OS) Out of service and NOT expected to return to service in next calendar year | [8 empty] | 43.219 | -108.7877 | 0 | 0 | #DIV/0! | 0%
| EDF Renewable Asset Holdings, Inc. | 58898 | Pilot Hill Wind Farm | IL | Kankakee | PJM | IPP Non-CHP | K4-1 |  | 175 | 175 | 175 | Onshore Wind Turbine | WND | WT | 2015 |  |  | (OP) Operating | [8 empty] | 40.9992 | -88.0563 | 0 | 0 | #DIV/0! | 0%
| Imperial Irrigation District | 388 | Pilot Knob | CA | Imperial | IID | Electric Utility | 1 |  | 33 | 0 | 18.1 | Conventional Hydroelectric | WAT | HY | 1957 |  |  | (OP) Operating | [8 empty] | 32.7366 | -114.7139 | 0 | 0 | #DIV/0! | 0%
| USF Essex Lessor, LLC | 63835 | Pilot Mountain Solar, LLC | NC | Stokes | DUK | IPP Non-CHP | PV1 |  | 4.9 | 4.9 | 4.9 | Solar Photovoltaic | SUN | PV | 2020 |  |  | (OP) Operating |  | 7.5 | [6 empty] | 36.2707 | -80.3764 | 0 | 0 | #DIV/0! | 0%
| City of Wisner | 2316 | Wisner | NE | Cuming | SWPP | Electric Utility | 3 |  | 3.8 | 3.8 | 3.8 | Petroleum Liquids | DFO | IC | 1996.3333 |  |  | (OP) Operating | [8 empty] | 41.9881 | -96.916 | 0 | 0 | #DIV/0! | 0%
| Tesla Inc. | 62075 | Pima Community College | AZ | Pima | TEPC | IPP Non-CHP | PV1 |  | 1.1 | 1.1 | 1.1 | Solar Photovoltaic | SUN | PV | 2019 |  |  | (OP) Operating |  | 1.4 | [6 empty] | 32.1665 | -110.8167 | 0 | 0 | #DIV/0! | 0%
| Tesla Inc. | 61104 | Pima Community College - East Campus | AZ | Pima | TEPC | IPP Non-CHP | PV1 |  | 1.3 | 1.3 | 1.3 | Solar Photovoltaic | SUN | PV | 2017 |  |  | (OP) Operating |  | 1.8 | [6 empty] | 32.1461 | -110.9906 | 0 | 0 | #DIV/0! | 0%
| Onyx Asset Services Group | 63531 | Pima Community College NW | AZ | Pima | TEPC | IPP Non-CHP | 10327 |  | 1.3 | 1.3 | 1.3 | Solar Photovoltaic | SUN | PV | 2019 |  |  | (OP) Operating |  | 1.8 | [6 empty] | 32.3435 | -111.0279 | 0 | 0 | #DIV/0! | 0%
| Pima Energy Storage System | 61197 | Pima Energy Storage System | AZ | Pima | TEPC | IPP Non-CHP | PIMA |  | 10 | 10 | 10 | Batteries | MWH | BA | 2017 |  |  | (OP) Operating | 10 | [7 empty] | 32.2516 | -110.9913 | 0 | 0 | #DIV/0! | 0%
| Pinal Central Energy Center, LLC | 61678 | Pinal Central Energy Center Hybrid | AZ | Pinal | SRP | IPP Non-CHP | BA1 |  | 30 | 30 | 30 | Batteries | MWH | BA | 2018 |  |  | (OP) Operating | 40 | [7 empty] | 32.8757 | -111.5511 | 0 | 0 | #DIV/0! | 0%
| City of Salem Public Works | 64663 | WLWPCF Cogeneration Facility | OR | Marion | PGE | Commercial CHP | EG075 |  | 1.2 | 1.1 | 1.1 | Other Waste Biomass | OBG | IC | 2020 |  |  | (OP) Operating | [8 empty] | 45.0081 | -123.0529 | 0 | 0 | #DIV/0! | 0%
| 4 Rivers Electric Cooperative, Inc. | 62590 | Wolf Creek Generator | KS | Coffey | SWPP | Electric Utility | WOLF |  | 1 | 1 | 1 | Petroleum Liquids | DFO | IC | 2014 |  |  | (OP) Operating | [8 empty] | 38.2743 | -95.684 | 0 | 0 | #DIV/0! | 0%
| Wisconsin Electric Power Co | 4045 | Pine | WI | Florence | MISO | Electric Utility | 1 |  | 3.6 | 3.6 | 3.6 | Conventional Hydroelectric | WAT | HY | 1922 |  |  | (OP) Operating | [8 empty] | 45.8275 | -88.2483 | 0 | 0 | #DIV/0! | 0%
| BE-Pine1 LLC | 66943 | Pine 1 Solar | PA | Beaver | PJM | IPP Non-CHP | 2-114 |  | 17.1 | 17.1 | 17.1 | Solar Photovoltaic | SUN | PV | 2023 |  |  | (OP) Operating |  | 24.3 | [6 empty] | 40.6165 | -80.4582 | 0 | 0 | #DIV/0! | 0%
| BE-Pine2 LLC | 66944 | Pine 2 Solar | PA | Beaver | PJM | IPP Non-CHP | 2-115 |  | 17.1 | 17.1 | 17.1 | Solar Photovoltaic | SUN | PV | 2023 |  |  | (OP) Operating |  | 24.3 | [6 empty] | 40.6157 | -80.471 | 0 | 0 | #DIV/0! | 0%
| Cape May County Municipal | 59116 | Woodbine Landfill Plant | NJ | Cape May | PJM | Commercial Non-CHP | V1021 |  | 1.1 | 1 | 1 | Landfill Gas | LFG | IC | 2013 |  |  | (OP) Operating | [8 empty] | 39.2311 | -74.7808 | 0 | 0 | #DIV/0! | 0%
| Woodhull Hospital | 61567 | Woodhull Hospital | NY | Kings | NYIS | Commercial Non-CHP | EGEN1 |  | 8 | 8 | 8 | Petroleum Liquids | DFO | IC | 1989.4 |  |  | (SB) Standby/Backup: available for service but not normally used | [8 empty] | 40.7048 | -73.9419 | 0 | 0 | #DIV/0! | 0%
| Kings River Conservation Dist | 7907 | Pine Flat | CA | Fresno | CISO | Electric Utility | 1 |  | 165 | 165 | 165 | Conventional Hydroelectric | WAT | HY | 1984 |  |  | (OP) Operating | [8 empty] | 36.8326 | -119.327 | 0 | 0 | #DIV/0! | 0%
| WM Illinois Renewable Energy LLC | 54662 | Woodland Landfill Gas Recovery | IL | Kane | PJM | IPP Non-CHP | GEN1 |  | 4.8 | 4.8 | 4.8 | Landfill Gas | LFG | IC | 2001 |  |  | (OS) Out of service and NOT expected to return to service in next calendar year | [8 empty] | 41.981 | -88.2745 | 0 | 0 | #DIV/0! | 0%
| Pine Grove Solar LLC | 68462 | Pine Grove - (OR) | OR | Klamath | PACW | IPP Non-CHP | PV1 |  | 1.4 | 1.4 | 1.4 | Solar Photovoltaic | SUN | PV | 2025 |  |  | (OP) Operating | [8 empty] | 42.186 | -121.687 | 0 | 0 | #DIV/0! | 0%
| AEP Onsite Partners, LLC | 63997 | Pine Hill | RI | Providence | ISNE | IPP Non-CHP | PHS01 |  | 5 | 5 | 5 | Solar Photovoltaic | SUN | PV | 2020 |  |  | (OP) Operating |  | 6.7 | [6 empty] | 41.821 | -71.5625 | 0 | 0 | #DIV/0! | 0%
| Enel Green Power NA, Inc. | 60531 | Pine Island Solar | MN | Goodhue | MISO | IPP Non-CHP | PV1 |  | 4 | 4 | 4 | Solar Photovoltaic | SUN | PV | 2016 |  |  | (OP) Operating |  | 6.5 | [6 empty] | 44.2066 | -92.6637 | 0 | 0 | #DIV/0! | 0%
| Pine Island Holdco, LLC | 60835 | Pine Island Solar CSG | MN | Olmsted | MISO | IPP Non-CHP | PINEI |  | 3.9 | 3.9 | 3.9 | Solar Photovoltaic | SUN | PV | 2017 |  |  | (OP) Operating |  | 4.8 | [6 empty] | 44.2201 | -92.6543 | 0 | 0 | #DIV/0! | 0%
| Western Farmers Elec Coop, Inc | 61617 | Pine Ridge | OK | Caddo | SWPP | Electric Utility | 1 |  | 3 | 3 | 3 | Solar Photovoltaic | SUN | PV | 2017 |  |  | (OP) Operating |  | 4 | [6 empty] | 35.0134 | -98.4447 | 0 | 0 | #DIV/0! | 0%
| DTE Electric Company | 61106 | Pine River Wind Park | MI | Isabella | MISO | Electric Utility | 1 |  | 161.3 | 161.3 | 161.3 | Onshore Wind Turbine | WND | WT | 2019 |  |  | (OP) Operating | [8 empty] | 43.5243 | -84.6968 | 0 | 0 | #DIV/0! | 0%
| Pine Road Solar, LLC | 64439 | Pine Road Solar, LLC CSG | IL | DeKalb | PJM | IPP Non-CHP | PINE |  | 2 | 2 | 2 | Solar Photovoltaic | SUN | PV | 2021 |  |  | (OP) Operating |  | 3 | [6 empty] | 41.6744 | -88.6645 | 0 | 0 | #DIV/0! | 0%
| American Mun Power-Ohio, Inc | 66444 | Woodville RTO BTM | OH | Sandusky | PJM | Electric Utility | PB1 |  | 2.7 | 2.7 | 2.7 | Petroleum Liquids | DFO | IC | 2020 |  |  | (OP) Operating | [8 empty] | 41.4587 | -83.369 | 0 | 0 | #DIV/0! | 0%
| Vitro Architectural Glass | 54364 | Works 4 | TX | Wichita | ERCO | Industrial Non-CHP | L1G |  | 4.9 | 4.9 | 4.9 | Petroleum Liquids | DFO | IC | 1976.3333 | 3 | 2027 | (SB) Standby/Backup: available for service but not normally used | [8 empty] | 34.0035 | -98.5535 | 0 | 0 | #DIV/0! | 0%
| PPG Ind Fiber Glass Prdcts Inc | 58046 | Works 53 | NC | Davidson | DUK | Industrial Non-CHP | 1 |  | 3 | 3 | 3 | Petroleum Liquids | DFO | IC | 1976.6667 |  |  | (SB) Standby/Backup: available for service but not normally used | [8 empty] | 35.755 | -80.2778 | 0 | 0 | #DIV/0! | 0%
| Los Angeles Department of Water & Power | 57306 | Pine Tree Solar Project | CA | Kern | LDWP | Electric Utility | 1 |  | 8.5 | 8.5 | 8.5 | Solar Photovoltaic | SUN | PV | 2013 |  |  | (OP) Operating |  | 9.8 | [6 empty] | 35.2296 | -118.1957 | 0 | 0 | #DIV/0! | 0%
| Los Angeles Department of Water & Power | 56433 | Pine Tree Wind Power Project | CA | Kern | LDWP | Electric Utility | 1 |  | 135 | 135 | 135 | Onshore Wind Turbine | WND | WT | 2009 |  |  | (OP) Operating | [8 empty] | 35.248 | -118.1754 | 0 | 0 | #DIV/0! | 0%
| Pine Valley Solar, LLC | 60298 | Pine Valley Solar Farm, LLC | NC | Moore | DUK | IPP Non-CHP | PV1 |  | 5 | 5 | 5 | Solar Photovoltaic | SUN | PV | 2022 |  |  | (OP) Operating |  | 6.5 | [6 empty] | 35.2181 | -79.5293 | 0 | 0 | #DIV/0! | 0%
| City of Bountiful | 7132 | Pine View Dam | UT | Weber | PACE | Electric Utility | NA1 |  | 1.8 | 1.8 | 1.8 | Conventional Hydroelectric | WAT | HY | 1991 |  |  | (OP) Operating | [8 empty] | 41.2543 | -111.8485 | 0 | 0 | #DIV/0! | 0%
| Florida Power & Light Co | 65865 | Pineapple | FL | St Lucie | FPL | Electric Utility | 1 |  | 74.5 | 74.5 | 74.5 | Solar Photovoltaic | SUN | PV | 2024 |  |  | (OP) Operating |  | 99.08 | [6 empty] | 27.2551 | -80.5712 | 0 | 0 | #DIV/0! | 0%
| City of Worthington - (MN) | 2024 | Worthington | MN | Nobles | MISO | Electric Utility | 1 |  | 19.6 | 19.6 | 19.6 | Petroleum Liquids | DFO | IC | 2002.1538 |  |  | (OP) Operating | [8 empty] | 43.6335 | -95.6092 | 0 | 0 | #DIV/0! | 0%
| City of Wrangell - (AK) | 95 | Wrangell | AK | Wrangell Petersburg |  | Electric Utility | 1-N |  | 12 | 12 | 12 | Petroleum Liquids | DFO | IC | 2001.8 |  |  | (OP) Operating | [8 empty] | 56.461 | -132.3794 | 0 | 0 | #DIV/0! | 0%
| Cypress Creek Renewables | 61978 | Pinesage | NC | Moore | CPLE | IPP Non-CHP | GEN1 |  | 5 | 5 | 5 | Solar Photovoltaic | SUN | PV | 2018 |  |  | (OP) Operating |  | 6.1 | [6 empty] | 35.2208 | -79.5191 | 0 | 0 | #DIV/0! | 0%
| Madison Energy Holdings LLC | 63903 | Pinesburg Solar LLC | MD | Washington | PJM | IPP Non-CHP | PINE1 |  | 4.3 | 4.3 | 4.3 | Solar Photovoltaic | SUN | PV | 2020 |  |  | (OP) Operating |  | 5.8 | [6 empty] | 39.6252 | -77.8609 | 0 | 0 | #DIV/0! | 0%
| East Bay Municipal Util Dist | 56036 | WWTP Power Generation Station | CA | Alameda | CISO | Commercial CHP | GEN1 |  | 6.6 | 6 | 6 | Other Waste Biomass | OBG | IC | 1985 |  |  | (OP) Operating | [8 empty] | 37.8258 | -122.2961 | 0 | 0 | #DIV/0! | 0%
| BP Piney & Deep Creek LLC | 3124 | Piney | PA | Clarion | PJM | IPP Non-CHP | 1 |  | 30 | 33.2 | 33.2 | Conventional Hydroelectric | WAT | HY | 1925.3333 |  |  | (OP) Operating | [8 empty] | 41.1921 | -79.4335 | 0 | 0 | #DIV/0! | 0%
| Dominion Energy Inc. | 62768 | Piney Creek Solar | VA | Halifax | PJM | Electric Utility | PCSOL |  | 80 | 80 | 80 | Solar Photovoltaic | SUN | PV | 2023 |  |  | (OP) Operating |  | 91.6 | [6 empty] | 36.8186 | -78.7719 | 0 | 0 | #DIV/0! | 0%
| Florida Power & Light Co | 65428 | Pink Trial Solar Energy Center | FL | St Lucie | FPL | Electric Utility | 1 |  | 74.5 | 74.5 | 74.5 | Solar Photovoltaic | SUN | PV | 2023 |  |  | (OP) Operating |  | 105 | [6 empty] | 27.2978 | -80.5421 | 0 | 0 | #DIV/0! | 0%
| Pinnacle Wind, LLC | 57595 | Pinnacle Wind Force LLC | WV | Mineral | PJM | IPP Non-CHP | 1 |  | 53.7 | 52.9 | 52.9 | Onshore Wind Turbine | WND | WT | 2011 |  |  | (OP) Operating | [8 empty] | 39.445 | -79.03 | 0 | 0 | #DIV/0! | 0%
| Northbrook Virginia Hydro, LLC | 3825 | Pinnacles | VA | Patrick | PJM | IPP Non-CHP | 1 |  | 11.8 | 11.1 | 11.1 | Conventional Hydroelectric | WAT | HY | 1958.75 |  |  | (OP) Operating | [8 empty] | 36.6669 | -80.4479 | 0 | 0 | #DIV/0! | 0%
| Cardinal Renewables | 63777 | Pinson Solar Farm | SC | Spartanburg | DUK | IPP Non-CHP | 1310 |  | 20 | 20 | 20 | Solar Photovoltaic | SUN | PV | 2022 |  |  | (OP) Operating |  | 26 | [6 empty] | 34.72 | -82.06 | 0 | 0 | #DIV/0! | 0%
| Pinyon Pines Wind I, LLC | 57834 | Pinyon Pine I | CA | Kern | CISO | IPP Non-CHP | AW07 |  | 168 | 168 | 168 | Onshore Wind Turbine | WND | WT | 2012 |  |  | (OP) Operating | [8 empty] | 35.0434 | -118.2118 | 0 | 0 | #DIV/0! | 0%
| Pinyon Pines Wind II, LLC | 57837 | Pinyon Pine II | CA | Kern | CISO | IPP Non-CHP | AW09 |  | 132 | 132 | 132 | Onshore Wind Turbine | WND | WT | 2012 |  |  | (OP) Operating | [8 empty] | 35.0268 | -118.2233 | 0 | 0 | #DIV/0! | 0%
| Wyckoff Heights Medical Center | 63644 | Wyckoff Heights Medical Center | NY | Kings | NYIS | Commercial Non-CHP | CT800 |  | 1.6 | 1.6 | 1.6 | Petroleum Liquids | DFO | IC | 1990 |  |  | (SB) Standby/Backup: available for service but not normally used | [8 empty] | 40.7041 | -73.9177 | 0 | 0 | #DIV/0! | 0%
| PacifiCorp | 3656 | Pioneer | UT | Weber | PACE | Electric Utility | 1 |  | 5 | 4 | 4 | Conventional Hydroelectric | WAT | HY | 1910 |  |  | (OP) Operating | [8 empty] | 41.2436 | -111.9465 | 0 | 0 | #DIV/0! | 0%
| Bloom Energy | 58299 | Xilinx San Jose | CA | Santa Clara | CISO | IPP Non-CHP | XLX01 |  | 1 | 1 | 1 | Other Natural Gas | NG | FC | 2018 |  |  | (OP) Operating | [8 empty] | 37.2528 | -121.9342 | 0 | 0 | #DIV/0! | 0%
| Alaska Village Elec Coop, Inc | 6637 | Yakutat | AK | Yakutat |  | Electric Utility | 2B |  | 3.8 | 3.8 | 3.8 | Petroleum Liquids | DFO | IC | 2004.25 |  |  | (OP) Operating | [8 empty] | 59.5446 | -139.7243 | 0 | 0 | #DIV/0! | 0%
| Pioneer Hutt Wind Energy, LLC | 66531 | Pioneer Hutt Wind Energy | TX | Midland | ERCO | IPP Non-CHP | WPION |  | 140 | 140 | 140 | Onshore Wind Turbine | WND | WT | 2024 |  |  | (OP) Operating | [8 empty] | 31.7983 | -101.9043 | 0 | 0 | #DIV/0! | 0%
| Pioneer Prairie Wind Farm I, LLC | 56797 | Pioneer Prairie Wind Farm | IA | Mitchell | MISO | IPP Non-CHP | 1 |  | 300 | 300 | 300 | Onshore Wind Turbine | WND | WT | 2008 |  |  | (OP) Operating | [8 empty] | 43.4839 | -92.6131 | 0 | 0 | #DIV/0! | 0%
| Pioneer Solar (CO), LLC | 61991 | Pioneer Solar (CO), LLC | CO | Adams | PSCO | IPP Non-CHP | PI-QF |  | 80 | 80 | 80 | Solar Photovoltaic | SUN | PV | 2021 |  |  | (OP) Operating |  | 99.9 | [6 empty] | 39.7616 | -104.459 | 0 | 0 | #DIV/0! | 0%
| Florida Power & Light Co | 61767 | Pioneer Trail Solar Energy Center | FL | Volusia | FPL | Electric Utility | 1 |  | 74.5 | 74.5 | 74.5 | Solar Photovoltaic | SUN | PV | 2019 |  |  | (OP) Operating |  | 113.2 | [6 empty] | 29.08 | -81.1 | 0 | 0 | #DIV/0! | 0%
| Big Sky Wind, LLC | 57675 | Pioneer Trail Wind Farm, LLC | IL | Iroquois | MISO | IPP Non-CHP | PTWF |  | 150.4 | 150.4 | 150.4 | Onshore Wind Turbine | WND | WT | 2011 |  |  | (OP) Operating | [8 empty] | 40.4641 | -88.0215 | 0 | 0 | #DIV/0! | 0%
| AES Distributed Energy | 60259 | Pioneer Wind Park, LLC | WY | Converse | PACE | IPP Non-CHP | PWP1 |  | 80 | 80 | 80 | Onshore Wind Turbine | WND | WT | 2016 |  |  | (OP) Operating | [8 empty] | 42.7282 | -105.8668 | 0 | 0 | #DIV/0! | 0%
| REA Investments, LLC | 63726 | Pipestone City Solar LLC CSG | MN | Pipestone | MISO | IPP Non-CHP | PSCTY |  | 1 | 1 | 1 | Solar Photovoltaic | SUN | PV | 2021 |  |  | (OP) Operating |  | 1.4 | [6 empty] | 44.016 | -96.3175 | 0 | 0 | #DIV/0! | 0%
| Bloom Energy | 66455 | Yale New Haven - New London | CT | New London | ISNE | IPP Non-CHP | YNH01 |  | 1.8 | 1.8 | 1.8 | Other Natural Gas | NG | FC | 2022 |  |  | (OP) Operating | [8 empty] | 41.3364 | -72.1056 | 0 | 0 | #DIV/0! | 0%
| Pisgah Mountain, LLC | 60404 | Pisgah Mountain Wind | ME | Penobscot | ISNE | IPP Non-CHP | PISGA |  | 9.1 | 9.1 | 9.1 | Onshore Wind Turbine | WND | WT | 2016 |  |  | (OP) Operating | [8 empty] | 44.7773 | -68.5234 | 0 | 0 | #DIV/0! | 0%
| Duke Energy Renewables Services | 65631 | Pisgah Ridge Solar, LLC | TX | Navarro | ERCO | IPP Non-CHP | PSGAH |  | 250 | 250 | 250 | Solar Photovoltaic | SUN | PV | 2022 |  |  | (OP) Operating |  | 321 | [6 empty] | 31.8967 | -96.4673 | 0 | 0 | #DIV/0! | 0%
| Pacific Gas & Electric Co. | 265 | Pit 1 | CA | Shasta | CISO | Electric Utility | H1 |  | 69.2 | 61 | 61 | Conventional Hydroelectric | WAT | HY | 1922 |  |  | (OP) Operating | [8 empty] | 40.9908 | -121.4982 | 0 | 0 | #DIV/0! | 0%
| Pacific Gas & Electric Co. | 266 | Pit 3 | CA | Shasta | CISO | Electric Utility | H1 |  | 80.1 | 69.9 | 69.9 | Conventional Hydroelectric | WAT | HY | 1925 |  |  | (OP) Operating | [8 empty] | 40.9974 | -121.7481 | 0 | 0 | #DIV/0! | 0%
| Pacific Gas & Electric Co. | 267 | Pit 4 | CA | Shasta | CISO | Electric Utility | 1 |  | 103.4 | 95 | 95 | Conventional Hydroelectric | WAT | HY | 1955 |  |  | (OP) Operating | [8 empty] | 40.9864 | -121.8494 | 0 | 0 | #DIV/0! | 0%
| Pacific Gas & Electric Co. | 268 | Pit 5 | CA | Shasta | CISO | Electric Utility | H1 |  | 141.6 | 160 | 160 | Conventional Hydroelectric | WAT | HY | 1944 |  |  | (OP) Operating | [8 empty] | 40.9862 | -121.9776 | 0 | 0 | #DIV/0! | 0%
| Pacific Gas & Electric Co. | 269 | Pit 6 | CA | Shasta | CISO | Electric Utility | H1 |  | 79.2 | 80 | 80 | Conventional Hydroelectric | WAT | HY | 1965 |  |  | (OP) Operating | [8 empty] | 40.9226 | -121.9929 | 0 | 0 | #DIV/0! | 0%
| Pacific Gas & Electric Co. | 270 | Pit 7 | CA | Shasta | CISO | Electric Utility | H1 |  | 109.8 | 113 | 113 | Conventional Hydroelectric | WAT | HY | 1965 |  |  | (OP) Operating | [8 empty] | 40.8475 | -121.9908 | 0 | 0 | #DIV/0! | 0%
| Coolangatta Solar LLC | 65084 | Pitkin County Solar | CO | Pitkin | WACM | IPP Non-CHP | PTKN |  | 5 | 5 | 5 | Solar Photovoltaic | SUN | PV | 2021 |  |  | (OP) Operating |  | 6 | [6 empty] | 39.2477 | -106.8768 | 0 | 0 | #DIV/0! | 0%
| Nautilus Solar Solutions | 64646 | Pittman Solar One LLC | MD | Washington | PJM | IPP Non-CHP | PITT |  | 2 | 2 | 2 | Solar Photovoltaic | SUN | PV | 2020 |  |  | (OP) Operating |  | 2.8 | [6 empty] | 39.6875 | -78.108 | 0 | 0 | #DIV/0! | 0%
| Elawan Pitts Dudik Solar, LLC | 67024 | Pitts Dudik Solar | TX | Hill | ERCO | IPP Non-CHP | PTSDK |  | 49.6 | 49.6 | 49.6 | Solar Photovoltaic | SUN | PV | 2023 |  |  | (OP) Operating |  | 56.7 | [6 empty] | 31.8932 | -96.8751 | 0 | 0 | #DIV/0! | 0%
| NorthWestern Energy - (SD) | 8034 | Yankton | SD | Yankton | SWPP | Electric Utility | 1 |  | 13.4 | 13.5 | 13.5 | Natural Gas Internal Combustion Engine | NG | IC | 1971.5 |  |  | (SB) Standby/Backup: available for service but not normally used | [8 empty] | 42.8933 | -97.3533 | 0 | 0 | #DIV/0! | 0%
| NSTAR Electric Company | 62264 | Pittsfield 44 - M&W PV | MA | Berkshire | ISNE | Electric Utility | LG400 |  | 1.2 | 1.2 | 1.2 | Solar Photovoltaic | SUN | PV | 2018 |  |  | (OP) Operating |  | 1.4 | [6 empty] | 42.4874 | -73.2158 | 0 | 0 | #DIV/0! | 0%
| YKK USA Inc | 54566 | YKK USA Chestney | GA | Bibb | SOCO | Industrial Non-CHP | BWP1 |  | 1.5 | 1.5 | 1.5 | Petroleum Liquids | DFO | IC | 2006.5 |  |  | (SB) Standby/Backup: available for service but not normally used | [8 empty] | 32.8061 | -83.5456 | 0 | 0 | #DIV/0! | 0%
| KEI (Maine) Power Management (II) LLC | 54124 | Pittsfield Hydro | ME | Somerset | ISNE | IPP Non-CHP | GEN1 |  | 1.1 | 1.1 | 1.1 | Conventional Hydroelectric | WAT | HY | 1986 |  |  | (OP) Operating | [8 empty] | 44.7214 | -69.412 | 0 | 0 | #DIV/0! | 0%
| Maine DG Solar Pittsfield, LLC | 66956 | Pittsfield Solar (N. Main St) | ME | Somerset | ISNE | IPP Non-CHP | 74474 |  | 4.9 | 4.9 | 4.9 | Solar Photovoltaic | SUN | PV | 2023 |  |  | (OP) Operating |  | 7.1 | [6 empty] | 44.7821 | -69.3624 | 0 | 0 | #DIV/0! | 0%
| Pittsfiled Solar LLC | 64078 | Pittsfield Solar LLC | ME | Somerset | ISNE | IPP Non-CHP | PSLLC |  | 9.9 | 9.9 | 9.9 | Solar Photovoltaic | SUN | PV | 2017 |  |  | (OP) Operating |  | 13.9 | [6 empty] | 44.814 | -69.4496 | 0 | 0 | #DIV/0! | 0%
| Green Mountain Power Corp | 3722 | Pittsford | VT | Rutland | ISNE | Electric Utility | 1 |  | 3.6 | 3.2 | 3.4 | Conventional Hydroelectric | WAT | HY | 1914 |  |  | (OP) Operating | [8 empty] | 43.694 | -72.955 | 0 | 0 | #DIV/0! | 0%
| MN8 Energy LLC | 60740 | Pittsgrove Solar | NJ | Salem | PJM | IPP Non-CHP | PV1 |  | 2 | 2 | 2 | Solar Photovoltaic | SUN | PV | 2014 |  |  | (OP) Operating |  | 2.3 | [6 empty] | 39.539 | -75.1793 | 0 | 0 | #DIV/0! | 0%
| Pivot Energy | 66480 | Pivot Energy Minnesota Solar 1 | MN | Steele | MISO | IPP Non-CHP | PEMS1 |  | 1 | 1 | 1 | Solar Photovoltaic | SUN | PV | 2023 |  |  | (OP) Operating |  | 1.2 | [6 empty] | 44.1259 | -93.2772 | 0 | 0 | #DIV/0! | 0%
| Pivot Energy | 66479 | Pivot Energy Minnesota Solar 10 | MN | Stearns | MISO | IPP Non-CHP | PEM10 |  | 1 | 1 | 1 | Solar Photovoltaic | SUN | PV | 2023 |  |  | (OP) Operating |  | 1.2 | [6 empty] | 45.5987 | -94.8628 | 0 | 0 | #DIV/0! | 0%
| Pivot Energy | 68532 | Pivot Energy PPA 22 | CA | Tulare | CISO | IPP Non-CHP | PPA22 |  | 1.3 | 1.3 | 1.3 | Solar Photovoltaic | SUN | PV | 2024 |  |  | (OP) Operating |  | 1.7 | [6 empty] | 36.3473 | -119.3957 | 0 | 0 | #DIV/0! | 0%
| Nautilus Solar Solutions | 64649 | Pivot Solar 1 LLC (CSG) | CO | Garfield | WACM | IPP Non-CHP | SC |  | 1 | 1 | 1 | Solar Photovoltaic | SUN | PV | 2022 |  |  | (OP) Operating |  | 1.4 | [6 empty] | 39.4147 | -108.0907 | 0 | 0 | #DIV/0! | 0%
| Nautilus Solar Solutions | 67446 | Pivot Solar 10 | CO | Arapahoe | PSCO | IPP Non-CHP | SC |  | 1.7 | 1.7 | 1.7 | Solar Photovoltaic | SUN | PV | 2024 |  |  | (OP) Operating |  | 2 | [6 empty] | 39.7288 | -104.7706 | 0 | 0 | #DIV/0! | 0%
| Nautilus Solar Solutions | 64359 | Pivot Solar 12 LLC(CSG) | CO | Logan | WACM | IPP Non-CHP | SC |  | 1 | 1 | 1 | Solar Photovoltaic | SUN | PV | 2022 |  |  | (OP) Operating |  | 1.4 | [6 empty] | 40.6136 | -103.2337 | 0 | 0 | #DIV/0! | 0%
| Nautilus Solar Solutions | 64650 | Pivot Solar 14 LLC (CSG) | CO | Morgan | WACM | IPP Non-CHP | SC |  | 2 | 2 | 2 | Solar Photovoltaic | SUN | PV | 2022 |  |  | (OP) Operating |  | 2.8 | [6 empty] | 40.2669 | -103.6575 | 0 | 0 | #DIV/0! | 0%
| Nautilus Solar Solutions | 64652 | Pivot Solar 15 LLC (CSG) | CO | Morgan | WACM | IPP Non-CHP | SC |  | 1 | 1 | 1 | Solar Photovoltaic | SUN | PV | 2022 |  |  | (OP) Operating |  | 1.4 | [6 empty] | 40.2669 | -103.6594 | 0 | 0 | #DIV/0! | 0%
| Nautilus Solar Solutions | 64651 | Pivot Solar 2 LLC (CSG) | CO | Morgan | WACM | IPP Non-CHP | SC |  | 2 | 2 | 2 | Solar Photovoltaic | SUN | PV | 2022 |  |  | (OP) Operating |  | 2.8 | [6 empty] | 40.2669 | -103.6575 | 0 | 0 | #DIV/0! | 0%
| Nautilus Solar Solutions | 64654 | Pivot Solar 3 LLC (CSG) | CO | Garfield | WACM | IPP Non-CHP | SC |  | 2 | 2 | 2 | Solar Photovoltaic | SUN | PV | 2022 |  |  | (OP) Operating |  | 2.8 | [6 empty] | 39.4147 | -108.0907 | 0 | 0 | #DIV/0! | 0%
| Nautilus Solar Solutions | 64648 | Pivot Solar 4 LLC (CSG) | CO | Weld | WACM | IPP Non-CHP | SC |  | 2 | 2 | 2 | Solar Photovoltaic | SUN | PV | 2022 |  |  | (OP) Operating |  | 2.8 | [6 empty] | 40.2284 | -104.777 | 0 | 0 | #DIV/0! | 0%
| Nautilus Solar Solutions | 64653 | Pivot Solar 7 LLC (CSG) | CO | Garfield | WACM | IPP Non-CHP | SC |  | 2 | 2 | 2 | Solar Photovoltaic | SUN | PV | 2022 |  |  | (OP) Operating |  | 2.8 | [6 empty] | 39.5231 | -107.8153 | 0 | 0 | #DIV/0! | 0%
| Nautilus Solar Solutions | 64655 | Pivot Solar 8 LLC (CSG) | CO | Weld | WACM | IPP Non-CHP | SC |  | 2 | 2 | 2 | Solar Photovoltaic | SUN | PV | 2022 |  |  | (OP) Operating |  | 2.8 | [6 empty] | 40.2412 | -104.7714 | 0 | 0 | #DIV/0! | 0%
| Nautilus Solar Solutions | 67441 | Pivot Solar 9 | CO | Arapahoe | PSCO | IPP Non-CHP | SC |  | 1.7 | 1.7 | 1.7 | Solar Photovoltaic | SUN | PV | 2024 |  |  | (OP) Operating |  | 2 | [6 empty] | 39.7274 | -104.7695 | 0 | 0 | #DIV/0! | 0%
| Zeeland Farm Services | 58704 | Zeeland Farm Services | MI | Ottawa | MISO | IPP Non-CHP | CAT-1 |  | 3.2 | 2.9 | 3 | Other Waste Biomass | OBG | IC | 2007.5 |  |  | (OP) Operating | [8 empty] | 42.8131 | -85.9861 | 0 | 0 | #DIV/0! | 0%
| Zero Waste Energy Development Company LLC | 60220 | Zero Waste Energy Development Co LLC | CA | Santa Clara | CISO | IPP CHP | ZWED1 | 0001 | 1.6 | 1.6 | 1.6 | Other Waste Biomass | OBG | IC | 2015 |  |  | (OP) Operating |  |  | 0 | 0 | 0 |  |  | 0 | 37.4325 | -121.9529 | 0 | 0 | #DIV/0! | 0%
| Landfill Energy Systems | 59425 | Zimmerman Energy | IN | Marshall | MISO | IPP Non-CHP | ZE#4 |  | 7.6 | 7.1 | 7.1 | Landfill Gas | LFG | IC | 2015.5 |  |  | (OP) Operating | [8 empty] | 41.2378 | -86.2461 | 0 | 0 | #DIV/0! | 0%
| Terra-Gen Operating Co-BESS 2 | 66462 | Placerita ESS | CA | Los Angeles | CISO | IPP Non-CHP | GEN1 |  | 88 | 80 | 80 | Batteries | MWH | BA | 2024 |  |  | (OP) Operating | 320 | [7 empty] | 34.41 | -118.45 | 0 | 0 | #DIV/0! | 0%
| Sayreville Power, LLC | 2390 | Sayreville | NJ | Middlesex | PJM | IPP Non-CHP | GT1 |  | 212 | 216.9 | 280 | Petroleum Liquids | DFO | GT | 1972.25 |  |  | (OS) Out of service and NOT expected to return to service in next calendar year | [8 empty] | 40.4765 | -74.3523 | 4.51 | 1874.9 | 415.7206 | 0.0002072%
| Plainfield Solar LLC | 62579 | Plainfield Community Solar LLC | MA | Hampshire | ISNE | IPP Non-CHP | 2999 |  | 2 | 2 | 2 | Solar Photovoltaic | SUN | PV | 2019 |  |  | (OP) Operating |  | 2.7 | [6 empty] | 42.5205 | -72.9191 | 0 | 0 | #DIV/0! | 0%
| SunRay Power LLC | 59364 | Plainfield One Solar LLC | NJ | Somerset | PJM | IPP Non-CHP | PV1 |  | 1.3 | 1.3 | 1.3 | Solar Photovoltaic | SUN | PV | 2011 |  |  | (OP) Operating |  | 1.6 | [6 empty] | 40.605 | -74.4394 | 0 | 0 | #DIV/0! | 0%
| Captona Plainfield Pike Johnston LLC | 64116 | Plainfield Pike | RI | Providence | ISNE | IPP Non-CHP | CPRI6 |  | 2 | 2 | 2 | Solar Photovoltaic | SUN | PV | 2019 |  |  | (OP) Operating |  | 2.7 | [6 empty] | 41.7931 | -71.5535 | 0 | 0 | #DIV/0! | 0%
| National Grid Generation LLC | 2521 | West Babylon | NY | Suffolk | NYIS | Electric Utility | 4 |  | 52.4 | 49.7 | 66.5 | Petroleum Liquids | DFO | GT | 1971 |  |  | (SB) Standby/Backup: available for service but not normally used | [8 empty] | 40.6955 | -73.3486 | 17 | 427 | 25.1176 | 0.00334%
| Ecos Energy LLC | 64370 | Plainfield Solar 1 | CT | Windham | ISNE | IPP Non-CHP | PLFD1 |  | 1 | 1 | 1 | Solar Photovoltaic | SUN | PV | 2020 |  |  | (OP) Operating |  | 1.2 | [6 empty] | 41.68 | -71.901 | 0 | 0 | #DIV/0! | 0%
| Ecos Energy LLC | 63263 | Plainfield Solar 2 | CT | Windham | ISNE | IPP Non-CHP | PLFD2 |  | 1 | 1 | 1 | Solar Photovoltaic | SUN | PV | 2020 |  |  | (OP) Operating |  | 1.2 | [6 empty] | 41.679 | -71.905 | 0 | 0 | #DIV/0! | 0%
| Consolidated Edison Co-NY Inc | 2504 | 74th Street | NY | New York | NYIS | Electric Utility | GT1 |  | 37 | 37.8 | 43.6 | Petroleum Liquids | KER | GT | 1968 |  |  | (OP) Operating | [8 empty] | 40.768 | -73.9515 | 28 | 3609351.75 | 128905.4196 | 0.007853%
| Walton Discover LLC | 55138 | Walton Discover Power Facility | AL | LEE | SOCO | IPP Non-CHP | UN1 |  | 103 | 100 | 100 | Natural Gas Fired Combustion Turbine | NG | GT | 1999 |  |  | (OP) Operating | [8 empty] | 32.541 | -85.0389 | 75.51 | 1105.476 | 14.6401 | 0.00862%
| Walton Bainbridge LLC | 56015 | Walton Bainbridge Power Facility | GA | Decatur | SOCO | IPP Non-CHP | SEG1 |  | 80 | 74 | 80 | Petroleum Liquids | DFO | GT | 2000 |  |  | (OP) Operating | [8 empty] | 30.911 | -84.5473 | 63.84 | 1440.6 | 22.5658 | 0.009465%
| Interstate Power and Light Co | 7155 | Lime Creek | IA | Cerro Gordo | MISO | Electric Utility | 1 |  | 90.2 | 70.3 | 98.4 | Petroleum Liquids | DFO | GT | 1991 |  |  | (OP) Operating | [8 empty] | 43.2481 | -93.205 | 126.98 | 1794.796 | 14.1345 | 0.01718%
| Connecticut Jet Power LLC | 542 | Cos Cob | CT | Fairfield | ISNE | IPP Non-CHP | UN10 |  | 115 | 95.6 | 119.1 | Petroleum Liquids | KER | GT | 1984.6 |  |  | (OP) Operating | [8 empty] | 41.0289 | -73.5989 | 204.01 | 4495.7 | 22.0367 | 0.02169%
| Constellation Power, Inc | 3168 | Richmond Generating Station | PA | Philadelphia | PJM | IPP Non-CHP | 91 |  | 131.6 | 98 | 133.3 | Petroleum Liquids | DFO | GT | 1973 |  |  | (OP) Operating | [8 empty] | 39.9845 | -75.0752 | 226.89 | 3388 | 14.9323 | 0.0224%
| New Ulm Public Utilities Comm | 2001 | New Ulm | MN | Brown | MISO | Electric Utility | 3 |  | 78.5 | 70.6 | 72.6 | Natural Gas Steam Turbine | NG | ST | 1979 |  |  | (OS) Out of service and NOT expected to return to service in next calendar year | [8 empty] | 44.3159 | -94.4581 | 151.75 | 2110.5 | 13.9077 | 0.02419%
| Connecticut Jet Power LLC | 540 | Branford | CT | New Haven | ISNE | IPP Non-CHP | UN10 |  | 21.8 | 17.4 | 22.5 | Petroleum Liquids | KER | GT | 1967 |  |  | (OP) Operating | [8 empty] | 41.2925 | -72.7942 | 45.01 | 1062.5 | 23.6059 | 0.02576%
| City of Springfield - (IL) | 8016 | Factory | IL | Sangamon | MISO | Electric Utility | 1 |  | 26.6 | 14.7 | 25.2 | Petroleum Liquids | DFO | GT | 1973 |  |  | (OP) Operating | [8 empty] | 39.8259 | -89.6373 | 52 | 1006 | 19.3462 | 0.02975%
| Connecticut Jet Power LLC | 565 | Torrington Terminal | CT | Litchfield | ISNE | IPP Non-CHP | UN10 |  | 21.8 | 17.4 | 22.5 | Petroleum Liquids | KER | GT | 1967 |  |  | (OP) Operating | [8 empty] | 41.7761 | -73.1209 | 53.41 | 1327.5 | 24.8549 | 0.03056%
| Nautilus Solar Solutions | 63597 | Plato CSG1, LLC | MN | McLeod | MISO | IPP Non-CHP | SC |  | 1 | 1 | 1 | Solar Photovoltaic | SUN | PV | 2021 |  |  | (OP) Operating |  | 1.4 | [6 empty] | 44.7903 | -94.0828 | 0 | 0 | #DIV/0! | 0%
| LSE Pictor LLC | 67423 | Platt Hill | CT | Litchfield | ISNE | IPP Non-CHP | PLA22 |  | 2 | 2 | 2 | Solar Photovoltaic | SUN | PV | 2022 |  |  | (OP) Operating |  | 2.9 | [6 empty] | 41.9001 | -73.1071 | 0 | 0 | #DIV/0! | 0%
| Cannon River LLC | 66015 | Platt Solar | MN | Murray | MISO | IPP Non-CHP | PLAT |  | 1 | 1 | 1 | Solar Photovoltaic | SUN | PV | 2023 |  |  | (OP) Operating |  | 1.5 | [6 empty] | 43.9814 | -95.8708 | 0 | 0 | #DIV/0! | 0%
| Granite Shore Power | 2367 | Schiller | NH | Rockingham | ISNE | IPP Non-CHP | 4 |  | 171.2 | 155.5 | 157.2 | Conventional Steam Coal | BIT | ST | 1958.5 |  |  | (OS) Out of service and NOT expected to return to service in next calendar year | [8 empty] | 43.0978 | -70.7842 | 437 | 16673.4 | 38.1542 | 0.03191%
| United Power, Inc | 67307 | Platte Valley Battery Storage | CO | Weld | PSCO | Electric Utility | PLVBA |  | 7.8 | 7.8 | 7.8 | Batteries | MWH | BA | 2024 |  |  | (OP) Operating | 31.3 | [7 empty] | 39.9883 | -104.8451 | 0 | 0 | #DIV/0! | 0%
| AES Distributed Energy | 65334 | Platteview Solar LLC | NE | Saunders | SWPP | IPP Non-CHP | PLTVW |  | 81 | 81 | 81 | Solar Photovoltaic | SUN | PV | 2024 |  |  | (OP) Operating |  | 101 | [6 empty] | 41.191 | -96.3794 | 0 | 0 | #DIV/0! | 0%
| Greenbacker Renewable Energy Corporation | 63753 | Platteville Solar CSG, LLC | CO | Weld | PSCO | IPP Non-CHP | 218 |  | 1.3 | 1.3 | 1.3 | Solar Photovoltaic | SUN | PV | 2020 |  |  | (OP) Operating |  | 1.6 | [6 empty] | 40.2283 | -104.7747 | 0 | 0 | #DIV/0! | 0%
| EDF Renewable Asset Holdings, Inc. | 59827 | Playa Solar 1, LLC | NV | Clark | NEVP | IPP Non-CHP | GEN01 |  | 79 | 79 | 79 | Solar Photovoltaic | SUN | PV | 2017 |  |  | (OP) Operating |  | 99 | [6 empty] | 36.408 | -114.908 | 0 | 0 | #DIV/0! | 0%
| EDF Renewable Asset Holdings, Inc. | 60261 | Playa Solar 2 | NV | Clark | NEVP | IPP Non-CHP | GEN1 |  | 100 | 100 | 100 | Solar Photovoltaic | SUN | PV | 2017 |  |  | (OP) Operating |  | 136.9 | [6 empty] | 36.408 | -114.908 | 0 | 0 | #DIV/0! | 0%
| Interstate Power and Light Co | 67140 | Pleasant Creek Unit 1 | IA | Linn | MISO | Electric Utility | PV1 |  | 50 | 50 | 50 | Solar Photovoltaic | SUN | PV | 2024 |  |  | (OP) Operating | [8 empty] | 42.1044 | -91.7826 | 0 | 0 | #DIV/0! | 0%
| Interstate Power and Light Co | 67537 | Pleasant Creek Unit 2 | IA | Linn | MISO | Electric Utility | PV1 |  | 150 | 150 | 150 | Solar Photovoltaic | SUN | PV | 2024 |  |  | (OP) Operating | [8 empty] | 42.1044 | -91.7826 | 0 | 0 | #DIV/0! | 0%
| Connecticut Jet Power LLC | 561 | Franklin Drive | CT | Litchfield | ISNE | IPP Non-CHP | UN19 |  | 21.8 | 16.1 | 21.2 | Petroleum Liquids | KER | GT | 1968 |  |  | (OP) Operating | [8 empty] | 41.7989 | -73.1163 | 56.85 | 1027.5 | 18.0739 | 0.0348%
| Pine Gate Renewables | 63787 | Pleasant Hill PV1 | NC | Northampton | PJM | IPP Non-CHP | PHILL |  | 20 | 20 | 20 | Solar Photovoltaic | SUN | PV | 2024 |  |  | (OP) Operating |  | 24.98 | [6 empty] | 36.5311 | -77.5504 | 0 | 0 | #DIV/0! | 0%
| Consolidated Edison Development Inc. | 65220 | Pleasant Hill Solar | VA | Suffolk City | PJM | IPP Non-CHP | PHSPV |  | 20 | 20 | 20 | Solar Photovoltaic | SUN | PV | 2023 |  |  | (OP) Operating |  | 26.6 | [6 empty] | 36.6922 | -76.5786 | 0 | 0 | #DIV/0! | 0%
| Pleasant Hill Wind Energy LLC | 59417 | Pleasant Hill Wind Energy Project | TX | Crosby | SWPP | IPP Non-CHP | WT1 |  | 20 | 20 | 20 | Onshore Wind Turbine | WND | WT | 2015 |  |  | (OP) Operating | [8 empty] | 33.7389 | -101.485 | 0 | 0 | #DIV/0! | 0%
| Greenbacker Renewable Energy Corporation | 66165 | Pleasant Street | ME | Franklin | ISNE | IPP Non-CHP | 379 |  | 3 | 3 | 3 | Solar Photovoltaic | SUN | PV | 2023 |  |  | (OP) Operating |  | 4.2 | [6 empty] | 44.6208 | -70.1895 | 0 | 0 | #DIV/0! | 0%
| Union Electric Co - (MO) | 6651 | Moberly | MO | Randolph | MISO | Electric Utility | 1 |  | 60.6 | 54 | 69 | Petroleum Liquids | DFO | GT | 1978 |  |  | (OP) Operating | [8 empty] | 39.4244 | -92.4837 | 187.69 | 5212.4 | 27.7713 | 0.03484%
| Portland Power, LLC | 3113 | Portland (PA) | PA | Northampton | PJM | IPP Non-CHP | 3 |  | 194 | 177.5 | 190 | Petroleum Liquids | DFO | GT | 1978.3333 |  |  | (OP) Operating | [8 empty] | 40.9102 | -75.0794 | 585.61 | 7935.594 | 13.551 | 0.03638%
| Los Angeles Department of Water & Power | 402 | Pleasant Valley Hydro | CA | Inyo | LDWP | Electric Utility | 1 |  | 3.2 | 2.7 | 2.7 | Conventional Hydroelectric | WAT | HY | 1958 |  |  | (OP) Operating | [8 empty] | 37.4142 | -118.5239 | 0 | 0 | #DIV/0! | 0%
| Walton Electric Member Corp | 60586 | Pleasant Valley Solar | GA | Walton | SOCO | Electric Utility | PV01 |  | 2.5 | 2.5 | 2 | Solar Photovoltaic | SUN | PV | 2016 |  |  | (OP) Operating |  | 3.3 | [6 empty] | 33.7368 | -83.6971 | 0 | 0 | #DIV/0! | 0%
| Northern States Power Co - Minnesota | 59201 | Pleasant Valley Wind Farm | MN | Mower | MISO | Electric Utility | 1 |  | 200 | 196 | 196 | Onshore Wind Turbine | WND | WT | 2015 |  |  | (OP) Operating | [8 empty] | 43.805 | -92.7697 | 0 | 0 | #DIV/0! | 0%
| Pleasantdale Road Solar, LLC | 61298 | Pleasantdale Road Community Solar | MA | Worcester | ISNE | IPP Non-CHP | 02112 |  | 1 | 1 | 0.8 | Solar Photovoltaic | SUN | PV | 2017 |  |  | (OP) Operating |  | 1.3 | [6 empty] | 42.3222 | -71.987 | 0 | 0 | #DIV/0! | 0%
| Constellation Power, Inc | 1586 | Exelon Framingham LLC | MA | Norfolk | ISNE | IPP Non-CHP | GT1 |  | 42.6 | 30.3 | 42.9 | Petroleum Liquids | DFO | GT | 1969.3333 |  |  | (OP) Operating | [8 empty] | 42.2672 | -71.3983 | 142.79 | 4433.4 | 31.0484 | 0.04454%
| Constellation Power, Inc | 8012 | Croydon CT Generating Station | PA | Bucks | PJM | IPP Non-CHP | 11 |  | 546.4 | 391 | 523.5 | Petroleum Liquids | DFO | GT | 1974 |  |  | (OP) Operating | [8 empty] | 40.08 | -74.8917 | 1985.75 | 28400.9 | 14.3024 | 0.04958%
| AES Distributed Energy | 62012 | Pleinmont Solar 1 | VA | Spotsylvania | PJM | IPP Non-CHP | PLNM1 |  | 75 | 75 | 75 | Solar Photovoltaic | SUN | PV | 2020 |  |  | (OP) Operating |  | 99.6 | [6 empty] | 38.2471 | -77.7862 | 0 | 0 | #DIV/0! | 0%
| AES Distributed Energy | 62013 | Pleinmont Solar 2 | VA | Spotsylvania | PJM | IPP Non-CHP | PLNM2 |  | 240 | 240 | 240 | Solar Photovoltaic | SUN | PV | 2021 |  |  | (OP) Operating |  | 294 | [6 empty] | 38.2471 | -77.7862 | 0 | 0 | #DIV/0! | 0%
| Solar DG IL 2, LLC | 67753 | Plote Somonauk | IL | DeKalb | PJM | IPP Non-CHP | PV1 |  | 2 | 2 | 2 | Solar Photovoltaic | SUN | PV | 2024 |  |  | (OP) Operating |  | 2.8 | [6 empty] | 41.674 | -88.682 | 0 | 0 | #DIV/0! | 0%
| Plott Hound Solar, LLC | 63015 | Plott Hound Solar | NC | Craven | CPLE | IPP Non-CHP | 1088 |  | 5 | 5 | 5 | Solar Photovoltaic | SUN | PV | 2021 |  |  | (OP) Operating |  | 6.7 | [6 empty] | 35.138 | -77.092 | 0 | 0 | #DIV/0! | 0%
| Plum Creek Wind, LLC | 62711 | Plum Creek Wind Project (NE) | NE | Wayne | SWPP | IPP Non-CHP | PLUM |  | 230 | 230 | 230 | Onshore Wind Turbine | WND | WT | 2020 |  |  | (OP) Operating | [8 empty] | 42.1616 | -97.2038 | 0 | 0 | #DIV/0! | 0%
| Niles Power, LLC | 2861 | Niles Power Plant | OH | Trumbull | PJM | IPP Non-CHP | GT1 |  | 27 | 26.1 | 30 | Petroleum Liquids | DFO | GT | 1972 |  |  | (OP) Operating | [8 empty] | 41.1669 | -80.7477 | 129.88 | 1842 | 14.1823 | 0.05286%
| South Carolina Public Service Authority | 3320 | Myrtle Beach | SC | Horry | SC | Electric Utility | 1 |  | 111.5 | 73 | 85 | Petroleum Liquids | DFO | GT | 1968.8 | 12 | 2033 | (OP) Operating | [8 empty] | 33.7083 | -78.9241 | 420.3 | 22198.1 | 52.8149 | 0.06073%
| Plumsted 537 LLC | 61892 | Plumsted 537 LLC | NJ | Ocean | PJM | IPP Non-CHP | PLMST |  | 19.8 | 19.8 | 19.8 | Batteries | MWH | BA | 2019 |  |  | (OP) Operating | 19.8 | [7 empty] | 40.1094 | -74.4978 | 0 | 0 | #DIV/0! | 0%
| CleanCapital Holdings | 59137 | Plymouth Site 1 | MA | Plymouth | ISNE | IPP Non-CHP | 57449 |  | 4 | 4 | 4 | Solar Photovoltaic | SUN | PV | 2013 |  |  | (OP) Operating |  | 5.6 | [6 empty] | 41.96 | -70.7786 | 0 | 0 | #DIV/0! | 0%
| NSTAR Electric Company | 62266 | Plymouth Solar | MA | Plymouth | ISNE | Electric Utility | LG400 |  | 1.1 | 1.1 | 1.1 | Solar Photovoltaic | SUN | PV | 2018 |  |  | (OP) Operating |  | 1.4 | [6 empty] | 41.9473 | -70.6884 | 0 | 0 | #DIV/0! | 0%
| SunEnergy1 | 58480 | Plymouth Solar LLC | NC | Washington | PJM | IPP Non-CHP | 1 |  | 5 | 5 | 5 | Solar Photovoltaic | SUN | PV | 2012 |  |  | (OP) Operating |  | 6.5 | [6 empty] | 35.875 | -76.7106 | 0 | 0 | #DIV/0! | 0%
| Madison Gas & Electric Co | 3991 | Fitchburg | WI | Dane | MISO | Electric Utility | 1 |  | 57.6 | 33.8 | 51.6 | Natural Gas Fired Combustion Turbine | NG | GT | 1973 |  |  | (OP) Operating | [8 empty] | 43.0147 | -89.4603 | 259.63 | 10830.5 | 41.7151 | 0.06941%
| MidAmerican Energy Co | 64688 | Plymouth Wind | IA | Plymouth | MISO | Electric Utility | 65003 |  | 202.7 | 200 | 200 | Onshore Wind Turbine | WND | WT | 2022 |  |  | (OP) Operating | [8 empty] | 42.843 | -95.9413 | 0 | 0 | #DIV/0! | 0%
| REA Investments, LLC | 67924 | Plympton Lake Street Solar | MA | Plymouth | ISNE | IPP Non-CHP | LK ST |  | 2.4 | 2.4 | 2.4 | Solar Photovoltaic | SUN | PV | 2022 |  |  | (OP) Operating | [8 empty] | 41.9992 | -70.8002 | 0 | 0 | #DIV/0! | 0%
| REA Investments, LLC | 67926 | Plympton Main Street Solar, LLC | MA | Plymouth | ISNE | IPP Non-CHP | MN ST |  | 5 | 5 | 5 | Solar Photovoltaic | SUN | PV | 2023 |  |  | (OP) Operating | [8 empty] | 41.9729 | -70.805 | 0 | 0 | #DIV/0! | 0%
| AEP Onsite Partners, LLC | 66140 | PNA Rossford Solar Array | OH | Wood | PJM | IPP Non-CHP | PNA01 |  | 1.4 | 1.4 | 1.4 | Solar Photovoltaic | SUN | PV | 2022 |  |  | (OP) Operating |  | 1.9 | [6 empty] | 41.6149 | -83.5572 | 0 | 0 | #DIV/0! | 0%
| Citizens Enterprises Corporation | 67899 | PNY BESS LLC | PA | Philadelphia | PJM | IPP Non-CHP | GEN5 |  | 6.2 | 6.2 | 6.2 | Batteries | MWH | BA | 2021 |  |  | (OP) Operating | 6.2 | [7 empty] | 39.8902 | -75.1855 | 0 | 0 | #DIV/0! | 0%
| MidAmerican Energy Co | 57976 | Pocahontas Prairie Wind Farm | IA | Pocahontas | MISO | Electric Utility | 1 |  | 80 | 80 | 80 | Onshore Wind Turbine | WND | WT | 2012 |  |  | (OP) Operating | [8 empty] | 42.5681 | -94.6581 | 0 | 0 | #DIV/0! | 0%
| Pocono International Raceway Inc | 57367 | Pocono Solar Project | PA | Monroe | PJM | Commercial Non-CHP | POCON |  | 2.7 | 2.5 | 1.9 | Solar Photovoltaic | SUN | PV | 2010 |  |  | (OP) Operating |  | 3 | [6 empty] | 41.061 | -75.5149 | 0 | 0 | #DIV/0! | 0%
| Altus Power America Management, LLC | 62834 | Podunk Road CSG | NY | Tompkins | NYIS | IPP Non-CHP | 871 |  | 2.2 | 2.2 | 2.2 | Solar Photovoltaic | SUN | PV | 2019 |  |  | (OP) Operating |  | 2.7 | [6 empty] | 42.4681 | -76.6529 | 0 | 0 | #DIV/0! | 0%
| KSI II Consolidated, LLC | 64125 | Podunque Road CSG | NY | Allegany | NYIS | IPP Non-CHP | TWNSD |  | 5 | 5 | 5 | Solar Photovoltaic | SUN | PV | 2021 |  |  | (OP) Operating |  | 6.8 | [6 empty] | 42.4151 | -78.2375 | 0 | 0 | #DIV/0! | 0%
| Pacific Gas & Electric Co. | 272 | Poe | CA | Butte | CISO | Electric Utility | 1 |  | 142.8 | 120 | 120 | Conventional Hydroelectric | WAT | HY | 1958 |  |  | (OP) Operating | [8 empty] | 39.7229 | -121.4698 | 0 | 0 | #DIV/0! | 0%
| Union Electric Co - (MO) | 55417 | Raccoon Creek Energy Center | IL | Clay | MISO | Electric Utility | CT01 |  | 456 | 304 | 368 | Natural Gas Fired Combustion Turbine | NG | GT | 2002 |  |  | (OP) Operating | [8 empty] | 38.6996 | -88.5392 | 2068.36 | 23409.546 | 11.3179 | 0.07027%
| Great River Energy | 2042 | Maple Lake | MN | Wright | MISO | Electric Utility | 5A |  | 25 | 21.1 | 28.5 | Petroleum Liquids | DFO | GT | 1978 |  |  | (OP) Operating | [8 empty] | 45.2291 | -94.0097 | 157.94 | 2807.9 | 17.7783 | 0.0727%
| Union Electric Co - (MO) | 2082 | Fairgrounds | MO | Cole | MISO | Electric Utility | 1 |  | 68.3 | 55 | 69 | Petroleum Liquids | DFO | GT | 1974 |  |  | (OP) Operating | [8 empty] | 38.5935 | -92.2206 | 417.23 | 13302.9 | 31.8839 | 0.07682%
| Union Electric Co - (MO) | 55204 | Kinmundy | IL | Marion | MISO | Electric Utility | 1 |  | 270 | 208 | 250 | Natural Gas Fired Combustion Turbine | NG | GT | 2001 |  |  | (OP) Operating | [8 empty] | 38.7619 | -89.0128 | 1596.12 | 18525.669 | 11.6067 | 0.07957%
| Alliance NYGT, LLC | 2632 | Shoemaker | NY | Orange | NYIS | IPP Non-CHP | SHOE |  | 41.9 | 33 | 40 | Natural Gas Fired Combustion Turbine | NG | GT | 1972 |  |  | (OP) Operating | [8 empty] | 41.4278 | -74.4186 | 291.24 | 5082.32 | 17.4506 | 0.09109%
| Calpine Mid-Atlantic Generation LLC | 591 | Christiana | DE | New Castle | PJM | IPP Non-CHP | CH11 |  | 55 | 50 | 50 | Petroleum Liquids | DFO | GT | 1973 |  |  | (SB) Standby/Backup: available for service but not normally used | [8 empty] | 39.7302 | -75.5371 | 432.69 | 10710.3 | 24.7528 | 0.09879%
| Calpine Mid-Atlantic Generation LLC | 597 | West Station (DE) | DE | New Castle | PJM | IPP Non-CHP | WEST |  | 16.2 | 15 | 19 | Petroleum Liquids | DFO | GT | 1964 |  |  | (SB) Standby/Backup: available for service but not normally used | [8 empty] | 39.7283 | -75.6289 | 147.64 | 2980.3 | 20.1863 | 0.09914%
| South Carolina Public Service Authority | 3318 | Hilton Head | SC | Beaufort | SC | Electric Utility | 1 |  | 117.9 | 84 | 100 | Petroleum Liquids | DFO | GT | 1975.3333 | 12 | 2033 | (OP) Operating | [8 empty] | 32.2089 | -80.6988 | 861.75 | 33749.5 | 39.1639 | 0.1069%
| Great River Energy | 6741 | Rock Lake CT | MN | Pine | MISO | Electric Utility | 1 |  | 25 | 21.4 | 28.5 | Petroleum Liquids | DFO | GT | 1978 |  |  | (OP) Operating | [8 empty] | 45.8054 | -92.9718 | 248.89 | 4425 | 17.7789 | 0.1139%
| Calpine Mid-Atlantic Generation LLC | 592 | Delaware City 10 | DE | New Castle | PJM | IPP Non-CHP | DC10 |  | 18.5 | 18 | 18 | Petroleum Liquids | DFO | GT | 1968 |  |  | (SB) Standby/Backup: available for service but not normally used | [8 empty] | 39.6004 | -75.6268 | 191.29 | 3728.9 | 19.4934 | 0.1213%
| Alliance NYGT, LLC | 2628 | Hillburn | NY | Rockland | NYIS | IPP Non-CHP | GEN1 |  | 46.5 | 33.1 | 43.8 | Natural Gas Fired Combustion Turbine | NG | GT | 1972 |  |  | (OP) Operating | [8 empty] | 41.1269 | -74.1653 | 427.45 | 9935.996 | 23.2448 | 0.1269%
| Mississippi Power Co | 2048 | Sweatt | MS | Lauderdale | SOCO | Electric Utility | A |  | 41.9 | 32 | 41 | Natural Gas Fired Combustion Turbine | NG | GT | 1971 |  |  | (OP) Operating | [8 empty] | 32.2925 | -88.7461 | 415 | 4434.9 | 10.6865 | 0.1298%
| Georgia Power Co | 6258 | Wilson | GA | Burke | SOCO | Electric Utility | 5A |  | 317.6 | 297.5 | 366.5 | Petroleum Liquids | DFO | GT | 1972.4286 |  |  | (OP) Operating | [8 empty] | 33.1377 | -81.7483 | 3869 | 43935.2 | 11.3557 | 0.133%
| POET Biorefining Caro, LLC | 63831 | POET Biorefining Caro, LLC | MI | Tuscola | MISO | Industrial CHP | 1 |  | 3.8 | 3.8 | 3.8 | All Other | OTH | ST | 2018 |  |  | (OP) Operating | [8 empty] | 43.4729 | -83.4118 | 0 | 0 | #DIV/0! | 0%
| Union Electric Co - (MO) | 55496 | Goose Creek Energy Center | IL | Piatt | MISO | Electric Utility | CT01 |  | 684 | 438 | 552 | Natural Gas Fired Combustion Turbine | NG | GT | 2003 |  |  | (OP) Operating | [8 empty] | 40.1069 | -88.5999 | 6287.92 | 76869.605 | 12.225 | 0.145%
| Constellation Power, Inc | 1592 | Exelon Medway LLC | MA | Norfolk | ISNE | IPP Non-CHP | GT1 |  | 135 | 123.1 | 182.8 | Petroleum Liquids | DFO | GT | 1970.3333 |  |  | (OP) Operating | [8 empty] | 42.14 | -71.4464 | 1951.5 | 63988.1 | 32.7892 | 0.1457%
| Georgia Power Co | 715 | McManus | GA | Glynn | SOCO | Electric Utility | 3A |  | 560 | 416 | 515 | Petroleum Liquids | DFO | GT | 1971.2 |  |  | (OP) Operating | [8 empty] | 31.2136 | -81.5462 | 6076 | 79625.8 | 13.105 | 0.149%
| NJR Clean Energy Ventures Corporation | 63150 | Pohatcong Solar Farm | NJ | Warren | PJM | IPP Non-CHP | POHAT |  | 8 | 8 | 8 | Solar Photovoltaic | SUN | PV | 2020 |  |  | (OP) Operating |  | 10 | [6 empty] | 40.67 | -75.16 | 0 | 0 | #DIV/0! | 0%
| PowerSouth Energy Cooperative | 55 | Point A | AL | Covington | SOCO | Electric Utility | 1 |  | 5.2 | 4.4 | 4.4 | Conventional Hydroelectric | WAT | HY | 1933 |  |  | (OP) Operating | [8 empty] | 31.3611 | -86.5183 | 0 | 0 | #DIV/0! | 0%
| NextEra Energy Point Beach LLC | 4046 | Point Beach Nuclear Plant | WI | Manitowoc | MISO | IPP Non-CHP | 1 |  | 1311 | 1200.3 | 1222 | Nuclear | NUC | ST | 1970.3333 |  |  | (OP) Operating | [8 empty] | 44.2806 | -87.5369 | 0 | 0 | #DIV/0! | 0%
| Point Beach Solar | 64431 | Point Beach Solar | WI | Manitowoc | MISO | IPP Non-CHP | PBS |  | 100 | 100 | 100 | Solar Photovoltaic | SUN | PV | 2021 |  |  | (OP) Operating |  | 141 | [6 empty] | 44.2834 | -87.5553 | 0 | 0 | #DIV/0! | 0%
| Terra-Gen Operating Co-Wind | 63482 | Point Wind | CA | Kern | CISO | IPP Non-CHP | PW1 |  | 64.5 | 64.5 | 64.5 | Onshore Wind Turbine | WND | WT | 2021 |  |  | (OP) Operating | [8 empty] | 35.0808 | -118.3614 | 0 | 0 | #DIV/0! | 0%
| DTE Electric Company | 62290 | Polaris Wind Park | MI | Gratiot | MISO | Electric Utility | 1 |  | 168.6 | 168.6 | 168.6 | Onshore Wind Turbine | WND | WT | 2020 |  |  | (OP) Operating | [8 empty] | 43.2626 | -84.4998 | 0 | 0 | #DIV/0! | 0%
| U S Bureau of Reclamation | 519 | Pole Hill | CO | Larimer | WACM | Electric Utility | 1 |  | 38.2 | 38.2 | 38.2 | Conventional Hydroelectric | WAT | HY | 1954 |  |  | (OP) Operating | [8 empty] | 40.3651 | -105.3251 | 0 | 0 | #DIV/0! | 0%
| Union Electric Co - (MO) | 6650 | Mexico | MO | Audrain | MISO | Electric Utility | 1 |  | 60.7 | 54 | 69 | Petroleum Liquids | DFO | GT | 1978 |  |  | (OP) Operating | [8 empty] | 39.1481 | -91.8306 | 813.12 | 17775.6 | 21.861 | 0.1509%
| Westbound Solar LLC | 64586 | Polk Cedartown | GA | Polk | SOCO | IPP Non-CHP | GPPOL |  | 2.2 | 2.2 | 2.2 | Solar Photovoltaic | SUN | PV | 2019 |  |  | (OP) Operating |  | 3 | [6 empty] | 34.0196 | -85.2809 | 0 | 0 | #DIV/0! | 0%
| Westbound Solar 3, LLC | 68619 | Polk Cedartown 2 | GA | Polk | SOCO | IPP Non-CHP | POLC2 |  | 2.4 | 2.4 | 2.4 | Solar Photovoltaic | SUN | PV | 2023 |  |  | (OP) Operating |  | 3.2 | [6 empty] | 34.0469 | -85.2113 | 0 | 0 | #DIV/0! | 0%
| Safari Energy, LLC | 65994 | Polk County GA S1, LLC | GA | Polk | SOCO | IPP Non-CHP | 20066 |  | 3 | 3 | 3 | Solar Photovoltaic | SUN | PV | 2023 |  |  | (OP) Operating |  | 4.2 | [6 empty] | 34.0419 | -85.2139 | 0 | 0 | #DIV/0! | 0%
| Polk County Renewables, LLC | 62333 | Polk County Renewables, LLC | NE | Polk | SWPP | IPP Non-CHP | T-1 |  | 2.5 | 2.5 | 2.5 | Onshore Wind Turbine | WND | WT | 2018 |  |  | (OP) Operating | [8 empty] | 41.1653 | -97.5702 | 0 | 0 | #DIV/0! | 0%
| Strata Manager, LLC | 66373 | Polk Farm | NC | Richmond | CPLE | IPP Non-CHP | POLK |  | 5 | 5 | 5 | Solar Photovoltaic | SUN | PV | 2022 |  |  | (OP) Operating |  | 6.7 | [6 empty] | 34.9226 | -79.6544 | 0 | 0 | #DIV/0! | 0%
| Cypress Creek Renewables | 59917 | Pollocksville Solar | NC | Jones | CPLE | IPP Non-CHP | 5MWPV |  | 5 | 5 | 5 | Solar Photovoltaic | SUN | PV | 2016 |  |  | (OP) Operating |  | 7 | [6 empty] | 34.998 | -77.219 | 0 | 0 | #DIV/0! | 0%
| Wonderful Renewable Energy, LLC. | 65707 | POM Beverage Solar | CA | Fresno | CISO | Industrial Non-CHP | PBS |  | 1.8 | 1.7 | 1.6 | Solar Photovoltaic | SUN | PV | 2021 |  |  | (OP) Operating |  | 2.2 | [6 empty] | 36.3903 | -119.3579 | 0 | 0 | #DIV/0! | 0%
| Wonderful Renewable Energy, LLC. | 65706 | POM Juice Solar | CA | Fresno | CISO | IPP Non-CHP | PJS |  | 1.5 | 1.5 | 1.3 | Solar Photovoltaic | SUN | PV | 2021 |  |  | (OP) Operating |  | 1.8 | [6 empty] | 36.3925 | -119.3511 | 0 | 0 | #DIV/0! | 0%
| Wonderful Renewable Energy, LLC. | 66188 | POM Plant 1 | CA | Fresno | CISO | Industrial Non-CHP | POMP1 |  | 2.4 | 2.2 | 1.3 | Solar Photovoltaic | SUN | PV | 2021 |  |  | (OP) Operating |  | 2.5 | [6 empty] | 36.6571 | -119.5857 | 0 | 0 | #DIV/0! | 0%
| Wonderful Renewable Energy, LLC. | 66189 | POM Plant 2 | CA | Fresno | CISO | Industrial Non-CHP | POMP2 |  | 1.6 | 1.3 | 1.1 | Solar Photovoltaic | SUN | PV | 2021 |  |  | (OP) Operating |  | 1.8 | [6 empty] | 36.6567 | -119.5922 | 0 | 0 | #DIV/0! | 0%
| MidAmerican Energy Co | 56501 | Pomeroy Wind Farm | IA | Pocahontas | MISO | Electric Utility | PWF |  | 286.4 | 296.9 | 296.9 | Onshore Wind Turbine | WND | WT | 2008.25 |  |  | (OP) Operating | [8 empty] | 42.5842 | -94.7467 | 0 | 0 | #DIV/0! | 0%
| Earthrise Energy, PBC | 55222 | Lincoln Generating Facility | IL | Will | PJM | IPP Non-CHP | CTG1 |  | 692 | 622.9 | 747.1 | Natural Gas Fired Combustion Turbine | NG | GT | 2000 |  |  | (OP) Operating | [8 empty] | 41.3933 | -87.9436 | 9667.14 | 144639.587 | 14.962 | 0.1611%
| Snow Mountain Hydro LLC | 10709 | Ponderosa Bailey Creek | CA | Tehama | CISO | IPP Non-CHP | GEN1 |  | 1.1 | 1.1 | 1.1 | Conventional Hydroelectric | WAT | HY | 1990 |  |  | (OP) Operating | [8 empty] | 40.4579 | -121.8427 | 0 | 0 | #DIV/0! | 0%
| Ponderosa Wind, LLC | 63590 | Ponderosa Wind Energy Center | OK | Beaver | SWPP | IPP Non-CHP | PONDE |  | 200 | 200 | 200 | Onshore Wind Turbine | WND | WT | 2020 |  |  | (OP) Operating | [8 empty] | 36.5555 | -100.6689 | 0 | 0 | #DIV/0! | 0%
| Ponderosa Wind II, LLC | 66155 | Ponderosa Wind II | OK | Beaver | SWPP | IPP Non-CHP | GP01 |  | 100 | 100 | 100 | Onshore Wind Turbine | WND | WT | 2024 |  |  | (OP) Operating | [8 empty] | 36.5895 | -100.8037 | 0 | 0 | #DIV/0! | 0%
| Pontiac Solar, LLC | 64414 | Pontiac | IL | Livingston | PJM | IPP Non-CHP | PONTC |  | 2 | 2 | 2 | Solar Photovoltaic | SUN | PV | 2021 |  |  | (OP) Operating |  | 2.7 | [6 empty] | 40.9181 | -88.625 | 0 | 0 | #DIV/0! | 0%
| Solar DG IL 3 LLC | 68469 | Pontiac 1A | IL | Livingston | PJM | IPP Non-CHP | PV1 |  | 2 | 2 | 2 | Solar Photovoltaic | SUN | PV | 2024 |  |  | (OP) Operating |  | 2.8 | [6 empty] | 40.918 | -88.619 | 0 | 0 | #DIV/0! | 0%
| City of Ames - (IA) | 6463 | Ames GT | IA | Story | MISO | Electric Utility | GT1 |  | 78.7 | 41.2 | 22.1 | Petroleum Liquids | DFO | GT | 1988.5 |  |  | (OP) Operating | [8 empty] | 42.0272 | -93.5828 | 457.51 | 5292.7 | 11.5685 | 0.165%
| Pontook Operating LP | 50741 | Pontook Hydro Facility | NH | Coos | ISNE | IPP Non-CHP | GEN1 |  | 10.5 | 10.5 | 10.5 | Conventional Hydroelectric | WAT | HY | 1986 |  |  | (OP) Operating | [8 empty] | 44.6328 | -71.2474 | 0 | 0 | #DIV/0! | 0%
| Generate Capital | 62156 | Pool Brook Rd Community Solar Farm | NY | Otsego | NYIS | IPP Non-CHP | 15 |  | 2 | 2 | 2 | Solar Photovoltaic | SUN | PV | 2019 |  |  | (OP) Operating |  | 4 | [6 empty] | 42.5422 | -75.0834 | 0 | 0 | #DIV/0! | 0%
| Southern California Edison Co | 353 | Poole | CA | Mono | CISO | Electric Utility | 1 |  | 11.3 | 11.3 | 11.3 | Conventional Hydroelectric | WAT | HY | 1924 |  |  | (OP) Operating | [8 empty] | 37.9442 | -119.2161 | 0 | 0 | #DIV/0! | 0%
| Cypress Creek Renewables | 61542 | PopeSun CSG, LLC | MN | Pope | MISO | IPP Non-CHP | GEN1 |  | 5 | 5 | 5 | Solar Photovoltaic | SUN | PV | 2017 |  |  | (OP) Operating |  | 6.2 | [6 empty] | 45.6434 | -95.5262 | 0 | 0 | #DIV/0! | 0%
| IPA Operations Inc - Calumet | 55296 | Calumet Energy Team LLC | IL | Cook | PJM | IPP Non-CHP | CT11 |  | 312.8 | 326.1 | 352 | Natural Gas Fired Combustion Turbine | NG | GT | 2002 |  |  | (OP) Operating | [8 empty] | 41.6835 | -87.5563 | 5451.35 | 57073.261 | 10.4696 | 0.1835%
| Greenbacker Renewable Energy Corporation | 66995 | Popple Creek (Clark 1) | WI | Clark | MISO | IPP Non-CHP | 715 |  | 2 | 2 | 2 | Solar Photovoltaic | SUN | PV | 2024 |  |  | (OP) Operating |  | 2.46 | [6 empty] | 44.8951 | -90.442 | 0 | 0 | #DIV/0! | 0%
| Utility Board of Key West City | 6584 | Stock Island | FL | Monroe | FMPP | Electric Utility | EP2 |  | 126.5 | 114.5 | 114.5 | Petroleum Liquids | DFO | IC | 1996.5714 |  |  | (OP) Operating | [8 empty] | 24.5633 | -81.7342 | 1852.15 | 19229.879 | 10.3825 | 0.1847%
| Great River Energy | 6824 | St Bonifacius | MN | Carver | MISO | Electric Utility | 1 |  | 61.2 | 66.3 | 74.5 | Petroleum Liquids | DFO | GT | 1978 |  |  | (OP) Operating | [8 empty] | 44.905 | -93.8208 | 1183.92 | 33361 | 28.1784 | 0.192%
| Kaieie Waho Company LLC | 58549 | Port Allen Solar | HI | Kauai |  | IPP Non-CHP | 1 |  | 6 | 6 | 6 | Solar Photovoltaic | SUN | PV | 2012 |  |  | (OP) Operating |  | 7.2 | [6 empty] | 21.9019 | -159.5817 | 0 | 0 | #DIV/0! | 0%
| MPH Cross Island Power | 55787 | Shoreham Energy LLC | NY | Suffolk | NYIS | IPP Non-CHP | CT01 |  | 100 | 85 | 94 | Petroleum Liquids | KER | GT | 2002 |  |  | (OP) Operating | [8 empty] | 40.9571 | -72.8659 | 1505.98 | 14916.499 | 9.9048 | 0.1921%
| U S Power Generating Company LLC | 2494 | Gowanus Gas Turbines Generating | NY | Kings | NYIS | IPP Non-CHP | GT11 |  | 640 | 580.2 | 757.7 | Petroleum Liquids | DFO | GT | 1971 |  |  | (OP) Operating | [8 empty] | 40.6635 | -74.0051 | 11322.6 | 191479.7 | 16.9113 | 0.1932%
| Massachusetts Bay Trans Auth | 10176 | M Street Jet | MA | Suffolk | ISNE | IPP Non-CHP | NO.6 |  | 69 | 50 | 68 | Petroleum Liquids | KER | GT | 1979 |  |  | (OP) Operating | [8 empty] | 42.3394 | -71.0314 | 1041.02 | 13650.2 | 13.1123 | 0.2014%
| Domtar Industries Inc | 54103 | Port Edwards Mill | WI | Wood | MISO | Industrial Non-CHP | HG1 |  | 6.7 | 6.6 | 6.4 | Conventional Hydroelectric | WAT | HY | 1929.7273 |  |  | (OP) Operating | [8 empty] | 44.3364 | -89.8672 | 0 | 0 | #DIV/0! | 0%
| Union Electric Co - (MO) | 6652 | Moreau | MO | Cole | MISO | Electric Utility | 1 |  | 60.8 | 54 | 69 | Petroleum Liquids | DFO | GT | 1978 |  |  | (OP) Operating | [8 empty] | 38.5557 | -92.1023 | 1129.05 | 24948.2 | 22.0966 | 0.2096%
| Northern States Power Co - Minnesota | 4005 | French Island | WI | La Crosse | MISO | Electric Utility | 1 |  | 188 | 135 | 175 | Wood/Wood Waste Biomass | WDS | ST | 1959 | 6 | 2030 | (OP) Operating | [8 empty] | 43.8292 | -91.2597 | 2912.65 | 42843.2 | 14.7094 | 0.2145%
| Lyonsdale Hydroelectric Co., Inc. | 10817 | Port Leyden Hydroelectric Project | NY | Lewis | NYIS | IPP Non-CHP | GEN1 |  | 1 | 1 | 1 | Conventional Hydroelectric | WAT | HY | 1985 |  |  | (OP) Operating | [8 empty] | 43.5836 | -75.3392 | 0 | 0 | #DIV/0! | 0%
| Hutchinson Utilities Comm | 6358 | Hutchinson Plant #2 | MN | McLeod | MISO | Electric Utility | 2 | CC1 | 90.5 | 73 | 75.3 | Natural Gas Fired Combined Cycle | NG | CT | 1996.3333 |  |  | (OP) Operating | [8 empty] | 44.8889 | -94.3494 | 1397.6 | 16152.45 | 11.5573 | 0.2152%
| Los Angeles Department of Water & Power | 61319 | Port of LA Solar FiT Project | CA | Los Angeles | LDWP | IPP Non-CHP | W4885 |  | 1.1 | 1.1 | 1.1 | Solar Photovoltaic | SUN | PV | 2015 |  |  | (OP) Operating |  | 1.2 | [6 empty] | 33.728 | -118.28 | 0 | 0 | #DIV/0! | 0%
| Prologis Logistics Services Incorporated | 67068 | Port Reading 8 Solar | NJ | Middlesex | PJM | IPP Non-CHP | NJ008 |  | 1.4 | 1.4 | 1.4 | Solar Photovoltaic | SUN | PV | 2022 |  |  | (OP) Operating |  | 2 | [6 empty] | 40.565 | -74.218 | 0 | 0 | #DIV/0! | 0%
| Consolidated Edison Solutions Inc. | 58647 | Port Richmond WWT Solar | NY | Richmond | NYIS | IPP Non-CHP | 1 |  | 1 | 1 | 1 | Solar Photovoltaic | SUN | PV | 2015 |  |  | (OP) Operating |  | 1.9 | [6 empty] | 40.6381 | -74.1261 | 0 | 0 | #DIV/0! | 0%
| Lanyard Power Holdings, LLC | 1573 | Morgantown Generating Plant | MD | Charles | PJM | IPP Non-CHP | 3 |  | 130 | 108 | 118 | Petroleum Liquids | DFO | GT | 1973 |  |  | (OP) Operating | [8 empty] | 38.3592 | -76.9767 | 2241.59 | 31099.8 | 13.874 | 0.2265%
| Tolna Power, LLC | 3116 | Tolna | PA | York | PJM | IPP Non-CHP | 1 |  | 54 | 41.2 | 50 | Petroleum Liquids | DFO | GT | 1972 |  |  | (OP) Operating | [8 empty] | 39.7606 | -76.6353 | 907.54 | 16005 | 17.6356 | 0.2272%
| Luminant Dick's Creek | 2831 | Dick's Creek | OH | Butler | PJM | IPP Non-CHP | 1 |  | 159.1 | 136.2 | 172.3 | Natural Gas Fired Combustion Turbine | NG | GT | 1968 |  |  | (OP) Operating | [8 empty] | 39.465 | -84.3778 | 3139.95 | 86019 | 27.395 | 0.2324%
| Granite Shore Power | 2362 | Lost Nation | NH | Coos | ISNE | IPP Non-CHP | GT1 |  | 18 | 14 | 18.1 | Petroleum Liquids | DFO | GT | 1969 |  |  | (OP) Operating | [8 empty] | 44.5951 | -71.4944 | 359 | 11960 | 33.3148 | 0.2553%
| Kimura Power LLC | 2848 | O H Hutchings | OH | Montgomery | PJM | IPP Non-CHP | 7 |  | 32.6 | 25.2 | 29.9 | Natural Gas Fired Combustion Turbine | NG | GT | 1968 |  |  | (OP) Operating | [8 empty] | 39.6088 | -84.2921 | 625 | 13950 | 22.32 | 0.259%
| Wisconsin Power & Light Co | 65530 | Portage Industrial Battery | WI | Columbia | MISO | Electric Utility | BESS1 |  | 5 | 5 | 5 | Batteries | MWH | BA | 2022 |  |  | (OP) Operating | 10 | [7 empty] | 43.5521 | -89.4877 | 0 | 0 | #DIV/0! | 0%
| Ecos Energy LLC | 60046 | Portage Solar | IN | Porter | MISO | IPP Non-CHP | PV7 |  | 1.5 | 1.5 | 1.5 | Solar Photovoltaic | SUN | PV | 2012 |  |  | (OP) Operating |  | 2 | [6 empty] | 41.5611 | -87.1555 | 0 | 0 | #DIV/0! | 0%
| Portage Solar Plant | 67597 | Portage Solar Plant | WI | Columbia | MISO | IPP Non-CHP | PG329 |  | 11.8 | 10 | 10 | Solar Photovoltaic | SUN | PV | 2023 |  |  | (OP) Operating |  | 14.8 | [6 empty] | 43.6071 | -89.2434 | 0 | 0 | #DIV/0! | 0%
| Southern California Edison Co | 354 | Portal | CA | Fresno | CISO | Electric Utility | 1 |  | 10.8 | 10.8 | 10.8 | Conventional Hydroelectric | WAT | HY | 1956 |  |  | (OP) Operating | [8 empty] | 37.257 | -119.1589 | 0 | 0 | #DIV/0! | 0%
| Portal Ridge Solar, LLC | 60310 | Portal Ridge Solar B, LLC | CA | Los Angeles | CISO | IPP Non-CHP | GEN01 |  | 20 | 20 | 20 | Solar Photovoltaic | SUN | PV | 2017 |  |  | (OP) Operating |  | 25 | [6 empty] | 34.7165 | -118.2821 | 0 | 0 | #DIV/0! | 0%
| Portal Ridge Solar, LLC | 60311 | Portal Ridge Solar C, LLC | CA | Los Angeles | CISO | IPP Non-CHP | GEN01 |  | 11.4 | 11.4 | 11.4 | Solar Photovoltaic | SUN | PV | 2017 |  |  | (OP) Operating |  | 13.8 | [6 empty] | 34.7141 | -118.2739 | 0 | 0 | #DIV/0! | 0%
| Cypress Creek Renewables | 59504 | Porter Solar | NC | Craven | CPLE | IPP Non-CHP | PV1 |  | 5 | 5 | 5 | Solar Photovoltaic | SUN | PV | 2015 |  |  | (OP) Operating |  | 6 | [6 empty] | 35.2167 | -77.0743 | 0 | 0 | #DIV/0! | 0%
| Porter Solar, LLC | 65937 | Porter Solar, LLC (TX) | TX | Denton | ERCO | IPP Non-CHP | PORTR |  | 245 | 245 | 245 | Solar Photovoltaic | SUN | PV | 2024 |  |  | (OP) Operating |  | 305 | [6 empty] | 33.3104 | -97.3698 | 0 | 0 | #DIV/0! | 0%
| AEP Onsite Partners, LLC | 61500 | Porter Way Community Solar Garden | MN | Carver | MISO | IPP Non-CHP | PV1 |  | 3 | 3 | 3 | Solar Photovoltaic | SUN | PV | 2018 |  |  | (OP) Operating |  | 3.9 | [6 empty] | 44.851 | -93.7784 | 0 | 0 | #DIV/0! | 0%
| UPC Power Solutions | 56560 | Porterhouse Wind (4) LLC | TX | Hansford | SWPP | IPP Non-CHP | JDW4 |  | 79.8 | 79.8 | 79.8 | Onshore Wind Turbine | WND | WT | 2008 |  |  | (OP) Operating | [8 empty] | 36.4144 | -101.3864 | 0 | 0 | #DIV/0! | 0%
| Arevon Energy, Inc. | 59219 | Porterville 6 and 7 | CA | Tulare | CISO | IPP Non-CHP | PV1 |  | 3 | 3 | 3 | Solar Photovoltaic | SUN | PV | 2014 |  |  | (OP) Operating |  | 1.8 | [6 empty] | 36.05 | -119.02 | 0 | 0 | #DIV/0! | 0%
| Altus Power America Management, LLC | 58309 | Porterville Solar | CA | Tulare | CISO | IPP Non-CHP | 1 |  | 3.5 | 3.5 | 3.5 | Solar Photovoltaic | SUN | PV | 2014 |  |  | (OP) Operating |  | 1.2 | [6 empty] | 36.1028 | -119.0397 | 0 | 0 | #DIV/0! | 0%
| Granite Shore Power | 2369 | White Lake | NH | Carroll | ISNE | IPP Non-CHP | GT1 |  | 18.6 | 17.5 | 22.4 | Petroleum Liquids | JF | GT | 1968 |  |  | (OP) Operating | [8 empty] | 43.8478 | -71.2069 | 480 | 14935.8 | 31.1162 | 0.2747%
| Solar Planet Power | 67479 | Portland SP | NY | Chautauqua | NYIS | IPP Non-CHP | PORT1 |  | 2.5 | 2.5 | 2.5 | Solar Photovoltaic | SUN | PV | 2023 |  |  | (OP) Operating |  | 2.6 | [6 empty] | 42.391 | -79.4275 | 0 | 0 | #DIV/0! | 0%
| Prologis Logistics Services Incorporated | 67064 | Ports Jersey City Solar | NJ | Hudson | PJM | IPP Non-CHP | NJ001 |  | 3 | 3 | 3 | Solar Photovoltaic | SUN | PV | 2020 |  |  | (OP) Operating |  | 4.2 | [6 empty] | 40.734 | -74.087 | 0 | 0 | #DIV/0! | 0%
| Prologis Logistics Services Incorporated | 67063 | Ports Newark 8201 Solar | NJ | Essex | PJM | IPP Non-CHP | NJ201 |  | 1.4 | 1.4 | 1.4 | Solar Photovoltaic | SUN | PV | 2022 |  |  | (OP) Operating |  | 1.9 | [6 empty] | 40.6916 | -74.1965 | 0 | 0 | #DIV/0! | 0%
| Lincoln Electric System | 2250 | J Street | NE | Lancaster | SWPP | Electric Utility | 1 |  | 27 | 30.1 | 31.7 | Natural Gas Fired Combustion Turbine | NG | GT | 1972 |  |  | (OP) Operating | [8 empty] | 40.8079 | -96.7107 | 748.66 | 14011.1 | 18.7149 | 0.2766%
| Axium Arizona Renewables, LLC | 57318 | Poseidon Solar, LLC | AZ | GILA | SRP | IPP Non-CHP | 1 |  | 20 | 20 | 20 | Solar Photovoltaic | SUN | PV | 2011 |  |  | (OP) Operating |  | 23.7 | [6 empty] | 33.1606 | -111.484 | 0 | 0 | #DIV/0! | 0%
| Axium Arizona Renewables, LLC | 57379 | Poseidon Wind, LLC | AZ | Navajo | AZPS | IPP Non-CHP | 1 |  | 65.1 | 65.1 | 65.1 | Onshore Wind Turbine | WND | WT | 2010 |  |  | (OP) Operating | [8 empty] | 34.6062 | -110.1734 | 0 | 0 | #DIV/0! | 0%
| Consolidated Edison Co-NY Inc | 2503 | 59th Street | NY | New York | NYIS | Electric Utility | GT1 |  | 17.1 | 14.5 | 16.5 | Natural Gas Fired Combustion Turbine | NG | GT | 1969 |  |  | (OP) Operating | [8 empty] | 40.7713 | -73.9912 | 406 | 2873374.05 | 7077.276 | 0.299%
| Avista Corp | 835 | Post Falls | ID | Kootenai | AVA | Electric Utility | 1 |  | 14.5 | 17.5 | 18 | Conventional Hydroelectric | WAT | HY | 1918.8333 |  |  | (OP) Operating | [8 empty] | 47.7033 | -116.9539 | 0 | 0 | #DIV/0! | 0%
| Mesquite Wind LLC | 56483 | Post Oak Wind LLC | TX | Shackelford | ERCO | IPP Non-CHP | 1 |  | 200 | 200 | 200 | Onshore Wind Turbine | WND | WT | 2008 |  |  | (OP) Operating | [8 empty] | 32.5144 | -99.6564 | 0 | 0 | #DIV/0! | 0%
| Pattern Operators LP | 57678 | Post Rock Wind Power Project, LLC | KS | Ellsworth | SWPP | IPP Non-CHP | 1 |  | 201 | 201 | 201 | Onshore Wind Turbine | WND | WT | 2012 |  |  | (OP) Operating | [8 empty] | 38.8417 | -98.2994 | 0 | 0 | #DIV/0! | 0%
| FPL Energy Red Canyon LLC | 56457 | Post Wind Farm LP | TX | Borden | ERCO | IPP Non-CHP | 1 |  | 84 | 84 | 84 | Onshore Wind Turbine | WND | WT | 2006 |  |  | (OP) Operating | [8 empty] | 32.9254 | -101.2194 | 0 | 0 | #DIV/0! | 0%
| Wisconsin Public Service Corp | 4071 | Potato Rapids | WI | Marinette | MISO | Electric Utility | 1 |  | 1.3 | 1.3 | 1.3 | Conventional Hydroelectric | WAT | HY | 1922.6667 |  |  | (OP) Operating | [8 empty] | 45.1136 | -87.7586 | 0 | 0 | #DIV/0! | 0%
| Ormond Beach Power, LLC | 350 | Ormond Beach | CA | Ventura | CISO | IPP Non-CHP | 1 |  | 1612 | 1491 | 1491 | Natural Gas Steam Turbine | NG | ST | 1972 | 1 | 2027 | (OP) Operating | [8 empty] | 34.1292 | -119.1689 | 41411.59 | 584420.371 | 14.1125 | 0.3171%
| Columbia Basin Hydropower | 56697 | Potholes East Canal 66.0 | WA | Franklin | BPAT | Electric Utility | 1 |  | 2.3 | 2.3 | 0 | Conventional Hydroelectric | WAT | HY | 1985 |  |  | (OP) Operating | [8 empty] | 46.3785 | -119.2544 | 0 | 0 | #DIV/0! | 0%
| National Grid Generation LLC | 2514 | Glenwood | NY | Nassau | NYIS | Electric Utility | GT2 |  | 110 | 104.1 | 123.7 | Petroleum Liquids | DFO | GT | 1972 |  |  | (OP) Operating | [8 empty] | 40.8271 | -73.6475 | 3188 | 46196.2 | 14.4907 | 0.3195%
| NAES Corporation - (DE) | 7318 | Van Sant Station | DE | Kent | PJM | IPP Non-CHP | 1 |  | 45.1 | 42 | 42 | Natural Gas Fired Combustion Turbine | NG | GT | 1991 |  |  | (OP) Operating | [8 empty] | 39.145 | -75.5482 | 1260.35 | 18066.342 | 14.3344 | 0.3426%
| National Grid Generation LLC | 7146 | Wading River | NY | Suffolk | NYIS | Electric Utility | 02 |  | 238.5 | 240.6 | 296.5 | Petroleum Liquids | DFO | GT | 1989 |  |  | (OP) Operating | [8 empty] | 40.9569 | -72.8774 | 8154.81 | 113626.501 | 13.9337 | 0.3466%
| Pacific Gas & Electric Co. | 274 | Potter Valley | CA | Mendocino | CISO | Electric Utility | 1 |  | 9.4 | 9.2 | 9.2 | Conventional Hydroelectric | WAT | HY | 1922 |  |  | (OS) Out of service and NOT expected to return to service in next calendar year | [8 empty] | 39.3618 | -123.1279 | 0 | 0 | #DIV/0! | 0%
| Wisconsin Power & Light Co | 7203 | South Fond Du Lac | WI | Fond Du Lac | MISO | Electric Utility | CT1 |  | 381.6 | 327.8 | 408 | Natural Gas Fired Combustion Turbine | NG | GT | 1994.25 |  |  | (OP) Operating | [8 empty] | 43.7353 | -88.4967 | 11712.54 | 203521.122 | 17.3763 | 0.3634%
| Red Toad Powatan Phase 2 LLC | 64035 | Powatan Road Solar | NC | Johnston | CPLE | IPP Non-CHP | POWTN |  | 2 | 2 | 2 | Solar Photovoltaic | SUN | PV | 2020 |  |  | (OP) Operating |  | 2.8 | [6 empty] | 35.6021 | -78.3721 | 0 | 0 | #DIV/0! | 0%
| LSE Delphinus LLC | 67422 | Powder Hill | CT | Hartford | ISNE | IPP Non-CHP | POW20 |  | 2 | 2 | 2 | Solar Photovoltaic | SUN | PV | 2020 |  |  | (OP) Operating |  | 3 | [6 empty] | 41.9761 | -72.5338 | 0 | 0 | #DIV/0! | 0%
| Avangrid Power LLC | 65997 | Powell Creek Solar | OH | Putnam | PJM | IPP Non-CHP | PCS1 |  | 150 | 150 | 150 | Solar Photovoltaic | SUN | PV | 2025 |  |  | (OP) Operating | [8 empty] | 41.0929 | -84.1161 | 0 | 0 | #DIV/0! | 0%
| Central Iowa Power Cooperative | 1206 | Summit Lake | IA | Union | MISO | Electric Utility | GT1 |  | 118.7 | 111.8 | 122.9 | Natural Gas Fired Combustion Turbine | NG | GT | 2002.2 |  |  | (OP) Operating | [8 empty] | 41.1136 | -94.3472 | 3838.76 | 70490.2 | 18.3628 | 0.3734%
| Powells Creek Farm Solar, LLC | 65305 | Powells Creek Solar - Hybrid | VA | Halifax | PJM | IPP Non-CHP | SOLAR |  | 70 | 70 | 70 | Solar Photovoltaic | SUN | PV | 2023 |  |  | (OP) Operating |  | 94.5 | [6 empty] | 36.5547 | -79.0286 | 0 | 0 | #DIV/0! | 0%
| Power County Wind Park North LLC | 57761 | Power County Wind Park North | ID | Power | PACE | IPP Non-CHP | PCWPN |  | 22.5 | 22.5 | 22.5 | Onshore Wind Turbine | WND | WT | 2011 |  |  | (OP) Operating | [8 empty] | 42.7389 | -112.7486 | 0 | 0 | #DIV/0! | 0%
| Power County Wind Park South LLC | 57760 | Power County Wind Park South | ID | Power | PACE | IPP Non-CHP | PCWPS |  | 22.5 | 22.5 | 22.5 | Onshore Wind Turbine | WND | WT | 2011 |  |  | (OP) Operating | [8 empty] | 42.7033 | -112.7578 | 0 | 0 | #DIV/0! | 0%
| Cordova Electric Coop, Inc | 7862 | Power Creek | AK | Valdez Cordova |  | Electric Utility | 4 |  | 6 | 5.6 | 5.4 | Conventional Hydroelectric | WAT | HY | 2001 |  |  | (OP) Operating | [8 empty] | 60.5887 | -145.6045 | 0 | 0 | #DIV/0! | 0%
| Tucson Electric Power Co | 124 | Demoss Petrie | AZ | Pima | TEPC | Electric Utility | GT2 |  | 85 | 75 | 77.4 | Natural Gas Fired Combustion Turbine | NG | GT | 2001 |  |  | (OP) Operating | [8 empty] | 32.2523 | -110.9921 | 2528.75 | 33993.942 | 13.443 | 0.3788%
| Montana-Dakota Utilities Co | 2176 | Glendive GT | MT | Dawson | MISO | Electric Utility | GT-2 |  | 83.7 | 74.9 | 84.1 | Natural Gas Fired Combustion Turbine | NG | GT | 1991 |  |  | (OP) Operating | [8 empty] | 47.0539 | -104.74 | 2661.38 | 33402.011 | 12.5506 | 0.3822%
| Lincoln Operating Services, LLC | 55109 | MRP Rocky Road LLC | IL | Kane | PJM | IPP Non-CHP | T4 |  | 415.5 | 335.6 | 396.6 | Natural Gas Fired Combustion Turbine | NG | GT | 1999.25 |  |  | (OP) Operating | [8 empty] | 42.0931 | -88.2397 | 12562.95 | 155152.321 | 12.35 | 0.3917%
| PowerFin ASL 1, LLC | 61700 | PowerFin Kingsbery | TX | Travis | ERCO | IPP Non-CHP | PFPKB |  | 2.6 | 2.6 | 2.6 | Solar Photovoltaic | SUN | PV | 2018 |  |  | (OP) Operating |  | 3.1 | [6 empty] | 30.2659 | -97.6849 | 0 | 0 | #DIV/0! | 0%
| Oswego Harbor Power | 2594 | Oswego Harbor Power | NY | Oswego | NYIS | IPP Non-CHP | ST5 |  | 1803.6 | 1610.6 | 1633 | Petroleum Liquids | RFO | ST | 1977 |  |  | (OP) Operating | [8 empty] | 43.4586 | -76.5319 | 56780.53 | 660234.42 | 11.6278 | 0.3997%
| Georgia Power Co | 7348 | Robins | GA | Houston | SOCO | Electric Utility | 1 |  | 183.8 | 160 | 186 | Petroleum Liquids | DFO | GT | 1995 |  |  | (OP) Operating | [8 empty] | 32.5792 | -83.5822 | 6076 | 68423.8 | 11.2613 | 0.4009%
| AES Distributed Energy | 58611 | Powhatan Solar Power Generation Station | CA | San Bernardino | CISO | IPP Non-CHP | 1 |  | 1.5 | 1.5 | 1.5 | Solar Photovoltaic | SUN | PV | 2013 |  |  | (OP) Operating |  | 1.9 | [6 empty] | 34.4969 | -117.145 | 0 | 0 | #DIV/0! | 0%
| esVolta LP | 60760 | PPA Grand | CA | Orange | CISO | IPP Non-CHP | PE101 |  | 2 | 2 | 2 | Batteries | MWH | BA | 2016 |  |  | (OP) Operating | 8 | [7 empty] | 33.691 | -117.833 | 0 | 0 | #DIV/0! | 0%
| Tenaska Georgia Partners LP | 55061 | Tenaska Georgia Generation Facility | GA | Heard | SOCO | IPP Non-CHP | GTG1 |  | 1099.2 | 945 | 945 | Natural Gas Fired Combustion Turbine | NG | GT | 2001.5 |  |  | (OP) Operating | [8 empty] | 33.3516 | -84.9996 | 34063.63 | 372309.46 | 10.9298 | 0.4115%
| Devon Power LLC | 544 | Devon Station | CT | New Haven | ISNE | IPP Non-CHP | 10 |  | 222.6 | 132.4 | 175.6 | Petroleum Liquids | KER | GT | 1993.8 |  |  | (OP) Operating | [8 empty] | 41.2098 | -73.109 | 5830.12 | 65244.152 | 11.1909 | 0.4322%
| Westlake 2 US LLC | 50487 | PPG Powerhouse A | LA | Calcasieu | MISO | Industrial Non-CHP | A1 |  | 52.5 | 52.5 | 52.5 | All Other | PUR | ST | 1947.2 |  |  | (OS) Out of service and NOT expected to return to service in next calendar year | [8 empty] | 30.2251 | -93.2813 | 0 | 0 | #DIV/0! | 0%
| National Grid Generation LLC | 8007 | Holtsville | NY | Suffolk | NYIS | Electric Utility | 1 |  | 567 | 532.3 | 649.2 | Petroleum Liquids | KER | GT | 1974.5 |  |  | (OP) Operating | [8 empty] | 40.817 | -73.0663 | 23007 | 343791.9 | 14.9429 | 0.4446%
| Westlake 2 US LLC | 50488 | PPG Riverside | LA | Calcasieu | MISO | Industrial Non-CHP | GEN1 |  | 162 | 103 | 110 | All Other | PUR | ST | 1955.3333 |  |  | (OS) Out of service and NOT expected to return to service in next calendar year | [8 empty] | 30.2217 | -93.2807 | 0 | 0 | #DIV/0! | 0%
| NextEra Renewable Fuels, LLC | 57182 | PPL Frey Farm Landfill Wind | PA | Lancaster | PJM | IPP Non-CHP | 1 |  | 3.2 | 3.2 | 3.2 | Onshore Wind Turbine | WND | WT | 2011 |  |  | (OP) Operating | [8 empty] | 39.9592 | -76.4556 | 0 | 0 | #DIV/0! | 0%
| NextEra Renewable Fuels, LLC | 56889 | PPL Renewable Energy Merck Solar | NJ | Union | PJM | IPP Non-CHP | GEN 1 |  | 1.7 | 1.7 | 1.7 | Solar Photovoltaic | SUN | PV | 2009 |  |  | (OP) Operating |  | 1.8 | [6 empty] | 40.7274 | -74.3783 | 0 | 0 | #DIV/0! | 0%
| Danskammer Energy | 2480 | Danskammer Generating Station | NY | Orange | NYIS | IPP Non-CHP | 1 |  | 537.4 | 502.3 | 505.1 | Natural Gas Steam Turbine | NG | ST | 1960.8333 |  |  | (OP) Operating | [8 empty] | 41.5734 | -73.9646 | 19715.96 | 221311.148 | 11.225 | 0.4468%
| Altus Power America Management, LLC | 64846 | Prairie | CA | Los Angeles | LDWP | IPP Non-CHP | PR000 |  | 1.8 | 1.8 | 1.8 | Solar Photovoltaic | SUN | PV | 2021 |  |  | (OP) Operating |  | 2 | [6 empty] | 34.2392 | -118.5836 | 0 | 0 | #DIV/0! | 0%
| Interstate Power and Light Co | 1104 | Burlington (IA) | IA | Des Moines | MISO | Electric Utility | 1 |  | 290.8 | 177.5 | 179.8 | Natural Gas Steam Turbine | NG | ST | 1989.4 |  |  | (OP) Operating | [8 empty] | 40.7412 | -91.1167 | 7088.55 | 71787.793 | 10.1273 | 0.453%
| SunEdison LLC | 58322 | Prairie Breeze | NE | Antelope | SWPP | IPP Non-CHP | 1 |  | 206.5 | 200.6 | 200.6 | Onshore Wind Turbine | WND | WT | 2014 |  |  | (OP) Operating | [8 empty] | 41.9517 | -98.0767 | 0 | 0 | #DIV/0! | 0%
| Invenergy Services LLC | 60262 | Prairie Breeze II | NE | Antelope | SWPP | IPP Non-CHP | GEN1 |  | 73.4 | 73.4 | 73.4 | Onshore Wind Turbine | WND | WT | 2015 |  |  | (OP) Operating | [8 empty] | 41.9877 | -98.2104 | 0 | 0 | #DIV/0! | 0%
| Invenergy Services LLC | 60314 | Prairie Breeze III | NE | Antelope | SWPP | IPP Non-CHP | GEN1 |  | 35.8 | 35.8 | 35.8 | Onshore Wind Turbine | WND | WT | 2016 |  |  | (OP) Operating | [8 empty] | 41.9877 | -98.2104 | 0 | 0 | #DIV/0! | 0%
| Whetstone Power Operations LLC | 68058 | Prairie Center Energy LLC | CO | Adams | WACM | IPP Non-CHP | PCEBS |  | 35.4 | 33.7 | 33.7 | Batteries | MWH | BA | 2024 |  |  | (OP) Operating | 235 | [7 empty] | 39.9303 | -104.7943 | 0 | 0 | #DIV/0! | 0%
| Long Beach Generation LLC | 341 | Long Beach Generation LLC | CA | Los Angeles | CISO | IPP Non-CHP | CT1 |  | 252 | 260 | 260 | Natural Gas Fired Combustion Turbine | NG | GT | 1976 |  |  | (OP) Operating | [8 empty] | 33.7641 | -118.2248 | 10372.81 | 172053.743 | 16.587 | 0.4554%
| Florida Power & Light Co | 65868 | Prairie Creek FL | FL | DeSoto | FPL | Electric Utility | 1 |  | 74.5 | 74.5 | 74.5 | Solar Photovoltaic | SUN | PV | 2024 |  |  | (OP) Operating |  | 104.3 | [6 empty] | 27.0742 | -81.6966 | 0 | 0 | #DIV/0! | 0%
| Sol Systems | 66826 | Prairie Creek Solar | IL | Morgan | MISO | IPP Non-CHP | PC923 |  | 30 | 30 | 30 | Solar Photovoltaic | SUN | PV | 2023 |  |  | (OP) Operating |  | 36.8 | [6 empty] | 39.8061 | -90.2244 | 0 | 0 | #DIV/0! | 0%
| Wisconsin Power & Light Co | 4056 | Prairie Du Sac | WI | Sauk | MISO | Electric Utility | 1 | B061 | 33.4 | 29 | 29 | Conventional Hydroelectric | WAT | HY | 1928.5 |  |  | (OP) Operating | [8 empty] | 43.3099 | -89.7278 | 0 | 0 | #DIV/0! | 0%
| Tucson Electric Power Co | 58171 | Prairie Fire | AZ | Pima | TEPC | Electric Utility | GEN1 |  | 4.5 | 4.5 | 4.5 | Solar Photovoltaic | SUN | PV | 2012 |  |  | (OP) Operating |  | 5 | [6 empty] | 32.1164 | -110.82 | 0 | 0 | #DIV/0! | 0%
| Engie North America | 63100 | Prairie Hill Wind Project | TX | Limestone | ERCO | IPP Non-CHP | WTG |  | 300 | 300 | 300 | Onshore Wind Turbine | WND | WT | 2020 |  |  | (OP) Operating | [8 empty] | 31.5499 | -96.9041 | 0 | 0 | #DIV/0! | 0%
| FPL Energy Wyman LLC | 1507 | William F Wyman Hybrid | ME | Cumberland | ISNE | IPP Non-CHP | 1 |  | 862.7 | 827.1 | 838.1 | Petroleum Liquids | RFO | ST | 1974.8 |  |  | (OP) Operating | [8 empty] | 43.7508 | -70.1567 | 34077.32 | 427444.947 | 12.5434 | 0.4672%
| Northern States Power Co - Minnesota | 1925 | Prairie Island | MN | Goodhue | MISO | Electric Utility | 1 |  | 1186.2 | 1040 | 1092 | Nuclear | NUC | ST | 1974 |  |  | (OP) Operating | [8 empty] | 44.622 | -92.6333 | 0 | 0 | #DIV/0! | 0%
| Prairie Mist Solar Project, LLC | 66625 | Prairie Mist Solar | AR | Ashley | MISO | IPP Non-CHP | 78661 |  | 109.2 | 100 | 100 | Solar Photovoltaic | SUN | PV | 2024 |  |  | (OP) Operating |  | 140.91 | [6 empty] | 33.2554 | -91.6689 | 0 | 0 | #DIV/0! | 0%
| Prairie Queen Wind Farm LLC | 62488 | Prairie Queen Wind Farm | KS | Allen | SWPP | IPP Non-CHP | WT |  | 199.3 | 199.3 | 199.3 | Onshore Wind Turbine | WND | WT | 2019 |  |  | (OP) Operating | [8 empty] | 37.9788 | -95.2244 | 0 | 0 | #DIV/0! | 0%
| ALLETE, Inc. | 378 | Prairie River | MN | Itasca | MISO | Electric Utility | 1 |  | 1 | 0.7 | 0.7 | Conventional Hydroelectric | WAT | HY | 1920 |  |  | (OP) Operating | [8 empty] | 47.2872 | -93.4983 | 0 | 0 | #DIV/0! | 0%
| Lightsource Renewable Energy Asset Management, LLC | 65976 | Prairie Ronde Solar Farm | LA | St Landry | MISO | IPP Non-CHP | LAPR1 |  | 135 | 135 | 135 | Solar Photovoltaic | SUN | PV | 2024 |  |  | (OP) Operating |  | 168.75 | [6 empty] | 30.61 | -92.17 | 0 | 0 | #DIV/0! | 0%
| Enel Green Power NA, Inc. | 57644 | Prairie Rose Wind Farm | MN | Rock | MISO | IPP Non-CHP | PR1 |  | 200 | 200 | 200 | Onshore Wind Turbine | WND | WT | 2012 |  |  | (OP) Operating | [8 empty] | 43.8282 | -96.3216 | 0 | 0 | #DIV/0! | 0%
| Kansas Electric Power Coop Inc | 61798 | Prairie Sky Solar Farm | KS | Butler | SWPP | Electric Utility | 1 |  | 1 | 1 | 1 | Solar Photovoltaic | SUN | PV | 2017 |  |  | (OP) Operating |  | 1.4 | [6 empty] | 37.7517 | -97.0745 | 0 | 0 | #DIV/0! | 0%
| High Prairie Wind Farm II LLC | 56494 | Prairie Star Wind Farm | MN | Mower | MISO | IPP Non-CHP | HP2 |  | 100.7 | 100.7 | 100.7 | Onshore Wind Turbine | WND | WT | 2007 |  |  | (OP) Operating | [8 empty] | 43.6861 | -92.6272 | 0 | 0 | #DIV/0! | 0%
| Hazleton Generation LLC | 10870 | Hazelton | PA | Luzerne | PJM | IPP Non-CHP | GEN1 |  | 171.5 | 145.6 | 150.9 | Natural Gas Fired Combustion Turbine | NG | GT | 1998.75 |  |  | (SB) Standby/Backup: available for service but not normally used | [8 empty] | 40.9282 | -76.0409 | 6281.67 | 82623.376 | 13.1531 | 0.4837%
| Prairie State Solar, LLC | 62420 | Prairie State Solar Project | IL | Perry | MISO | IPP Non-CHP | PSS01 |  | 99 | 99 | 99 | Solar Photovoltaic | SUN | PV | 2021 |  |  | (OP) Operating |  | 132.3 | [6 empty] | 38.2083 | -89.5792 | 0 | 0 | #DIV/0! | 0%
| City of Kansas City - (KS) | 1295 | Quindaro | KS | Wyandotte | SWPP | Electric Utility | GT2 |  | 382.7 | 251 | 251 | Petroleum Liquids | DFO | GT | 1971.75 |  |  | (OP) Operating | [8 empty] | 39.1492 | -94.6381 | 10816.41 | 247880.1 | 22.917 | 0.4919%
| MidAmerican Energy Co | 60873 | Prairie Wind Farm | IA | Mahaska | MISO | Electric Utility | PWE |  | 168 | 169 | 169 | Onshore Wind Turbine | WND | WT | 2018 |  |  | (OP) Operating | [8 empty] | 41.4369 | -92.7038 | 0 | 0 | #DIV/0! | 0%
| Basin Electric Power Coop | 56607 | Prairie Winds ND1 | ND | Ward | SWPP | Electric Utility | ND1 |  | 115.5 | 115.5 | 115.5 | Onshore Wind Turbine | WND | WT | 2009 |  |  | (OP) Operating | [8 empty] | 47.9336 | -101.2692 | 0 | 0 | #DIV/0! | 0%
| Basin Electric Power Coop | 56608 | Prairie Winds SD1 | SD | Jerauld | SWPP | Electric Utility | SD1 |  | 162 | 172 | 172 | Onshore Wind Turbine | WND | WT | 2011 |  |  | (OP) Operating | [8 empty] | 43.8864 | -98.7875 | 0 | 0 | #DIV/0! | 0%
| National Grid Renewables | 62893 | Prairie Wolf Solar LLC | IL | Coles | MISO | IPP Non-CHP | PWOLF |  | 200 | 200 | 200 | Solar Photovoltaic | SUN | PV | 2021 |  |  | (OP) Operating |  | 255 | [6 empty] | 39.5446 | -87.972 | 0 | 0 | #DIV/0! | 0%
| American Mun Power-Ohio, Inc | 55263 | Galion Generating Station | OH | Crawford | PJM | Electric Utility | CT1 |  | 49.5 | 38 | 49.5 | Natural Gas Fired Combustion Turbine | NG | GT | 2000 |  |  | (OP) Operating | [8 empty] | 40.7167 | -82.789 | 1897.24 | 22409.5 | 11.8116 | 0.495%
| Orlando Utilities Comm | 55192 | Osceola Generating Station (FL) | FL | Osceola | FPC | Electric Utility | CTG1 |  | 580 | 471 | 471 | Natural Gas Fired Combustion Turbine | NG | GT | 2001.3333 |  |  | (OP) Operating | [8 empty] | 28.1289 | -81.0978 | 20700.14 | 192404.436 | 9.2948 | 0.5017%
| American Mun Power-Ohio, Inc | 55264 | Napoleon Peaking Station | OH | Henry | PJM | Electric Utility | CT1 |  | 49.5 | 38 | 49.5 | Natural Gas Fired Combustion Turbine | NG | GT | 2000 |  |  | (OP) Operating | [8 empty] | 41.4079 | -84.1095 | 1931.58 | 22184.6 | 11.4852 | 0.504%
| Pratt Wind, LLC | 61957 | Pratt Wind, LLC | KS | Pratt | SWPP | IPP Non-CHP | PW |  | 243.5 | 243.5 | 243.5 | Onshore Wind Turbine | WND | WT | 2018 |  |  | (OP) Operating | [8 empty] | 37.55 | -98.8 | 0 | 0 | #DIV/0! | 0%
| Prawer Community Solar LLC | 63176 | Prawer Project CSG | MN | Sherburne | MISO | IPP Non-CHP | TC3 |  | 1 | 1 | 1 | Solar Photovoltaic | SUN | PV | 2020 |  |  | (OP) Operating |  | 1.4 | [6 empty] | 45.4637 | -94.0451 | 0 | 0 | #DIV/0! | 0%
ho | Sterling Power Partners LP | 50744 | Sterling Power Plant | NY | Oneida | NYIS | IPP Non-CHP | GEN1 | CC1 | 65.3 | 55.9 | 65.2 | Natural Gas Fired Combined Cycle | NG | CT | 1991 |  |  | (OP) Operating | [8 empty] | 43.0803 | -75.601 | 2676.41 | 32038.285 | 11.9706 | 0.5046%
| Massachusetts Wtr Rauth-Deer I | 10823 | Deer Island Treatment Plant | MA | Suffolk | ISNE | Commercial CHP | G101 |  | 72.8 | 56.3 | 74.8 | Petroleum Liquids | DFO | GT | 2002 |  |  | (SB) Standby/Backup: available for service but not normally used | [8 empty] | 42.3533 | -70.9628 | 2915.1 | 35791.888 | 12.2781 | 0.5077%
| EnterSolar | 62578 | Preferred Freezer San Leandro | CA | Alameda | CISO | Commercial Non-CHP | SLPV1 |  | 2 | 2 | 2 | Solar Photovoltaic | SUN | PV | 2017 |  |  | (OP) Operating |  | 2.6 | [6 empty] | 37.712 | -122.1507 | 0 | 0 | #DIV/0! | 0%
| Terraform Arcadia | 60447 | Presbyterian Senior Living Service | MD | Baltimore | PJM | IPP Non-CHP | PSLS |  | 1 | 1.2 | 1.2 | Solar Photovoltaic | SUN | PV | 2013 |  |  | (OP) Operating |  | 1.2 | [6 empty] | 39.4476 | -76.5163 | 0 | 0 | #DIV/0! | 0%
| Arizona Public Service Co | 56228 | Prescott Airport | AZ | Yavapai | AZPS | Electric Utility | PV1 |  | 3 | 3 | 3 | Solar Photovoltaic | SUN | PV | 2002 |  |  | (OP) Operating |  | 3.4 | [6 empty] | 34.6584 | -112.4008 | 0 | 0 | #DIV/0! | 0%
| SunE AZ1, LLC | 58147 | Prescott Solar Plant | AZ | Yavapai | AZPS | IPP Non-CHP | PV1 |  | 10.8 | 10.8 | 10.8 | Solar Photovoltaic | SUN | PV | 2011 |  |  | (OP) Operating |  | 11.7 | [6 empty] | 34.6494 | -112.4275 | 0 | 0 | #DIV/0! | 0%
| Prescott Wind Energy LLC | 66952 | Prescott Wind Farm | IA | Adams | MISO | IPP Non-CHP | PWE |  | 38.7 | 38.7 | 38.7 | Onshore Wind Turbine | WND | WT | 2024 |  |  | (OP) Operating | [8 empty] | 41.121 | -94.6051 | 0 | 0 | #DIV/0! | 0%
| Seneca Power Partners LP | 54593 | Batavia Power Plant | NY | Genesee | NYIS | IPP Non-CHP | GEN1 | CC01 | 67.3 | 49.8 | 60.1 | Natural Gas Fired Combined Cycle | NG | CT | 1992 |  |  | (OP) Operating | [8 empty] | 42.9828 | -78.1592 | 2534.67 | 34808.134 | 13.7328 | 0.5266%
| American Mun Power-Ohio, Inc | 55262 | Bowling Green Generating Station | OH | Wood | PJM | Electric Utility | CT1 |  | 49.5 | 38 | 49.5 | Natural Gas Fired Combustion Turbine | NG | GT | 2000 |  |  | (OP) Operating | [8 empty] | 41.3974 | -83.6412 | 2024.28 | 22185.4 | 10.9596 | 0.5282%
| NRG Vienna Operations Inc | 1564 | Vienna Operations | MD | Dorchester | PJM | IPP Non-CHP | 10 |  | 180.6 | 167.3 | 167.3 | Petroleum Liquids | DFO | GT | 1970 |  |  | (OP) Operating | [8 empty] | 38.4878 | -75.8208 | 7789.67 | 165032.496 | 21.1861 | 0.5315%
| Preston Garden LLC | 67009 | Preston Garden (CSG) | MN | Renville | MISO | IPP Non-CHP | PRSTN |  | 1 | 1 | 1 | Solar Photovoltaic | SUN | PV | 2024 |  |  | (OP) Operating |  | 1.4 | [6 empty] | 44.5359 | -94.9113 | 0 | 0 | #DIV/0! | 0%
| Wellhead Services, Inc | 55540 | Chula Vista Energy Center | CA | San Diego | CISO | IPP Non-CHP | GEN1 |  | 37.2 | 37.2 | 37.2 | Natural Gas Fired Combustion Turbine | NG | GT | 2001 |  |  | (OP) Operating | [8 empty] | 32.5917 | -117.0586 | 1748.11 | 29728.347 | 17.006 | 0.5364%
| Pretzel Solar, LLC | 64971 | Pretzel CSG | IL | Stephenson | PJM | IPP Non-CHP | PRETZ |  | 2 | 2 | 2 | Solar Photovoltaic | SUN | PV | 2022 |  |  | (OP) Operating |  | 2.4 | [6 empty] | 42.3071 | -89.5981 | 0 | 0 | #DIV/0! | 0%
| AES Distributed Energy | 62247 | Prevailing Wind Park | SD | Yankton | SWPP | IPP Non-CHP | PWPSD |  | 220 | 220 | 220 | Onshore Wind Turbine | WND | WT | 2020 |  |  | (OP) Operating | [8 empty] | 43.039 | -97.526 | 0 | 0 | #DIV/0! | 0%
| Upper Peninsula Power Company | 1773 | Prickett | MI | Baraga | MISO | Electric Utility | 1 |  | 2.2 | 0.8 | 0.8 | Conventional Hydroelectric | WAT | HY | 1931 |  |  | (OP) Operating | [8 empty] | 46.7261 | -88.6625 | 0 | 0 | #DIV/0! | 0%
| Engie North America | 64165 | Priddy Wind Project | TX | Mills | ERCO | IPP Non-CHP | WTG1 |  | 302.4 | 302.4 | 302.4 | Onshore Wind Turbine | WND | WT | 2022 |  |  | (OP) Operating | [8 empty] | 31.5481 | -98.4949 | 0 | 0 | #DIV/0! | 0%
| PUD No 2 of Grant County | 3887 | Priest Rapids | WA | Grant | BPAT | Electric Utility | 1 |  | 950 | 950 | 950 | Conventional Hydroelectric | WAT | HY | 1959.9 |  |  | (OP) Operating | [8 empty] | 46.6451 | -119.908 | 0 | 0 | #DIV/0! | 0%
| Chillicothe Municipal Utils | 2122 | Chillicothe | MO | Livingston | SWPP | Electric Utility | D1 |  | 90 | 90 | 94 | Petroleum Liquids | DFO | IC | 1998.1429 |  |  | (OP) Operating | [8 empty] | 39.7834 | -93.5641 | 4441 | 69111.3 | 15.5621 | 0.551%
| Invenergy Services LLC | 50949 | Hardee Power Station | FL | Hardee | TEC | IPP Non-CHP | GEN1 | CC01 | 470.1 | 373 | 424 | Natural Gas Fired Combined Cycle | NG | CT | 1994.4 |  |  | (OP) Operating | [8 empty] | 27.6364 | -81.9636 | 19421.66 | 254113.66 | 13.084 | 0.5564%
| Union Electric Co - (MO) | 913 | Venice | IL | Madison | MISO | Electric Utility | GT2 |  | 586 | 486 | 562 | Natural Gas Fired Combustion Turbine | NG | GT | 2004.25 |  |  | (OP) Operating | [8 empty] | 38.6642 | -90.1764 | 26568.45 | 273248.757 | 10.2847 | 0.5788%
| Carthage Energy LLC | 10620 | Carthage Energy LLC | NY | Jefferson | NYIS | IPP Non-CHP | GEN1 | CC1 | 62.9 | 61.1 | 66.5 | Natural Gas Fired Combined Cycle | NG | CT | 1991 |  |  | (OP) Operating | [8 empty] | 43.9842 | -75.6225 | 3338.61 | 30646.286 | 9.1794 | 0.5974%
| National Grid Renewables | 63314 | Primrose Solar, LLC | MN | Blue Earth | MISO | IPP Non-CHP | PROSE |  | 1 | 1 | 1 | Solar Photovoltaic | SUN | PV | 2021 |  |  | (OP) Operating |  | 1.5 | [6 empty] | 44.2054 | -93.9792 | 0 | 0 | #DIV/0! | 0%
| Dimension Energy LLC | 67139 | Prince Edward CSG LLC | VA | Prince Edward | PJM | IPP Non-CHP | PRINC |  | 4 | 4 | 4 | Solar Photovoltaic | SUN | PV | 2024 |  |  | (OP) Operating |  | 5.1 | [6 empty] | 37.2259 | -78.6877 | 0 | 0 | #DIV/0! | 0%
| USF Surry, LLC | 59533 | Princeton | NC | Johnston | CPLE | IPP Non-CHP | PRCTN |  | 5 | 5 | 5 | Solar Photovoltaic | SUN | PV | 2015 |  |  | (OP) Operating |  | 6.5 | [6 empty] | 35.5044 | -78.1922 | 0 | 0 | #DIV/0! | 0%
| Luminant Generation Company LLC | 3492 | Morgan Creek | TX | Mitchell | ERCO | IPP Non-CHP | CT1 |  | 536.4 | 397 | 485 | Petroleum Liquids | DFO | GT | 1988 |  |  | (OP) Operating | [8 empty] | 32.3358 | -100.9156 | 23438.69 | 311047.661 | 13.2707 | 0.6067%
| Duke Energy Carolinas, LLC | 7981 | Mill Creek (SC) | SC | Cherokee | DUK | Electric Utility | 1 |  | 799.2 | 563 | 751 | Natural Gas Fired Combustion Turbine | NG | GT | 2002.5 |  |  | (OP) Operating | [8 empty] | 35.1597 | -81.4306 | 36190.9 | 451870.047 | 12.4857 | 0.6288%
| MidAmerican Energy Co | 6063 | Electrifarm | IA | Black Hawk | MISO | Electric Utility | 1 |  | 264.1 | 190.3 | 215.1 | Natural Gas Fired Combustion Turbine | NG | GT | 1977 |  |  | (OP) Operating | [8 empty] | 42.4407 | -92.4205 | 11478 | 159050.1 | 13.857 | 0.6464%
| NJR Clean Energy Ventures Corporation | 61354 | Princeton Solar Project | NJ | Mercer | PJM | IPP Non-CHP | STONY |  | 2.2 | 2.2 | 2.2 | Solar Photovoltaic | SUN | PV | 2017 |  |  | (OP) Operating |  | 2.9 | [6 empty] | 40.3797 | -74.6257 | 0 | 0 | #DIV/0! | 0%
| Montville Power LLC | 546 | Montville Station | CT | New London | ISNE | IPP Non-CHP | 10 |  | 495.3 | 496.4 | 498.4 | Petroleum Liquids | DFO | IC | 1964.75 |  |  | (SB) Standby/Backup: available for service but not normally used | [8 empty] | 41.4281 | -72.1019 | 28281.1 | 336566.403 | 11.9008 | 0.6491%
| Town of Princeton - (MA) | 7501 | Princeton Wind Farm | MA | Worcester | ISNE | Electric Utility | 2 |  | 3 | 3 | 3 | Onshore Wind Turbine | WND | WT | 2010 |  |  | (OP) Operating | [8 empty] | 42.4789 | -71.9 | 0 | 0 | #DIV/0! | 0%
| AES Clean Energy | 67414 | Princetown Solar 1 | NY | Schenectady | NYIS | IPP Non-CHP | PRNC1 |  | 5 | 5 | 5 | Solar Photovoltaic | SUN | PV | 2024 |  |  | (OP) Operating |  | 7.02 | [6 empty] | 42.78 | -74.07 | 0 | 0 | #DIV/0! | 0%
| Invenergy Services LLC | 63049 | Prineville Solar Energy LLC | OR | Crook | PACW | IPP Non-CHP | GEN1 |  | 40 | 46.2 | 46.2 | Solar Photovoltaic | SUN | PV | 2021 |  |  | (OP) Operating |  | 51.2 | [6 empty] | 44.1633 | -120.5241 | 0 | 0 | #DIV/0! | 0%
| Calpine Mid-Atlantic Generation LLC | 3785 | Tasley | VA | Accomack | PJM | IPP Non-CHP | TAS |  | 27 | 29.9 | 40.3 | Petroleum Liquids | DFO | GT | 1972 |  |  | (SB) Standby/Backup: available for service but not normally used | [8 empty] | 37.7061 | -75.7031 | 2083 | 50307.6 | 24.1515 | 0.6775%
| Green Mountain Power Corp | 6450 | Proctor | VT | Rutland | ISNE | Electric Utility | 1 |  | 6.9 | 6.5 | 6.6 | Conventional Hydroelectric | WAT | HY | 1925.2 |  |  | (OP) Operating | [8 empty] | 43.6628 | -73.034 | 0 | 0 | #DIV/0! | 0%
| DTE Electric Company | 1730 | Hancock | MI | Oakland | MISO | Electric Utility | 1 |  | 121.6 | 93 | 124 | Natural Gas Fired Combustion Turbine | NG | GT | 1967.5 |  |  | (OP) Operating | [8 empty] | 42.5497 | -83.4425 | 6467.45 | 93129.7 | 14.3998 | 0.6805%
| USF Surry, LLC | 58529 | Progress Manis I | NC | Scotland | CPLE | IPP Non-CHP | P11A |  | 2 | 2 | 2 | Solar Photovoltaic | SUN | PV | 2012 |  |  | (OP) Operating |  | 2.4 | [6 empty] | 34.7564 | -79.4472 | 0 | 0 | #DIV/0! | 0%
| Oppidum Renewables USA, LLC | 58493 | Progress Solar 1, LLC | NC | Franklin | CPLE | IPP Non-CHP | PRO1 |  | 4 | 4 | 4 | Solar Photovoltaic | SUN | PV | 2012 |  |  | (OP) Operating |  | 4.5 | [6 empty] | 35.9481 | -78.2508 | 0 | 0 | #DIV/0! | 0%
| Oppidum Renewables USA, LLC | 58494 | Progress Solar II, LLC | NC | Robeson | CPLE | IPP Non-CHP | PROG2 |  | 3.5 | 3.5 | 3.5 | Solar Photovoltaic | SUN | PV | 2012 |  |  | (OP) Operating |  | 4.5 | [6 empty] | 34.4761 | -79.0975 | 0 | 0 | #DIV/0! | 0%
| Oppidum Renewables USA, LLC | 58495 | Progress Solar III, LLC | NC | Robeson | CPLE | IPP Non-CHP | PROG3 |  | 3.5 | 3.5 | 3.5 | Solar Photovoltaic | SUN | PV | 2012 |  |  | (OP) Operating |  | 4.5 | [6 empty] | 34.7142 | -79.3539 | 0 | 0 | #DIV/0! | 0%
| EnterSolar | 64600 | Prologis L.P | CA | San Joaquin | CISO | IPP Non-CHP | PLDPL |  | 3 | 3 | 3 | Solar Photovoltaic | SUN | PV | 2018 |  |  | (OP) Operating |  | 3.8 | [6 empty] | 37.725 | -121.5298 | 0 | 0 | #DIV/0! | 0%
| Prophet Solar, LLC | 64972 | Prophet CSG | IL | Whiteside | PJM | IPP Non-CHP | PROPH |  | 2 | 2 | 2 | Solar Photovoltaic | SUN | PV | 2021 |  |  | (OP) Operating |  | 3 | [6 empty] | 41.7218 | -89.8047 | 0 | 0 | #DIV/0! | 0%
| Erie Boulevard Hydropower LP | 2599 | Prospect | NY | Oneida | NYIS | IPP Non-CHP | 1 |  | 19 | 18.3 | 18.1 | Conventional Hydroelectric | WAT | HY | 1959 |  |  | (OP) Operating | [8 empty] | 43.2919 | -75.1477 | 0 | 0 | #DIV/0! | 0%
| PacifiCorp | 3032 | Prospect 1 | OR | Jackson | PACW | Electric Utility | 1 |  | 3.8 | 4.6 | 4.6 | Conventional Hydroelectric | WAT | HY | 1912 |  |  | (OP) Operating | [8 empty] | 42.7307 | -122.5151 | 0 | 0 | #DIV/0! | 0%
| PacifiCorp | 3033 | Prospect 2 | OR | Jackson | PACW | Electric Utility | 1 |  | 32 | 36 | 36 | Conventional Hydroelectric | WAT | HY | 1928 |  |  | (OP) Operating | [8 empty] | 42.7312 | -122.514 | 0 | 0 | #DIV/0! | 0%
| PacifiCorp | 3034 | Prospect 3 | OR | Jackson | PACW | Electric Utility | 1 |  | 7.2 | 7.7 | 7.7 | Conventional Hydroelectric | WAT | HY | 1932 |  |  | (OP) Operating | [8 empty] | 42.7306 | -122.4185 | 0 | 0 | #DIV/0! | 0%
| PacifiCorp | 3035 | Prospect 4 | OR | Jackson | PACW | Electric Utility | 1 |  | 1 | 0.9 | 0.9 | Conventional Hydroelectric | WAT | HY | 1944 |  |  | (OP) Operating | [8 empty] | 42.7331 | -122.5151 | 0 | 0 | #DIV/0! | 0%
| North Carolina El Member Corp | 56249 | Anson County Generation Facility | NC | Anson | CPLE | Electric Utility | 1 |  | 343.8 | 339 | 366.6 | Natural Gas Fired Combustion Turbine | NG | GT | 2007 |  |  | (OP) Operating | [8 empty] | 34.9687 | -79.9217 | 21462.92 | 218595.932 | 10.1848 | 0.6945%
| GlidePath Power Operations LLC | 62753 | Prospect Storage | TX | Brazoria | ERCO | IPP Non-CHP | BESS |  | 9.9 | 9.9 | 9.9 | Batteries | MWH | BA | 2020 |  |  | (OP) Operating | 10 | [7 empty] | 29.1492 | -95.6511 | 0 | 0 | #DIV/0! | 0%
| Prospector | 59493 | Prospector Windfarm (Burnt River) | OR | Baker | IPCO | IPP Non-CHP | PW |  | 10 | 10 | 10 | Onshore Wind Turbine | WND | WT | 2017 |  |  | (OP) Operating | [8 empty] | 44.4181 | -117.255 | 0 | 0 | #DIV/0! | 0%
| Public Service Co of NM | 58899 | Prosperity Energy Storage Facility Hybri | NM | Bernalillo | PNM | Electric Utility | GEN-1 |  | 1.3 | 1.3 | 1.3 | Solar Photovoltaic | SUN | PV | 2011 |  |  | (OP) Operating |  | 0.5 | [6 empty] | 35.0019 | -106.6372 | 0 | 0 | #DIV/0! | 0%
| Empire District Electric Co | 64225 | Prosperity Solar Farm CSG | MO | Jasper | SWPP | Electric Utility | PROS1 |  | 2.3 | 2.2 | 2.2 | Solar Photovoltaic | SUN | PV | 2021 |  |  | (OP) Operating |  | 2.3 | [6 empty] | 37.1271 | -94.4337 | 0 | 0 | #DIV/0! | 0%
| Prosperity Wind, LLC | 68193 | Prosperity Wind | IL | Piatt | MISO | IPP Non-CHP | PROSP |  | 300 | 300 | 300 | Onshore Wind Turbine | WND | WT | 2025 |  |  | (OP) Operating | [8 empty] | 40.1879 | -88.5894 | 0 | 0 | #DIV/0! | 0%
| Prospero Energy Project, LLC (Longroad) | 62755 | Prospero Solar | TX | Andrews | ERCO | IPP Non-CHP | PROSP |  | 300 | 300 | 300 | Solar Photovoltaic | SUN | PV | 2020 |  |  | (OP) Operating |  | 379 | [6 empty] | 32.2879 | -102.8404 | 0 | 0 | #DIV/0! | 0%
| Prospero Solar II, LLC (Longroad) | 64325 | Prospero Solar II | TX | Andrews | ERCO | IPP Non-CHP | PROSP |  | 250 | 250 | 250 | Solar Photovoltaic | SUN | PV | 2021 |  |  | (OP) Operating |  | 331 | [6 empty] | 32.2758 | -102.8448 | 0 | 0 | #DIV/0! | 0%
| Avangrid Power LLC | 56622 | Providence Heights Wind LLC | IL | Bureau | PJM | IPP Non-CHP | 1 |  | 72 | 72 | 72 | Onshore Wind Turbine | WND | WT | 2008 |  |  | (OP) Operating | [8 empty] | 41.2294 | -89.5572 | 0 | 0 | #DIV/0! | 0%
| Providence Solar Center, LLC | 60337 | Providence Solar | TN | Madison | TVA | IPP Non-CHP | PROV |  | 16 | 16 | 16 | Solar Photovoltaic | SUN | PV | 2017 |  |  | (OP) Operating |  | 20 | [6 empty] | 35.5783 | -89.0478 | 0 | 0 | #DIV/0! | 0%
| Georgia Power Co | 6124 | McIntosh | GA | Effingham | SOCO | Electric Utility | CT1 |  | 810.4 | 657.6 | 756 | Natural Gas Fired Combustion Turbine | NG | GT | 1994.25 |  |  | (OP) Operating | [8 empty] | 32.3563 | -81.1684 | 43635 | 534477.6 | 12.2488 | 0.7047%
| Proxima Solar, LLC | 66270 | Proxima | CA | Stanislaus | CISO | IPP Non-CHP | PRXBS |  | 352 | 352 | 352 | Batteries | MWH | BA | 2024 |  |  | (OP) Operating | 648 | 190 | [6 empty] | 37.4004 | -121.1628 | 0 | 0 | #DIV/0! | 0%
| Generation Bridge II Connecticut, LLC | 6156 | New Haven Harbor | CT | New Haven | ISNE | IPP Non-CHP | 1 |  | 641.5 | 562.2 | 596.4 | Petroleum Liquids | RFO | ST | 2002.75 |  |  | (OP) Operating | [8 empty] | 41.284 | -72.9043 | 37487.96 | 444565.702 | 11.8589 | 0.7387%
| Prudential Drive Investors, LLC | 60841 | Prudential 55 Livingston Roseland Solar | NJ | Essex | PJM | Commercial Non-CHP | PV1 |  | 1.2 | 1.2 | 1.2 | Solar Photovoltaic | SUN | PV | 2013 |  |  | (OP) Operating |  | 1.6 | [6 empty] | 40.8146 | -74.2971 | 0 | 0 | #DIV/0! | 0%
| Prudential Drive Investors, LLC | 60842 | Prudential 80 Livingston Roseland Solar | NJ | Essex | PJM | Commercial Non-CHP | PV1 |  | 1.7 | 1.7 | 1.7 | Solar Photovoltaic | SUN | PV | 2013 |  |  | (OP) Operating |  | 2.3 | [6 empty] | 40.8154 | -74.305 | 0 | 0 | #DIV/0! | 0%
| PacifiCorp | 59757 | Pryor Mountain Wind | MT | Carbon | PACE | Electric Utility | 1 |  | 239.8 | 239.8 | 239.8 | Onshore Wind Turbine | WND | WT | 2021 |  |  | (OP) Operating | [8 empty] | 45.1655 | -108.6931 | 0 | 0 | #DIV/0! | 0%
| City of Grand Island - (NE) | 2241 | C W Burdick | NE | Hall | SWPP | Electric Utility | GT1 |  | 142.8 | 81.6 | 104.8 | Natural Gas Fired Combustion Turbine | NG | GT | 1991.3333 |  |  | (OP) Operating | [8 empty] | 40.9228 | -98.3269 | 6034.67 | 93312.811 | 15.4628 | 0.7392%
| MidAmerican Energy Co | 8029 | Sycamore (IA) | IA | Polk | MISO | Electric Utility | 1 |  | 157.6 | 140.6 | 158 | Natural Gas Fired Combustion Turbine | NG | GT | 1974 |  |  | (OP) Operating | [8 empty] | 41.6722 | -93.6769 | 9670.79 | 160890.487 | 16.6367 | 0.7394%
| PSEG Nuclear LLC | 6118 | PSEG Hope Creek Generating Station | NJ | Salem | PJM | IPP Non-CHP | 1 |  | 1290.7 | 1172 | 1172 | Nuclear | NUC | ST | 1986 |  |  | (OP) Operating | [8 empty] | 39.4666 | -75.5377 | 0 | 0 | #DIV/0! | 0%
| Evergy Metro | 2081 | Northeast (MO) | MO | Jackson | SWPP | Electric Utility | 11 |  | 540 | 396.1 | 503.7 | Petroleum Liquids | DFO | GT | 1976.1111 |  |  | (OP) Operating | [8 empty] | 39.1228 | -94.5606 | 29823.49 | 546899 | 18.3379 | 0.7567%
| Calpine Greenleaf Holding, Inc. | 10350 | Greenleaf 1 | CA | Sutter | CISO | IPP Non-CHP | CTGA |  | 69.8 | 60 | 60 | Natural Gas Fired Combustion Turbine | NG | GT | 2022 |  |  | (OP) Operating | [8 empty] | 39.0529 | -121.6961 | 4178.38 | 41434.206 | 9.9163 | 0.795%
| PSEG Nuclear LLC | 2410 | PSEG Salem Generating Station | NJ | Salem | PJM | IPP Non-CHP | 1 |  | 2381.8 | 2323.1 | 2323.1 | Nuclear | NUC | ST | 1976.3333 |  |  | (OP) Operating | [5 empty] | 2029 | 12 | 86.6 | 39.4625 | -75.5358 | 0 | 0 | #DIV/0! | 0%
| Middletown Power LLC | 562 | Middletown | CT | Middlesex | ISNE | IPP Non-CHP | 10 |  | 786.4 | 770.2 | 789.1 | Petroleum Liquids | DFO | GT | 1965.25 |  |  | (OP) Operating | [8 empty] | 41.5549 | -72.5791 | 54674.6 | 622020.067 | 11.3768 | 0.8005%
| Plumas Sierra Rural Electric Coop | 63493 | PSREC/SIAD Solar | CA | Lassen | CISO | Electric Utility | SIAD |  | 2.5 | 2.4 | 1.6 | Solar Photovoltaic | SUN | PV | 2018 |  |  | (OP) Operating |  | 3.3 | [6 empty] | 40.1501 | -120.1234 | 0 | 0 | #DIV/0! | 0%
| City of Marshfield - (WI) | 56480 | Marshfield Utilities Gas Plant | WI | Wood | MISO | Electric Utility | M1 |  | 60.4 | 53.3 | 60.2 | Natural Gas Fired Combustion Turbine | NG | GT | 2011 |  |  | (OP) Operating | [8 empty] | 44.6347 | -90.1344 | 3990 | 44671.375 | 11.1958 | 0.8026%
| Nebraska Public Power District | 2265 | Hallam | NE | Lancaster | SWPP | Electric Utility | 1 |  | 56.7 | 42.9 | 42.9 | Petroleum Liquids | DFO | GT | 1973 |  |  | (OP) Operating | [8 empty] | 40.5587 | -96.7862 | 3078.18 | 49381.5 | 16.0424 | 0.8191%
| Engie North America | 64318 | Pueblo BA | TX | Maverick | ERCO | IPP Non-CHP | PBL1 |  | 19.8 | 19.8 | 19.8 | Batteries | MWH | BA | 2022 |  |  | (OP) Operating | 9.9 | [7 empty] | 28.6789 | -100.4637 | 0 | 0 | #DIV/0! | 0%
| Virginia Electric & Power Co | 50555 | Rosemary Power Station | NC | Halifax | PJM | Electric Utility | GEN1 | G785 | 180 | 154.6 | 184.9 | Petroleum Liquids | DFO | CT | 1990 |  |  | (OP) Operating | [8 empty] | 36.4517 | -77.6594 | 12258.46 | 162654.473 | 13.2688 | 0.8244%
| Dominion Energy Inc. | 62140 | Puller Solar | VA | Middlesex | PJM | Electric Utility | PULL |  | 15 | 15 | 15 | Solar Photovoltaic | SUN | PV | 2018 |  |  | (OP) Operating |  | 19.7 | [6 empty] | 37.5725 | -76.4673 | 0 | 0 | #DIV/0! | 0%
| CalPeak Power, LLC | 55499 | CalPeak Power Vaca Dixon Peaker Plant | CA | Solano | CISO | IPP Non-CHP | CPP1 |  | 60.5 | 48 | 50.6 | Natural Gas Fired Combustion Turbine | NG | GT | 2002 |  |  | (OP) Operating | [8 empty] | 38.3989 | -121.924 | 3601.24 | 39411.723 | 10.9439 | 0.8339%
| AES Distributed Energy | 64581 | Pullman Solar, LLC | MI | Allegan | MISO | IPP Non-CHP | PULMN |  | 20 | 20 | 20 | Solar Photovoltaic | SUN | PV | 2022 |  |  | (OP) Operating |  | 26.1 | [6 empty] | 42.4716 | -86.0969 | 0 | 0 | #DIV/0! | 0%
| LSE Fornax LLC | 67477 | Pulpit Hill | MA | Hampshire | ISNE | IPP Non-CHP | PUL19 |  | 5 | 5 | 5 | Solar Photovoltaic | SUN | PV | 2019 |  |  | (OP) Operating |  | 6 | [6 empty] | 42.4106 | -72.5312 | 0 | 0 | #DIV/0! | 0%
| Duke Energy Renewables Services | 59322 | Pumpjack Solar I | CA | Kern | CISO | IPP Non-CHP | GEN1 |  | 20 | 20 | 20 | Solar Photovoltaic | SUN | PV | 2015 |  |  | (OP) Operating |  | 26 | [6 empty] | 35.3056 | -119.6225 | 0 | 0 | #DIV/0! | 0%
| KEI (Maine) Power Management (II) LLC | 50699 | Pumpkin Hill | ME | Penobscot | ISNE | IPP Non-CHP | GEN1 |  | 1 | 1 | 1 | Conventional Hydroelectric | WAT | HY | 1987 |  |  | (OP) Operating | [8 empty] | 45.1868 | -68.4649 | 0 | 0 | #DIV/0! | 0%
| Massachusetts Mun Wholes Electric Co | 6081 | Stony Brook | MA | Hampden | ISNE | Electric Utility | 1 |  | 541.5 | 446.6 | 547.5 | Petroleum Liquids | DFO | GT | 1990.1 |  |  | (OP) Operating | [8 empty] | 42.1978 | -72.5106 | 37176.75 | 482004.175 | 12.9652 | 0.8538%
| Puna Geothermal Venture | 52028 | Puna Geothermal Venture I | HI | Hawaii |  | IPP Non-CHP | OEC11 |  | 51 | 43 | 43 | Geothermal | GEO | ST | 1995.3333 |  |  | (OP) Operating | [8 empty] | 19.479 | -154.8884 | 0 | 0 | #DIV/0! | 0%
| Arizona Public Service Co | 61913 | Punkin Center Battery Storage | AZ | Gila | AZPS | Electric Utility | B1 |  | 2 | 2 | 2 | Batteries | MWH | BA | 2018 |  |  | (OP) Operating | 8 | [7 empty] | 33.8758 | -111.3136 | 0 | 0 | #DIV/0! | 0%
| Duke Energy Carolinas, LLC | 7277 | Lincoln Combustion | NC | Lincoln | DUK | Electric Utility | 1 |  | 2290 | 1526 | 1909 | Natural Gas Fired Combustion Turbine | NG | GT | 1996.9412 |  |  | (OP) Operating | [8 empty] | 35.4317 | -81.0347 | 130718.29 | 1271242.508 | 9.7251 | 0.8688%
| Duke Energy Progress - (NC) | 3250 | Darlington County | SC | Darlington | CPLE | Electric Utility | 12 |  | 316 | 230 | 264 | Natural Gas Fired Combustion Turbine | NG | GT | 1997 |  |  | (OP) Operating | [8 empty] | 34.4185 | -80.1657 | 18912.09 | 220684.924 | 11.669 | 0.8741%
| Metlakatla Power & Light | 6302 | Purple Lake | AK | Prince of Wales Ketchikan |  | Electric Utility | 1 |  | 3.9 | 3.9 | 3.9 | Conventional Hydroelectric | WAT | HY | 1958 |  |  | (OP) Operating | [8 empty] | 55.0913 | -131.545 | 0 | 0 | #DIV/0! | 0%
| Solvida Energy Group/Blue Oak Energy | 59550 | Putah Creek Solar Farm | CA | Yolo | CISO | IPP Non-CHP | PCSF |  | 2 | 2 | 2 | Solar Photovoltaic | SUN | PV | 2014 |  |  | (OP) Operating |  | 2.6 | [6 empty] | 38.5211 | -121.9939 | 0 | 0 | #DIV/0! | 0%
| Putah Creek Solar Farms LLC | 66088 | Putah Creek Solar Farm North | CA | Yolo | CISO | IPP Non-CHP | PCEF |  | 3 | 2.9 | 2.9 | Solar Photovoltaic | SUN | PV | 2022 |  |  | (OP) Operating |  | 3 | [6 empty] | 38.5245 | -121.9953 | 0 | 0 | #DIV/0! | 0%
| Commonwealth Chesapeake Co LLC | 55381 | Commonwealth Chesapeake | VA | Accomack | PJM | IPP Non-CHP | UNT1 |  | 402.5 | 317.1 | 325.5 | Petroleum Liquids | DFO | GT | 2000.5714 |  |  | (OP) Operating | [8 empty] | 37.9892 | -75.54 | 24976.1 | 260812.042 | 10.4425 | 0.8874%
| Safari Energy, LLC | 64282 | Putnam Erickson | GA | Putnam | SOCO | IPP Non-CHP | PE |  | 2.7 | 2.7 | 2.7 | Solar Photovoltaic | SUN | PV | 2020 |  |  | (OP) Operating |  | 3.6 | [6 empty] | 33.3177 | -83.3923 | 0 | 0 | #DIV/0! | 0%
| SolAmerica Energy, LLC | 65759 | Putnam Erikson 2 | GA | Putnam | SOCO | IPP Non-CHP | PE2 |  | 2.9 | 2.9 | 2.9 | Solar Photovoltaic | SUN | PV | 2021 |  |  | (OP) Operating |  | 4.1 | [6 empty] | 33.2768 | -83.2985 | 0 | 0 | #DIV/0! | 0%
| Pivot Energy | 68050 | Putnam Solar 1 | IL | Putnam | MISO | IPP Non-CHP | PUT1 |  | 2 | 2 | 2 | Solar Photovoltaic | SUN | PV | 2024 |  |  | (OP) Operating |  | 2.5 | [6 empty] | 41.2578 | -89.2118 | 0 | 0 | #DIV/0! | 0%
| Pivot Energy | 68051 | Putnam Solar 1B | IL | Putnam | MISO | IPP Non-CHP | PUT1B |  | 2 | 2 | 2 | Solar Photovoltaic | SUN | PV | 2024 |  |  | (OP) Operating |  | 2.5 | [6 empty] | 41.2578 | -89.2127 | 0 | 0 | #DIV/0! | 0%
| Central Rivers Power MA, LLC | 1637 | Putts Bridge | MA | Hampden | ISNE | IPP Non-CHP | PB2 |  | 3.2 | 3.2 | 3.2 | Conventional Hydroelectric | WAT | HY | 1918 |  |  | (OP) Operating | [8 empty] | 42.1579 | -72.4864 | 0 | 0 | #DIV/0! | 0%
| Hawaii Electric Light Co Inc | 771 | Puueo | HI | Hawaii |  | Electric Utility | 1 |  | 3.1 | 3.1 | 3.1 | Conventional Hydroelectric | WAT | HY | 1961.5 |  |  | (OP) Operating | [8 empty] | 19.7264 | -155.0908 | 0 | 0 | #DIV/0! | 0%
| PVN Milliken, LLC | 60790 | PVN Milliken, LLC | CA | San Bernardino | CISO | IPP Non-CHP | PV |  | 3 | 3 | 3 | Solar Photovoltaic | SUN | PV | 2017 | 7 | 2047 | (OP) Operating |  | 3.2 | [6 empty] | 34.0384 | -117.5658 | 0 | 0 | #DIV/0! | 0%
| American Mun Power-Ohio, Inc | 7783 | Bowling Green Peaking | OH | Wood | PJM | Electric Utility | 1 |  | 32 | 29 | 32 | Natural Gas Fired Combustion Turbine | NG | GT | 2000 |  |  | (OP) Operating | [8 empty] | 41.3884 | -83.6402 | 2398.15 | 34752.2 | 14.4913 | 0.8976%
| Bucksport Generation LLC | 50243 | Bucksport Generation LLC | ME | Hancock | ISNE | IPP Non-CHP | GEN4 | CC1 | 186.8 | 178 | 183.1 | Natural Gas Fired Combustion Turbine | NG | GT | 2001 |  |  | (OP) Operating | [8 empty] | 44.5738 | -68.8046 | 14202.66 | 169809.872 | 11.9562 | 0.898%
| Central Rivers Power US, LLC | 10547 | Pyrites Plant | NY | St Lawrence | NYIS | IPP Non-CHP | GEN1 |  | 8.2 | 7.7 | 7.5 | Conventional Hydroelectric | WAT | HY | 1973 |  |  | (OP) Operating | [8 empty] | 44.522 | -75.1881 | 0 | 0 | #DIV/0! | 0%
| Big Sky Wind, LLC | 56981 | Pyron Wind Farm LLC Hybrid | TX | Fisher | ERCO | IPP Non-CHP | 1 |  | 258.9 | 258.9 | 258.9 | Onshore Wind Turbine | WND | WT | 2013.5 |  |  | (OA) Out of service but expected to return to service in next calendar year | [8 empty] | 32.5886 | -100.6728 | 0 | 0 | #DIV/0! | 0%
| MRP San Joaquin Energy LLC. | 55698 | Hanford Energy Park Peaker | CA | Kings | CISO | IPP Non-CHP | HEP1 |  | 92.2 | 91.8 | 97.4 | Natural Gas Fired Combustion Turbine | NG | GT | 2001 |  |  | (OP) Operating | [8 empty] | 36.2701 | -119.6481 | 7536.49 | 75182.989 | 9.9759 | 0.9094%
| Constellation Nuclear | 880 | Quad Cities Generating Station | IL | Rock Island | PJM | IPP Non-CHP | 1 |  | 2018.6 | 1819 | 1866.6 | Nuclear | NUC | ST | 1972 |  |  | (OP) Operating | [8 empty] | 41.7261 | -90.3103 | 0 | 0 | #DIV/0! | 0%
| Washington Cnty Wtr Consv Dist | 52039 | Quail Creek Hydro Plant #1 | UT | Washington | PACE | IPP Non-CHP | 1 |  | 2.3 | 2.3 | 2.3 | Conventional Hydroelectric | WAT | HY | 1985 |  |  | (OP) Operating | [8 empty] | 37.1854 | -113.3583 | 0 | 0 | #DIV/0! | 0%
| City of Peabody - (MA) | 1678 | Waters River | MA | Essex | ISNE | Electric Utility | 1 |  | 64.9 | 46 | 66 | Natural Gas Fired Combustion Turbine | NG | GT | 1980.5 | 6 | 2026 | (OP) Operating | [8 empty] | 42.5429 | -70.9283 | 4541.44 | 59641.8 | 13.1328 | 0.9258%
| CVE US EI8 Quaker LLC | 68653 | Quaker | NY | Warren | NYIS | IPP Non-CHP | 122 |  | 5 | 5 | 5 | Solar Photovoltaic | SUN | PV | 2024 |  |  | (OP) Operating |  | 6.26 | [6 empty] | 43.3229 | -73.6124 | 0 | 0 | #DIV/0! | 0%
| Constellation Power, Inc | 3161 | Eddystone Generating Station | PA | Delaware | PJM | IPP Non-CHP | 10 |  | 861.6 | 820 | 838.2 | Petroleum Liquids | DFO | GT | 1970.6667 |  |  | (OP) Operating | [8 empty] | 39.858 | -75.323 | 67555.99 | 919474.23 | 13.6106 | 0.9301%
| NJR Clean Energy Ventures Corporation | 61965 | Quakertown Solar Farm, LLC | NJ | Hunterdon | PJM | IPP Non-CHP | QKRTN |  | 8.8 | 8.8 | 8.8 | Solar Photovoltaic | SUN | PV | 2018 |  |  | (OP) Operating |  | 10 |  |  |  | 2025 | 9 | 8.8 | 40.5228 | -74.9442 | 0 | 0 | #DIV/0! | 0%
| Duke Energy Florida, LLC | 6046 | DeBary | FL | Volusia | FPC | Electric Utility | 10 |  | 748 | 524 | 661 | Petroleum Liquids | DFO | GT | 1982.8889 |  |  | (OP) Operating | [8 empty] | 28.9039 | -81.3323 | 48761.06 | 667190.768 | 13.6829 | 0.9395%
| Nautilus Solar Solutions | 67448 | Quarry | ME | York | ISNE | IPP Non-CHP | SC |  | 5 | 5 | 5 | Solar Photovoltaic | SUN | PV | 2022 |  |  | (OP) Operating |  | 7 | [6 empty] | 43.3378 | -70.7333 | 0 | 0 | #DIV/0! | 0%
| SunShare Management | 66073 | Quarry Sun CSG | MN | Dodge | MISO | IPP Non-CHP | QURYS |  | 1 | 1 | 1 | Solar Photovoltaic | SUN | PV | 2025 |  |  | (OP) Operating | [8 empty] | 44.0437 | -92.6952 | 0 | 0 | #DIV/0! | 0%
| Quarter Horse Farm LLC | 62095 | Quarter Horse Solar | NC | Pender | CPLE | IPP Non-CHP | PGRF5 |  | 4.5 | 4.5 | 4.5 | Solar Photovoltaic | SUN | PV | 2018 |  |  | (OP) Operating |  | 6.9 | [6 empty] | 34.437 | -77.642 | 0 | 0 | #DIV/0! | 0%
| Quartz Solar, LLC | 67038 | Quartz Solar, LLC | AR | Cross | MISO | IPP Non-CHP | QRTZ |  | 135 | 135 | 135 | Solar Photovoltaic | SUN | PV | 2025 |  |  | (OP) Operating | [8 empty] | 35.2085 | -90.7912 | 0 | 0 | #DIV/0! | 0%
| American Mun Power-Ohio, Inc | 7782 | Hamilton Peaking | OH | Butler | PJM | Electric Utility | 1 |  | 32 | 29 | 32 | Natural Gas Fired Combustion Turbine | NG | GT | 2000 |  |  | (OP) Operating | [8 empty] | 39.3528 | -84.5183 | 2530.51 | 25761.1 | 10.1802 | 0.9471%
| Tesla Inc. | 58631 | Queen Anne's County | MD | Queen Annes | PJM | IPP Non-CHP | 1 |  | 2 | 2 | 2 | Solar Photovoltaic | SUN | PV | 2013 |  |  | (OP) Operating |  | 2.4 | [6 empty] | 39.0317 | -76.0164 | 0 | 0 | #DIV/0! | 0%
| Siete Solar LLC | 57883 | Queen Creek Solar Farm | AZ | Maricopa | SRP | IPP Non-CHP | GEN1 |  | 19 | 18.6 | 18.6 | Solar Photovoltaic | SUN | PV | 2012 |  |  | (OP) Operating |  | 25.2 | [6 empty] | 33.2675 | -111.6122 | 0 | 0 | #DIV/0! | 0%
| Duke Energy Carolinas, LLC | 6438 | Queens Creek | NC | Macon | DUK | Electric Utility | 1 |  | 1.4 | 1.4 | 1.4 | Conventional Hydroelectric | WAT | HY | 1949 |  |  | (OP) Operating | [8 empty] | 35.2713 | -83.676 | 0 | 0 | #DIV/0! | 0%
| North Carolina El Member Corp | 65244 | Queens Creek BESS | NC | Onslow | CPLE | Electric Utility | BAT1 |  | 2.5 | 2.5 | 2.5 | Batteries | MWH | BA | 2024 |  |  | (OP) Operating | 5 | [7 empty] | 34.6725 | -77.188 | 0 | 0 | #DIV/0! | 0%
| Chevron Technology Ventures | 57369 | Questa Solar Facility | NM | Taos | PNM | IPP Non-CHP | QST |  | 1 | 1 | 1 | Solar Photovoltaic | SUN | PV | 2011 |  |  | (OP) Operating |  | 1.3 | [6 empty] | 36.7169 | -105.6094 | 0 | 0 | #DIV/0! | 0%
| Quichapa 1 LLC | 61119 | Quichapa 1 | UT | Iron | PACE | IPP Non-CHP | W5519 |  | 3 | 3 | 2.7 | Solar Photovoltaic | SUN | PV | 2016 |  |  | (OP) Operating |  | 3.9 | [6 empty] | 37.6582 | -113.2167 | 0 | 0 | #DIV/0! | 0%
| Quichapa 2 LLC | 61120 | Quichapa 2 | UT | Iron | PACE | IPP Non-CHP | W5520 |  | 3 | 3 | 2.7 | Solar Photovoltaic | SUN | PV | 2016 |  |  | (OP) Operating |  | 3.9 | [6 empty] | 37.6668 | -113.189 | 0 | 0 | #DIV/0! | 0%
| Quichapa 3 LLC | 61121 | Quichapa 3 | UT | Iron | PACE | IPP Non-CHP | W5521 |  | 3 | 3 | 2.7 | Solar Photovoltaic | SUN | PV | 2016 |  |  | (OP) Operating |  | 3.9 | [6 empty] | 37.6498 | -113.2369 | 0 | 0 | #DIV/0! | 0%
| Dominion Renewable Energy | 65318 | Quillwort Solar | VA | Powhatan | PJM | Electric Utility | POWI |  | 18 | 18 | 18 | Solar Photovoltaic | SUN | PV | 2025 |  |  | (OP) Operating | [8 empty] | 37.567 | -77.9271 | 0 | 0 | #DIV/0! | 0%
| Quilt Block Wind Farm LLC | 57116 | Quilt Block Wind Farm LLC | WI | Lafayette | MISO | IPP Non-CHP | GEN 1 |  | 98 | 98 | 98 | Onshore Wind Turbine | WND | WT | 2017 |  |  | (OP) Operating | [8 empty] | 42.6733 | -90.2653 | 0 | 0 | #DIV/0! | 0%
| PUD No 2 of Grant County | 917 | Quincy Chute | WA | Grant | GCPD | Electric Utility | 1 |  | 9.4 | 9.4 | 9.4 | Conventional Hydroelectric | WAT | HY | 1985 |  |  | (OP) Operating | [8 empty] | 46.9825 | -119.2578 | 0 | 0 | #DIV/0! | 0%
| AEP Onsite Partners, LLC | 61752 | Quincy II Solar Garden | CO | Arapahoe | PSCO | IPP Non-CHP | PV1 |  | 1.5 | 1.5 | 1.5 | Solar Photovoltaic | SUN | PV | 2018 |  |  | (OP) Operating |  | 1.9 | [6 empty] | 39.6384 | -104.6625 | 0 | 0 | #DIV/0! | 0%
| Cypress Creek Renewables | 59506 | Quincy Solar | NC | Cumberland | CPLE | IPP Non-CHP | PV1 |  | 4 | 4 | 4 | Solar Photovoltaic | SUN | PV | 2015 |  |  | (OP) Operating |  | 5.2 | [6 empty] | 35.0717 | -78.8078 | 0 | 0 | #DIV/0! | 0%
| Terraform Arcadia | 62664 | Quincy Solar | CO | Arapahoe | WACM | IPP Non-CHP | SO393 |  | 1.5 | 1.5 | 1.5 | Solar Photovoltaic | SUN | PV | 2018 |  |  | (OP) Operating |  | 2 | [6 empty] | 39.6384 | -104.5626 | 0 | 0 | #DIV/0! | 0%
| Sunflower Electric Power Corp | 8037 | Clifton | KS | Washington | SWPP | Electric Utility | 1 |  | 87.5 | 78.7 | 78.7 | Natural Gas Fired Combustion Turbine | NG | GT | 1974 |  |  | (OP) Operating | [8 empty] | 39.6125 | -97.2778 | 6686.88 | 146948.333 | 21.9756 | 0.9699%
| Quinebaug Associates LLC | 55860 | Quinebaug Lower Project | CT | Windham | ISNE | IPP Non-CHP | 5-M |  | 2.5 | 2.4 | 2.3 | Conventional Hydroelectric | WAT | HY | 1990 |  |  | (OP) Operating | [8 empty] | 41.7987 | -71.8868 | 0 | 0 | #DIV/0! | 0%
| Quinebaug Solar, LLC | 64387 | Quinebaug Solar | CT | Windham | ISNE | IPP Non-CHP | QBS |  | 49.4 | 49.4 | 49.4 | Solar Photovoltaic | SUN | PV | 2021 |  |  | (OP) Operating |  | 63.4 | [6 empty] | 41.7499 | -71.9325 | 0 | 0 | #DIV/0! | 0%
| Nebraska Public Power District | 2271 | McCook | NE | Red Willow | SWPP | Electric Utility | 1 |  | 56.7 | 40.9 | 40.9 | Petroleum Liquids | DFO | GT | 1973 |  |  | (OP) Operating | [8 empty] | 40.2214 | -100.6508 | 3482.43 | 50233.3 | 14.4248 | 0.972%
| Arevon Energy, Inc. | 59339 | Quinto Solar PV Project | CA | Merced | CISO | IPP Non-CHP | SSC13 |  | 108 | 105.1 | 76.8 | Solar Photovoltaic | SUN | PV | 2015 |  |  | (OP) Operating |  | 135.3 | [6 empty] | 37.1303 | -121.0522 | 0 | 0 | #DIV/0! | 0%
| Quitman II Solar, LLC | 64335 | Quitman II Solar | GA | Brooks | SOCO | IPP Non-CHP | QUIT2 |  | 150 | 150 | 150 | Solar Photovoltaic | SUN | PV | 2021 |  |  | (OP) Operating |  | 210 | [6 empty] | 30.862 | -83.6517 | 0 | 0 | #DIV/0! | 0%
| Quitman Solar, LLC | 62584 | Quitman Solar | GA | Brooks | SOCO | IPP Non-CHP | QUITM |  | 150 | 150 | 150 | Solar Photovoltaic | SUN | PV | 2019 |  |  | (OP) Operating |  | 225 | [6 empty] | 30.849 | -83.6433 | 0 | 0 | #DIV/0! | 0%
| Consolidated Edison Solutions Inc. | 58362 | Quittacas Pond Solar | MA | Plymouth | ISNE | IPP Non-CHP | QPMA |  | 3.5 | 3.5 | 3.5 | Solar Photovoltaic | SUN | PV | 2013 |  |  | (OP) Operating |  | 4.2 | [6 empty] | 41.7819 | -70.9133 | 0 | 0 | #DIV/0! | 0%
| City & County of San Francisco | 382 | R C Kirkwood | CA | Tuolumne | CISO | Electric Utility | 1 |  | 127.3 | 121.4 | 116.7 | Conventional Hydroelectric | WAT | HY | 1973.6667 |  |  | (OP) Operating | [8 empty] | 37.8777 | -119.9532 | 0 | 0 | #DIV/0! | 0%
| Virginia Electric & Power Co | 52087 | Elizabeth River Power Station | VA | Chesapeake City | PJM | Electric Utility | GEN1 |  | 388.8 | 325 | 375 | Natural Gas Fired Combustion Turbine | NG | GT | 1992 |  |  | (SB) Standby/Backup: available for service but not normally used | [8 empty] | 36.775 | -76.3083 | 29800.94 | 376630.9 | 12.6382 | 0.972%
| Mountain Power, LLC | 3111 | Mountain | PA | Cumberland | PJM | IPP Non-CHP | 1 |  | 54 | 40.1 | 50 | Petroleum Liquids | DFO | GT | 1972 |  |  | (OP) Operating | [8 empty] | 40.1228 | -77.1716 | 3934.13 | 63784.8 | 16.2132 | 0.9969%
| Santa Fe Irrigation District | 50147 | R E Badger Filtration Plant | CA | San Diego | CISO | IPP Non-CHP | 1 |  | 1.4 | 1 | 0.5 | Conventional Hydroelectric | WAT | HY | 1987 |  |  | (OS) Out of service and NOT expected to return to service in next calendar year | [8 empty] | 33.051 | -117.175 | 0 | 0 | #DIV/0! | 0%
| Constellation Nuclear | 6122 | R E Ginna Nuclear Power Plant | NY | Wayne | NYIS | IPP Non-CHP | 1 |  | 614 | 581.5 | 581.8 | Nuclear | NUC | ST | 1970 |  |  | (OP) Operating | [8 empty] | 43.2777 | -77.3099 | 0 | 0 | #DIV/0! | 0%
| Salt River Project | 58413 | Copper Crossing Energy and Research Cent | AZ | Pinal | SRP | Electric Utility | CXGT1 |  | 99.8 | 88 | 98 | Natural Gas Fired Combustion Turbine | NG | GT | 2024 |  |  | (OP) Operating | [8 empty] | 33.1551 | -111.4836 | 8123.92 | 85397.057 | 10.5118 | 0.9972%
| Corn Belt Power Coop | 1217 | Earl F Wisdom | IA | Clay | SWPP | Electric Utility | 1 |  | 119.1 | 113.5 | 118 | Natural Gas Steam Turbine | NG | ST | 1982 |  |  | (OP) Operating | [8 empty] | 43.1606 | -95.2569 | 10114 | 136712.867 | 13.5172 | 0.9975%
| City of Columbia - (MO) | 55447 | Columbia Energy Center | MO | Boone | MISO | Electric Utility | CT01 |  | 162.8 | 140 | 160 | Natural Gas Fired Combustion Turbine | NG | GT | 2001 |  |  | (OP) Operating | [8 empty] | 39.0192 | -92.2629 | 13280.13 | 163073.162 | 12.2795 | 1.011%
| Forked River Power, LLC | 7138 | Forked River | NJ | Ocean | PJM | IPP Non-CHP | 1 |  | 76.8 | 65 | 85 | Natural Gas Fired Combustion Turbine | NG | GT | 1989 |  |  | (OP) Operating | [8 empty] | 39.8154 | -74.2098 | 6674.72 | 88664 | 13.2836 | 1.016%
| RA Jones | 67473 | RA Jones Roof Mounted Solar System | KY | Kenton | PJM | IPP Non-CHP | RAJPV |  | 1.3 | 1.3 | 1.3 | Solar Photovoltaic | SUN | PV | 2024 |  |  | (OP) Operating | [8 empty] | 39.0444 | -84.5839 | 0 | 0 | #DIV/0! | 0%
| Rabbit Hill Energy Storage Project | 60649 | Rabbit Hill Energy Storage Project | TX | Williamson | ERCO | IPP Non-CHP | 1 |  | 9.9 | 9.9 | 9.9 | Batteries | MWH | BA | 2020 |  |  | (OP) Operating | 9.9 | [7 empty] | 30.5878 | -97.687 | 0 | 0 | #DIV/0! | 0%
| Leeward Asset Management, LLC | 64630 | Rabbitbrush Solar, LLC | CA | Kern | CISO | IPP Non-CHP | GEN01 |  | 120 | 120 | 120 | Solar Photovoltaic | SUN | PV | 2022 |  |  | (OP) Operating |  | 125.1 | [6 empty] | 34.83 | -118.32 | 0 | 0 | #DIV/0! | 0%
| Madison Energy Holdings LLC | 64526 | Raboth - Marion Drive | MA | Plymouth | ISNE | IPP Non-CHP | RABTH |  | 3.5 | 3.5 | 3.5 | Solar Photovoltaic | SUN | PV | 2021 |  |  | (OP) Operating |  | 4.6 | [6 empty] | 41.9695 | -70.7254 | 0 | 0 | #DIV/0! | 0%
| Power City Partners LP | 54592 | Massena Energy Facility | NY | St Lawrence | NYIS | IPP Non-CHP | GEN1 | CC1 | 104.1 | 83 | 93 | Natural Gas Fired Combined Cycle | NG | CT | 1992 |  |  | (OP) Operating | [8 empty] | 44.9503 | -74.8928 | 7872.18 | 106986.667 | 13.5905 | 1.021%
| Tennessee Valley Authority | 6151 | Raccoon Mountain | TN | Hamilton | TVA | Electric Utility | 1 |  | 1713.6 | 1616.3 | 1616.3 | Hydroelectric Pumped Storage | WAT | PS | 1978.75 |  |  | (OP) Operating | [8 empty] | 35.0558 | -85.3879 | 0 | 0 | #DIV/0! | 0%
| AES Clean Energy | 66773 | Raceway Solar & Storage | CA | Los Angeles | CISO | IPP Non-CHP | RCWYB |  | 205 | 205 | 205 | Batteries | MWH | BA | 2024 |  |  | (OP) Operating | 320 | [7 empty] | 34.8424 | -118.2862 | 0 | 0 | #DIV/0! | 0%
| Eagle Creek Renewable Energy, LLC | 6006 | Racine | OH | Meigs | PJM | IPP Non-CHP | 1 |  | 47.4 | 20 | 26 | Conventional Hydroelectric | WAT | HY | 1982.5 |  |  | (OP) Operating | [8 empty] | 38.9153 | -81.9081 | 0 | 0 | #DIV/0! | 0%
| City of Radford - (VA) | 3827 | Radford | VA | Pulaski | PJM | Electric Utility | 1 |  | 1 | 1 | 1 | Conventional Hydroelectric | WAT | HY | 1934 |  |  | (OP) Operating | [8 empty] | 37.0784 | -80.5727 | 0 | 0 | #DIV/0! | 0%
| MPH AL Pierce, LLC | 6635 | A L Pierce | CT | New Haven | ISNE | Electric Utility | 4 |  | 84 | 74.1 | 94.6 | Natural Gas Fired Combustion Turbine | NG | GT | 2007 |  |  | (OP) Operating | [8 empty] | 41.4482 | -72.8349 | 7787.72 | 106501.177 | 13.6755 | 1.054%
| Big Sky Wind, LLC | 59061 | Radfords Run Wind Farm | IL | Dewitt | PJM | IPP Non-CHP | WT1 |  | 278 | 278 | 278 | Onshore Wind Turbine | WND | WT | 2017 |  |  | (OP) Operating | [8 empty] | 40.0111 | -89.0472 | 0 | 0 | #DIV/0! | 0%
| Greenbacker Renewable Energy Corporation | 58354 | Radiance Solar 4 | CA | Los Angeles | CISO | IPP Non-CHP | 1 |  | 1.5 | 1.5 | 1.5 | Solar Photovoltaic | SUN | PV | 2013 |  |  | (OP) Operating |  | 1.8 | [6 empty] | 34.6656 | -118.2881 | 0 | 0 | #DIV/0! | 0%
| Greenbacker Renewable Energy Corporation | 58355 | Radiance Solar 5 | CA | Los Angeles | CISO | IPP Non-CHP | 1 |  | 1.5 | 1.5 | 1.5 | Solar Photovoltaic | SUN | PV | 2013 |  |  | (OP) Operating |  | 1.8 | [6 empty] | 34.6656 | -118.2869 | 0 | 0 | #DIV/0! | 0%
| SRE Utility Solar 1, LLC | 58274 | Raeford Farm | NC | Hoke | CPLE | IPP Non-CHP | RAEF |  | 5 | 4.9 | 4.9 | Solar Photovoltaic | SUN | PV | 2012 |  |  | (OP) Operating |  | 6.3 | [6 empty] | 34.9689 | -79.2119 | 0 | 0 | #DIV/0! | 0%
| Rafael Solar LLC | 63206 | Rafael Solar | OR | Marion | PGE | IPP Non-CHP | RSPV1 |  | 2.2 | 2.2 | 2.2 | Solar Photovoltaic | SUN | PV | 2019 |  |  | (OP) Operating |  | 3.2 | [6 empty] | 44.8598 | -123.0079 | 0 | 0 | #DIV/0! | 0%
| NJR Clean Energy Ventures Corporation | 67484 | Raffia Road Solar Project | CT | Hartford | ISNE | IPP Non-CHP | FLRFT |  | 4 | 4 | 4 | Solar Photovoltaic | SUN | PV | 2024 |  |  | (OP) Operating |  | 5.4 | [6 empty] | 41.964 | -72.561 | 0 | 0 | #DIV/0! | 0%
| US Geothermal Inc. | 56317 | Raft River Geothermal Power Plant | ID | Cassia | BPAT | IPP Non-CHP | 1 |  | 18 | 10 | 12.2 | Geothermal | GEO | BT | 2008 |  |  | (OP) Operating | [8 empty] | 42.0994 | -113.3825 | 0 | 0 | #DIV/0! | 0%
| Rafterville Solar, LLC | 66084 | Rafterville Solar | MN | Kandiyohi | MISO | IPP Non-CHP | 14508 |  | 1 | 1 | 0.8 | Solar Photovoltaic | SUN | PV | 2023 |  |  | (OP) Operating |  | 1.4 | [6 empty] | 45.1383 | -94.7371 | 0 | 0 | #DIV/0! | 0%
| Ragsdale Solar, LLC | 66240 | Ragsdale Solar LLC | MS | Madison | MISO | IPP Non-CHP | GEN01 |  | 100 | 100 | 100 | Solar Photovoltaic | SUN | PV | 2024 |  |  | (OP) Operating |  | 136.6 | [6 empty] | 32.551 | -90.0097 | 0 | 0 | #DIV/0! | 0%
| Rail Splitter Wind Farm LLC | 56856 | Rail Splitter Wind Farm | IL | Tazewell | MISO | IPP Non-CHP | GEN1 |  | 100.5 | 100.5 | 100.5 | Onshore Wind Turbine | WND | WT | 2009 |  |  | (OP) Operating | [8 empty] | 40.3692 | -89.4022 | 0 | 0 | #DIV/0! | 0%
| Altus Power America Management, LLC | 60492 | Rail Trail | MA | Berkshire | ISNE | IPP Non-CHP | PV1 |  | 2 | 2 | 2 | Solar Photovoltaic | SUN | PV | 2016 |  |  | (OP) Operating |  | 2.8 | [6 empty] | 42.2431 | -73.3638 | 0 | 0 | #DIV/0! | 0%
| Palmetto Power Management LLC | 58316 | Railroad Farm | NC | Robeson | CPLE | IPP Non-CHP | 1 |  | 5 | 5 | 5 | Solar Photovoltaic | SUN | PV | 2012 |  |  | (OP) Operating |  | 6.4 | [6 empty] | 34.82 | -78.9708 | 0 | 0 | #DIV/0! | 0%
| Strata Manager, LLC | 61095 | Railroad Farm 2 | NC | Robeson | CPLE | IPP Non-CHP | 1 |  | 5 | 5 | 5 | Solar Photovoltaic | SUN | PV | 2014 |  |  | (OP) Operating |  | 6.8 | [6 empty] | 34.8079 | -78.9505 | 0 | 0 | #DIV/0! | 0%
| Cypress Creek Renewables | 60333 | Railroad Solar Center, LLC | OR | Malheur | IPCO | IPP Non-CHP | RSC1 |  | 4.5 | 4.5 | 4.5 | Solar Photovoltaic | SUN | PV | 2016 |  |  | (OP) Operating |  | 5.8 | [6 empty] | 43.998 | -117.1012 | 0 | 0 | #DIV/0! | 0%
| Cardinal Renewables | 63381 | Railroad Solar Farm, LLC | NC | Robeson | CPLE | IPP Non-CHP | NCRAL |  | 4.1 | 4.1 | 4.1 | Solar Photovoltaic | SUN | PV | 2016 |  |  | (OP) Operating |  | 5.4 | [6 empty] | 34.6806 | -79.185 | 0 | 0 | #DIV/0! | 0%
| Farmington River Power Company | 559 | Rainbow (CT) | CT | Hartford | ISNE | Electric Utility | 1 |  | 8 | 8 | 8 | Conventional Hydroelectric | WAT | HY | 1925 |  |  | (OP) Operating | [8 empty] | 41.9153 | -72.6936 | 0 | 0 | #DIV/0! | 0%
| NorthWestern Energy (MT Hydro) | 2193 | Rainbow (MT) | MT | Cascade | NWMT | Electric Utility | RAI9 |  | 59 | 64 | 64 | Conventional Hydroelectric | WAT | HY | 2013 |  |  | (OP) Operating | [8 empty] | 47.5344 | -111.2045 | 0 | 0 | #DIV/0! | 0%
| New York State Elec & Gas Corp | 6526 | Rainbow Falls Auscble | NY | Clinton | NYIS | Electric Utility | 1 |  | 2.6 | 2.6 | 2.6 | Conventional Hydroelectric | WAT | HY | 1926.5 |  |  | (OS) Out of service and NOT expected to return to service in next calendar year | [8 empty] | 44.5236 | -73.4617 | 0 | 0 | #DIV/0! | 0%
| Erie Boulevard Hydropower LP | 2600 | Rainbow Falls Hydro | NY | St Lawrence | NYIS | IPP Non-CHP | 1 |  | 25 | 24 | 23.8 | Conventional Hydroelectric | WAT | HY | 1956 |  |  | (OP) Operating | [8 empty] | 44.5178 | -74.8228 | 0 | 0 | #DIV/0! | 0%
| Rak 1 Solar LLC | 68654 | Rak 1 | NY | Chautauqua | NYIS | IPP Non-CHP | 169 |  | 5 | 5 | 5 | Solar Photovoltaic | SUN | PV | 2023 |  |  | (OP) Operating |  | 6.4 | [6 empty] | 42.4416 | -79.2923 | 0 | 0 | #DIV/0! | 0%
| Rak 2 Solar LLC | 68764 | Rak 2 | NY | Chautauqua | NYIS | IPP Non-CHP | 170 |  | 3.5 | 3.5 | 3.5 | Solar Photovoltaic | SUN | PV | 2023 |  |  | (OP) Operating |  | 4.4 | [6 empty] | 42.4367 | -79.2972 | 0 | 0 | #DIV/0! | 0%
| Ralls Wind Farm LLC | 57474 | Ralls Wind Farm | TX | Crosby | SWPP | IPP Non-CHP | 1 |  | 10 | 10 | 10 | Onshore Wind Turbine | WND | WT | 2011 |  |  | (OP) Operating |  |  |  |  | 0 | 0 | 0 | 0 | 33.6611 | -101.39 | 0 | 0 | #DIV/0! | 0%
| Oglethorpe Power Corporation | 55244 | Doyle Energy Facility | GA | Walton | SOCO | Electric Utility | CTG1 |  | 409 | 311.1 | 353 | Natural Gas Fired Combustion Turbine | NG | GT | 2000 |  |  | (OP) Operating | [8 empty] | 33.8377 | -83.6996 | 31029.35 | 376478.424 | 12.133 | 1.067%
| Placer County Water Agency | 427 | Ralston | CA | Placer | CISO | Electric Utility | 1 |  | 79.2 | 86 | 86 | Conventional Hydroelectric | WAT | HY | 1966 |  |  | (OP) Operating | [8 empty] | 39.001 | -120.7251 | 0 | 0 | #DIV/0! | 0%
| Altus Power America Management, LLC | 66486 | Ramapo | NJ | Bergen | PJM | IPP Non-CHP | RAMPO |  | 4.2 | 4.2 | 4.2 | Solar Photovoltaic | SUN | PV | 2019 |  |  | (OP) Operating |  | 5.2 | [6 empty] | 41.081 | -74.174 | 0 | 0 | #DIV/0! | 0%
| Duke Energy Renewables Services | 62141 | Rambler | TX | Tom Green | ERCO | IPP Non-CHP | RMBLR |  | 200 | 200 | 200 | Solar Photovoltaic | SUN | PV | 2020 |  |  | (OP) Operating |  | 266 | [6 empty] | 31.517 | -100.6 | 0 | 0 | #DIV/0! | 0%
| MN8 Energy LLC | 58909 | Ramona 1 | CA | San Diego | CISO | IPP Non-CHP | RAM1 |  | 2 | 2 | 2 | Solar Photovoltaic | SUN | PV | 2013 |  |  | (OP) Operating |  | 2.7 | [6 empty] | 33.0122 | -116.875 | 0 | 0 | #DIV/0! | 0%
| MN8 Energy LLC | 58911 | Ramona 2 | CA | San Diego | CISO | IPP Non-CHP | RAM2 |  | 5 | 5 | 5 | Solar Photovoltaic | SUN | PV | 2013 |  |  | (OP) Operating |  | 6.6 | [6 empty] | 33.0122 | -116.875 | 0 | 0 | #DIV/0! | 0%
| San Diego Gas & Electric Co | 60995 | Ramona Solar Energy | CA | San Diego | CISO | Electric Utility | 1 |  | 4.3 | 3.7 | 3.6 | Solar Photovoltaic | SUN | PV | 2017 |  |  | (OP) Operating |  | 4.9 | [6 empty] | 33.0185 | -116.8607 | 0 | 0 | #DIV/0! | 0%
| Ramp Solar, LLC | 66988 | Ramp Solar, LLC | NC | Wayne | CPLE | IPP Non-CHP | 27534 |  | 2 | 2 | 2 | Solar Photovoltaic | SUN | PV | 2022 |  |  | (OP) Operating |  | 2.7 | [6 empty] | 35.4164 | -77.9188 | 0 | 0 | #DIV/0! | 0%
| Cypress Creek Renewables | 58810 | Rams Horn Solar Center LLC | NC | Pitt | CPLE | IPP Non-CHP | RHSC1 |  | 5 | 5 | 5 | Solar Photovoltaic | SUN | PV | 2014 |  |  | (OP) Operating |  | 6.4 | [6 empty] | 35.6429 | -77.3165 | 0 | 0 | #DIV/0! | 0%
| Ranchero Wind Farm LLC | 62259 | Ranchero Wind Farm LLC | TX | Crockett | ERCO | IPP Non-CHP | RAN |  | 300 | 300 | 300 | Onshore Wind Turbine | WND | WT | 2019 |  |  | (OP) Operating | [8 empty] | 30.5949 | -101.453 | 0 | 0 | #DIV/0! | 0%
| Ranchland Solar, LLC | 61813 | Ranchland Solar, LLC | NC | Currituck | PJM | IPP Non-CHP | RCHLD |  | 60 | 60 | 60 | Solar Photovoltaic | SUN | PV | 2017 |  |  | (OP) Operating |  | 84.5 | [6 empty] | 36.4726 | -76.1541 | 0 | 0 | #DIV/0! | 0%
| Ranchland Wind Project I, LLC | 64551 | Ranchland Wind Project I | TX | Callahan | ERCO | IPP Non-CHP | WT2 |  | 114.9 | 114.9 | 114.9 | Onshore Wind Turbine | WND | WT | 2024 |  |  | (OP) Operating | [8 empty] | 32.3085 | -99.1645 | 0 | 0 | #DIV/0! | 0%
| Ranchland Wind Project II, LLC | 64544 | Ranchland Wind Project II | TX | Callahan | ERCO | IPP Non-CHP | WT2 |  | 148 | 148 | 148 | Onshore Wind Turbine | WND | WT | 2024 |  |  | (OP) Operating | [8 empty] | 32.3085 | -99.1642 | 0 | 0 | #DIV/0! | 0%
| Ranchland Wind Storage, LLC | 64545 | Ranchland Wind Storage | TX | Callahan | ERCO | IPP Non-CHP | BA |  | 73 | 73 | 73 | Batteries | MWH | BA | 2024 |  |  | (OP) Operating | 108.6 | [7 empty] | 32.3085 | -99.1642 | 0 | 0 | #DIV/0! | 0%
| KP Rancho Cordova Medical Offices Solar, LLC | 65384 | Rancho Cordova Medical Offices | CA | Sacramento | BANC | Commercial Non-CHP | 7101 |  | 1.1 | 1 | 0.8 | Solar Photovoltaic | SUN | PV | 2021 |  |  | (OP) Operating |  | 1.3 | [6 empty] | 38.5766 | -121.291 | 0 | 0 | #DIV/0! | 0%
| Altus Power America Management, LLC | 59540 | Rancho Cucamonga Dist #1 | CA | San Bernardino | CISO | IPP Non-CHP | 2 |  | 1.8 | 1.8 | 1.8 | Solar Photovoltaic | SUN | PV | 2015 |  |  | (OP) Operating |  | 2.2 | [6 empty] | 34.1003 | -117.5528 | 0 | 0 | #DIV/0! | 0%
| Rancho Seco Solar II, LLC | 63387 | Rancho Seco Solar II, LLC | CA | Sacramento | BANC | IPP Non-CHP | RSS2 |  | 160 | 160 | 160 | Solar Photovoltaic | SUN | PV | 2021 |  |  | (OP) Operating |  | 212.8 | [6 empty] | 38.3468 | -121.1198 | 0 | 0 | #DIV/0! | 0%
| Rancho Seco Solar, LLC | 60226 | Rancho Seco Solar, LLC | CA | Sacramento | BANC | IPP Non-CHP | GEN01 |  | 10.8 | 10.8 | 10.8 | Solar Photovoltaic | SUN | PV | 2016 |  |  | (OP) Operating |  | 12.5 | [6 empty] | 38.3399 | -121.1145 | 0 | 0 | #DIV/0! | 0%
| Engie North America | 64319 | Ranchtown | TX | Bexar | ERCO | IPP Non-CHP | RANCH |  | 9.9 | 9.9 | 9.9 | Batteries | MWH | BA | 2021 |  |  | (OP) Operating | 9.9 | [7 empty] | 29.6179 | -98.736 | 0 | 0 | #DIV/0! | 0%
| Wisconsin Electric Power Co | 6253 | Germantown | WI | Washington | MISO | Electric Utility | 1 |  | 335.7 | 254.6 | 373.8 | Petroleum Liquids | DFO | GT | 1982.4 |  |  | (OP) Operating | [5 empty] | 2025 | 5 | 10 | 43.1952 | -88.1496 | 30098.76 | 415322.684 | 13.7987 | 1.094%
| Green Street Power Partners | 68641 | Randall Road Solar I | NY | Saratoga | ISNE | IPP Non-CHP | RAND1 |  | 3.4 | 3.4 | 3.4 | Solar Photovoltaic | SUN | PV | 2024 |  |  | (OP) Operating |  | 4.4 | [6 empty] | 42.9759 | -73.9272 | 0 | 0 | #DIV/0! | 0%
| Green Street Power Partners | 68642 | Randall Road Solar II | NY | Saratoga | ISNE | IPP Non-CHP | RAND2 |  | 2.3 | 2.3 | 2.3 | Solar Photovoltaic | SUN | PV | 2024 |  |  | (OP) Operating |  | 2.7 | [6 empty] | 42.9759 | -73.9272 | 0 | 0 | #DIV/0! | 0%
| AES Distributed Energy | 63475 | Randall Solar Project Hybrid | MA | Worcester | ISNE | IPP Non-CHP | BATT |  | 8.3 | 8.3 | 8.3 | Batteries | MWH | BA | 2021 |  |  | (OP) Operating | 6 | [7 empty] | 42.3921 | -71.6611 | 0 | 0 | #DIV/0! | 0%
| Randolf Solar Partners LLC | 67028 | Randolf Solar | VA | Shenandoah | PJM | IPP Non-CHP | METER |  | 3.2 | 2.6 | 2.1 | Solar Photovoltaic | SUN | PV | 2024 |  |  | (OP) Operating |  | 4.2 | [6 empty] | 38.7451 | -78.6752 | 0 | 0 | #DIV/0! | 0%
| Altus Power America Management, LLC | 61732 | Randolph | MA | Norfolk | ISNE | IPP Non-CHP | RAND |  | 3.8 | 3.8 | 3.8 | Solar Photovoltaic | SUN | PV | 2017 |  |  | (OP) Operating |  | 4.8 | [6 empty] | 42.1776 | -71.0774 | 0 | 0 | #DIV/0! | 0%
| Ecoplexus, Inc | 62209 | Randolph CSG PV1-5 | MN | Dakota | MISO | IPP Non-CHP | RAND1 |  | 5 | 5 | 5 | Solar Photovoltaic | SUN | PV | 2019 |  |  | (OP) Operating |  | 1.3 | [6 empty] | 44.5277 | -92.9721 | 0 | 0 | #DIV/0! | 0%
| Rankin Solar Center, LLC | 61996 | Rankin Solar Center, LLC | SC | Florence | SC | IPP Non-CHP | RANKI |  | 10 | 10 | 10 | Solar Photovoltaic | SUN | PV | 2019 |  |  | (OP) Operating |  | 13.4 | [6 empty] | 34.2345 | -79.6552 | 0 | 0 | #DIV/0! | 0%
| AES Distributed Energy | 63012 | Ransomville Solar 1, LLC | NY | Niagara | NYIS | IPP Non-CHP | SWANN |  | 5 | 5 | 5 | Solar Photovoltaic | SUN | PV | 2019 |  |  | (OP) Operating |  | 5.2 | [6 empty] | 43.1994 | -78.9498 | 0 | 0 | #DIV/0! | 0%
| Lincoln Electric System | 6373 | Rokeby | NE | Lancaster | SWPP | Electric Utility | 1 |  | 266.1 | 258.6 | 262.2 | Natural Gas Fired Combustion Turbine | NG | GT | 1992.5 |  |  | (OP) Operating | [8 empty] | 40.7316 | -96.7364 | 25292.48 | 338181.659 | 13.3708 | 1.109%
| Altorfer Inc. | 62451 | Rantoul Solar | IL | Champaign | MISO | IPP Non-CHP | RANTL |  | 2 | 2 | 2 | Solar Photovoltaic | SUN | PV | 2016 |  |  | (OP) Operating |  | 2.2 | [6 empty] | 40.2867 | -88.1328 | 0 | 0 | #DIV/0! | 0%
| Eagle Creek Renewable Energy, LLC | 52054 | Rapidan Hydro Facility | MN | Blue Earth | MISO | IPP Non-CHP | GEN1 |  | 6.8 | 6.4 | 6.2 | Conventional Hydroelectric | WAT | HY | 1984 |  |  | (OS) Out of service and NOT expected to return to service in next calendar year | [8 empty] | 44.0927 | -94.1088 | 0 | 0 | #DIV/0! | 0%
| City of Kaukauna | 4122 | Rapide Croche | WI | Outagamie | MISO | Electric Utility | 1 |  | 2.4 | 2.4 | 2.4 | Conventional Hydroelectric | WAT | HY | 1926 |  |  | (OP) Operating | [8 empty] | 44.3164 | -88.3147 | 0 | 0 | #DIV/0! | 0%
| Northern States Power Co - Minnesota | 4014 | Wheaton | WI | Chippewa | MISO | Electric Utility | 1 |  | 194 | 186 | 239 | Natural Gas Fired Combustion Turbine | NG | GT | 1973 | 5 | 2025 | (OP) Operating | [8 empty] | 44.8854 | -91.5158 | 21499.35 | 312196.191 | 14.5212 | 1.155%
| Rappahannock Solar, LLC | 62780 | Rappahannock Solar, LLC | VA | Lancaster | PJM | IPP Non-CHP | 100 |  | 1.5 | 1.5 | 1.5 | Solar Photovoltaic | SUN | PV | 2021 |  |  | (OP) Operating |  | 2 | [6 empty] | 37.657 | -76.3832 | 0 | 0 | #DIV/0! | 0%
| Tucson Electric Power Co | 65972 | Raptor Ridge | AZ | Pima | TEPC | Industrial Non-CHP | RRS |  | 12.5 | 12.5 | 12.5 | Solar Photovoltaic | SUN | PV | 2022 |  |  | (OP) Operating |  | 15.6 | [6 empty] | 32.1469 | -110.8781 | 0 | 0 | #DIV/0! | 0%
| Janssen Pharmaceutical Co | 59059 | Raritan ITS | NJ | Somerset | PJM | IPP Non-CHP | GEN 1 |  | 2 | 2 | 2 | Solar Photovoltaic | SUN | PV | 2010 |  |  | (OP) Operating |  | 2.1 | [6 empty] | 40.5744 | -74.6542 | 0 | 0 | #DIV/0! | 0%
| MN8 Energy LLC | 60729 | Raritan Solar | NJ | Hunterdon | PJM | IPP Non-CHP | PV1 |  | 7.5 | 7.5 | 7.5 | Solar Photovoltaic | SUN | PV | 2016 |  |  | (OP) Operating |  | 10 | [6 empty] | 40.4642 | -74.8579 | 0 | 0 | #DIV/0! | 0%
| NJR Clean Energy Ventures Corporation | 61601 | Raritan Solar - 53 Highway | NJ | Hunterdon | PJM | IPP Non-CHP | RARIT |  | 8.4 | 8.4 | 8.4 | Solar Photovoltaic | SUN | PV | 2018 |  |  | (OP) Operating |  | 10 | [6 empty] | 40.4539 | -74.863 | 0 | 0 | #DIV/0! | 0%
| Janssen Pharmaceutical Co | 59055 | Rariton OMP | NJ | Somerset | PJM | IPP Non-CHP | PV1 |  | 2.4 | 2.4 | 2.1 | Solar Photovoltaic | SUN | PV | 2012 |  |  | (OP) Operating |  | 2.4 | [6 empty] | 40.5744 | -74.6481 | 0 | 0 | #DIV/0! | 0%
| Lakeside Beaver Falls LLC | 10617 | CH Resources Beaver Falls | NY | Lewis | NYIS | IPP CHP | GEN1 | CC01 | 107.8 | 79.7 | 90.4 | Natural Gas Fired Combined Cycle | NG | CT | 1995 |  |  | (OP) Operating | [8 empty] | 43.8861 | -75.4342 | 8718.42 | 75782.415 | 8.6922 | 1.17%
| Nevada Power Co | 2322 | Clark (NVE) | NV | Clark | NEVP | Electric Utility | 10 | PB1 | 1375.6 | 1141 | 1243 | Natural Gas Fired Combined Cycle | NG | CA | 1998.7368 |  |  | (OP) Operating | [8 empty] | 36.0875 | -115.0507 | 122231.38 | 1327450.754 | 10.8601 | 1.171%
| NRG Texas Power LLC | 3464 | Greens Bayou | TX | Harris | ERCO | IPP Non-CHP | 73 |  | 432 | 327 | 396 | Natural Gas Fired Combustion Turbine | NG | GT | 1976 |  |  | (OP) Operating | [8 empty] | 29.8222 | -95.2194 | 37783.49 | 543844.9 | 14.3937 | 1.193%
| Tennessee Valley Authority | 55232 | Marshall Energy Facility | KY | Marshall | TVA | Electric Utility | CT1 |  | 688 | 581.6 | 742.4 | Natural Gas Fired Combustion Turbine | NG | GT | 2002 |  |  | (OP) Operating | [8 empty] | 37.0286 | -88.3958 | 69627.9 | 840081.092 | 12.0653 | 1.201%
| HEN Infrastructure, L.L.C. | 65833 | Rattlesnake (TX) | TX | Ward | ERCO | IPP Non-CHP | RTLSK |  | 9.9 | 9.9 | 9.9 | Batteries | MWH | BA | 2022 |  |  | (OP) Operating | 9.9 | [7 empty] | 31.569 | -103.2266 | 0 | 0 | #DIV/0! | 0%
| Rattlesnake Creek Wind Project, LLC | 59292 | Rattlesnake Creek Wind Project | NE | Dixon | SWPP | IPP Non-CHP | RCWP |  | 318.1 | 318.1 | 318.1 | Onshore Wind Turbine | WND | WT | 2018 |  |  | (OP) Operating | [8 empty] | 42.375 | -96.829 | 0 | 0 | #DIV/0! | 0%
| SunEdison LLC | 59943 | Rattlesnake Den | TX | Glasscock | ERCO | IPP Non-CHP | 1 |  | 207.2 | 207.2 | 207.2 | Onshore Wind Turbine | WND | WT | 2015 |  |  | (OP) Operating | [8 empty] | 31.7432 | -101.4934 | 0 | 0 | #DIV/0! | 0%
| Rattlesnake Flat, LLC | 62936 | Rattlesnake Flat | WA | Adams | AVA | IPP Non-CHP | RAT |  | 144 | 144 | 144 | Onshore Wind Turbine | WND | WT | 2020 |  |  | (OP) Operating | [8 empty] | 46.941 | -118.5671 | 0 | 0 | #DIV/0! | 0%
| Rattlesnake Power, LLC | 60743 | Rattlesnake Power, LLC | TX | McCulloch | ERCO | IPP Non-CHP | WT1 |  | 160 | 160 | 160 | Onshore Wind Turbine | WND | WT | 2018 |  |  | (OP) Operating | [8 empty] | 31.3603 | -99.5514 | 0 | 0 | #DIV/0! | 0%
| United Power, Inc | 67300 | Rattlesnake Ridge Battery Storage | CO | Weld | WACM | Electric Utility | RATBA |  | 11.8 | 11.8 | 11.8 | Batteries | MWH | BA | 2024 |  |  | (OP) Operating | 47 | [7 empty] | 40.1974 | -104.608 | 0 | 0 | #DIV/0! | 0%
| Captona Ravenbrook LLC | 64109 | Ravenbrook | MA | Plymouth | ISNE | IPP Non-CHP | CPMA2 |  | 5 | 5 | 5 | Solar Photovoltaic | SUN | PV | 2013 |  |  | (OP) Operating |  | 6 | [6 empty] | 41.9197 | -70.8194 | 0 | 0 | #DIV/0! | 0%
| Modesto Irrigation District | 56135 | Ripon Generation Station | CA | San Joaquin | BANC | Electric Utility | 1 |  | 121 | 100 | 100 | Natural Gas Fired Combustion Turbine | NG | GT | 2006 |  |  | (OP) Operating | [8 empty] | 37.7315 | -121.116 | 10770.63 | 118694.573 | 11.0202 | 1.23%
| MRP San Joaquin Energy LLC. | 55807 | Henrietta Peaker | CA | Kings | CISO | IPP Non-CHP | HPP1 |  | 98 | 92.4 | 96.1 | Natural Gas Fired Combustion Turbine | NG | GT | 2002 |  |  | (OP) Operating | [8 empty] | 36.2397 | -119.9044 | 10181.71 | 99089.354 | 9.7321 | 1.233%
| Oklahoma Gas & Electric Co | 63628 | Tinker | OK | Oklahoma | SWPP | Electric Utility | 5A |  | 82 | 64 | 64 | Natural Gas Fired Combustion Turbine | NG | GT | 1971 |  |  | (OP) Operating | [8 empty] | 35.4147 | -97.3735 | 6929.12 | 114928 | 16.5862 | 1.236%
| Greenbacker Renewable Energy Corporation | 63722 | Rawhide Prairie Solar Hybrid | CO | Larimer | PSCO | IPP Non-CHP | BA1 |  | 23 | 23 | 23 | Batteries | MWH | BA | 2021 |  |  | (OP) Operating | 2 | [7 empty] | 40.858 | -105.0156 | 0 | 0 | #DIV/0! | 0%
| Evergy Kansas Central, Inc | 1248 | Hutchinson Energy Center | KS | Reno | SWPP | Electric Utility | GT1 |  | 345.3 | 239.3 | 291.2 | Natural Gas Fired Combustion Turbine | NG | GT | 1976 |  |  | (OP) Operating | [8 empty] | 38.0906 | -97.8747 | 28979.83 | 589927.323 | 20.3565 | 1.247%
| City of Garland - (TX) | 4266 | Spencer | TX | Denton | ERCO | Electric Utility | 4 |  | 126.5 | 122 | 122 | Natural Gas Steam Turbine | NG | ST | 1969.5 |  |  | (OP) Operating | [8 empty] | 33.1975 | -97.1061 | 13341 | 183649.05 | 13.7658 | 1.248%
| Ray Wilson Solar, LLC | 63017 | Ray Wilson Solar | NC | Davie | DUK | IPP Non-CHP | 1090 |  | 5 | 5 | 5 | Solar Photovoltaic | SUN | PV | 2021 |  |  | (OP) Operating |  | 6.3 | [6 empty] | 35.933 | -80.376 | 0 | 0 | #DIV/0! | 0%
| Dominion Energy South Carolina, Inc | 3285 | Hagood | SC | Charleston | SCEG | Electric Utility | 4 |  | 177.3 | 126 | 141 | Natural Gas Fired Combustion Turbine | NG | GT | 2003.3333 |  |  | (OP) Operating | [8 empty] | 32.8265 | -79.9634 | 14728.67 | 200918.332 | 13.6413 | 1.259%
| Wisconsin Electric Power Co | 67731 | Raymond Solar WI, LLC | WI | Racine | MISO | Electric Utility | 20242 |  | 6 | 6 | 6 | Solar Photovoltaic | SUN | PV | 2025 |  |  | (OP) Operating | [8 empty] | 42.7626 | -88.0579 | 0 | 0 | #DIV/0! | 0%
| Big Sky Wind, LLC | 62909 | Raymond Wind Farm, LLC | TX | Willacy | ERCO | IPP Non-CHP | ERAYM |  | 200.2 | 200.2 | 200.2 | Onshore Wind Turbine | WND | WT | 2021 |  |  | (OP) Operating | [8 empty] | 26.3642 | -97.7804 | 0 | 0 | #DIV/0! | 0%
| Erie Boulevard Hydropower LP | 2601 | Raymondville | NY | St Lawrence | NYIS | IPP Non-CHP | 1 |  | 2 | 2.3 | 2.1 | Conventional Hydroelectric | WAT | HY | 1928 |  |  | (OP) Operating | [8 empty] | 44.835 | -74.9803 | 0 | 0 | #DIV/0! | 0%
| City of Garland - (TX) | 3576 | Ray Olinger | TX | Collin | ERCO | Electric Utility | 1 |  | 427.7 | 395 | 401 | Natural Gas Steam Turbine | NG | ST | 1978.75 |  |  | (OP) Operating | [8 empty] | 33.0681 | -96.4525 | 44267.75 | 560716.8 | 12.6665 | 1.27%
| Dimension Energy LLC | 67533 | RB Inyokern Solar WDAT 1203 (CSG) | CA | Kern | CISO | IPP Non-CHP | INYO1 |  | 19.9 | 19.9 | 19.9 | Solar Photovoltaic | SUN | PV | 2024 |  |  | (OP) Operating |  | 27.44 | [6 empty] | 35.6558 | -117.8103 | 0 | 0 | #DIV/0! | 0%
| Dimension Energy LLC | 67534 | RB Inyokern Solar WDAT 1281 (CSG) | CA | Kern | CISO | IPP Non-CHP | INYO2 |  | 11.9 | 11.9 | 11.9 | Solar Photovoltaic | SUN | PV | 2024 |  |  | (OP) Operating |  | 16.5 | [6 empty] | 35.6599 | -117.8103 | 0 | 0 | #DIV/0! | 0%
| RC Energy AA LLC | 62756 | RC Energy AA LLC Solar Facility | NM | Bernalillo | PNM | IPP Non-CHP | AA001 |  | 1 | 1 | 1 | Solar Photovoltaic | SUN | PV | 2011 |  |  | (OP) Operating |  | 1.1 | [6 empty] | 35.1527 | -106.5472 | 0 | 0 | #DIV/0! | 0%
| East Texas Electric Coop, Inc | 58645 | RC Thomas Hydroelectric Project | TX | Polk | MISO | Electric Utility | RCT1 |  | 26.7 | 24.3 | 24.3 | Conventional Hydroelectric | WAT | HY | 2020 |  |  | (OP) Operating | [8 empty] | 30.6322 | -95.01 | 0 | 0 | #DIV/0! | 0%
| MN8 Energy LLC | 60426 | RCWD PV Project | CA | Riverside | CISO | IPP Non-CHP | RCWD |  | 4.1 | 3.9 | 2.7 | Solar Photovoltaic | SUN | PV | 2016 |  |  | (OP) Operating |  | 5 | [6 empty] | 33.5226 | -117.1815 | 0 | 0 | #DIV/0! | 0%
| Onward Energy | 58984 | RE Adams East, LLC | CA | Fresno | CISO | IPP Non-CHP | 1 |  | 19 | 19 | 19 | Solar Photovoltaic | SUN | PV | 2014 |  |  | (OP) Operating |  | 24.9 | [6 empty] | 36.6175 | -120.2908 | 0 | 0 | #DIV/0! | 0%
| Duke Energy Renewables Services | 57795 | RE Ajo 1 LLC | AZ | Pima | AZPS | IPP Non-CHP | 1 |  | 4.5 | 4.5 | 4.5 | Solar Photovoltaic | SUN | PV | 2011 |  |  | (OP) Operating |  | 5 | [6 empty] | 32.367 | -112.8314 | 0 | 0 | #DIV/0! | 0%
| RE Astoria LLC | 59976 | RE Astoria | CA | Kern | CISO | IPP Non-CHP | ASTR1 |  | 100 | 100 | 100 | Solar Photovoltaic | SUN | PV | 2016 |  |  | (OP) Operating |  | 130.8 | [6 empty] | 34.8442 | -118.4585 | 0 | 0 | #DIV/0! | 0%
| RE Astoria 2 LLC | 59977 | RE Astoria 2 | CA | Kern | CISO | IPP Non-CHP | ASTR2 |  | 75 | 75 | 75 | Solar Photovoltaic | SUN | PV | 2016 |  |  | (OP) Operating |  | 94.9 | [6 empty] | 34.8366 | -118.4802 | 0 | 0 | #DIV/0! | 0%
| Duke Energy Renewables Services | 57790 | RE Bagdad Solar I LLC | AZ | Yavapai | AZPS | IPP Non-CHP | 1 |  | 14.9 | 14.9 | 14.9 | Solar Photovoltaic | SUN | PV | 2011 |  |  | (OP) Operating |  | 16.6 | [6 empty] | 34.5858 | -113.1772 | 0 | 0 | #DIV/0! | 0%
| RE Barren Ridge 1, LLC | 60389 | RE Barren Ridge 1 | CA | Kern | LDWP | IPP Non-CHP | REBR1 |  | 60 | 60 | 60 | Solar Photovoltaic | SUN | PV | 2016 |  |  | (OP) Operating |  | 78 | [6 empty] | 35.2047 | -118.0688 | 0 | 0 | #DIV/0! | 0%
| MN8 Energy LLC | 57783 | RE Bruceville 1 LLC | CA | Sacramento | BANC | IPP Non-CHP | BRU1 |  | 5 | 5 | 5 | Solar Photovoltaic | SUN | PV | 2012 |  |  | (OP) Operating |  | 6.2 | [6 empty] | 38.3475 | -121.4128 | 0 | 0 | #DIV/0! | 0%
| MN8 Energy LLC | 57784 | RE Bruceville 2 LLC | CA | Sacramento | BANC | IPP Non-CHP | BRU2 |  | 5 | 5 | 5 | Solar Photovoltaic | SUN | PV | 2012 |  |  | (OP) Operating |  | 6.2 | [6 empty] | 38.3475 | -121.4128 | 0 | 0 | #DIV/0! | 0%
| MN8 Energy LLC | 57785 | RE Bruceville 3 LLC | CA | Sacramento | BANC | IPP Non-CHP | BRU3 |  | 5 | 5 | 5 | Solar Photovoltaic | SUN | PV | 2012 |  |  | (OP) Operating |  | 6.2 | [6 empty] | 38.3475 | -121.4128 | 0 | 0 | #DIV/0! | 0%
| Onward Energy | 58983 | RE Camelot LLC | CA | Kern | CISO | IPP Non-CHP | 1 |  | 45 | 45 | 45 | Solar Photovoltaic | SUN | PV | 2014 |  |  | (OP) Operating |  | 59.1 | [6 empty] | 35.0267 | -118.1856 | 0 | 0 | #DIV/0! | 0%
| MN8 Energy LLC | 58502 | RE Columbia 3 LLC | CA | Kern | CISO | IPP Non-CHP | COL3 |  | 10 | 10 | 10 | Solar Photovoltaic | SUN | PV | 2014 |  |  | (OP) Operating |  | 11.1 | [6 empty] | 35.0247 | -118.1642 | 0 | 0 | #DIV/0! | 0%
| Onward Energy | 58990 | RE Columbia Two, LLC | CA | Kern | CISO | IPP Non-CHP | 1 |  | 15 | 15 | 15 | Solar Photovoltaic | SUN | PV | 2014 |  |  | (OP) Operating |  | 19.4 | [6 empty] | 35.0267 | -118.1856 | 0 | 0 | #DIV/0! | 0%
| MN8 Energy LLC | 57777 | RE Dillard 1 LLC | CA | Sacramento | BANC | IPP Non-CHP | DL1 |  | 3 | 3 | 3 | Solar Photovoltaic | SUN | PV | 2012 |  |  | (OP) Operating |  | 3.8 | [6 empty] | 38.4686 | -121.1819 | 0 | 0 | #DIV/0! | 0%
| MN8 Energy LLC | 57779 | RE Dillard 2 LLC | CA | Sacramento | BANC | IPP Non-CHP | DIL2 |  | 3 | 3 | 3 | Solar Photovoltaic | SUN | PV | 2012 |  |  | (OP) Operating |  | 3.8 | [6 empty] | 38.4661 | -121.1778 | 0 | 0 | #DIV/0! | 0%
| MN8 Energy LLC | 57781 | RE Dillard 3 LLC | CA | Sacramento | BANC | IPP Non-CHP | DIL3 |  | 3 | 3 | 3 | Solar Photovoltaic | SUN | PV | 2012 |  |  | (OP) Operating |  | 3.8 | [6 empty] | 38.4619 | -121.1803 | 0 | 0 | #DIV/0! | 0%
| MN8 Energy LLC | 57806 | RE Dillard 4 LLC | CA | Sacramento | BANC | IPP Non-CHP | DIL4 |  | 0.4 | 0.4 | 0.4 | Solar Photovoltaic | SUN | PV | 2012 |  |  | (OP) Operating |  | 0.5 | [6 empty] | 38.4619 | -121.1803 | 0 | 0 | #DIV/0! | 0%
| Southern Power Co | 60233 | RE Garland | CA | Kern | CISO | IPP Non-CHP | BESS1 |  | 273.1 | 268 | 268 | Batteries | MWH | BA | 2019.3333 |  |  | (OP) Operating | 176 | [7 empty] | 34.8253 | -118.525 | 0 | 0 | #DIV/0! | 0%
| Southern Power Co | 60386 | RE Garland A | CA | Kern | CISO | IPP Non-CHP | PV1 |  | 20.2 | 20 | 20 | Solar Photovoltaic | SUN | PV | 2016 |  |  | (OP) Operating |  | 26.5 | [6 empty] | 34.8215 | -118.4974 | 0 | 0 | #DIV/0! | 0%
| RE Gaskell West LLC | 61446 | RE Gaskell West 2 LLC | CA | Kern | CISO | IPP Non-CHP | PV2 |  | 45 | 45 | 45 | Solar Photovoltaic | SUN | PV | 2023 |  |  | (OP) Operating |  | 61 | [6 empty] | 34.8349 | -118.5512 | 0 | 0 | #DIV/0! | 0%
| RE Gaskell West LLC | 61447 | RE Gaskell West 3 LLC | CA | Kern | CISO | IPP Non-CHP | PV3 |  | 20 | 20 | 20 | Solar Photovoltaic | SUN | PV | 2023 |  |  | (OP) Operating |  | 27 | [6 empty] | 34.8349 | -118.5512 | 0 | 0 | #DIV/0! | 0%
| RE Gaskell West LLC | 61448 | RE Gaskell West 4 LLC | CA | Kern | CISO | IPP Non-CHP | PV4 |  | 20 | 20 | 20 | Solar Photovoltaic | SUN | PV | 2023 |  |  | (OP) Operating |  | 27 | [6 empty] | 34.8279 | -118.5682 | 0 | 0 | #DIV/0! | 0%
| RE Gaskell West LLC | 61449 | RE Gaskell West 5 LLC | CA | Kern | CISO | IPP Non-CHP | PV5 |  | 20 | 20 | 20 | Solar Photovoltaic | SUN | PV | 2023 |  |  | (OP) Operating |  | 27 | [6 empty] | 34.8349 | -118.5512 | 0 | 0 | #DIV/0! | 0%
| MN8 Energy LLC | 58501 | RE Gillespie 1 LLC | AZ | Maricopa | AZPS | IPP Non-CHP | GILL1 |  | 15 | 15 | 15 | Solar Photovoltaic | SUN | PV | 2013 |  |  | (OP) Operating |  | 20.2 | [6 empty] | 33.0264 | -112.6658 | 0 | 0 | #DIV/0! | 0%
| MN8 Energy LLC | 57778 | RE Kammerer 1 LLC | CA | Sacramento | BANC | IPP Non-CHP | KAM1 |  | 5 | 5 | 5 | Solar Photovoltaic | SUN | PV | 2012 |  |  | (OP) Operating |  | 6.2 | [6 empty] | 38.3651 | -121.3811 | 0 | 0 | #DIV/0! | 0%
| MN8 Energy LLC | 57780 | RE Kammerer 2 LLC | CA | Sacramento | BANC | IPP Non-CHP | KAM2 |  | 5 | 5 | 5 | Solar Photovoltaic | SUN | PV | 2012 |  |  | (OP) Operating |  | 6.2 | [6 empty] | 38.3651 | -121.3811 | 0 | 0 | #DIV/0! | 0%
| MN8 Energy LLC | 57782 | RE Kammerer 3 LLC | CA | Sacramento | BANC | IPP Non-CHP | KAM3 |  | 5 | 5 | 5 | Solar Photovoltaic | SUN | PV | 2012 |  |  | (OP) Operating |  | 6.2 | [6 empty] | 38.3651 | -121.3811 | 0 | 0 | #DIV/0! | 0%
| Onward Energy | 58985 | RE Kansas Solar, LLC | CA | Kings | CISO | IPP Non-CHP | 1 |  | 20 | 20 | 20 | Solar Photovoltaic | SUN | PV | 2014 |  |  | (OP) Operating |  | 27.1 | [6 empty] | 36.2478 | -119.8339 | 0 | 0 | #DIV/0! | 0%
| RE Kansas South LLC | 58148 | RE Kansas South LLC | CA | Kings | CISO | IPP Non-CHP | KS |  | 20 | 20 | 20 | Solar Photovoltaic | SUN | PV | 2013 |  |  | (OP) Operating |  | 27 | [6 empty] | 36.2261 | -119.8342 | 0 | 0 | #DIV/0! | 0%
| Onward Energy | 58991 | RE Kent South, LLC | CA | Kings | CISO | IPP Non-CHP | 1 |  | 20 | 20 | 20 | Solar Photovoltaic | SUN | PV | 2014 |  |  | (OP) Operating |  | 26.3 | [6 empty] | 36.2261 | -119.9053 | 0 | 0 | #DIV/0! | 0%
| Onward Energy | 61346 | RE Maplewood | TX | Pecos | ERCO | IPP Non-CHP | PV1 |  | 250 | 250 | 250 | Solar Photovoltaic | SUN | PV | 2021 |  |  | (OP) Operating |  | 290 | [6 empty] | 30.9766 | -102.2578 | 0 | 0 | #DIV/0! | 0%
| MN8 Energy LLC | 57816 | RE McKenzie 1 LLC | CA | Sacramento | BANC | IPP Non-CHP | MCK1 |  | 5 | 5 | 5 | Solar Photovoltaic | SUN | PV | 2012 |  |  | (OP) Operating |  | 6.3 | [6 empty] | 38.3026 | -121.2958 | 0 | 0 | #DIV/0! | 0%
| MN8 Energy LLC | 57817 | RE McKenzie 2 LLC | CA | Sacramento | BANC | IPP Non-CHP | MCK2 |  | 5 | 5 | 5 | Solar Photovoltaic | SUN | PV | 2012 |  |  | (OP) Operating |  | 6.3 | [6 empty] | 38.3026 | -121.2958 | 0 | 0 | #DIV/0! | 0%
| MN8 Energy LLC | 57818 | RE McKenzie 3 LLC | CA | Sacramento | BANC | IPP Non-CHP | MCK3 |  | 5 | 5 | 5 | Solar Photovoltaic | SUN | PV | 2012 |  |  | (OP) Operating |  | 6.3 | [6 empty] | 38.3026 | -121.2958 | 0 | 0 | #DIV/0! | 0%
| MN8 Energy LLC | 57819 | RE McKenzie 4 LLC | CA | Sacramento | BANC | IPP Non-CHP | MCK4 |  | 5 | 5 | 5 | Solar Photovoltaic | SUN | PV | 2012 |  |  | (OP) Operating |  | 6.3 | [6 empty] | 38.3026 | -121.2958 | 0 | 0 | #DIV/0! | 0%
| MN8 Energy LLC | 57820 | RE McKenzie 5 LLC | CA | Sacramento | BANC | IPP Non-CHP | MCK5 |  | 5 | 5 | 5 | Solar Photovoltaic | SUN | PV | 2012 |  |  | (OP) Operating |  | 6.3 | [6 empty] | 38.3026 | -121.2958 | 0 | 0 | #DIV/0! | 0%
| MN8 Energy LLC | 57821 | RE McKenzie 6 LLC | CA | Sacramento | BANC | IPP Non-CHP | MCK6 |  | 5 | 5 | 5 | Solar Photovoltaic | SUN | PV | 2012 |  |  | (OP) Operating |  | 6.3 | [6 empty] | 38.3026 | -121.2958 | 0 | 0 | #DIV/0! | 0%
| MN8 Energy LLC | 59150 | RE Mustang LLC | CA | Kings | CISO | IPP Non-CHP | BESS1 |  | 175 | 175 | 175 | Batteries | MWH | BA | 2018.5 |  |  | (OP) Operating | 75 | [7 empty] | 36.2217 | -119.9031 | 0 | 0 | #DIV/0! | 0%
| Onward Energy | 58986 | RE Old River One, LLC | CA | Kern | CISO | IPP Non-CHP | 1 |  | 20 | 20 | 20 | Solar Photovoltaic | SUN | PV | 2014 |  |  | (OP) Operating |  | 26.8 | [6 empty] | 35.2233 | -119.0889 | 0 | 0 | #DIV/0! | 0%
| MN8 Energy LLC | 58500 | RE Rio Grande Solar LLC | CA | Kern | CISO | IPP Non-CHP | RIO |  | 5 | 5 | 5 | Solar Photovoltaic | SUN | PV | 2013 |  |  | (OP) Operating |  | 5.1 | [6 empty] | 35.0074 | -118.1645 | 0 | 0 | #DIV/0! | 0%
| MN8 Energy LLC | 58498 | RE Rosamond One LLC | CA | Kern | CISO | IPP Non-CHP | RONE |  | 20 | 20 | 20 | Solar Photovoltaic | SUN | PV | 2014 |  |  | (OP) Operating |  | 26.2 | [6 empty] | 34.9 | -118.2469 | 0 | 0 | #DIV/0! | 0%
| MN8 Energy LLC | 58499 | RE Rosamond Two LLC | CA | Kern | CISO | IPP Non-CHP | RTWO |  | 20 | 20 | 20 | Solar Photovoltaic | SUN | PV | 2014 |  |  | (OP) Operating |  | 20.9 | [6 empty] | 34.9003 | -118.2383 | 0 | 0 | #DIV/0! | 0%
| Southern Power Co | 59994 | RE Roserock | TX | Pecos | ERCO | IPP Non-CHP | ROSEK |  | 160 | 157.5 | 157.5 | Solar Photovoltaic | SUN | PV | 2016 |  |  | (OP) Operating |  | 212.1 | [6 empty] | 30.9602 | -103.3067 | 0 | 0 | #DIV/0! | 0%
| Southern Power Co | 59939 | RE Tranquillity | CA | Fresno | CISO | IPP Non-CHP | BESS1 |  | 277.3 | 272 | 272 | Batteries | MWH | BA | 2019.6667 |  |  | (OP) Operating | 128 | [7 empty] | 36.5814 | -120.4045 | 0 | 0 | #DIV/0! | 0%
| MN8 Energy LLC | 58202 | RE Victor Phelan Solar One LLC | CA | San Bernardino | CISO | IPP Non-CHP | VPS1 |  | 20 | 20 | 20 | Solar Photovoltaic | SUN | PV | 2013 |  |  | (OP) Operating |  | 22.3 | [6 empty] | 34.5123 | -117.4775 | 0 | 0 | #DIV/0! | 0%
| Southern Power Co | 60999 | Reading Wind Project | KS | Lyon | SWPP | IPP Non-CHP | READW |  | 200.1 | 200.1 | 200.1 | Onshore Wind Turbine | WND | WT | 2020 |  |  | (OP) Operating | [8 empty] | 38.475 | -95.9655 | 0 | 0 | #DIV/0! | 0%
| Record Hill Wind LLC | 57568 | Record Hill Wind | ME | Oxford | ISNE | IPP Non-CHP | RHW |  | 50.6 | 50.6 | 50.6 | Onshore Wind Turbine | WND | WT | 2012 |  |  | (OP) Operating | [8 empty] | 44.6336 | -70.6278 | 0 | 0 | #DIV/0! | 0%
| Wisconsin Public Service Corp | 65282 | Red Barn Energy | WI | Grant | MISO | Electric Utility | WT |  | 91.6 | 91.6 | 91.6 | Onshore Wind Turbine | WND | WT | 2023 |  |  | (OP) Operating | [8 empty] | 42.9514 | -90.4407 | 0 | 0 | #DIV/0! | 0%
| U S Power Generating Company LLC | 2499 | Narrows Gas Turbines Generating | NY | Kings | NYIS | IPP Non-CHP | NT11 |  | 352 | 309.1 | 403.6 | Natural Gas Fired Combustion Turbine | NG | GT | 1972 |  |  | (OP) Operating | [8 empty] | 40.6486 | -74.0208 | 39667.9 | 665614.7 | 16.7797 | 1.271%
| Nebraska Public Power District | 2266 | Hebron | NE | Thayer | SWPP | Electric Utility | 1 |  | 56.7 | 42 | 42 | Petroleum Liquids | DFO | GT | 1973 |  |  | (OP) Operating | [8 empty] | 40.1879 | -97.5779 | 4801.7 | 70884.3 | 14.7623 | 1.305%
| San Diego Gas & Electric Co | 56232 | Miramar Energy Facility | CA | San Diego | CISO | Electric Utility | 1 |  | 106 | 94 | 94 | Natural Gas Fired Combustion Turbine | NG | GT | 2007 |  |  | (OP) Operating | [8 empty] | 32.8769 | -117.1664 | 10876.4 | 108165.89 | 9.945 | 1.321%
| Pattern Operators LP | 63981 | Red Cloud Wind LLC | NM | Lincoln | PNM | IPP Non-CHP | 1 |  | 350 | 350 | 350 | Onshore Wind Turbine | WND | WT | 2021 |  |  | (OP) Operating | [8 empty] | 34.2741 | -105.4229 | 0 | 0 | #DIV/0! | 0%
| Red Dirt Wind Project, LLC | 61270 | Red Dirt Wind Project | OK | Kingfisher | SWPP | IPP Non-CHP | RDDRT |  | 299.3 | 299.3 | 299.3 | Onshore Wind Turbine | WND | WT | 2017 |  |  | (OP) Operating | [8 empty] | 36.051 | -97.784 | 0 | 0 | #DIV/0! | 0%
| MPC Generating, LLC | 7764 | MPC Generating | GA | Walton | SOCO | IPP Non-CHP | 1 |  | 386.1 | 302.5 | 351 | Natural Gas Fired Combustion Turbine | NG | GT | 2000.5 |  |  | (OP) Operating | [8 empty] | 33.8119 | -83.6953 | 38457.6 | 442189.868 | 11.4981 | 1.344%
| Pittsfield Generating Company, LP | 50002 | Pittsfield Generating LP | MA | Berkshire | ISNE | IPP CHP | GEN1 | CC1 | 175.5 | 157.7 | 185.8 | Natural Gas Fired Combined Cycle | NG | CT | 1990 |  |  | (OP) Operating | [8 empty] | 42.4564 | -73.2181 | 20295.96 | 267532.132 | 13.1815 | 1.349%
| SRE Utility Solar 1, LLC | 59760 | Red Hill Solar Center, LLC | NC | Warren | CPLE | IPP Non-CHP | RHILL |  | 5 | 4.9 | 4.9 | Solar Photovoltaic | SUN | PV | 2014 |  |  | (OP) Operating |  | 6.4 | [6 empty] | 36.4044 | -78.1411 | 0 | 0 | #DIV/0! | 0%
| Southern California Edison Co | 56472 | Grapeland Hybrid | CA | San Bernardino | CISO | Electric Utility | 1 |  | 59.8 | 56 | 56 | Natural Gas Fired Combustion Turbine | NG | GT | 2011.5 |  |  | (OP) Operating | [8 empty] | 34.0903 | -117.5343 | 6656.57 | 73345.525 | 11.0185 | 1.357%
| Acciona Wind Energy USA LLC | 56804 | Red Hills Wind Project LLC | OK | Roger Mills | SWPP | IPP Non-CHP | RH |  | 123 | 123 | 123 | Onshore Wind Turbine | WND | WT | 2008 |  |  | (OP) Operating | [8 empty] | 35.535 | -99.3828 | 0 | 0 | #DIV/0! | 0%
| Red Horse 2 | 58833 | Red Horse 2 | AZ | Cochise | TEPC | IPP Non-CHP | RH2S |  | 81 | 81 | 81 | Solar Photovoltaic | SUN | PV | 2015 |  |  | (OP) Operating |  | 75.9 | [6 empty] | 32.2861 | -110.0881 | 0 | 0 | #DIV/0! | 0%
| Red Horse III | 60285 | Red Horse III | AZ | Cochise | TEPC | IPP Non-CHP | RH3 |  | 30 | 30 | 30 | Solar Photovoltaic | SUN | PV | 2016 |  |  | (OP) Operating |  | 37.7 | [6 empty] | 32.136 | -110.0513 | 0 | 0 | #DIV/0! | 0%
| Consolidated Edison Development Inc. | 63689 | Red Lake Falls Community Hybrid | MN | Red Lake | MISO | IPP Non-CHP | RLFS |  | 5.6 | 5.6 | 5.6 | Solar Photovoltaic | SUN | PV | 2020 |  |  | (OP) Operating |  | 5.5 | [6 empty] | 47.8693 | -96.319 | 0 | 0 | #DIV/0! | 0%
| Omaha Public Power District | 2290 | Jones Street | NE | Douglas | SWPP | Electric Utility | 1 |  | 130 | 123.5 | 129.8 | Petroleum Liquids | DFO | GT | 1973 |  |  | (OP) Operating | [8 empty] | 41.2515 | -95.9227 | 15235.04 | 259367.2 | 17.0244 | 1.373%
| Terraform Arcadia | 60962 | Red Maple Solar | MN | Le Sueur | MISO | IPP Non-CHP | PV1 |  | 3 | 3 | 3 | Solar Photovoltaic | SUN | PV | 2018 |  |  | (OP) Operating |  | 1.3 | [6 empty] | 44.3194 | -93.899 | 0 | 0 | #DIV/0! | 0%
| NTUA Generation - Utah, LLC | 66404 | Red Mesa Solar Project | UT | San Juan | PACE | IPP Non-CHP | PV |  | 72 | 72 | 72 | Solar Photovoltaic | SUN | PV | 2023 |  |  | (OP) Operating |  | 93.7 | [6 empty] | 37.1208 | -109.4115 | 0 | 0 | #DIV/0! | 0%
| Red Mesa Wind LLC | 57357 | Red Mesa Wind LLC | NM | Sandoval | PNM | IPP Non-CHP | EXIS |  | 102.4 | 102.4 | 102.4 | Onshore Wind Turbine | WND | WT | 2010 |  |  | (OP) Operating | [8 empty] | 35.2689 | -107.3828 | 0 | 0 | #DIV/0! | 0%
| Metropolitan Water District of S CA | 484 | Red Mountain | CA | San Diego | CISO | Electric Utility | 1 |  | 5.9 | 5.9 | 5.9 | Conventional Hydroelectric | WAT | HY | 1985 |  |  | (OP) Operating | [8 empty] | 33.3944 | -117.1889 | 0 | 0 | #DIV/0! | 0%
| Great River Energy | 7925 | Lakefield Junction | MN | Martin | MISO | Electric Utility | 1 |  | 537.8 | 497.6 | 551.6 | Natural Gas Fired Combustion Turbine | NG | GT | 2001.1429 |  |  | (OP) Operating | [8 empty] | 43.7984 | -94.8414 | 63261.12 | 952168.368 | 15.0514 | 1.377%
| Heelstone Energy Holdings, LLC | 60929 | Red Oak Solar Farm, LLC | NC | Nash | DUK | IPP Non-CHP | RDOAK |  | 5 | 4.9 | 4.9 | Solar Photovoltaic | SUN | PV | 2016 |  |  | (OP) Operating |  | 6.9 | [6 empty] | 35.993 | -77.9335 | 0 | 0 | #DIV/0! | 0%
| EDF Renewable Asset Holdings, Inc. | 61357 | Red Pine Wind Project | MN | Lincoln | MISO | IPP Non-CHP | RP1 |  | 200 | 200 | 200 | Onshore Wind Turbine | WND | WT | 2017 |  |  | (OP) Operating | [8 empty] | 44.478 | -96.1538 | 0 | 0 | #DIV/0! | 0%
| TLS Capital, Inc | 65228 | Red Prairie Solar | OR | Yamhill | PGE | IPP Non-CHP | RP21 |  | 2.2 | 2.2 | 2.2 | Solar Photovoltaic | SUN | PV | 2021 |  |  | (OP) Operating |  | 3.1 | [6 empty] | 45.0874 | -123.4174 | 0 | 0 | #DIV/0! | 0%
| Arizona Public Service Co | 60467 | Red Rock | AZ | Maricopa | AZPS | Electric Utility | PV1 |  | 81 | 81 | 81 | Solar Photovoltaic | SUN | PV | 2020 |  |  | (OP) Operating |  | 57.7 | [6 empty] | 32.551 | -111.2892 | 0 | 0 | #DIV/0! | 0%
| Western Minnesota Mun Pwr Agny | 58434 | Red Rock Hydro Plant | IA | Marion | MISO | Electric Utility | 1 |  | 55.2 | 55 | 55 | Conventional Hydroelectric | WAT | HY | 2021 |  |  | (OP) Operating | [8 empty] | 41.3697 | -92.9808 | 0 | 0 | #DIV/0! | 0%
| Lincoln Operating Services, LLC | 55438 | MRP Elgin LLC | IL | Cook | PJM | IPP Non-CHP | CT01 |  | 540 | 489.3 | 500 | Natural Gas Fired Combustion Turbine | NG | GT | 2002 |  |  | (OP) Operating | [8 empty] | 42.0001 | -88.2446 | 61629.81 | 739379.92 | 11.9971 | 1.422%
| Acciona Energy USA Global, LLC | 66157 | Red Tailed Hawk Solar LLC | TX | Wharton | ERCO | IPP Non-CHP | GEN1 |  | 350 | 350 | 350 | Solar Photovoltaic | SUN | PV | 2024 |  |  | (OP) Operating |  | 458 | [6 empty] | 29.1592 | -96.1416 | 0 | 0 | #DIV/0! | 0%
| SRE Utility Solar 1, LLC | 60129 | Red Toad 1425 A Powatan Road, LLC | NC | Johnston | DUK | IPP Non-CHP | POW |  | 2 | 1.9 | 1.9 | Solar Photovoltaic | SUN | PV | 2015 |  |  | (OP) Operating |  | 2.8 | [6 empty] | 35.6042 | -78.3709 | 0 | 0 | #DIV/0! | 0%
| Sol Systems | 62131 | Red Toad 4451 Buffalo Road, LLC | NC | Johnston | CPLE | IPP Non-CHP | G4451 |  | 2 | 2 | 2 | Solar Photovoltaic | SUN | PV | 2018 |  |  | (OP) Operating |  | 3 | [6 empty] | 35.5574 | -78.2973 | 0 | 0 | #DIV/0! | 0%
| Sol Systems | 62204 | Red Toad 5840 Buffalo Road, LLC | NC | Johnston | CPLE | IPP Non-CHP | G5840 |  | 2 | 2 | 2 | Solar Photovoltaic | SUN | PV | 2018 |  |  | (OP) Operating |  | 3 | [6 empty] | 35.5729 | -78.3023 | 0 | 0 | #DIV/0! | 0%
| San Diego Gas & Electric Co | 55512 | Cuyamaca Peak Energy Plant | CA | San Diego | CISO | Electric Utility | CPP6 |  | 48.7 | 48.7 | 48.7 | Natural Gas Fired Combustion Turbine | NG | GT | 2002 |  |  | (OP) Operating | [8 empty] | 32.7965 | -116.9721 | 6079.88 | 67235.983 | 11.0588 | 1.425%
| Terraform Arcadia | 60796 | Red Wing Community Solar | MN | Goodhue | MISO | IPP Non-CHP | SO234 |  | 4.9 | 4.9 | 4.9 | Solar Photovoltaic | SUN | PV | 2016 |  |  | (OP) Operating |  | 6.1 | [6 empty] | 44.5351 | -92.5161 | 0 | 0 | #DIV/0! | 0%
| Redbed Plains Wind Farm LLC | 61221 | Redbed Plains Wind Farm | OK | Grady | SWPP | IPP Non-CHP | WT1 |  | 99.1 | 99.1 | 99.1 | Onshore Wind Turbine | WND | WT | 2017 |  |  | (OP) Operating | [8 empty] | 35.2908 | -97.854 | 0 | 0 | #DIV/0! | 0%
| Central Rivers Power MA, LLC | 1638 | Redbridge | MA | Hampden | ISNE | IPP Non-CHP | RB3 |  | 3.6 | 3.6 | 3.6 | Conventional Hydroelectric | WAT | HY | 1930 |  |  | (OS) Out of service and NOT expected to return to service in next calendar year | [8 empty] | 42.176 | -72.4095 | 0 | 0 | #DIV/0! | 0%
| Redbrook Solar 1, LLC | 61007 | Redbrook Community Solar 1 | MA | Plymouth | ISNE | IPP Non-CHP | REDBR |  | 4 | 4 | 4 | Solar Photovoltaic | SUN | PV | 2017 |  |  | (OP) Operating |  | 5.6 | [6 empty] | 41.8291 | -70.6148 | 0 | 0 | #DIV/0! | 0%
| Gilbert Power, LLC | 2393 | Gilbert | NJ | Hunterdon | PJM | IPP Non-CHP | 4 | CC1 | 512 | 455.2 | 495 | Natural Gas Fired Combined Cycle | NG | CT | 1978.1667 |  |  | (OP) Operating | [8 empty] | 40.5658 | -75.1639 | 59555.68 | 727507.374 | 12.2156 | 1.431%
| AES Distributed Energy | 58831 | Redcrest Solar Farm | CA | Kern | CISO | IPP Non-CHP | PV-1 |  | 16.6 | 16 | 16 | Solar Photovoltaic | SUN | PV | 2015 |  |  | (OP) Operating |  | 20.9 | [6 empty] | 35.3219 | -118.8128 | 0 | 0 | #DIV/0! | 0%
| Cedar Falls Utilities | 1131 | Streeter Station | IA | Black Hawk | MISO | Electric Utility | 6 |  | 51.5 | 55.6 | 55.6 | Natural Gas Steam Turbine | NG | ST | 1968 |  |  | (OP) Operating | [8 empty] | 42.5267 | -92.4394 | 6971.45 | 124529.231 | 17.8627 | 1.431%
| Florida Power & Light Co | 65914 | Redlands | FL | Miami Dade | FPL | Electric Utility | 1 |  | 74.5 | 74.5 | 74.5 | Solar Photovoltaic | SUN | PV | 2025 |  |  | (OP) Operating | [8 empty] | 25.5429 | -80.5467 | 0 | 0 | #DIV/0! | 0%
| City of Greenville - (TX) | 4195 | Powerlane Plant | TX | Hunt | ERCO | Electric Utility | EP |  | 112.2 | 106.6 | 106.6 | Natural Gas Internal Combustion Engine | NG | IC | 1990.1667 |  |  | (OP) Operating | [8 empty] | 33.1707 | -96.1264 | 13581 | 222047.925 | 16.3499 | 1.454%
| Redlands Water & Power Company | 50267 | Redlands Water & Power | CO | Mesa | PSCO | IPP Non-CHP | RED1 |  | 1.4 | 1.4 | 1.4 | Conventional Hydroelectric | WAT | HY | 1931 |  |  | (OP) Operating | [8 empty] | 39.0673 | -108.5928 | 0 | 0 | #DIV/0! | 0%
| AES Distributed Energy | 64718 | Redman North Community Solar | NY | Monroe | ISNE | IPP Non-CHP | RDMNN |  | 1.5 | 1.5 | 1.5 | Solar Photovoltaic | SUN | PV | 2022 |  |  | (OP) Operating |  | 1.9 | [6 empty] | 43.2752 | -77.966 | 0 | 0 | #DIV/0! | 0%
| AES Distributed Energy | 64722 | Redman South Community Solar | NY | Monroe | ISNE | IPP Non-CHP | RDMNS |  | 5 | 5 | 5 | Solar Photovoltaic | SUN | PV | 2022 |  |  | (OP) Operating |  | 6.6 | [6 empty] | 43.2743 | -77.965 | 0 | 0 | #DIV/0! | 0%
| Strata Manager, LLC | 59114 | Redmon Solar Farm LLC | NC | Rowan | DUK | IPP Non-CHP | 1 |  | 2 | 2 | 2 | Solar Photovoltaic | SUN | PV | 2015 |  |  | (OP) Operating |  | 2.9 | [6 empty] | 35.7108 | -80.6658 | 0 | 0 | #DIV/0! | 0%
| CMS Generation MI Power LLC | 55102 | Livingston Generating Station | MI | Otsego | MISO | IPP Non-CHP | 001 |  | 170.1 | 132 | 160 | Natural Gas Fired Combustion Turbine | NG | GT | 1999 |  |  | (OP) Operating | [8 empty] | 45.0304 | -84.7308 | 18800.14 | 310558.16 | 16.5189 | 1.47%
| MN8 Energy LLC | 61901 | Redstone Arsenal Hybrid | AL | Madison | TVA | IPP Non-CHP | BA |  | 11 | 8.2 | 5.2 | Batteries | MWH | BA | 2017 |  |  | (OP) Operating | 2 | [7 empty] | 34.611 | -86.6115 | 0 | 0 | #DIV/0! | 0%
| Altus Power America Management, LLC | 61946 | Redwing Solar | SC | Darlington | CPLE | Industrial Non-CHP | 11 |  | 2 | 2 | 2 | Solar Photovoltaic | SUN | PV | 2019 |  |  | (OP) Operating |  | 2.5 | [6 empty] | 34.2744 | -79.8875 | 0 | 0 | #DIV/0! | 0%
| 54 KR 8me LLC | 60490 | Redwood 4 Solar Farm | CA | Kern | CISO | IPP Non-CHP | RW4SF |  | 20 | 20 | 20 | Solar Photovoltaic | SUN | PV | 2017 |  |  | (OP) Operating |  | 26.5 | [6 empty] | 35.3142 | -118.8119 | 0 | 0 | #DIV/0! | 0%
| Redwood Coast Energy Authority | 64766 | Redwood Coast Airport Microgrid | CA | Humboldt | CISO | Electric Utility | RCAM1 |  | 4.4 | 3.6 | 3.6 | Solar Photovoltaic | SUN | PV | 2021 |  |  | (OP) Operating |  | 2.3 | [6 empty] | 40.9672 | -124.1044 | 0 | 0 | #DIV/0! | 0%
| CalPeak Power, LLC | 55513 | CalPeak Power Enterprise Peaker Plant | CA | San Diego | CISO | IPP Non-CHP | CPP7 |  | 58.9 | 48 | 48.1 | Natural Gas Fired Combustion Turbine | NG | GT | 2001 |  |  | (OP) Operating | [8 empty] | 33.1219 | -117.1174 | 6326.11 | 69481.133 | 10.9832 | 1.503%
| Southern Minnesota Mun P Agny | 56414 | Redwood Falls Wind | MN | Redwood | MISO | Electric Utility | WND1 |  | 3.4 | 3.4 | 3.4 | Onshore Wind Turbine | WND | WT | 2004.5 |  |  | (OP) Operating | [8 empty] | 44.5028 | -95.175 | 0 | 0 | #DIV/0! | 0%
| Forefront Power, LLC | 63071 | Reed Road Solar | IL | McHenry | PJM | IPP Non-CHP | 1822 |  | 1.3 | 1.3 | 1.3 | Solar Photovoltaic | SUN | PV | 2020 |  |  | (OP) Operating |  | 1.6 | [6 empty] | 42.1109 | -88.2403 | 0 | 0 | #DIV/0! | 0%
| Forefront Power, LLC | 63074 | Reedley Community College Solar | CA | Fresno | CISO | IPP Non-CHP | 234 |  | 2.6 | 2.6 | 2.6 | Solar Photovoltaic | SUN | PV | 2018 |  |  | (OP) Operating |  | 2.8 | [6 empty] | 36.6056 | -119.4577 | 0 | 0 | #DIV/0! | 0%
| MidAmerican Energy Co | 7145 | Pleasant Hill | IA | Polk | MISO | Electric Utility | 1 |  | 179.8 | 153.6 | 176 | Natural Gas Fired Combustion Turbine | NG | GT | 1991.3333 |  |  | (OP) Operating | [8 empty] | 41.5572 | -93.5242 | 21953.64 | 302289.179 | 13.7694 | 1.521%
| Algonquin Power Sanger LLC | 57564 | Algonquin Power Sanger LLC | CA | Fresno | CISO | IPP Non-CHP | CTG | CC1 | 61.5 | 61.5 | 61.5 | Natural Gas Fired Combined Cycle | NG | CT | 2009.5 |  |  | (OP) Operating | [8 empty] | 36.6842 | -119.5522 | 8270.02 | 91033.09 | 11.0076 | 1.535%
| Wellhead Services, Inc | 58122 | Delano Energy Center | CA | Tulare | CISO | IPP Non-CHP | GEN1 |  | 60.5 | 60.5 | 60.5 | Natural Gas Fired Combustion Turbine | NG | GT | 2013 |  |  | (OP) Operating | [8 empty] | 35.7909 | -119.2945 | 8172.24 | 85473.213 | 10.459 | 1.542%
| NJR Clean Energy Ventures Corporation | 59278 | Reeves South | NJ | Burlington | PJM | IPP Non-CHP | REEV1 |  | 1 | 1 | 1 | Solar Photovoltaic | SUN | PV | 2013 |  |  | (OP) Operating |  | 1.4 | [6 empty] | 39.9267 | -74.8136 | 0 | 0 | #DIV/0! | 0%
| NJR Clean Energy Ventures Corporation | 58030 | Reeves Station Rd East | NJ | Burlington | PJM | IPP Non-CHP | REEVE |  | 5.5 | 5.5 | 5.5 | Solar Photovoltaic | SUN | PV | 2012 |  |  | (OP) Operating |  | 6.7 | [6 empty] | 39.9283 | -74.8144 | 0 | 0 | #DIV/0! | 0%
| REG Juhl Glenville Wind, LLC | 64130 | REG Juhl Glenville Wind, LLC | MN | Freeborn | MISO | IPP Non-CHP | RJGW |  | 2.5 | 2.5 | 2.5 | Onshore Wind Turbine | WND | WT | 2020 |  |  | (OP) Operating | [8 empty] | 43.582 | -93.305 | 0 | 0 | #DIV/0! | 0%
| Wisconsin Electric Power Co | 67387 | Regal Ware | WI | Washington | MISO | Electric Utility | 1 |  | 1.9 | 1.9 | 1.9 | Solar Photovoltaic | SUN | PV | 2021 |  |  | (OP) Operating |  | 2.5 | [6 empty] | 43.4358 | -88.1747 | 0 | 0 | #DIV/0! | 0%
| Associated Electric Coop, Inc | 7754 | Nodaway | MO | Nodaway | AECI | Electric Utility | 1 |  | 315.6 | 171 | 228 | Natural Gas Fired Combustion Turbine | NG | GT | 1999 |  |  | (OP) Operating | [8 empty] | 40.2877 | -94.7913 | 27092.71 | 344058.433 | 12.6993 | 1.55%
| City of Higginsville - (MO) | 2131 | Higginsville | MO | Lafayette | SWPP | Electric Utility | 1 |  | 51.6 | 47.2 | 50.6 | Petroleum Liquids | DFO | IC | 1979.5 |  |  | (OS) Out of service and NOT expected to return to service in next calendar year | [8 empty] | 39.0733 | -93.7147 | 6681.13 | 102452.5 | 15.3346 | 1.56%
| Creed Energy Center LLC | 55625 | Creed Energy Center | CA | Solano | CISO | IPP Non-CHP | CT1 |  | 48 | 48 | 48 | Natural Gas Fired Combustion Turbine | NG | GT | 2003 |  |  | (OP) Operating | [8 empty] | 38.2422 | -121.8547 | 6605.79 | 70111.069 | 10.6136 | 1.571%
| CalPeak Power, LLC | 56639 | Midway Peaking LLC | CA | Fresno | CISO | IPP Non-CHP | 1 |  | 139.8 | 111.2 | 120 | Natural Gas Fired Combustion Turbine | NG | GT | 2009 |  |  | (OP) Operating | [8 empty] | 36.6541 | -120.5797 | 15999.91 | 182072.618 | 11.3796 | 1.58%
| Regulus Solar, LLC | 57650 | Regulus Solar Project | CA | Kern | CISO | IPP Non-CHP | FRV4 |  | 60 | 60 | 44.7 | Solar Photovoltaic | SUN | PV | 2014 |  |  | (OP) Operating |  | 81.6 | [6 empty] | 35.3 | -118.8519 | 0 | 0 | #DIV/0! | 0%
| Citizens Enterprises Corporation | 59029 | Rehoboth Solar | MA | Bristol | ISNE | IPP Non-CHP | 0040 |  | 2 | 2 | 2 | Solar Photovoltaic | SUN | PV | 2013 |  |  | (OP) Operating |  | 2.6 | [6 empty] | 41.9017 | -71.2425 | 0 | 0 | #DIV/0! | 0%
| Nevada Power Co | 2324 | Reid Gardner | NV | Clark | NEVP | Electric Utility | RGES1 |  | 220 | 220 | 220 | Batteries | MWH | BA | 2023 |  |  | (OP) Operating | 220 | [7 empty] | 36.6573 | -114.6333 | 0 | 0 | #DIV/0! | 0%
| Generate Capital | 66226 | Reid Solar | NY | Oneida | NYIS | IPP Non-CHP | 10991 |  | 4.8 | 4.8 | 4.8 | Solar Photovoltaic | SUN | PV | 2021 |  |  | (OP) Operating |  | 6.2 | [6 empty] | 43.2056 | -75.383 | 0 | 0 | #DIV/0! | 0%
| Safari Energy, LLC | 65995 | Reidsville Renewables, Inc. | GA | Tattnall | SOCO | IPP Non-CHP | 20052 |  | 3 | 3 | 3 | Solar Photovoltaic | SUN | PV | 2023 |  |  | (OP) Operating |  | 4.3 | [6 empty] | 32.0654 | -82.1335 | 0 | 0 | #DIV/0! | 0%
| Generate Capital | 66227 | Reisender Solar | NY | Ulster | NYIS | IPP Non-CHP | 10886 |  | 2 | 2 | 2 | Solar Photovoltaic | SUN | PV | 2019 |  |  | (OP) Operating |  | 3 | [6 empty] | 41.7435 | -74.5146 | 0 | 0 | #DIV/0! | 0%
| Reloj del Sol Wind Farm LLC | 62207 | Reloj del Sol Wind Farm | TX | Zapata | ERCO | IPP Non-CHP | RELOJ |  | 209.4 | 209.4 | 209.4 | Onshore Wind Turbine | WND | WT | 2021 |  |  | (OP) Operating | [8 empty] | 27.0303 | -99.3884 | 0 | 0 | #DIV/0! | 0%
| Earthrise Energy, PBC | 55253 | Crete Energy Venture LLC | IL | Will | PJM | IPP Non-CHP | GT1 |  | 356 | 300 | 348.8 | Natural Gas Fired Combustion Turbine | NG | GT | 2002 |  |  | (OP) Operating | [8 empty] | 41.4294 | -87.6187 | 45526.86 | 631737.695 | 13.8762 | 1.602%
| Virginia Electric & Power Co | 59685 | Remington Solar Facility | VA | Fauquier | PJM | Electric Utility | 01 |  | 20 | 20 | 20 | Solar Photovoltaic | SUN | PV | 2017 |  |  | (OP) Operating |  | 27.7 | [6 empty] | 38.5483 | -77.7764 | 0 | 0 | #DIV/0! | 0%
| Entergy Arkansas LLC | 174 | Remmel | AR | Hot Spring | MISO | Electric Utility | 1 |  | 9 | 11.4 | 11.4 | Conventional Hydroelectric | WAT | HY | 1925 |  |  | (OP) Operating | [8 empty] | 34.4272 | -92.8941 | 0 | 0 | #DIV/0! | 0%
| City of Pasadena - (CA) | 422 | Glenarm | CA | Los Angeles | CISO | Electric Utility | GT1 |  | 265.6 | 222.4 | 222.4 | Natural Gas Fired Combustion Turbine | NG | GT | 1998.6667 |  |  | (OP) Operating | [8 empty] | 34.126 | -118.1494 | 31976.48 | 387205.683 | 12.1091 | 1.641%
| Minnesota Municipal Power Agny | 7844 | Minnesota River | MN | Carver | MISO | Electric Utility | UOO1 |  | 49 | 39 | 39 | Natural Gas Fired Combustion Turbine | NG | GT | 2001 |  |  | (OP) Operating | [8 empty] | 44.7952 | -93.581 | 5615.48 | 57872.608 | 10.3059 | 1.644%
| NRG Renew Canal 1 LLC | 60625 | Renew Canal 1 CSG LLC | MA | Barnstable | ISNE | IPP Non-CHP | CANAL |  | 1.2 | 1.2 | 1.2 | Solar Photovoltaic | SUN | PV | 2017 |  |  | (OP) Operating |  | 1.5 | [6 empty] | 41.767 | -70.5212 | 0 | 0 | #DIV/0! | 0%
| Greenbacker Renewable Energy Corporation | 62545 | Renew Solar ABC Sacramento LLC | CA | Sacramento | BANC | IPP Non-CHP | SACRA |  | 1.7 | 1.7 | 1.7 | Solar Photovoltaic | SUN | PV | 2020 |  |  | (OP) Operating |  | 2.3 | [6 empty] | 38.3995 | -121.2932 | 0 | 0 | #DIV/0! | 0%
| Union Electric Co - (MO) | 64288 | Renewable Energy Center at BJH | MO | St Louis City | MISO | Electric Utility | RECBJ |  | 1.6 | 1.6 | 1.6 | Solar Photovoltaic | SUN | PV | 2019 |  |  | (OP) Operating |  | 1.8 | [6 empty] | 38.6365 | -90.2582 | 0 | 0 | #DIV/0! | 0%
| Elwood Energy LLC | 55199 | Elwood Energy LLC | IL | Will | PJM | IPP Non-CHP | GT1 |  | 1728 | 1350 | 1594.5 | Natural Gas Fired Combustion Turbine | NG | GT | 2000.1111 | 6 | 2025 | (OP) Operating | [8 empty] | 41.4388 | -88.1236 | 217101.61 | 2519998.952 | 11.6075 | 1.683%
| National Grid Renewables | 61383 | Rengstorf Solar CSG | MN | Nicollet | MISO | IPP Non-CHP | RENG1 |  | 5 | 5 | 5 | Solar Photovoltaic | SUN | PV | 2017 |  |  | (OP) Operating |  | 1.5 | [6 empty] | 44.2595 | -94.2891 | 0 | 0 | #DIV/0! | 0%
| Fayetteville Public Works Commission | 1016 | Butler-Warner Generation Plant | NC | Cumberland | CPLE | Electric Utility | 1 | CC1 | 304.9 | 226.5 | 266.5 | Natural Gas Fired Combined Cycle | NG | CT | 1985.8182 |  |  | (OP) Operating | [8 empty] | 35.0986 | -78.8294 | 36772 | 576795.6 | 15.6857 | 1.703%
| CalPeak Power, LLC | 56239 | Malaga Power LLC | CA | Fresno | CISO | IPP Non-CHP | GT-1 |  | 121 | 96 | 96 | Natural Gas Fired Combustion Turbine | NG | GT | 2005 |  |  | (OP) Operating | [8 empty] | 36.6896 | -119.7399 | 14691.97 | 146943.663 | 10.0016 | 1.747%
| Indiana Municipal Power Agency | 61799 | Rensselaer Solar Site 2 | IN | Jasper | MISO | Electric Utility | SREN2 |  | 3.8 | 3.8 | 3.1 | Solar Photovoltaic | SUN | PV | 2018 |  |  | (OP) Operating |  | 5.1 | [6 empty] | 40.9498 | -87.1482 | 0 | 0 | #DIV/0! | 0%
| PCI Nitrogen LLC | 58870 | Rentech Nitrogen Pasadena Cogeneration | TX | Harris | ERCO | IPP CHP | MG202 |  | 15.4 | 14 | 14.2 | All Other | WH | ST | 2015 |  |  | (OP) Operating | [8 empty] | 29.7394 | -95.1947 | 0 | 0 | #DIV/0! | 0%
| Granite Shore Power | 8002 | Newington | NH | Rockingham | ISNE | IPP Non-CHP | 1 |  | 414 | 400.2 | 400.2 | Natural Gas Steam Turbine | NG | ST | 1974 |  |  | (OP) Operating | [8 empty] | 43.1 | -70.7908 | 61777.14 | 865832.938 | 14.0154 | 1.762%
| Resurgence Solar | 64489 | Resurgence Solar | CA | San Bernardino | CISO | IPP Non-CHP | GEN1 |  | 165 | 165 | 165 | Solar Photovoltaic | SUN | PV | 2023 |  |  | (OP) Operating |  | 108.9 | [6 empty] | 35.0066 | -117.5448 | 0 | 0 | #DIV/0! | 0%
| Resurgence Solar II | 66620 | Resurgence Solar II | CA | San Bernardino | CISO | IPP Non-CHP | GEN1 |  | 88 | 88 | 88 | Solar Photovoltaic | SUN | PV | 2023 |  |  | (OP) Operating |  | 67.9 | [6 empty] | 35.0066 | -117.5448 | 0 | 0 | #DIV/0! | 0%
| Eagle Creek Renewable Energy, LLC | 3779 | Reusens | VA | Campbell | PJM | IPP Non-CHP | 1 |  | 12.5 | 12.5 | 12.5 | Conventional Hydroelectric | WAT | HY | 1903 |  |  | (OP) Operating | [8 empty] | 37.4639 | -79.1856 | 0 | 0 | #DIV/0! | 0%
| Wellhead Services, Inc | 57001 | El Cajon Energy Center | CA | San Diego | CISO | IPP Non-CHP | GEN1 |  | 60.5 | 60.5 | 60.5 | Natural Gas Fired Combustion Turbine | NG | GT | 2010 |  |  | (OP) Operating | [8 empty] | 32.7961 | -116.9721 | 9387.55 | 98357.305 | 10.4774 | 1.771%
| RE-VFO LLC | 63455 | RE-VFO LLC | CA | Tulare | CISO | IPP Non-CHP | INV1 |  | 1 | 1 | 1 | Solar Photovoltaic | SUN | PV | 2009 |  |  | (OP) Operating |  | 0.6 | [6 empty] | 36.3537 | -119.4008 | 0 | 0 | #DIV/0! | 0%
| Crane 2 BESS, LLC | 66170 | Revolution | TX | Crane | ERCO | IPP Non-CHP | 1 |  | 150 | 150 | 150 | Batteries | MWH | BA | 2023 |  |  | (OP) Operating | 368.8 | [7 empty] | 31.2335 | -102.3085 | 0 | 0 | #DIV/0! | 0%
| Ahlstrom Power Windsor Locks LLC | 10567 | Algonquin Windsor Locks | CT | Hartford | ISNE | IPP CHP | GTG | CC1 | 71 | 64 | 76 | Natural Gas Fired Combined Cycle | NG | CT | 1997.3333 |  |  | (OP) Operating | [8 empty] | 41.9227 | -72.6255 | 10995.02 | 143055.964 | 13.011 | 1.793%
| Southern California Edison Co | 56475 | Center Hybrid | CA | Los Angeles | CISO | Electric Utility | 1 |  | 59.8 | 57 | 57 | Natural Gas Fired Combustion Turbine | NG | GT | 2011.5 |  |  | (OP) Operating | [8 empty] | 33.9296 | -118.1046 | 9209.77 | 95034.442 | 10.3189 | 1.844%
| Gilroy Energy Center LLC | 55855 | Wolfskill Energy Center | CA | Solano | CISO | IPP Non-CHP | CTG1 |  | 48 | 47 | 48 | Natural Gas Fired Combustion Turbine | NG | GT | 2003 |  |  | (OP) Operating | [8 empty] | 38.2285 | -122.0753 | 7722.9 | 82445.672 | 10.6755 | 1.856%
| Wharton County Generation LLC | 50137 | Newgulf Cogen | TX | Wharton | ERCO | IPP Non-CHP | GEN1 |  | 101.9 | 69 | 84 | Natural Gas Fired Combustion Turbine | NG | GT | 1984 |  |  | (OP) Operating | [8 empty] | 29.2639 | -95.8997 | 12714.98 | 160003.053 | 12.5838 | 1.897%
| AES Clean Energy | 64633 | Rexford Solar Farm | CA | Tulare | CISO | IPP Non-CHP | 20SD8 |  | 540 | 540 | 540 | Solar Photovoltaic | SUN | PV | 2025 |  |  | (OP) Operating | [8 empty] | 35.8405 | -119.0827 | 0 | 0 | #DIV/0! | 0%
| Nevada Power Co | 54854 | Sun Peak Generating Station | NV | Clark | NEVP | Electric Utility | 5657 |  | 222 | 222 | 222 | Natural Gas Fired Combustion Turbine | NG | GT | 1991 |  |  | (SB) Standby/Backup: available for service but not normally used | [8 empty] | 36.1375 | -115.0339 | 36990.83 | 479762.959 | 12.9698 | 1.902%
| TerraForm Solar XVII, LLC | 59777 | RGS-Rutland VNM SREC II Project (MA) | MA | Worcester | ISNE | IPP Non-CHP | 1 |  | 2 | 2 | 2 | Solar Photovoltaic | SUN | PV | 2015 |  |  | (OP) Operating |  | 2.6 | [6 empty] | 42.4318 | -71.9782 | 0 | 0 | #DIV/0! | 0%
| Calpine Gilroy Cogen LP | 55810 | Gilroy Peaking Energy Center | CA | Santa Clara | CISO | IPP Non-CHP | S3 |  | 144 | 144 | 144 | Natural Gas Fired Combustion Turbine | NG | GT | 2001.3333 |  |  | (OP) Operating | [8 empty] | 36.999 | -121.5363 | 24425.95 | 264980.676 | 10.8483 | 1.936%
| Lee County Generating Station | 55236 | Lee Energy Facility | IL | Lee | PJM | IPP Non-CHP | CT1 |  | 692 | 676.8 | 716 | Natural Gas Fired Combustion Turbine | NG | GT | 2001 |  |  | (OP) Operating | [8 empty] | 41.8287 | -89.4054 | 118547.79 | 1665464.616 | 14.0489 | 1.943%
| Rhode Island Solar Renewable Energy IV, LLC | 67117 | Rhode Island Solar Renewable Energy IV, | RI | Newport | ISNE | IPP Non-CHP | EAST |  | 11.8 | 11.8 | 11.8 | Solar Photovoltaic | SUN | PV | 2023 |  |  | (OP) Operating |  | 11.9 | [6 empty] | 41.613 | -71.156 | 0 | 0 | #DIV/0! | 0%
| Southern California Edison Co | 56471 | McGrath Peaker | CA | Ventura | CISO | Electric Utility | 1 |  | 49.8 | 49 | 49 | Natural Gas Fired Combustion Turbine | NG | GT | 2012 |  |  | (OP) Operating | [8 empty] | 34.2056 | -119.2469 | 8488.54 | 83619.412 | 9.8509 | 1.978%
| Duke Energy Carolinas, LLC | 2730 | Rhodhiss | NC | Caldwell | DUK | Electric Utility | 1 |  | 25.5 | 33.4 | 33.4 | Conventional Hydroelectric | WAT | HY | 1925 |  |  | (OP) Operating | [8 empty] | 35.7742 | -81.4378 | 0 | 0 | #DIV/0! | 0%
| Onyx Asset Services Group | 63986 | Rialto - High School | CA | San Bernardino | CISO | IPP Non-CHP | 10136 |  | 0.9 | 0.9 | 0.9 | Solar Photovoltaic | SUN | PV | 2017 |  |  | (OP) Operating |  | 1.1 | [6 empty] | 34.0903 | -117.3556 | 0 | 0 | #DIV/0! | 0%
| UPC Power Solutions | 56835 | Ribeye Wind (11) LLC | TX | Moore | SWPP | IPP Non-CHP | 1 |  | 10 | 10 | 10 | Onshore Wind Turbine | WND | WT | 2008 |  |  | (OP) Operating | [8 empty] | 35.8119 | -101.9789 | 0 | 0 | #DIV/0! | 0%
| MN8 Energy LLC | 66272 | RIC - Hanover (CSG) | NY | Chautauqua | NYIS | IPP Non-CHP | GEN1 |  | 5 | 5 | 5 | Solar Photovoltaic | SUN | PV | 2023 |  |  | (OP) Operating |  | 6.7 | [6 empty] | 42.55 | -79.15 | 0 | 0 | #DIV/0! | 0%
| OE_FL7 | 65292 | Rice Creek | FL | Putnam | FPL | IPP Non-CHP | OE_FL |  | 74.9 | 74.9 | 74.9 | Solar Photovoltaic | SUN | PV | 2024 |  |  | (OP) Operating |  | 92 | [6 empty] | 29.7412 | -81.6989 | 0 | 0 | #DIV/0! | 0%
| AEP Onsite Partners, LLC | 64714 | Rice Lake Solar Array | WI | Barron | MISO | IPP Non-CHP | RLK01 |  | 3.8 | 3.8 | 3.8 | Solar Photovoltaic | SUN | PV | 2021 |  |  | (OP) Operating |  | 4.5 | [6 empty] | 45.5266 | -91.7569 | 0 | 0 | #DIV/0! | 0%
| Rice Community Solar Two LLC | 64480 | Rice Two Solar CSG | MN | Rice | MISO | IPP Non-CHP | TC3 |  | 0.8 | 0.8 | 0.8 | Solar Photovoltaic | SUN | PV | 2021 |  |  | (OP) Operating |  | 1.2 | [6 empty] | 44.2201 | -93.4576 | 0 | 0 | #DIV/0! | 0%
| WPPI Energy | 55836 | Island Street Peaking Plant | WI | Outagamie | MISO | Electric Utility | FT81 |  | 60.5 | 54.4 | 61.5 | Natural Gas Fired Combustion Turbine | NG | GT | 2004 |  |  | (OP) Operating | [8 empty] | 44.2761 | -88.2658 | 10148.48 | 137284.465 | 13.5276 | 1.999%
| Today's Power, Inc. | 68713 | Rich Mountain Electric Cooperative | AR | Polk | SWPP | Electric Utility | RCHMT |  | 1 | 1 | 1 | Solar Photovoltaic | SUN | PV | 2020 |  |  | (OP) Operating |  | 1.4 | [6 empty] | 34.5859 | -94.2004 | 0 | 0 | #DIV/0! | 0%
| USCE-Savannah District | 6132 | Richard B Russell | GA | Elbert | SEPA | Electric Utility | 1 |  | 628 | 664 | 664 | Conventional Hydroelectric | WAT | HY | 1993.625 |  |  | (OP) Operating | [8 empty] | 34.0256 | -82.5953 | 0 | 0 | #DIV/0! | 0%
| Ormat Nevada Inc | 56321 | Richard Burdette Geothermal | NV | Washoe | NEVP | IPP Non-CHP | 1 |  | 26 | 20 | 26 | Geothermal | GEO | BT | 2005 |  |  | (OP) Operating | [8 empty] | 39.3908 | -119.7546 | 0 | 0 | #DIV/0! | 0%
| City of McPherson - (KS) | 7515 | McPherson 3 | KS | McPherson | SWPP | Electric Utility | NA1 |  | 115.6 | 80.2 | 85 | Natural Gas Fired Combustion Turbine | NG | GT | 1998 |  |  | (OP) Operating | [8 empty] | 38.3893 | -97.6111 | 14597.33 | 223797.848 | 15.3314 | 2.017%
| Wellhead Services, Inc | 55538 | Escondido Energy Center | CA | San Diego | CISO | IPP Non-CHP | CTG1 |  | 54 | 54 | 54 | Natural Gas Fired Combustion Turbine | NG | GT | 2014 |  |  | (OP) Operating | [8 empty] | 33.1261 | -117.1172 | 9551.15 | 80657.237 | 8.4448 | 2.019%
| DP-C2 Episode 1 LLC | 61972 | Richardson Solar | SC | Barnwell | SCEG | IPP Non-CHP | C2BV |  | 3.6 | 3.6 | 3.6 | Solar Photovoltaic | SUN | PV | 2019 |  |  | (OP) Operating |  | 5.31 | [6 empty] | 33.2777 | -81.3517 | 0 | 0 | #DIV/0! | 0%
| Prairie Power, Inc | 7818 | Alsey | IL | Scott | MISO | Electric Utility | 1 |  | 173 | 164.3 | 180.8 | Natural Gas Fired Combustion Turbine | NG | GT | 2001.8333 |  |  | (OP) Operating | [8 empty] | 39.5698 | -90.436 | 30724 | 314404.268 | 10.2332 | 2.033%
| Terraform Arcadia | 60513 | Richland | GA | Stewart | SOCO | IPP Non-CHP | SO076 |  | 1 | 1 | 1 | Solar Photovoltaic | SUN | PV | 2014 |  |  | (OP) Operating |  | 1 | [6 empty] | 32.089 | -84.6635 | 0 | 0 | #DIV/0! | 0%
| Interstate Power and Light Co | 62080 | Richland | IA | Sac | MISO | Electric Utility | 1 |  | 130.9 | 130.9 | 130.9 | Onshore Wind Turbine | WND | WT | 2020 |  |  | (OP) Operating | [8 empty] | 42.3632 | -95.2263 | 0 | 0 | #DIV/0! | 0%
| Northern California Power Agny | 7449 | Combustion Turbine Project No 2 | CA | San Joaquin | CISO | Electric Utility | NA1 |  | 50 | 49.3 | 49.9 | Natural Gas Fired Combustion Turbine | NG | GT | 1996 |  |  | (OP) Operating | [8 empty] | 38.0881 | -121.3869 | 8873.86 | 78272.354 | 8.8206 | 2.042%
| Diamond Generating Corporation | 55541 | Indigo Energy Facility | CA | Riverside | CISO | IPP Non-CHP | CTG1 |  | 149.7 | 142.5 | 142.5 | Natural Gas Fired Combustion Turbine | NG | GT | 2001 |  |  | (OP) Operating | [8 empty] | 33.9109 | -116.553 | 25663.76 | 265047.51 | 10.3277 | 2.056%
| AETS OpCo Holdings LLC | 68419 | Richland North | NY | Oswego | NYIS | IPP Non-CHP | RN |  | 5 | 5 | 5 | Solar Photovoltaic | SUN | PV | 2024 |  |  | (OP) Operating |  | 6.5 | [6 empty] | 43.5243 | -76.1585 | 0 | 0 | #DIV/0! | 0%
| Onward Energy | 59874 | Richland Solar Center | GA | Twiggs | SEPA | IPP Non-CHP | PV1 |  | 20 | 20 | 20 | Solar Photovoltaic | SUN | PV | 2015 |  |  | (OP) Operating |  | 33.4 | [6 empty] | 32.638 | -83.3789 | 0 | 0 | #DIV/0! | 0%
| AETS OpCo Holdings LLC | 68420 | Richland South | NY | Oswego | NYIS | IPP Non-CHP | RS |  | 5 | 5 | 5 | Solar Photovoltaic | SUN | PV | 2024 |  |  | (OP) Operating |  | 6.3 | [6 empty] | 43.5209 | -76.1572 | 0 | 0 | #DIV/0! | 0%
| Birch Creek Power, LLC | 66630 | Richland Township Solar, LLC | IL | Marshall | MISO | IPP Non-CHP | PV |  | 35 | 35 | 35 | Solar Photovoltaic | SUN | PV | 2025 |  |  | (OP) Operating | [8 empty] | 40.9359 | -89.2879 | 0 | 0 | #DIV/0! | 0%
| Richlands Solar, LLC | 65583 | Richlands Solar, LLC | NC | Onslow | CPLE | IPP Non-CHP | RICH1 |  | 1.9 | 1.9 | 1.9 | Solar Photovoltaic | SUN | PV | 2021 |  |  | (OP) Operating |  | 2.7 | [6 empty] | 34.7846 | -77.6379 | 0 | 0 | #DIV/0! | 0%
| Lakeside Syracuse LLC | 10621 | CH Resources Syracuse | NY | Onondaga | NYIS | IPP Non-CHP | GEN1 | CC01 | 102.7 | 86.2 | 101.9 | Natural Gas Fired Combined Cycle | NG | CT | 1994 |  |  | (OP) Operating | [8 empty] | 43.0667 | -76.2246 | 17632.78 | 143750.989 | 8.1525 | 2.14%
| Solar Planet Power | 67908 | Richmond (NY) | NY | Ontario | NYIS | IPP Non-CHP | RICH1 |  | 5 | 5 | 5 | Solar Photovoltaic | SUN | PV | 2023 |  |  | (OP) Operating |  | 7 | [6 empty] | 42.7929 | -77.5268 | 0 | 0 | #DIV/0! | 0%
| Indiana Municipal Power Agency | 64247 | Richmond 5 | IN | Wayne | PJM | Electric Utility | RICH5 |  | 9 | 9 | 7.2 | Solar Photovoltaic | SUN | PV | 2021 |  |  | (OP) Operating |  | 11.9 | [6 empty] | 39.8056 | -84.8745 | 0 | 0 | #DIV/0! | 0%
| Indiana Municipal Power Agency | 64252 | Richmond 6 | IN | Wayne | PJM | Electric Utility | RICH6 |  | 5.3 | 5.3 | 4.3 | Solar Photovoltaic | SUN | PV | 2023 |  |  | (OP) Operating |  | 7.3 | [6 empty] | 39.806 | -84.8783 | 0 | 0 | #DIV/0! | 0%
| Great River Energy | 7843 | Pleasant Valley (MN) | MN | Mower | MISO | Electric Utility | 11 |  | 467.8 | 426.3 | 480.6 | Natural Gas Fired Combustion Turbine | NG | GT | 2001.3333 |  |  | (OP) Operating | [8 empty] | 43.7994 | -92.6829 | 85680.03 | 1047965.917 | 12.2312 | 2.157%
| SolRiver Capital LLC | 66350 | Richmond County GA S2 LLC | GA | Richmond | SOCO | IPP Non-CHP | PV1 |  | 3 | 3 | 3 | Solar Photovoltaic | SUN | PV | 2023 |  |  | (OP) Operating |  | 3.8 | [6 empty] | 33.3184 | -82.0829 | 0 | 0 | #DIV/0! | 0%
| SoCore Energy LLC | 61427 | Richmond CSG | MN | Stearns | MISO | IPP Non-CHP | PV1 |  | 5 | 5 | 5 | Solar Photovoltaic | SUN | PV | 2017 |  |  | (OP) Operating |  | 7 | [6 empty] | 45.4586 | -94.5139 | 0 | 0 | #DIV/0! | 0%
| Marsh Landing LLC | 57267 | Marsh Landing Generating Station | CA | Contra Costa | CISO | IPP Non-CHP | 1 |  | 828 | 765.2 | 804.8 | Natural Gas Fired Combustion Turbine | NG | GT | 2013 |  |  | (OP) Operating | [8 empty] | 38.0169 | -121.765 | 150543.35 | 1648138.259 | 10.9479 | 2.189%
| Great River Energy | 2038 | Cambridge CT Hybrid | MN | Isanti | MISO | Electric Utility | GT1 |  | 194.3 | 173.7 | 198.5 | Petroleum Liquids | DFO | GT | 1992.5 |  |  | (OP) Operating | [8 empty] | 45.601 | -93.2081 | 36064.59 | 420111.856 | 11.6489 | 2.212%
| Westbound Solar LLC | 62884 | Richmond Hayes Solar | GA | Richmond | SOCO | IPP Non-CHP | RICHA |  | 2.3 | 2.3 | 2.3 | Solar Photovoltaic | SUN | PV | 2018 |  |  | (OP) Operating |  | 2.8 | [6 empty] | 33.364 | -82.022 | 0 | 0 | #DIV/0! | 0%
| Greenbacker Renewable Energy Corporation | 66741 | Richmond Hill | ME | Sagadahoc | ISNE | IPP Non-CHP | 575 |  | 1.8 | 1.8 | 1.8 | Solar Photovoltaic | SUN | PV | 2023 |  |  | (OP) Operating |  | 2.3 | [6 empty] | 44.0916 | -69.7959 | 0 | 0 | #DIV/0! | 0%
| AES Distributed Energy | 62301 | Richmond NMCA | RI | Washington | ISNE | IPP Non-CHP | RNM02 |  | 4 | 4 | 4 | Solar Photovoltaic | SUN | PV | 2018 |  |  | (OP) Operating |  | 5.1 | [6 empty] | 41.4402 | -71.7154 | 0 | 0 | #DIV/0! | 0%
| Indiana Municipal Power Agency | 62770 | Richmond Solar Park 3 | IN | Wayne | PJM | Electric Utility | SRIC3 |  | 6.5 | 6.5 | 5.2 | Solar Photovoltaic | SUN | PV | 2019 |  |  | (OP) Operating |  | 8.7 | [6 empty] | 39.839 | -84.8256 | 0 | 0 | #DIV/0! | 0%
| Indiana Municipal Power Agency | 62791 | Richmond Solar Park 4 | IN | Wayne | PJM | Electric Utility | SRIC4 |  | 7.1 | 7.1 | 5.6 | Solar Photovoltaic | SUN | PV | 2020 |  |  | (OP) Operating |  | 9.3 | [6 empty] | 39.8629 | -84.9297 | 0 | 0 | #DIV/0! | 0%
| Indiana Municipal Power Agency | 61729 | Richmond Solar Site 2 | IN | Wayne | PJM | Electric Utility | SRIC2 |  | 7.4 | 7.4 | 6 | Solar Photovoltaic | SUN | PV | 2018 |  |  | (OP) Operating |  | 9.8 | [6 empty] | 39.8335 | -84.8162 | 0 | 0 | #DIV/0! | 0%
| AES Distributed Energy | 62011 | Richmond Spider Solar | VA | Spotsylvania | PJM | IPP Non-CHP | RMDSS |  | 20 | 20 | 20 | Solar Photovoltaic | SUN | PV | 2020 |  |  | (OP) Operating |  | 24.2 | [6 empty] | 38.2471 | -77.7862 | 0 | 0 | #DIV/0! | 0%
| Brunot Island Power, LLC | 3096 | Brunot Island | PA | Allegheny | PJM | IPP Non-CHP | 1A |  | 365.4 | 261.6 | 284.4 | Petroleum Liquids | DFO | GT | 1973 |  |  | (OP) Operating | [8 empty] | 40.4649 | -80.0438 | 52928.91 | 669938.231 | 12.6573 | 2.213%
| Terra-Gen Operating Co-Wind | 55741 | Ridge Crest Wind Partners | CO | Logan | PSCO | IPP Non-CHP | A1 |  | 29.7 | 29.7 | 29.7 | Onshore Wind Turbine | WND | WT | 2001 |  |  | (OA) Out of service but expected to return to service in next calendar year | [8 empty] | 40.9459 | -103.162 | 0 | 0 | #DIV/0! | 0%
| Ridge Farm Solar 1 LLC | 63952 | Ridge Farm | IL | Vermilion | MISO | IPP Non-CHP | RIDGE |  | 2 | 2 | 2 | Solar Photovoltaic | SUN | PV | 2020 |  |  | (OP) Operating |  | 2.9 | [6 empty] | 39.8882 | -87.6859 | 0 | 0 | #DIV/0! | 0%
| City of McPherson - (KS) | 1305 | McPherson 2 | KS | McPherson | SWPP | Electric Utility | GT1 |  | 214.8 | 154.3 | 204 | Natural Gas Fired Combustion Turbine | NG | GT | 1976 |  |  | (OP) Operating | [8 empty] | 38.3634 | -97.6834 | 35329.14 | 615986.2 | 17.4356 | 2.251%
| Ridgeback Solar, LLC | 65110 | Ridgeback | NC | Randolph | CPLE | IPP Non-CHP | RID |  | 2 | 2 | 2 | Solar Photovoltaic | SUN | PV | 2021 |  |  | (OP) Operating |  | 2.6 | [6 empty] | 35.8655 | -79.5798 | 0 | 0 | #DIV/0! | 0%
| Greenbacker Renewable Energy Corporation | 64379 | Ridgecrest | DC | District of Columbia | PJM | IPP Non-CHP | 467 |  | 1.7 | 1.7 | 1.7 | Solar Photovoltaic | SUN | PV | 2021 |  |  | (OP) Operating |  | 2.2 | [6 empty] | 38.8468 | -76.9759 | 0 | 0 | #DIV/0! | 0%
| Dominion Renewable Energy | 60659 | Ridgeland Solar Project | SC | Jasper | SCEG | IPP Non-CHP | PV1 |  | 10 | 10 | 10 | Solar Photovoltaic | SUN | PV | 2017 |  |  | (OP) Operating |  | 12.2 | [6 empty] | 32.465 | -80.961 | 0 | 0 | #DIV/0! | 0%
| Terra-Gen Operating Co-Wind | 54931 | Ridgetop | CA | Kern | CISO | IPP Non-CHP | WGN1 |  | 46.8 | 46.9 | 46.9 | Onshore Wind Turbine | WND | WT | 1994 |  |  | (OP) Operating | [8 empty] | 35.074 | -118.3153 | 0 | 0 | #DIV/0! | 0%
| Terra-Gen Operating Co-Wind | 10597 | Ridgetop Energy LLC | CA | Kern | CISO | IPP Non-CHP | WGN1 |  | 29 | 29 | 29 | Onshore Wind Turbine | WND | WT | 1984 |  |  | (OP) Operating | [8 empty] | 35.0697 | -118.3167 | 0 | 0 | #DIV/0! | 0%
| Montana-Dakota Utilities Co | 2790 | R M Heskett | ND | Morton | MISO | Electric Utility | 3 |  | 176.4 | 176.4 | 219.8 | Natural Gas Fired Combustion Turbine | NG | GT | 2019 |  |  | (OP) Operating | [8 empty] | 46.8669 | -100.8836 | 39848.73 | 560193.703 | 14.058 | 2.296%
| Generate Capital | 67620 | Ridgeway 1 | NY | Monroe | NYIS | IPP Non-CHP | 11018 |  | 5 | 5 | 5 | Solar Photovoltaic | SUN | PV | 2023 |  |  | (OP) Operating |  | 6.9 | [6 empty] | 43.1891 | -77.7427 | 0 | 0 | #DIV/0! | 0%
| Generate Capital | 68806 | Ridgeway 2 | NY | Monroe | NYIS | IPP Non-CHP | 11027 |  | 2.5 | 2.5 | 2.5 | Solar Photovoltaic | SUN | PV | 2023 |  |  | (OP) Operating | [8 empty] | 43.1891 | -77.7427 | 0 | 0 | #DIV/0! | 0%
| Ridgewind Power Partners LLC | 57386 | Ridgewind | MN | Pipestone | MISO | IPP Non-CHP | WTG1 |  | 25.3 | 25.3 | 25.3 | Onshore Wind Turbine | WND | WT | 2011 |  |  | (OP) Operating | [8 empty] | 44.0189 | -96.0653 | 0 | 0 | #DIV/0! | 0%
| Northern States Power Co - Minnesota | 1913 | Inver Hills | MN | Dakota | MISO | Electric Utility | 1 |  | 284.4 | 285.6 | 374.6 | Natural Gas Fired Combustion Turbine | NG | GT | 1978.25 | 12 | 2026 | (OP) Operating | [8 empty] | 44.781 | -93.042 | 66779.72 | 1018651.417 | 15.2539 | 2.309%
| Riley Solar I LLC | 63925 | Riley | OR | Harney | BPAT | IPP Non-CHP | RILEY |  | 10 | 10 | 10 | Solar Photovoltaic | SUN | PV | 2020 |  |  | (OP) Operating |  | 15.3 | [6 empty] | 43.5559 | -119.6852 | 0 | 0 | #DIV/0! | 0%
| H.A. Wagner LLC | 1554 | Herbert A Wagner | MD | Anne Arundel | PJM | IPP Non-CHP | 1 |  | 922.5 | 840.9 | 840.9 | Petroleum Liquids | DFO | ST | 1965.25 | 6 | 2025 | (OP) Operating | [8 empty] | 39.1781 | -76.5268 | 171250.09 | 2324312.113 | 13.5726 | 2.325%
| Green Street Power Partners | 63369 | Riley Road LLC | NY | Orange | NYIS | IPP Non-CHP | RILE1 |  | 4 | 4 | 4 | Solar Photovoltaic | SUN | PV | 2019 |  |  | (OP) Operating |  | 2.8 | [6 empty] | 41.4691 | -74.0784 | 0 | 0 | #DIV/0! | 0%
| AES Distributed Energy | 60702 | Rincon Solar I | GA | Effingham | SOCO | IPP Non-CHP | PV1 |  | 18.4 | 18.3 | 18.3 | Solar Photovoltaic | SUN | PV | 2016 |  |  | (OP) Operating |  | 21.2 | [6 empty] | 32.2929 | -81.2844 | 0 | 0 | #DIV/0! | 0%
| Ringer Hill Wind LLC | 60329 | Ringer Hill Wind Farm, LLC | PA | Somerset | PJM | IPP Non-CHP | RINGR |  | 39.9 | 38.3 | 38.3 | Onshore Wind Turbine | WND | WT | 2016 |  |  | (OP) Operating | [8 empty] | 39.7447 | -79.1881 | 0 | 0 | #DIV/0! | 0%
| Eagle Creek Renewable Energy, LLC | 2631 | Rio | NY | Sullivan | NYIS | IPP Non-CHP | RIO |  | 10.8 | 10.9 | 10.9 | Conventional Hydroelectric | WAT | HY | 1970 |  |  | (OP) Operating | [8 empty] | 41.4625 | -74.7578 | 0 | 0 | #DIV/0! | 0%
| Public Service Co of NM | 58284 | La Luz Energy Center | NM | Valencia | PNM | Electric Utility | 0001 |  | 42.3 | 40 | 41 | Natural Gas Fired Combustion Turbine | NG | GT | 2015 |  |  | (OP) Operating | [8 empty] | 34.6161 | -106.815 | 8283.49 | 80254.248 | 9.6885 | 2.335%
| EF Oxnard, LLC | 10776 | E F Oxnard Energy Facility | CA | Ventura | CISO | IPP Non-CHP | GTG |  | 48.5 | 48.5 | 48.5 | Natural Gas Fired Combustion Turbine | NG | GT | 1990 |  |  | (OP) Operating | [8 empty] | 34.1958 | -119.1664 | 9959 | 102191.879 | 10.2613 | 2.344%
| Olcese Water District | 50037 | Rio Bravo Hydro Project | CA | Kern | CISO | IPP Non-CHP | UNT1 |  | 14 | 13.4 | 12.8 | Conventional Hydroelectric | WAT | HY | 1989 |  |  | (SB) Standby/Backup: available for service but not normally used | [8 empty] | 35.43 | -118.8222 | 0 | 0 | #DIV/0! | 0%
| CCI Roseton LLC | 8006 | Roseton Generating Facility | NY | Orange | NYIS | IPP Non-CHP | 1 |  | 1242 | 1222.5 | 1220.9 | Natural Gas Steam Turbine | NG | ST | 1974 |  |  | (OP) Operating | [8 empty] | 41.5738 | -73.9663 | 255680.11 | 2644793.199 | 10.3441 | 2.389%
| Duke Energy Renewables Services | 59249 | Rio Bravo Solar 1 LLC | CA | Kern | CISO | IPP Non-CHP | PV1 |  | 20 | 19.5 | 14.1 | Solar Photovoltaic | SUN | PV | 2016 |  |  | (OP) Operating |  | 26 | [6 empty] | 35.4161 | -119.6825 | 0 | 0 | #DIV/0! | 0%
| Duke Energy Renewables Services | 59250 | Rio Bravo Solar II LLC | CA | Kern | CISO | IPP Non-CHP | PV1 |  | 20 | 19.5 | 14.1 | Solar Photovoltaic | SUN | PV | 2016 |  |  | (OP) Operating |  | 26 | [6 empty] | 35.4225 | -119.6292 | 0 | 0 | #DIV/0! | 0%
| Rio Bravo Windpower, LLC | 61865 | Rio Bravo Windpower, LLC | TX | Starr | ERCO | IPP Non-CHP | 1 |  | 237.6 | 237.6 | 237.6 | Onshore Wind Turbine | WND | WT | 2019 |  |  | (OP) Operating | [8 empty] | 26.649 | -99.0387 | 0 | 0 | #DIV/0! | 0%
| PNM Resources | 60198 | Rio Communities Solar Energy Center | NM | Valencia | PNM | Electric Utility | RCSEC |  | 10 | 9.9 | 9.9 | Solar Photovoltaic | SUN | PV | 2015 |  |  | (OP) Operating |  | 12.4 | [6 empty] | 34.5826 | -106.683 | 0 | 0 | #DIV/0! | 0%
| PNM Resources | 62597 | Rio De Oro Solar Energy Center | NM | Valencia | PNM | Electric Utility | RDO |  | 10 | 10 | 8.2 | Solar Photovoltaic | SUN | PV | 2019 |  |  | (OP) Operating |  | 12.5 | [6 empty] | 34.692 | -106.688 | 0 | 0 | #DIV/0! | 0%
| Pio Pico Energy Center LLC | 57555 | Pio Pico Energy Center | CA | San Diego | CISO | IPP Non-CHP | CTG1 |  | 395.4 | 318 | 336 | Natural Gas Fired Combustion Turbine | NG | GT | 2016 |  |  | (OP) Operating | [8 empty] | 32.5739 | -116.9178 | 68675.62 | 643670.279 | 9.3726 | 2.397%
| Metropolitan Water District of S CA | 482 | Rio Hondo | CA | Los Angeles | CISO | Electric Utility | 1 |  | 1.9 | 1.9 | 1.9 | Conventional Hydroelectric | WAT | HY | 1984 |  |  | (OP) Operating | [8 empty] | 34.0047 | -118.0992 | 0 | 0 | #DIV/0! | 0%
| East Kentucky Power Coop, Inc | 55164 | Bluegrass Generating Station | KY | Oldham | PJM | Electric Utility | CT1 |  | 624 | 501 | 567 | Natural Gas Fired Combustion Turbine | NG | GT | 2002 |  |  | (OP) Operating | [8 empty] | 38.3902 | -85.4133 | 113970.87 | 1339775.048 | 11.7554 | 2.436%
| Terraform Arcadia | 58589 | Rio Rancho High School | NM | Sandoval | PNM | IPP Non-CHP | RRHS |  | 1 | 1 | 1 | Solar Photovoltaic | SUN | PV | 2013 |  |  | (OP) Operating |  | 1.2 | [6 empty] | 35.2644 | -106.6678 | 0 | 0 | #DIV/0! | 0%
| PNM Resources | 63184 | Rio Rancho Solar Energy Center | NM | Bernalillo | PNM | Electric Utility | RIRA |  | 10 | 10 | 10 | Solar Photovoltaic | SUN | PV | 2019 |  |  | (OP) Operating |  | 12.5 | [6 empty] | 35.1048 | -106.4824 | 0 | 0 | #DIV/0! | 0%
| UNS Electric, Inc | 59044 | Rio Rico Solar | AZ | Santa Cruz | TEPC | Electric Utility | RRSF |  | 6 | 6 | 6 | Solar Photovoltaic | SUN | PV | 2014 |  |  | (OP) Operating |  | 7.2 | [6 empty] | 31.5 | -111.0081 | 0 | 0 | #DIV/0! | 0%
| Rio Vista Executive Boat & RV Storage, LLC | 67648 | Rio Vista Solar | CA | Solano | CISO | Commercial Non-CHP | 30200 |  | 2.7 | 2.7 | 2.7 | Solar Photovoltaic | SUN | PV | 2025 |  |  | (OP) Operating | [8 empty] | 38.1649 | -121.6847 | 0 | 0 | #DIV/0! | 0%
| MN8 Energy LLC | 66203 | Ripley | MD | Charles | PJM | IPP Non-CHP | RIPLY |  | 27.5 | 27.5 | 27.5 | Solar Photovoltaic | SUN | PV | 2023 |  |  | (OP) Operating |  | 34 | [6 empty] | 38.535 | -77.097 | 0 | 0 | #DIV/0! | 0%
| Town of Braintree - (MA) | 1660 | Potter Station 2 | MA | Norfolk | ISNE | Electric Utility | WAT1 |  | 116 | 105.2 | 114.8 | Natural Gas Fired Combustion Turbine | NG | GT | 2009 |  |  | (OP) Operating | [8 empty] | 42.235 | -70.9672 | 23492.64 | 234339.034 | 9.975 | 2.438%
| Greenbacker Renewable Energy Corporation | 57830 | Rippey Wind Farm | IA | Greene | MISO | IPP Non-CHP | NORD |  | 50 | 50 | 50 | Onshore Wind Turbine | WND | WT | 2012 |  |  | (OP) Operating | [8 empty] | 42.0061 | -94.2378 | 0 | 0 | #DIV/0! | 0%
| Altus Power America Management, LLC | 60493 | Rising Paper | MA | Berkshire | ISNE | IPP Non-CHP | 1 |  | 2.5 | 2.5 | 2.5 | Solar Photovoltaic | SUN | PV | 2016 |  |  | (OP) Operating |  | 3.3 | [6 empty] | 42.2286 | -73.3445 | 0 | 0 | #DIV/0! | 0%
| Rising Tree Wind Farm LLC | 57621 | Rising Tree Wind Farm | CA | Kern | CISO | IPP Non-CHP | GEN1 |  | 79.2 | 79.2 | 79.2 | Onshore Wind Turbine | WND | WT | 2015 |  |  | (OP) Operating | [8 empty] | 35.0775 | -118.2183 | 0 | 0 | #DIV/0! | 0%
| Rising Tree Wind Farm II LLC | 59235 | Rising Tree Wind Farm II | CA | Kern | CISO | IPP Non-CHP | GEN1 |  | 19.8 | 19.8 | 19.8 | Onshore Wind Turbine | WND | WT | 2015 |  |  | (OP) Operating | [8 empty] | 35.0889 | -118.2064 | 0 | 0 | #DIV/0! | 0%
| Rising Tree Wind Farm III LLC | 59236 | Rising Tree Wind Farm III | CA | Kern | CISO | IPP Non-CHP | GEN1 |  | 99 | 99 | 99 | Onshore Wind Turbine | WND | WT | 2015 |  |  | (OP) Operating | [8 empty] | 35.0606 | -118.2433 | 0 | 0 | #DIV/0! | 0%
| SolRiver Capital LLC | 62810 | RIT Henrietta Solar 1, LLC | NY | Monroe | NYIS | IPP Non-CHP | 13500 |  | 1.6 | 1.6 | 1.6 | Solar Photovoltaic | SUN | PV | 2018 |  |  | (OP) Operating |  | 2.3 | [6 empty] | 43.0762 | -77.6672 | 0 | 0 | #DIV/0! | 0%
| Rivanna Solar LLC | 67846 | Rivanna Solar | VA | Albemarle | PJM | IPP Non-CHP | RIVA |  | 13.3 | 12.5 | 12.5 | Solar Photovoltaic | SUN | PV | 2024 |  |  | (OP) Operating |  | 14.68 | [6 empty] | 37.966 | -78.4 | 0 | 0 | #DIV/0! | 0%
| Generate Capital | 68804 | Rivard 1 | NY | Chautauqua | NYIS | IPP Non-CHP | 11011 |  | 4.6 | 4.6 | 4.6 | Solar Photovoltaic | SUN | PV | 2023 |  |  | (OP) Operating | [8 empty] | 42.5027 | -79.2817 | 0 | 0 | #DIV/0! | 0%
| Generate Capital | 67621 | Rivard 2 | NY | Chautauqua | NYIS | IPP Non-CHP | 11012 |  | 4.6 | 4.6 | 4.6 | Solar Photovoltaic | SUN | PV | 2023 |  |  | (OP) Operating |  | 5.5 | [6 empty] | 45.5027 | -79.2817 | 0 | 0 | #DIV/0! | 0%
| Entergy Louisiana LLC | 6462 | River Bend | LA | West Feliciana | MISO | Electric Utility | 1 |  | 1035.9 | 975.5 | 990.8 | Nuclear | NUC | ST | 1986 |  |  | (OP) Operating | [8 empty] | 30.757 | -91.3327 | 0 | 0 | #DIV/0! | 0%
| River Bend Solar, LLC | 60058 | River Bend Solar, LLC | AL | Lauderdale | TVA | IPP Non-CHP | RVRBN |  | 75 | 75 | 75 | Solar Photovoltaic | SUN | PV | 2016 |  |  | (OP) Operating |  | 100.2 | [6 empty] | 34.8315 | -87.8422 | 0 | 0 | #DIV/0! | 0%
| Adapture Renewables, Inc. | 61289 | River Bend Solar, LLC | MT | Stillwater | NWMT | IPP Non-CHP | RBSMT |  | 2 | 2 | 2 | Solar Photovoltaic | SUN | PV | 2017 |  |  | (OP) Operating |  | 2.8 | [6 empty] | 45.7038 | -109.5652 | 0 | 0 | #DIV/0! | 0%
| River Ferry Solar 1, LLC | 66820 | River Ferry Solar 1 | IL | Clark | PJM | IPP Non-CHP | RVFRY |  | 165.3 | 172.2 | 172.2 | Solar Photovoltaic | SUN | PV | 2023 |  |  | (OP) Operating |  | 204.6 | [6 empty] | 39.2591 | -87.6282 | 0 | 0 | #DIV/0! | 0%
| River Fork Solar, LLC | 67008 | River Fork Solar, LLC | MI | Calhoun | MISO | IPP Non-CHP | RFSLR |  | 149 | 149 | 149 | Solar Photovoltaic | SUN | PV | 2024 |  |  | (OP) Operating |  | 208 | [6 empty] | 42.2813 | -84.7556 | 0 | 0 | #DIV/0! | 0%
| CalPeak Power, LLC | 55508 | CalPeak Power Panoche Peaker Plant | CA | Fresno | CISO | IPP Non-CHP | CPP2 |  | 60.5 | 48 | 52 | Natural Gas Fired Combustion Turbine | NG | GT | 2001 |  |  | (OP) Operating | [8 empty] | 36.6529 | -120.5806 | 10734.38 | 115633.727 | 10.7723 | 2.451%
| Portland General Electric Co | 3049 | River Mill | OR | Clackamas | PGE | Electric Utility | 1 |  | 18.8 | 24.7 | 24.7 | Conventional Hydroelectric | WAT | HY | 1922.6 |  |  | (OP) Operating | [8 empty] | 45.3 | -122.35 | 0 | 0 | #DIV/0! | 0%
| River Mountains Solar, LLC | 59747 | River Mountains Solar | NV | Clark | NEVP | IPP Non-CHP | 1 |  | 14.4 | 14.4 | 14.4 | Solar Photovoltaic | SUN | PV | 2016 |  |  | (OP) Operating |  | 18 | [6 empty] | 36.0316 | -114.9294 | 0 | 0 | #DIV/0! | 0%
| Renewable Solar, Inc | 67603 | River Ranch Dairy | CA | Kings | CISO | Industrial Non-CHP | 18821 |  | 4 | 4 | 4 | Solar Photovoltaic | SUN | PV | 2024 |  |  | (OP) Operating |  | 5 | [6 empty] | 36.249 | -119.5829 | 0 | 0 | #DIV/0! | 0%
| Norridgewock River Road Solar, LLC | 65112 | River Road | ME | Somerset | ISNE | IPP Non-CHP | RIV |  | 5 | 5 | 5 | Solar Photovoltaic | SUN | PV | 2022 |  |  | (OP) Operating |  | 6.5 | [6 empty] | 44.7411 | -69.7629 | 0 | 0 | #DIV/0! | 0%
| Rockford Generation LLC | 55238 | NRG Rockford I | IL | Winnebago | PJM | IPP Non-CHP | 0001 |  | 316 | 361.6 | 376 | Natural Gas Fired Combustion Turbine | NG | GT | 2000 |  |  | (OP) Operating | [8 empty] | 42.2386 | -89.1012 | 81070.69 | 822715.216 | 10.1481 | 2.509%
| Duke Energy Renewables Services | 60487 | River Road Solar, LLC | NC | Hertford | PJM | IPP Non-CHP | PV1 |  | 5 | 5 | 5 | Solar Photovoltaic | SUN | PV | 2016 |  |  | (OP) Operating |  | 7 | [6 empty] | 36.351 | -76.842 | 0 | 0 | #DIV/0! | 0%
| Altus Power America Management, LLC | 61947 | River Solar | SC | Lee | CPLE | IPP Non-CHP | 12 |  | 2 | 2 | 2 | Solar Photovoltaic | SUN | PV | 2018 |  |  | (OP) Operating |  | 2.4 | [6 empty] | 34.1078 | -80.1281 | 0 | 0 | #DIV/0! | 0%
| RTC Properties Inc | 60843 | River Terminal Development Solar | NJ | Hudson | PJM | Commercial Non-CHP | RTD1 |  | 2.9 | 2.9 | 2.9 | Solar Photovoltaic | SUN | PV | 2012.1667 |  |  | (OP) Operating |  | 0.6 | [6 empty] | 40.7278 | -74.1142 | 0 | 0 | #DIV/0! | 0%
| River Trail Solar, LLC | 67218 | River Trail Solar, LLC | VA | Carroll | PJM | IPP Non-CHP | ENX22 |  | 20 | 20 | 20 | Solar Photovoltaic | SUN | PV | 2025 |  |  | (OP) Operating | [8 empty] | 36.7095 | -80.8851 | 0 | 0 | #DIV/0! | 0%
| Gilroy Energy Center LLC | 55626 | Lambie Energy Center | CA | Solano | CISO | IPP Non-CHP | CT1 |  | 47 | 46 | 46 | Natural Gas Fired Combustion Turbine | NG | GT | 2003 |  |  | (OP) Operating | [8 empty] | 38.2216 | -121.8683 | 10190.36 | 106427.422 | 10.4439 | 2.529%
| Nautilus Solar Solutions | 64557 | River Valley LLC (NY) (CSG) | NY | Cattaraugus | NYIS | IPP Non-CHP | RV |  | 5 | 5 | 5 | Solar Photovoltaic | SUN | PV | 2021 |  |  | (OP) Operating |  | 6.9 | [6 empty] | 42.0672 | -78.4778 | 0 | 0 | #DIV/0! | 0%
| Neighborhood Power Corp. | 63665 | River Valley Solar | OR | Marion | PGE | IPP Non-CHP | W0054 |  | 1.9 | 1.9 | 1.9 | Solar Photovoltaic | SUN | PV | 2022 |  |  | (OP) Operating |  | 2.5 | [6 empty] | 45.128 | -122.828 | 0 | 0 | #DIV/0! | 0%
| Union Electric Co - (MO) | 55234 | Audrain Generating Station | MO | Audrain | MISO | Electric Utility | GT1 |  | 814.4 | 608 | 736 | Natural Gas Fired Combustion Turbine | NG | GT | 2001 |  |  | (OP) Operating | [8 empty] | 39.3092 | -91.5369 | 150244.2 | 1766941.939 | 11.7605 | 2.552%
| University Park Energy LLC | 55250 | University Park South | IL | Will | PJM | IPP Non-CHP | UPG1 |  | 353.4 | 300 | 336 | Natural Gas Fired Combustion Turbine | NG | GT | 2001 |  |  | (OP) Operating | [8 empty] | 41.4409 | -87.7532 | 71246.08 | 742920.058 | 10.4275 | 2.558%
| Entegrity Solar Rivercrest SD, LLC | 67521 | Rivercrest SD | AR | Mississippi | MISO | IPP Non-CHP | 60336 |  | 1 | 1 | 0.8 | Solar Photovoltaic | SUN | PV | 2022 |  |  | (OP) Operating |  | 1.3 | [6 empty] | 35.6181 | -90.1049 | 0 | 0 | #DIV/0! | 0%
| CD US Solar MT1 LLC | 58789 | Riverhead | NY | Suffolk | NYIS | IPP Non-CHP | RVH1 |  | 1.5 | 1.5 | 1.5 | Solar Photovoltaic | SUN | PV | 2011 |  |  | (OP) Operating |  | 1.6 | [6 empty] | 40.8261 | -73.2322 | 0 | 0 | #DIV/0! | 0%
| AES Distributed Energy | 62017 | Riverhead Solar Farm | NY | Suffolk | NYIS | IPP Non-CHP | RIV1 |  | 20 | 20 | 20 | Solar Photovoltaic | SUN | PV | 2019 |  |  | (OP) Operating |  | 22.9 | [6 empty] | 40.923 | -72.7645 | 0 | 0 | #DIV/0! | 0%
| E I Colton LLC | 55951 | Agua Mansa Power Plant | CA | San Bernardino | CISO | Electric Utility | AMP1 |  | 60.5 | 40 | 43 | Natural Gas Fired Combustion Turbine | NG | GT | 2003 |  |  | (OP) Operating | [8 empty] | 34.0414 | -117.3603 | 9338 | 97443.275 | 10.4351 | 2.569%
| Canal Generating LLC | 1599 | Canal | MA | Barnstable | ISNE | IPP Non-CHP | 1 |  | 1495 | 1448.8 | 1496.7 | Petroleum Liquids | RFO | ST | 1987.6667 |  |  | (OP) Operating | [8 empty] | 41.7694 | -70.5097 | 333510.15 | 3380459.375 | 10.136 | 2.585%
| Rensselaer Generating LLC | 54034 | Rensselaer Cogen | NY | Rensselaer | NYIS | IPP Non-CHP | GEN1 | G701 | 88.2 | 79.4 | 84 | Natural Gas Fired Combined Cycle | NG | CT | 1994 |  |  | (OP) Operating | [8 empty] | 42.6253 | -73.75 | 18863.69 | 165649.77 | 8.7814 | 2.636%
| LSP University Park LLC | 55640 | University Park North | IL | Will | PJM | IPP Non-CHP | 1 |  | 726 | 540 | 540 | Natural Gas Fired Combustion Turbine | NG | GT | 2002 |  |  | (OP) Operating | [8 empty] | 41.4425 | -87.7514 | 125797.85 | 1169530.022 | 9.2969 | 2.659%
| Great River Energy | 2039 | Elk River | MN | Sherburne | MISO | Electric Utility | CT |  | 191.3 | 179.4 | 200 | Natural Gas Fired Combustion Turbine | NG | GT | 2009 |  |  | (OP) Operating | [8 empty] | 45.2968 | -93.5584 | 44511.57 | 536861.414 | 12.0612 | 2.679%
| City of Holyoke Gas and Electric Dept. | 1607 | Riverside Holyoke | MA | Hampden | ISNE | Electric Utility | 4 |  | 6.9 | 6.9 | 6.9 | Conventional Hydroelectric | WAT | HY | 1916.25 |  |  | (OP) Operating | [8 empty] | 42.2006 | -72.5944 | 0 | 0 | #DIV/0! | 0%
| Riverside Renewable Energy | 58036 | Riverside Renewable Energy LLC | NJ | Camden | PJM | IPP Non-CHP | 1 |  | 7.5 | 7.5 | 6 | Solar Photovoltaic | SUN | PV | 2011 |  |  | (OP) Operating |  | 9 | [6 empty] | 39.9031 | -75.1258 | 0 | 0 | #DIV/0! | 0%
| WCAC Operating Company | 50612 | McKittrick Limited | CA | Kern | CISO | IPP CHP | GEN1 |  | 46 | 46 | 48 | Natural Gas Fired Combustion Turbine | NG | GT | 1991 |  |  | (OP) Operating | [8 empty] | 35.3195 | -119.662 | 11191.38 | 105219.955 | 9.4019 | 2.718%
| Tampa Electric Co | 65687 | Riverside Solar | FL | Hillsborough | TEC | Electric Utility | 1 |  | 55.2 | 55.2 | 55.2 | Solar Photovoltaic | SUN | PV | 2022 |  |  | (OP) Operating |  | 66.8 | [6 empty] | 27.6837 | -82.4724 | 0 | 0 | #DIV/0! | 0%
| Riverstart Solar Park III LLC | 66269 | Riverstart Solar Park III | IN | Randolph | PJM | IPP Non-CHP | RSS03 |  | 100 | 100 | 100 | Solar Photovoltaic | SUN | PV | 2024 |  |  | (OP) Operating |  | 143 | [6 empty] | 40.0556 | -85.1266 | 0 | 0 | #DIV/0! | 0%
| Riverstart Solar Park LLC | 64553 | Riverstart Solar Park LLC | IN | Randolph | PJM | IPP Non-CHP | GEN01 |  | 200 | 200 | 200 | Solar Photovoltaic | SUN | PV | 2021 |  |  | (OP) Operating |  | 220 | [6 empty] | 40.0462 | -85.0451 | 0 | 0 | #DIV/0! | 0%
| Goal Line LP | 54749 | Goal Line LP | CA | San Diego | CISO | IPP CHP | CTG | CC1 | 51.4 | 49.4 | 49.4 | Natural Gas Fired Combined Cycle | NG | CT | 1994 |  |  | (OP) Operating | [8 empty] | 33.1185 | -117.0995 | 11822.67 | 104498.907 | 8.8389 | 2.732%
| Orlando Utilities Comm | 683 | Indian River Plant | FL | Brevard | FMPP | Electric Utility | A |  | 342.8 | 275.8 | 296.6 | Natural Gas Fired Combustion Turbine | NG | GT | 1990.5 |  |  | (OP) Operating | [8 empty] | 28.4932 | -80.7801 | 69548.66 | 1008887.91 | 14.5062 | 2.774%
| City of Winfield - (KS) | 7013 | East 12th Street | KS | Cowley | SWPP | Electric Utility | 4 |  | 28.1 | 27.4 | 30.2 | Natural Gas Steam Turbine | NG | ST | 1986 |  |  | (OP) Operating | [8 empty] | 37.2367 | -96.9625 | 7177 | 94409.9 | 13.1545 | 2.845%
| Highline Services, LLC | 63092 | Riverview Solar | CO | Logan | WACM | Electric Utility | RIVER |  | 1.5 | 1.5 | 1.5 | Solar Photovoltaic | SUN | PV | 2019 |  |  | (OP) Operating |  | 1.9 | [6 empty] | 40.6658 | -103.1324 | 0 | 0 | #DIV/0! | 0%
| Southern California Edison Co | 56473 | Mira Loma Peaker | CA | San Bernardino | CISO | Electric Utility | 1 |  | 49.8 | 49 | 49 | Natural Gas Fired Combustion Turbine | NG | GT | 2007 |  |  | (OP) Operating | [8 empty] | 34.0053 | -117.5604 | 12220.78 | 118267.104 | 9.6775 | 2.847%
| Dominion Energy South Carolina, Inc | 66600 | Bushy Park Combustion Turbine Facility | SC | Berkeley | SCEG | Electric Utility | CT1 |  | 65.4 | 42 | 52 | Natural Gas Fired Combustion Turbine | NG | GT | 2024 |  |  | (OP) Operating | [8 empty] | 33.0149 | -79.93 | 11743.7 | 121175.17 | 10.3183 | 2.852%
| Monongahela Power Co | 66900 | Rivesville Solar | WV | Marion | PJM | Electric Utility | RIVS |  | 5.5 | 5.5 | 5.5 | Solar Photovoltaic | SUN | PV | 2024 |  |  | (OP) Operating |  | 6.36 | [6 empty] | 39.539 | -80.0944 | 0 | 0 | #DIV/0! | 0%
| Orange Grove Energy LP | 56914 | Orange Grove Peaking Facility | CA | San Diego | CISO | IPP Non-CHP | CTG1 |  | 118 | 98.2 | 98.2 | Natural Gas Fired Combustion Turbine | NG | GT | 2010 |  |  | (OP) Operating | [8 empty] | 33.3594 | -117.1114 | 24663.67 | 247303.566 | 10.027 | 2.867%
| Madison Energy Holdings LLC | 63816 | RJC CSG, LLC | MN | Steele | MISO | IPP Non-CHP | RJC01 |  | 1 | 1 | 1 | Solar Photovoltaic | SUN | PV | 2021 |  |  | (OP) Operating |  | 1.5 | [6 empty] | 44.125 | -93.277 | 0 | 0 | #DIV/0! | 0%
| RJC I CSG LLC | 61504 | RJC I CSG | MN | Steele | MISO | IPP Non-CHP | RCJ1 |  | 1 | 1 | 1 | Solar Photovoltaic | SUN | PV | 2018 |  |  | (OP) Operating |  | 1.4 | [6 empty] | 44.1251 | -93.2791 | 0 | 0 | #DIV/0! | 0%
| RJC II CSG LLC | 61670 | RJC II Community Solar Garden | MN | Steele | MISO | IPP Non-CHP | RJCII |  | 1 | 1 | 1 | Solar Photovoltaic | SUN | PV | 2018 |  |  | (OP) Operating |  | 1.4 | [6 empty] | 44.1389 | -93.2571 | 0 | 0 | #DIV/0! | 0%
| RMQ Ventures LLC | 56966 | RMQ 1 and 2 | NC | Edgecombe | PJM | Commercial Non-CHP | 1 |  | 3.5 | 3.6 | 3.6 | Solar Photovoltaic | SUN | PV | 2010.5 |  |  | (OP) Operating |  | 1.5 | [6 empty] | 35.9222 | -77.6731 | 0 | 0 | #DIV/0! | 0%
| NRG Solar Roadrunner | 57338 | Roadrunner Solar | NM | Dona Ana | EPE | IPP Non-CHP | 1 |  | 20.2 | 20 | 20 | Solar Photovoltaic | SUN | PV | 2011 |  |  | (OP) Operating |  | 23.8 | [6 empty] | 31.7928 | -106.6733 | 0 | 0 | #DIV/0! | 0%
| Roadrunner Crossing Wind Farm, LLC | 66902 | Roadrunner Wind Farm | TX | Eastland | ERCO | IPP Non-CHP | 5317 |  | 256 | 256 | 256 | Onshore Wind Turbine | WND | WT | 2024 |  |  | (OP) Operating | [8 empty] | 32.4374 | -99.1089 | 0 | 0 | #DIV/0! | 0%
| Roadrunner Solar, LLC | 62561 | Roadrunner, LLC Hybrid | TX | Upton | ERCO | IPP Non-CHP | BA |  | 463.3 | 450 | 450 | Batteries | MWH | BA | 2021 |  |  | (OP) Operating | 108.6 | [7 empty] | 31.2194 | -102.1922 | 0 | 0 | #DIV/0! | 0%
| Virginia Electric & Power Co | 2758 | Roanoke Rapids | NC | Halifax | PJM | Electric Utility | 1 |  | 100 | 95 | 95 | Conventional Hydroelectric | WAT | HY | 1955 |  |  | (OP) Operating | [8 empty] | 36.4789 | -77.6722 | 0 | 0 | #DIV/0! | 0%
| Avangrid Power LLC | 61041 | Roaring Brook, LLC | NY | Lewis | NYIS | IPP Non-CHP | WT1 |  | 79.7 | 79.7 | 79.7 | Onshore Wind Turbine | WND | WT | 2021 |  |  | (OP) Operating | [8 empty] | 43.7096 | -75.6162 | 0 | 0 | #DIV/0! | 0%
| Shasta Hydroelectric Inc | 10881 | Roaring Creek Water Power | CA | Shasta | CISO | IPP Non-CHP | GEN1 |  | 2 | 2 | 2 | Conventional Hydroelectric | WAT | HY | 1986 |  |  | (OP) Operating | [8 empty] | 40.8821 | -121.9484 | 0 | 0 | #DIV/0! | 0%
| WCAC Operating Company | 54768 | Live Oak Limited | CA | Kern | CISO | IPP CHP | GEN1 |  | 46 | 46 | 48 | Natural Gas Fired Combustion Turbine | NG | GT | 1992 |  |  | (OP) Operating | [8 empty] | 35.4837 | -119.0298 | 12120.23 | 116026.326 | 9.5729 | 2.944%
| Sacramento Municipal Util Dist | 433 | Robbs Peak | CA | El Dorado | BANC | Electric Utility | 1 |  | 25.5 | 25.5 | 25.5 | Conventional Hydroelectric | WAT | HY | 1965 |  |  | (OP) Operating | [8 empty] | 38.8965 | -120.3783 | 0 | 0 | #DIV/0! | 0%
| Roberds Garden LLC | 63480 | Roberds Garden CSG | MN | Rice | MISO | IPP Non-CHP | RPRG |  | 1 | 1 | 1 | Solar Photovoltaic | SUN | PV | 2019 |  |  | (OP) Operating |  | 1.3 | [6 empty] | 44.2995 | -93.2391 | 0 | 0 | #DIV/0! | 0%
| KES Kingsburg LP | 10405 | Kingsburg Cogen | CA | Fresno | CISO | IPP CHP | GEN1 | CC1 | 36.2 | 33.8 | 34.8 | Natural Gas Fired Combined Cycle | NG | CT | 1990 |  |  | (OP) Operating | [8 empty] | 36.5397 | -119.5794 | 9001.57 | 111770.751 | 12.4168 | 2.996%
| USACE-Fort Worth District | 7200 | Robert D Willis | TX | Jasper | MISO | Electric Utility | 1 |  | 8 | 8 | 8 | Conventional Hydroelectric | WAT | HY | 1989 |  |  | (OS) Out of service and NOT expected to return to service in next calendar year | [8 empty] | 30.7975 | -94.1756 | 0 | 0 | #DIV/0! | 0%
| New York Power Authority | 2693 | Robert Moses Niagara | NY | Niagara | NYIS | Electric Utility | 1 |  | 2429.1 | 2434.9 | 2434.9 | Conventional Hydroelectric | WAT | HY | 1961.3077 |  |  | (OP) Operating | [8 empty] | 43.1427 | -79.0394 | 0 | 0 | #DIV/0! | 0%
| New York Power Authority | 2694 | Robert Moses Power Dam | NY | St Lawrence | NYIS | Electric Utility | 17 |  | 912 | 856 | 856 | Conventional Hydroelectric | WAT | HY | 1958.4375 |  |  | (OP) Operating | [8 empty] | 45.0038 | -74.7994 | 0 | 0 | #DIV/0! | 0%
| Wallingford Energy LLC | 55517 | Wallingford Energy | CT | New Haven | ISNE | IPP Non-CHP | CTG1 |  | 350 | 327.7 | 349 | Natural Gas Fired Combustion Turbine | NG | GT | 2005.8571 |  |  | (OP) Operating | [8 empty] | 41.4487 | -72.8354 | 88830.38 | 901117.743 | 10.1443 | 2.997%
| South San Joaquin Irr District | 57579 | Robert O Schulz Solar Farm | CA | Stanislaus | CISO | Electric Utility | 1 |  | 1.3 | 1.3 | 0.6 | Solar Photovoltaic | SUN | PV | 2008.5 |  |  | (OP) Operating |  | 1 | [6 empty] | 37.8583 | -120.8917 | 0 | 0 | #DIV/0! | 0%
| CAMS (Georgia) AL Sandersville | 55672 | AL Sandersville LLC | GA | Washington | SOCO | IPP Non-CHP | CT1 |  | 692 | 576.4 | 677.4 | Natural Gas Fired Combustion Turbine | NG | GT | 2002 |  |  | (OP) Operating | [8 empty] | 33.1189 | -82.8608 | 165707.87 | 2035730.1 | 12.2851 | 3.017%
| USCE-Tulsa District | 2985 | Robert S Kerr | OK | Sequoyah | SPA | Electric Utility | 1 |  | 110 | 105.6 | 105.6 | Conventional Hydroelectric | WAT | HY | 1971 |  |  | (OP) Operating | [5 empty] | 2025 | 12 | 6 | 35.3445 | -94.7755 | 0 | 0 | #DIV/0! | 0%
| Union Electric Co - (MO) | 55202 | Pinckneyville | IL | Perry | MISO | Electric Utility | 1 |  | 380 | 316 | 360 | Natural Gas Fired Combustion Turbine | NG | GT | 2000.5 |  |  | (OP) Operating | [8 empty] | 38.1114 | -89.3467 | 89701.09 | 840069.238 | 9.3652 | 3.03%
| Robin Hollow Solar, LLC | 66855 | Robin Hollow Solar | RI | Kent | ISNE | IPP Non-CHP | RSH40 |  | 40.7 | 40.6 | 40.6 | Solar Photovoltaic | SUN | PV | 2023 |  |  | (OP) Operating |  | 55.2 | [6 empty] | 41.6402 | -71.6295 | 0 | 0 | #DIV/0! | 0%
| Greenbacker Renewable Energy Corporation | 65563 | Robin NJ | NJ | Mercer | PJM | IPP Non-CHP | 136 |  | 2.2 | 2.2 | 2.2 | Solar Photovoltaic | SUN | PV | 2022 |  |  | (OP) Operating |  | 2.7 | [6 empty] | 40.1925 | -74.566 | 0 | 0 | #DIV/0! | 0%
| Robin Solar LLC | 60165 | Robin Solar | NC | Wayne | DUK | IPP Non-CHP | PV1 |  | 3.8 | 3.8 | 3.8 | Solar Photovoltaic | SUN | PV | 2021 |  |  | (OP) Operating |  | 5 | [6 empty] | 35.2644 | -78.0814 | 0 | 0 | #DIV/0! | 0%
| Selkirk Cogen Partners LP | 10725 | Selkirk Cogen | NY | Albany | NYIS | IPP CHP | GEN1 | F802 | 446 | 353.3 | 441.5 | Natural Gas Fired Combined Cycle | NG | CT | 1993.2 |  |  | (OP) Operating | [8 empty] | 42.5744 | -73.8592 | 106043.8 | 884171.556 | 8.3378 | 3.046%
| Georgia Power Co | 61648 | Robins Air Force Base Solar | GA | Bibb | SOCO | Electric Utility | 1 |  | 128 | 128 | 128 | Solar Photovoltaic | SUN | PV | 2021 |  |  | (OP) Operating |  | 175 | [6 empty] | 32.6812 | -83.6164 | 0 | 0 | #DIV/0! | 0%
| Dominion Renewable Energy | 65321 | Rochambeau Solar | VA | James City | PJM | Electric Utility | RBSO |  | 19.9 | 19.9 | 19.9 | Solar Photovoltaic | SUN | PV | 2021 |  |  | (OP) Operating |  | 25.6 | [6 empty] | 37.35 | -76.76 | 0 | 0 | #DIV/0! | 0%
| Essential Power Operating Services LLC | 7835 | Essential Power Rock Springs LLC | MD | Cecil | PJM | IPP Non-CHP | 1 |  | 795.6 | 666.7 | 666.7 | Natural Gas Fired Combustion Turbine | NG | GT | 2003 |  |  | (OP) Operating | [8 empty] | 39.719 | -76.1598 | 179031.3 | 1858194.731 | 10.3792 | 3.065%
| Rochester Gas & Electric Corp | 2639 | Rochester 2 | NY | Monroe | NYIS | Electric Utility | 1 |  | 8.5 | 8.5 | 8.5 | Conventional Hydroelectric | WAT | HY | 1960 |  |  | (OS) Out of service and NOT expected to return to service in next calendar year | [8 empty] | 43.1611 | -77.615 | 0 | 0 | #DIV/0! | 0%
| Rochester Gas & Electric Corp | 2638 | Rochester 26 | NY | Monroe | NYIS | Electric Utility | 1 |  | 3 | 3 | 3 | Conventional Hydroelectric | WAT | HY | 1952 |  |  | (OA) Out of service but expected to return to service in next calendar year | [8 empty] | 43.1522 | -77.6098 | 0 | 0 | #DIV/0! | 0%
| Rochester Gas & Electric Corp | 2641 | Rochester 5 | NY | Monroe | NYIS | Electric Utility | 2 |  | 43.6 | 43.8 | 43.8 | Conventional Hydroelectric | WAT | HY | 1921 |  |  | (OS) Out of service and NOT expected to return to service in next calendar year | [8 empty] | 43.1803 | -77.6278 | 0 | 0 | #DIV/0! | 0%
| Rochester Public Utilities | 2007 | Rochester Hydro | MN | Wabasha | MISO | Electric Utility | 1 |  | 2.6 | 2.6 | 2.6 | Conventional Hydroelectric | WAT | HY | 1984 |  |  | (OP) Operating | [8 empty] | 44.213 | -92.4802 | 0 | 0 | #DIV/0! | 0%
| Rochester MA 2 LLC | 68438 | Rochester MA 2 | MA | Plymouth | ISNE | IPP Non-CHP | 12998 |  | 1 | 1 | 1 | Solar Photovoltaic | SUN | PV | 2018 |  |  | (OP) Operating |  | 1.2 | [6 empty] | 41.7237 | -70.8405 | 0 | 0 | #DIV/0! | 0%
| Northern States Power Co - Minnesota | 65713 | Rock Aetna Power Partners | MN | Murray | MISO | Electric Utility | 32005 |  | 20 | 20 | 20 | Onshore Wind Turbine | WND | WT | 2022 |  |  | (OP) Operating | [8 empty] | 44.0227 | -96.0523 | 0 | 0 | #DIV/0! | 0%
| Wisconsin Power & Light Co | 67704 | Rock County Customer Hosted Solar | WI | Rock | MISO | Electric Utility | PV1 |  | 1.4 | 1.4 | 1.4 | Solar Photovoltaic | SUN | PV | 2025 |  |  | (OP) Operating | [8 empty] | 42.7232 | -89.0227 | 0 | 0 | #DIV/0! | 0%
| Rock County Wind Fuel, LLC | 63460 | Rock County Wind Fuel, LLC | MN | Rock | MISO | IPP Non-CHP | RCWF |  | 5 | 5 | 5 | Onshore Wind Turbine | WND | WT | 2020 |  |  | (OP) Operating | [8 empty] | 43.6419 | -96.2625 | 0 | 0 | #DIV/0! | 0%
| Pacific Gas & Electric Co. | 275 | Rock Creek | CA | Plumas | CISO | Electric Utility | H1 |  | 126 | 126 | 126 | Conventional Hydroelectric | WAT | HY | 1950 |  |  | (OP) Operating | [8 empty] | 39.9052 | -121.3452 | 0 | 0 | #DIV/0! | 0%
| Greenbacker Renewable Energy Corporation | 64265 | Rock Creek 2 CSG | CO | Alamosa | WACM | IPP Non-CHP | 263 |  | 1.6 | 1.6 | 1.6 | Solar Photovoltaic | SUN | PV | 2020 |  |  | (OP) Operating |  | 2 | [6 empty] | 37.3995 | -105.9034 | 0 | 0 | #DIV/0! | 0%
| Shorock Hydro Inc | 50987 | Rock Creek I | ID | Twin Falls | IPCO | IPP Non-CHP | GEN1 |  | 2.1 | 2 | 1 | Conventional Hydroelectric | WAT | HY | 1983 |  |  | (OP) Operating | [8 empty] | 42.6325 | -114.5388 | 0 | 0 | #DIV/0! | 0%
| Hydroland Omega LLC | 10809 | Rock Creek II | ID | Twin Falls | IPCO | IPP Non-CHP | GEN1 |  | 1.9 | 1.8 | 1.8 | Conventional Hydroelectric | WAT | HY | 1990 |  |  | (OP) Operating | [8 empty] | 42.6207 | -114.5315 | 0 | 0 | #DIV/0! | 0%
| Hydroland Omega LLC | 50892 | Rock Creek LP | CA | El Dorado | CISO | IPP Non-CHP | GEN1 |  | 3 | 3 | 3 | Conventional Hydroelectric | WAT | HY | 1986 |  |  | (OP) Operating | [8 empty] | 38.7834 | -120.7785 | 0 | 0 | #DIV/0! | 0%
| Enel Green Power NA, Inc. | 60655 | Rock Creek Wind Project | MO | Atchison | SWPP | IPP Non-CHP | WT1 |  | 300 | 300 | 300 | Onshore Wind Turbine | WND | WT | 2017 |  |  | (OP) Operating | [8 empty] | 40.4 | -95.2 | 0 | 0 | #DIV/0! | 0%
| Public Service Co of Oklahoma | 61261 | Rock Falls Wind Farm LLC | OK | Kay | SWPP | Electric Utility | RF1 |  | 154.5 | 154.5 | 154.5 | Onshore Wind Turbine | WND | WT | 2017 |  |  | (OP) Operating | [8 empty] | 36.9272 | -97.4271 | 0 | 0 | #DIV/0! | 0%
| Strata Manager, LLC | 58347 | Rock Farm | NC | Richmond | CPLE | IPP Non-CHP | 1 |  | 5 | 5 | 5 | Solar Photovoltaic | SUN | PV | 2013 |  |  | (OP) Operating |  | 6.7 | [6 empty] | 34.9656 | -79.6097 | 0 | 0 | #DIV/0! | 0%
| SC Oregon 2 Lessor Parent, LLC | 63779 | Rock Garden Solar, LLC | OR | Lake | BPAT | IPP Non-CHP | 4 |  | 10 | 10 | 10 | Solar Photovoltaic | SUN | PV | 2020 |  |  | (OP) Operating |  | 15 | [6 empty] | 43.3969 | -120.9304 | 0 | 0 | #DIV/0! | 0%
| Terraform Arcadia | 58241 | Rock Hall | MD | Kent | PJM | IPP Non-CHP | RCKHL |  | 1 | 1 | 1 | Solar Photovoltaic | SUN | PV | 2012 |  |  | (OP) Operating |  | 1.3 | [6 empty] | 39.1444 | -76.2316 | 0 | 0 | #DIV/0! | 0%
| PUD No 1 of Chelan County | 6200 | Rock Island | WA | Chelan | CHPD | Electric Utility | A |  | 629.4 | 503.2 | 503.2 | Conventional Hydroelectric | WAT | HY | 1957.8947 |  |  | (OP) Operating | [8 empty] | 47.3461 | -120.0917 | 0 | 0 | #DIV/0! | 0%
| RPNY Solar 1, LLC | 64964 | Rock Island Road Solar Community Solar | NY | St Lawrence | NYIS | IPP Non-CHP | ROCKI |  | 3.5 | 3.5 | 3.5 | Solar Photovoltaic | SUN | PV | 2022 |  |  | (OP) Operating |  | 4.9 | [6 empty] | 44.3699 | -75.457 | 0 | 0 | #DIV/0! | 0%
| Massachusetts Mun Wholes Electric Co | 63559 | MMWEC Simple Cycle Gas Turbine | MA | Essex | ISNE | Electric Utility | GT1 |  | 65 | 63 | 67 | Natural Gas Fired Combustion Turbine | NG | GT | 2024 |  |  | (OP) Operating | [8 empty] | 42.5434 | -70.928 | 17632.27 | 175345.3 | 9.9446 | 3.097%
| Diamond Generating Corporation | 55542 | Larkspur Energy Facility | CA | San Diego | CISO | IPP Non-CHP | CTG1 |  | 99.8 | 91.6 | 91.6 | Natural Gas Fired Combustion Turbine | NG | GT | 2001 |  |  | (OP) Operating | [8 empty] | 32.567 | -116.9442 | 25306.62 | 265872.593 | 10.506 | 3.154%
| NJR Clean Energy Ventures Corporation | 59319 | Rock Solid | NJ | Monmouth | PJM | IPP Non-CHP | ROCK1 |  | 8 | 8 | 8 | Solar Photovoltaic | SUN | PV | 2014 |  |  | (OP) Operating |  | 9.9 | [6 empty] | 40.2297 | -74.2258 | 0 | 0 | #DIV/0! | 0%
| Altus Power America Management, LLC | 65756 | Rockdale | MD | Washington | PJM | IPP Non-CHP | RKDAL |  | 2 | 2 | 2 | Solar Photovoltaic | SUN | PV | 2019 |  |  | (OP) Operating |  | 2.6 | [6 empty] | 39.6289 | -77.8749 | 0 | 0 | #DIV/0! | 0%
| Rocket Solar, LLC | 63983 | Rocket Solar, LLC | UT | Box Elder | PACE | IPP Non-CHP | RS |  | 80 | 80 | 80 | Solar Photovoltaic | SUN | PV | 2024 |  |  | (OP) Operating |  | 104 | [6 empty] | 41.6363 | -112.4441 | 0 | 0 | #DIV/0! | 0%
| Rockfish Solar LLC | 59811 | Rockfish Solar LLC | MD | Charles | PJM | IPP Non-CHP | GEN1 |  | 10.3 | 10.3 | 10.3 | Solar Photovoltaic | SUN | PV | 2015 |  |  | (OP) Operating |  | 12.9 | [6 empty] | 38.5915 | -76.8749 | 0 | 0 | #DIV/0! | 0%
| Calpine New Jersey Generation LLC | 7288 | Sherman Avenue | NJ | Cumberland | PJM | IPP Non-CHP | SEHR |  | 112.8 | 86.9 | 99 | Natural Gas Fired Combustion Turbine | NG | GT | 1991 |  |  | (OP) Operating | [8 empty] | 39.451 | -75.0578 | 25757.67 | 336516.613 | 13.0647 | 3.163%
| Rockford CS 1, LLC | 65731 | Rockford CS 1 | IL | Winnebago | MISO | IPP Non-CHP | 29197 |  | 2 | 2 | 1.8 | Solar Photovoltaic | SUN | PV | 2021 |  |  | (OP) Operating |  | 2.6 | [6 empty] | 42.1761 | -89.0848 | 0 | 0 | #DIV/0! | 0%
| Rockford CS 2, LLC | 65732 | Rockford CS 2 | IL | Winnebago | MISO | IPP Non-CHP | 29198 |  | 2 | 2 | 1.8 | Solar Photovoltaic | SUN | PV | 2021 |  |  | (OP) Operating |  | 2.6 | [6 empty] | 42.1761 | -89.0848 | 0 | 0 | #DIV/0! | 0%
| Rockford Baxter Rd Holdco LLC CSG | 64415 | Rockford CSG | IL | Winnebago | PJM | IPP Non-CHP | ROCKF |  | 2 | 2 | 2 | Solar Photovoltaic | SUN | PV | 2021 |  |  | (OP) Operating |  | 2.9 | [6 empty] | 42.1657 | -89.0369 | 0 | 0 | #DIV/0! | 0%
| SoCore Energy LLC | 67812 | Rockford Plant | IL | Winnebago | MISO | IPP Non-CHP | PV1 |  | 2 | 2 | 2 | Solar Photovoltaic | SUN | PV | 2024 |  |  | (OP) Operating |  | 2.5 | [6 empty] | 42.232 | -89.027 | 0 | 0 | #DIV/0! | 0%
| Rockford Solar, LLC | 66085 | Rockford Solar | IL | Winnebago | MISO | IPP Non-CHP | 16682 |  | 2 | 2 | 1.8 | Solar Photovoltaic | SUN | PV | 2021 |  |  | (OP) Operating |  | 2.6 | [6 empty] | 42.2852 | -89.0994 | 0 | 0 | #DIV/0! | 0%
| Rockford Solar Partners | 58643 | Rockford Solar Farm | IL | Winnebago | PJM | IPP Non-CHP | 1 |  | 2.6 | 2.6 | 2.6 | Solar Photovoltaic | SUN | PV | 2012 |  |  | (OP) Operating |  | 3.1 | [6 empty] | 42.1753 | -89.0883 | 0 | 0 | #DIV/0! | 0%
| Warren Generation, LLC | 3132 | Warren | PA | Warren | PJM | IPP Non-CHP | 3 |  | 53.1 | 62 | 50.1 | Natural Gas Fired Combustion Turbine | NG | GT | 1972 |  |  | (OP) Operating | [8 empty] | 41.8359 | -79.1887 | 15568.78 | 225137.808 | 14.4609 | 3.171%
| Rockhaven Wind Project, LLC | 64172 | Rockhaven Wind Project, LLC | OK | Murray | SWPP | IPP Non-CHP | RHWWT |  | 140 | 140 | 140 | Onshore Wind Turbine | WND | WT | 2021 |  |  | (OP) Operating | [8 empty] | 34.4196 | -97.2854 | 0 | 0 | #DIV/0! | 0%
| Goose Haven Energy Center | 55627 | Goose Haven Energy Center | CA | Solano | CISO | IPP Non-CHP | CT1 |  | 48 | 48 | 48 | Natural Gas Fired Combustion Turbine | NG | GT | 2003 |  |  | (OP) Operating | [8 empty] | 38.2268 | -121.8433 | 13362.06 | 138711.61 | 10.381 | 3.178%
| SRE Utility Solar 1, LLC | 60106 | Rockingham Solar, LLC | NC | Richmond | DUK | IPP Non-CHP | ROCK |  | 5 | 4.9 | 4.9 | Solar Photovoltaic | SUN | PV | 2015 |  |  | (OP) Operating |  | 6.8 | [6 empty] | 34.9807 | -79.6037 | 0 | 0 | #DIV/0! | 0%
| Brush Power LLC | 10682 | Brush Generation Facility | CO | Morgan | PSCO | IPP Non-CHP | GT1 | CPP | 273.4 | 267 | 288 | Natural Gas Fired Combined Cycle | NG | CT | 1995.4286 |  |  | (OA) Out of service but expected to return to service in next calendar year | [8 empty] | 40.2415 | -103.631 | 77487.88 | 1079760.525 | 13.9346 | 3.188%
| MN8 Energy LLC | 59090 | Rockland Solar CSG | MA | Plymouth | ISNE | IPP Non-CHP | GEN1 |  | 2 | 2 | 2 | Solar Photovoltaic | SUN | PV | 2013 |  |  | (OP) Operating |  | 2.6 | [6 empty] | 42.0892 | -70.8978 | 0 | 0 | #DIV/0! | 0%
| Ridgeline Energy LLC | 57766 | Rockland Wind Farm | ID | Power | IPCO | IPP Non-CHP | RLWF |  | 79.2 | 79.2 | 79.2 | Onshore Wind Turbine | WND | WT | 2011 |  |  | (OP) Operating | [8 empty] | 42.6747 | -112.9019 | 0 | 0 | #DIV/0! | 0%
| Cardinal Renewables | 65730 | Rockmart | GA | Polk | SOCO | IPP Non-CHP | GARO |  | 2.6 | 2.6 | 2.6 | Solar Photovoltaic | SUN | PV | 2022 |  |  | (OP) Operating |  | 3.6 | [6 empty] | 34.0148 | -85.0222 | 0 | 0 | #DIV/0! | 0%
| Southern California Edison Co | 56474 | Barre Peaker | CA | Orange | CISO | Electric Utility | 1 |  | 49.8 | 49 | 49 | Natural Gas Fired Combustion Turbine | NG | GT | 2007 |  |  | (OP) Operating | [8 empty] | 33.8073 | -117.9832 | 13734.13 | 134787.8 | 9.8141 | 3.2%
| Rocksprings Val Verde Wind, LLC | 60217 | Rocksprings | TX | Val Verde | ERCO | IPP Non-CHP | RKSP |  | 149.3 | 149.3 | 149.3 | Onshore Wind Turbine | WND | WT | 2017 |  |  | (OP) Operating | [8 empty] | 29.7275 | -100.7943 | 0 | 0 | #DIV/0! | 0%
| Eagle Creek Renewable Energy, LLC | 903 | Rockton | IL | Winnebago | MISO | IPP Non-CHP | 1 |  | 1.1 | 1.1 | 1.1 | Conventional Hydroelectric | WAT | HY | 1929 |  |  | (OP) Operating | [8 empty] | 42.4511 | -89.0756 | 0 | 0 | #DIV/0! | 0%
| Greenbacker Renewable Energy Corporation | 58942 | Rockville Solar I LLC | IN | Marion | MISO | IPP Non-CHP | RVSI |  | 2.8 | 2.8 | 2.8 | Solar Photovoltaic | SUN | PV | 2014 |  |  | (OP) Operating |  | 3.1 | [6 empty] | 39.7631 | -86.3011 | 0 | 0 | #DIV/0! | 0%
| Greenbacker Renewable Energy Corporation | 58953 | Rockville Solar II, LLC | IN | Marion | MISO | IPP Non-CHP | RVSII |  | 2.7 | 2.7 | 2.7 | Solar Photovoltaic | SUN | PV | 2014 |  |  | (OP) Operating |  | 3.2 | [6 empty] | 39.7669 | -86.3 | 0 | 0 | #DIV/0! | 0%
| Oppidum Renewables USA, LLC | 58668 | Rockwell Solar LLC | NC | Rowan | DUK | IPP Non-CHP | ROCKW |  | 3.5 | 3.5 | 3.5 | Solar Photovoltaic | SUN | PV | 2014 |  |  | (OP) Operating |  | 4.2 | [6 empty] | 35.5417 | -80.4747 | 0 | 0 | #DIV/0! | 0%
| City of San Antonio - (TX) | 3439 | Laredo | TX | Webb | ERCO | Electric Utility | 4 |  | 263.6 | 177.4 | 191.8 | Natural Gas Fired Combustion Turbine | NG | GT | 2008 |  |  | (OP) Operating | [8 empty] | 27.5667 | -99.5089 | 52196.89 | 487511.855 | 9.3399 | 3.228%
| Rocky Brook Electric Inc | 50228 | Rocky Brook Hydroelectric | WA | Jefferson | BPAT | IPP Non-CHP | GEN1 |  | 1.6 | 0.1 | 1.2 | Conventional Hydroelectric | WAT | HY | 1985 |  |  | (SB) Standby/Backup: available for service but not normally used | [8 empty] | 47.7197 | -122.9431 | 0 | 0 | #DIV/0! | 0%
| Salt River Project | 141 | Agua Fria | AZ | Maricopa | SRP | Electric Utility | AF1 |  | 737.5 | 741.2 | 785.2 | Natural Gas Steam Turbine | NG | ST | 1986.5 |  |  | (OP) Operating | [8 empty] | 33.5561 | -112.2153 | 219001.58 | 2245969.818 | 10.2555 | 3.276%
| Entergy Louisiana LLC | 55165 | Calcasieu | LA | Calcasieu | MISO | Electric Utility | G101 |  | 358.8 | 314.6 | 339.4 | Natural Gas Fired Combustion Turbine | NG | GT | 2000.5 |  |  | (OP) Operating | [8 empty] | 30.1608 | -93.345 | 94934.63 | 1055824.653 | 11.1216 | 3.314%
| Oglethorpe Power Corporation | 6189 | Rocky Mountain Hydroelectric Plant | GA | Floyd | SOCO | Electric Utility | 1 |  | 847.8 | 1035 | 1035 | Hydroelectric Pumped Storage | WAT | PS | 1995 |  |  | (OP) Operating | [8 empty] | 34.3555 | -85.3039 | 0 | 0 | #DIV/0! | 0%
| North Carolina El Member Corp | 65245 | Rocky Point BESS | NC | Pender | CPLE | Electric Utility | BAT1 |  | 5 | 5 | 5 | Batteries | MWH | BA | 2024 |  |  | (OP) Operating | 5 | [7 empty] | 34.4753 | -77.8299 | 0 | 0 | #DIV/0! | 0%
| PUD No 1 of Chelan County | 3883 | Rocky Reach | WA | Chelan | CHPD | Electric Utility | C-1 |  | 1299.6 | 1253.9 | 1253.9 | Conventional Hydroelectric | WAT | HY | 1965.5455 |  |  | (OP) Operating | [8 empty] | 47.5336 | -120.2953 | 0 | 0 | #DIV/0! | 0%
| Rocky Ridge Wind Project LLC | 58078 | Rocky Ridge Wind Project | OK | Kiowa | SWPP | IPP Non-CHP | GE 1. |  | 148.8 | 148.8 | 148.8 | Onshore Wind Turbine | WND | WT | 2012 |  |  | (OP) Operating | [8 empty] | 35.1356 | -99.0031 | 0 | 0 | #DIV/0! | 0%
| FirstLight Power Resources Services LLC | 539 | Rocky River (CT) | CT | Litchfield | ISNE | IPP Non-CHP | 1 |  | 31 | 29.4 | 29 | Hydroelectric Pumped Storage | WAT | PS | 1928.3333 |  |  | (OP) Operating | [8 empty] | 41.5826 | -73.4349 | 0 | 0 | #DIV/0! | 0%
| City of Abbeville - (SC) | 3305 | Rocky River (SC) | SC | Anderson | DUK | Electric Utility | 1 |  | 3.9 | 3.6 | 3.6 | Conventional Hydroelectric | WAT | HY | 1965 |  |  | (OP) Operating | [8 empty] | 34.2572 | -82.6097 | 0 | 0 | #DIV/0! | 0%
| Rodeo Ranch Energy Storage, LLC | 67175 | Rodeo Ranch Energy Storage | TX | Reeves | ERCO | IPP Non-CHP | RODE1 |  | 300 | 300 | 300 | Batteries | MWH | BA | 2023 |  |  | (OP) Operating | 600 | [7 empty] | 31.36 | -103.33 | 0 | 0 | #DIV/0! | 0%
| AES Distributed Energy | 58751 | Rodeo Solar C2 | CA | Los Angeles | CISO | IPP Non-CHP | RSC2 |  | 1.5 | 1.5 | 1.5 | Solar Photovoltaic | SUN | PV | 2014 |  |  | (OP) Operating |  | 2.1 | [6 empty] | 34.7133 | -118.2894 | 0 | 0 | #DIV/0! | 0%
| Florida Power & Light Co | 62917 | Rodeo Solar Center | FL | DeSoto | FPL | Electric Utility | 1 |  | 74.5 | 74.5 | 74.5 | Solar Photovoltaic | SUN | PV | 2021 |  |  | (OP) Operating |  | 82.8 | [6 empty] | 27.3206 | -81.8102 | 0 | 0 | #DIV/0! | 0%
| AES Distributed Energy | 58752 | Rodeo Solar D2 | CA | Los Angeles | CISO | IPP Non-CHP | RSD2 |  | 1.5 | 1.5 | 1.5 | Solar Photovoltaic | SUN | PV | 2014 |  |  | (OP) Operating |  | 2.1 | [6 empty] | 34.7133 | -118.2894 | 0 | 0 | #DIV/0! | 0%
| Consolidated Edison Development Inc. | 58089 | Roeder Family Wind Farm LLC | IA | Worth | MISO | IPP Non-CHP | 1 |  | 1.6 | 1.6 | 1.6 | Onshore Wind Turbine | WND | WT | 2011 |  |  | (OP) Operating | [8 empty] | 43.2972 | -93.2833 | 0 | 0 | #DIV/0! | 0%
| SunE M5C Holdings LLC | 57524 | Roger Road WWTP | AZ | Pima | TEPC | IPP Non-CHP | 1 |  | 1.1 | 0.9 | 0.9 | Solar Photovoltaic | SUN | PV | 2010 |  |  | (OP) Operating |  | 1.1 | [6 empty] | 32.2894 | -111.0331 | 0 | 0 | #DIV/0! | 0%
| Luminace Solar Rhode Island, LLC | 64299 | Roger Williams - Melville at Portsmouth | RI | Newport | ISNE | IPP Non-CHP | MEL |  | 3 | 3 | 3 | Solar Photovoltaic | SUN | PV | 2021 |  |  | (OP) Operating |  | 3.9 | [6 empty] | 41.5795 | -71.2731 | 0 | 0 | #DIV/0! | 0%
| Consumers Energy Co - (MI) | 1716 | Rogers | MI | Mecosta | MISO | Electric Utility | 1 |  | 6.8 | 2.4 | 2.8 | Conventional Hydroelectric | WAT | HY | 1922 |  |  | (OP) Operating | [8 empty] | 43.613 | -85.4795 | 0 | 0 | #DIV/0! | 0%
| Duke Energy Indiana, LLC | 55224 | Wheatland Generating Facility | IN | Knox | MISO | Electric Utility | CTG1 |  | 500.4 | 442 | 508 | Natural Gas Fired Combustion Turbine | NG | GT | 2000 |  |  | (OP) Operating | [8 empty] | 38.6716 | -87.2931 | 138267.85 | 1827525.674 | 13.2173 | 3.323%
| Briar-Hydro Associates | 50351 | Rolfe Canal Hydro | NH | Merrimack | ISNE | IPP Non-CHP | 1 |  | 4.3 | 4.3 | 4.3 | Conventional Hydroelectric | WAT | HY | 1987 |  |  | (OP) Operating | [8 empty] | 43.2746 | -71.604 | 0 | 0 | #DIV/0! | 0%
| WCAC Operating Company | 10650 | Badger Creek Limited | CA | Kern | CISO | IPP CHP | GEN1 |  | 46 | 46 | 48 | Natural Gas Fired Combustion Turbine | NG | GT | 1991 |  |  | (OP) Operating | [8 empty] | 35.4837 | -119.0299 | 13724.86 | 85714.866 | 6.2452 | 3.334%
| Missouri Jnt Muni.Pwr Elec. Ut. Comm. | 60705 | Rolla Solar Farm (MO) | MO | Phelps | SWPP | IPP Non-CHP | RSF1 |  | 2.8 | 2.8 | 2.8 | Solar Photovoltaic | SUN | PV | 2016 |  |  | (OP) Operating |  | 3.2 | [6 empty] | 37.9853 | -91.7169 | 0 | 0 | #DIV/0! | 0%
| PacifiCorp | 56842 | Rolling Hills | WY | Converse | PACE | Electric Utility | 1 |  | 115.8 | 99 | 99 | Onshore Wind Turbine | WND | WT | 2009 |  |  | (OP) Operating | [8 empty] | 43.0572 | -105.8543 | 0 | 0 | #DIV/0! | 0%
| Lower Colorado River Authority | 56674 | Winchester Power Park | TX | Fayette | ERCO | Electric Utility | CGT1 |  | 242 | 176 | 184 | Natural Gas Fired Combustion Turbine | NG | GT | 2010 |  |  | (OP) Operating | [8 empty] | 30.0255 | -96.9945 | 52873.57 | 493126.647 | 9.3265 | 3.353%
| MidAmerican Energy Co | 57501 | Rolling Hills Wind Farm | IA | Cass | MISO | Electric Utility | RHWF |  | 484.2 | 443.2 | 443.2 | Onshore Wind Turbine | WND | WT | 2011 |  |  | (OP) Operating | [8 empty] | 41.1973 | -94.7744 | 0 | 0 | #DIV/0! | 0%
| AE Power Services LLC | 57045 | Rolling Thunder Wind Farm Hybrid | SD | Hand | SWPP | IPP Non-CHP | 1 |  | 25.8 | 25.8 | 25.8 | Onshore Wind Turbine | WND | WT | 2013.5 |  |  | (OP) Operating | [8 empty] | 44.4778 | -99.1339 | 0 | 0 | #DIV/0! | 0%
| Rollingstone Holdco LLC | 62037 | Rollingstone Holdco CSG | MN | Winona | MISO | IPP Non-CHP | ROLLI |  | 4.8 | 4.8 | 4.8 | Solar Photovoltaic | SUN | PV | 2019 |  |  | (OP) Operating |  | 7 | [6 empty] | 44.1144 | -91.7913 | 0 | 0 | #DIV/0! | 0%
| Nevada Irrigation District | 34 | Rollins | CA | Placer | CISO | IPP Non-CHP | 1P |  | 12.1 | 12.1 | 12.1 | Conventional Hydroelectric | WAT | HY | 1980 |  |  | (OP) Operating | [8 empty] | 39.1343 | -120.9533 | 0 | 0 | #DIV/0! | 0%
| Evergreen Wind, LLC | 56990 | Rollins Wind Project | ME | Penobscot | ISNE | IPP Non-CHP | 1 |  | 60 | 60 | 60 | Onshore Wind Turbine | WND | WT | 2011 |  |  | (OP) Operating | [8 empty] | 45.346 | -68.3802 | 0 | 0 | #DIV/0! | 0%
| Green Mountain Power Corp | 54418 | Rollinsford | NH | Strafford | ISNE | Electric Utility | GEN1 |  | 1.4 | 1.4 | 1.2 | Conventional Hydroelectric | WAT | HY | 1990.5 |  |  | (OP) Operating | [8 empty] | 43.2361 | -70.8172 | 0 | 0 | #DIV/0! | 0%
| Romark Logistics of PA Inc. | 57465 | Romark PA Solar | PA | Luzerne | PJM | Commercial Non-CHP | 1 |  | 1.8 | 1.8 | 1.8 | Solar Photovoltaic | SUN | PV | 2011 |  |  | (OP) Operating |  | 2 | [6 empty] | 40.9361 | -76.0389 | 0 | 0 | #DIV/0! | 0%
| Salt River Project | 149 | Roosevelt | AZ | Maricopa | SRP | Electric Utility | ROOS |  | 36 | 34 | 34 | Conventional Hydroelectric | WAT | HY | 1973 |  |  | (OP) Operating | [8 empty] | 33.6711 | -111.1618 | 0 | 0 | #DIV/0! | 0%
| Boralex US Operations LLC | 58771 | Roosevelt County | NM | Roosevelt | SWPP | IPP Non-CHP | GEN1 |  | 250 | 250 | 250 | Onshore Wind Turbine | WND | WT | 2015 |  |  | (OP) Operating | [8 empty] | 33.9261 | -103.5111 | 0 | 0 | #DIV/0! | 0%
| Strata Manager, LLC | 60761 | Roper Farm, LLC | NC | Cleveland | DUK | IPP Non-CHP | 1 |  | 5 | 5 | 5 | Solar Photovoltaic | SUN | PV | 2015 |  |  | (OP) Operating |  | 6.4 | [6 empty] | 35.1875 | -81.4407 | 0 | 0 | #DIV/0! | 0%
| Southern Indiana Gas & Elec Co | 6137 | A B Brown | IN | Posey | MISO | Electric Utility | 4 |  | 176.4 | 160 | 174 | Natural Gas Fired Combustion Turbine | NG | GT | 1996.5 |  |  | (OP) Operating | [8 empty] | 37.9053 | -87.715 | 49328.3 | 623221.242 | 12.6342 | 3.372%
| Big Sky Wind, LLC | 56593 | Roscoe Wind Farm LLC | TX | Nolan | ERCO | IPP Non-CHP | RO1 |  | 209 | 209 | 209 | Onshore Wind Turbine | WND | WT | 2008 |  |  | (OP) Operating | [8 empty] | 32.4694 | -100.6664 | 0 | 0 | #DIV/0! | 0%
| North Carolina El Member Corp | 64511 | Rose Acre Solar Energy Storage | NC | Hyde | CPLE | Electric Utility | BAT1 |  | 4.5 | 4.5 | 4.5 | Batteries | MWH | BA | 2023 |  |  | (OP) Operating | 5 | [7 empty] | 35.6373 | -76.536 | 0 | 0 | #DIV/0! | 0%
| Cypress Creek Renewables | 59375 | Rose Hill | NC | Duplin | CPLE | IPP Non-CHP | ROSE1 |  | 2 | 2 | 2 | Solar Photovoltaic | SUN | PV | 2012 |  |  | (OP) Operating |  | 2.4 | [6 empty] | 34.8239 | -77.9697 | 0 | 0 | #DIV/0! | 0%
| Burlington Generating Station | 2399 | PSEG Burlington Generating Station | NJ | Burlington | PJM | IPP Non-CHP | 121 |  | 242 | 168 | 168 | Natural Gas Fired Combustion Turbine | NG | GT | 2000 |  |  | (OP) Operating | [8 empty] | 40.0766 | -74.8792 | 50021.71 | 507900.132 | 10.1536 | 3.399%
| Virginia Electric & Power Co | 7032 | Gravel Neck | VA | Surry | PJM | Electric Utility | 1 |  | 407.7 | 368 | 411.4 | Petroleum Liquids | DFO | GT | 1982.6667 |  |  | (OP) Operating | [8 empty] | 37.1575 | -76.6911 | 116312.61 | 1552587.2 | 13.3484 | 3.407%
| Enel Green Power Roseland Solar, LLC | 65028 | Roseland Solar Project, LLC | TX | Falls | ERCO | IPP Non-CHP | ROSEB |  | 51.8 | 51.8 | 51.8 | Batteries | MWH | BA | 2023 |  |  | (OP) Operating | 84.5 | [7 empty] | 31.4612 | -96.8249 | 0 | 0 | #DIV/0! | 0%
| Roseman Energy, LLC | 62130 | Roseman | IA | Cass | MISO | IPP Non-CHP | ROS |  | 1.8 | 1.8 | 1.8 | Onshore Wind Turbine | WND | WT | 2017 |  |  | (OP) Operating | [8 empty] | 41.371 | -94.7539 | 0 | 0 | #DIV/0! | 0%
| City of Burbank Water and Power | 7987 | Lake One | CA | Los Angeles | LDWP | Electric Utility | L1 |  | 60.5 | 48 | 48 | Natural Gas Fired Combustion Turbine | NG | GT | 2002 |  |  | (OP) Operating | [8 empty] | 34.1772 | -118.3147 | 14411.47 | 144398.424 | 10.0197 | 3.427%
| Scale Sustainable I, LLC | 64451 | Rosemond Solar Community Solar | NY | Sullivan | NYIS | IPP Non-CHP | 1583 |  | 2 | 2 | 2 | Solar Photovoltaic | SUN | PV | 2021 |  |  | (OP) Operating |  | 3 | [6 empty] | 41.7113 | -74.5416 | 0 | 0 | #DIV/0! | 0%
| Rosemount Community Solar | 60714 | Rosemount Community Solar | MN | Dakota | MISO | IPP Non-CHP | RCS1 |  | 5 | 4.5 | 4.5 | Solar Photovoltaic | SUN | PV | 2016 |  |  | (OP) Operating |  | 1.3 | [6 empty] | 44.7224 | -93.0229 | 0 | 0 | #DIV/0! | 0%
| CalPeak Power, LLC | 55510 | CalPeak Power Border Peaker Plant | CA | San Diego | CISO | IPP Non-CHP | CPP4 |  | 60.5 | 48 | 51.3 | Natural Gas Fired Combustion Turbine | NG | GT | 2001 |  |  | (OP) Operating | [8 empty] | 32.5624 | -116.9439 | 15404.43 | 165094.238 | 10.7173 | 3.542%
| Rochester Public Utilities | 6058 | Cascade Creek | MN | Olmsted | MISO | Electric Utility | 1 |  | 84.9 | 77.4 | 80.1 | Natural Gas Fired Combustion Turbine | NG | GT | 1988.5 |  |  | (OP) Operating | [8 empty] | 44.0322 | -92.4908 | 24804.11 | 337761.892 | 13.6172 | 3.596%
| Evergy Missouri West | 2098 | Lake Road (MO) | MO | Buchanan | SWPP | Electric Utility | 1 |  | 278.4 | 231.5 | 231.5 | Natural Gas Steam Turbine | NG | ST | 1969.8571 |  |  | (OP) Operating | [8 empty] | 39.7246 | -94.8773 | 72964.59 | 1132440.489 | 15.5204 | 3.598%
| Rosewater Wind Farm LLC | 62891 | Rosewater Wind Farm | IN | White | MISO | IPP Non-CHP | ROSEW |  | 102 | 102 | 102 | Onshore Wind Turbine | WND | WT | 2020 |  |  | (OP) Operating | [8 empty] | 40.7709 | -86.875 | 0 | 0 | #DIV/0! | 0%
| Cypress Creek Renewables | 61520 | Rosewood Solar | NC | Wayne | CPLE | IPP Non-CHP | GEN1 |  | 2 | 2 | 2 | Solar Photovoltaic | SUN | PV | 2016 |  |  | (OP) Operating |  | 3 | [6 empty] | 35.4375 | -78.1071 | 0 | 0 | #DIV/0! | 0%
| City of Seattle - (WA) | 6202 | Ross | WA | Whatcom | SCL | Electric Utility | 41 |  | 450 | 450 | 450 | Conventional Hydroelectric | WAT | HY | 1953.75 |  |  | (OP) Operating | [8 empty] | 48.7326 | -121.0679 | 0 | 0 | #DIV/0! | 0%
| Ross County Solar, LLC | 65343 | Ross County Solar, LLC | OH | Ross | PJM | IPP Non-CHP | ROSS |  | 120 | 120 | 120 | Solar Photovoltaic | SUN | PV | 2025 |  |  | (OP) Operating | [8 empty] | 39.3259 | -83.3528 | 0 | 0 | #DIV/0! | 0%
| Handsome Lake Energy LLC | 55233 | Handsome Lake Energy LLC | PA | Venango | PJM | IPP Non-CHP | GT01 |  | 294.5 | 267.5 | 267.5 | Natural Gas Fired Combustion Turbine | NG | GT | 2001 |  |  | (OP) Operating | [8 empty] | 41.2908 | -79.8061 | 84979.59 | 1078637.9 | 12.6929 | 3.626%
| Roswell Solar, LLC | 60406 | Roswell Solar, LLC | NM | Chaves | SWPP | IPP Non-CHP | RSPV |  | 70 | 70 | 70 | Solar Photovoltaic | SUN | PV | 2016 |  |  | (OP) Operating |  | 95.6 | [6 empty] | 33.4529 | -104.4611 | 0 | 0 | #DIV/0! | 0%
| Roth Rock Wind Farm LLC | 57240 | Roth Rock North Wind Farm, LLC | MD | Garrett | PJM | IPP Non-CHP | SRRNW |  | 10 | 10 | 10 | Onshore Wind Turbine | WND | WT | 2011 |  |  | (OP) Operating | [8 empty] | 39.2872 | -79.4344 | 0 | 0 | #DIV/0! | 0%
| Roth Rock Wind Farm LLC | 57239 | Roth Rock Wind Farm LLC | MD | Garrett | PJM | IPP Non-CHP | SRRW1 |  | 40 | 40 | 40 | Onshore Wind Turbine | WND | WT | 2011 |  |  | (OP) Operating | [8 empty] | 39.2544 | -79.4672 | 0 | 0 | #DIV/0! | 0%
| PHR Holdings LLC | 60264 | Bacliff | TX | Galveston | ERCO | IPP Non-CHP | BCGT1 |  | 427.2 | 324 | 360 | Natural Gas Fired Combustion Turbine | NG | GT | 2018 |  |  | (OP) Operating | [8 empty] | 29.4923 | -94.9848 | 108647.09 | 1464446.011 | 13.4789 | 3.627%
| MERIT SI | 61751 | Rotor Clip | NJ | Somerset | PJM | IPP Non-CHP | RCLIP |  | 2.8 | 2.7 | 2.2 | Solar Photovoltaic | SUN | PV | 2018 |  |  | (OP) Operating |  | 4.9 | [6 empty] | 40.5391 | -74.5324 | 0 | 0 | #DIV/0! | 0%
| Portland General Electric Co | 3050 | Round Butte | OR | Jefferson | PGE | Electric Utility | 1 |  | 372.5 | 353 | 353 | Conventional Hydroelectric | WAT | HY | 1964 |  |  | (OP) Operating | [8 empty] | 44.6058 | -121.2773 | 0 | 0 | #DIV/0! | 0%
| SoCore Energy LLC | 67813 | Round Grove 1 | IL | Whiteside | MISO | IPP Non-CHP | PV1 |  | 2 | 2 | 2 | Solar Photovoltaic | SUN | PV | 2021 |  |  | (OP) Operating |  | 2.8 | [6 empty] | 41.759 | -89.864 | 0 | 0 | #DIV/0! | 0%
| SoCore Energy LLC | 67814 | Round Grove 2 | IL | Whiteside | MISO | IPP Non-CHP | PV1 |  | 2 | 2 | 2 | Solar Photovoltaic | SUN | PV | 2021 |  |  | (OP) Operating |  | 2.8 | [6 empty] | 41.76 | -89.867 | 0 | 0 | #DIV/0! | 0%
| Round Lake Solar LLC | 68464 | Round Lake | OR | Klamath | PACW | IPP Non-CHP | PV1 |  | 1 | 1 | 1 | Solar Photovoltaic | SUN | PV | 2024 |  |  | (OP) Operating |  | 1.6 | [6 empty] | 42.128 | -121.907 | 0 | 0 | #DIV/0! | 0%
| Roundhouse Renewable Energy II, LLC | 67026 | Roundhouse Renewable Energy II | WY | Laramie | WACM | IPP Non-CHP | RHII |  | 105.7 | 105.7 | 105.7 | Onshore Wind Turbine | WND | WT | 2023 |  |  | (OP) Operating | [8 empty] | 41.0547 | -104.9954 | 0 | 0 | #DIV/0! | 0%
| Roundhouse Renewable Energy, LLC | 63133 | Roundhouse Wind Energy Project | WY | Laramie | WACM | IPP Non-CHP | 82059 |  | 226 | 226 | 226 | Onshore Wind Turbine | WND | WT | 2020 |  |  | (OP) Operating | [8 empty] | 41.0951 | -105.1074 | 0 | 0 | #DIV/0! | 0%
| Jamestown Board of Public Util | 2682 | S A Carlson | NY | Chautauqua | NYIS | Electric Utility | 5 | 1 | 96.3 | 87 | 92 | Natural Gas Steam Turbine | NG | ST | 1973.3333 |  |  | (OP) Operating | [8 empty] | 42.0933 | -79.2478 | 28632.75 | 326766.875 | 11.4123 | 3.652%
| Rounseville Solar 1, LLC | 64434 | Rounseville Solar | MA | Plymouth | ISNE | IPP Non-CHP | ROU |  | 2.7 | 2.7 | 2.7 | Solar Photovoltaic | SUN | PV | 2020 |  |  | (OP) Operating |  | 3.3 | [6 empty] | 41.7384 | -70.8285 | 0 | 0 | #DIV/0! | 0%
| Route 14A CDG Solar North and South, LLC | 62580 | Route 14A CDG Solar North and South LLC | NY | Ontario | NYIS | IPP Non-CHP | 6081 |  | 4 | 4 | 3.3 | Solar Photovoltaic | SUN | PV | 2018 |  |  | (OP) Operating |  | 5.2 | [6 empty] | 42.8151 | -77.0461 | 0 | 0 | #DIV/0! | 0%
| Generate Capital | 62500 | Route 19 #1 Community Solar Farm | NY | Wyoming | NYIS | IPP Non-CHP | 1258 |  | 2 | 2 | 2 | Solar Photovoltaic | SUN | PV | 2022 |  |  | (OP) Operating |  | 2.9 | [6 empty] | 42.534 | -78.151 | 0 | 0 | #DIV/0! | 0%
| Generate Capital | 62502 | Route 19 #2 Community Solar Farm | NY | Wyoming | NYIS | IPP Non-CHP | 1415 |  | 5 | 5 | 5 | Solar Photovoltaic | SUN | PV | 2022 |  |  | (OP) Operating |  | 6.6 | [6 empty] | 42.5338 | -78.1538 | 0 | 0 | #DIV/0! | 0%
| KSI II Consolidated, LLC | 62524 | Route 22 Community Solar Farm CSG | NY | Clinton | NYIS | IPP Non-CHP | 1444 |  | 3.7 | 3.7 | 3.7 | Solar Photovoltaic | SUN | PV | 2021 |  |  | (OP) Operating |  | 5 | [6 empty] | 44.7251 | -73.467 | 0 | 0 | #DIV/0! | 0%
| REA Investments, LLC | 67939 | Route 3 China Solar, LLC | ME | Kennebec | ISNE | IPP Non-CHP | RT3 |  | 4.5 | 4.5 | 4.5 | Solar Photovoltaic | SUN | PV | 2022 |  |  | (OP) Operating | [8 empty] | 44.4094 | -69.5313 | 0 | 0 | #DIV/0! | 0%
| Bullrock-NxtGenREA | 62523 | Route 5 & 20 Community Solar Farm | NY | Ontario | NYIS | IPP Non-CHP | 1093 |  | 2.3 | 2.3 | 2.3 | Solar Photovoltaic | SUN | PV | 2025 |  |  | (OP) Operating |  | 3.3 | [6 empty] | 42.899 | -77.461 | 0 | 0 | #DIV/0! | 0%
| Citizens Enterprises Corporation | 59031 | Route 57 Solar | MA | Hampden | ISNE | IPP Non-CHP | 0027 |  | 1.5 | 1.5 | 1.5 | Solar Photovoltaic | SUN | PV | 2013 |  |  | (OP) Operating |  | 1.8 | [6 empty] | 42.0589 | -72.6642 | 0 | 0 | #DIV/0! | 0%
| Route 66 Energy Center, LLC | 64076 | Route 66 Energy Center, LLC | NM | Cibola | PNM | IPP Non-CHP | RTE66 |  | 49.5 | 49.5 | 49.5 | Solar Photovoltaic | SUN | PV | 2022 |  |  | (OP) Operating |  | 74.8 | [6 empty] | 35.0984 | -107.6146 | 0 | 0 | #DIV/0! | 0%
| Onward Energy | 58681 | Route 66 Wind Plant | TX | Carson | ERCO | IPP Non-CHP | RT661 |  | 150 | 150 | 150 | Onshore Wind Turbine | WND | WT | 2015 |  |  | (OP) Operating | [8 empty] | 35.2053 | -101.4342 | 0 | 0 | #DIV/0! | 0%
| Route 76 Boone Solar 1, LLC | 64018 | Route 76 Boone Solar 1 | IL | Boone | PJM | IPP Non-CHP | 7724 |  | 2 | 2 | 1.6 | Solar Photovoltaic | SUN | PV | 2020 |  |  | (OP) Operating |  | 2.7 | [6 empty] | 42.4189 | -88.8461 | 0 | 0 | #DIV/0! | 0%
| Calpine New Jersey Generation LLC | 5083 | Cumberland (NJ) | NJ | Cumberland | PJM | IPP Non-CHP | CUMB |  | 231.2 | 186.9 | 201 | Natural Gas Fired Combustion Turbine | NG | GT | 1999.5 |  |  | (OP) Operating | [8 empty] | 39.3757 | -74.9654 | 62137.09 | 651062.174 | 10.4778 | 3.657%
| AES Distributed Energy | 64721 | Rowe (CSG) | NY | Cattaraugus | ISNE | IPP Non-CHP | RWEAV |  | 5 | 5 | 5 | Solar Photovoltaic | SUN | PV | 2021 |  |  | (OP) Operating |  | 7.2 | [6 empty] | 42.0687 | -78.3752 | 0 | 0 | #DIV/0! | 0%
| Carson Cogeneration Co | 10169 | Carson Cogeneration | CA | Los Angeles | CISO | IPP Non-CHP | GEN1 | CC1 | 55.8 | 49.3 | 49.2 | Natural Gas Fired Combined Cycle | NG | CT | 1989.5 |  |  | (OP) Operating | [8 empty] | 33.8759 | -118.2491 | 15939.21 | 161405.278 | 10.1263 | 3.695%
| Lafayette Utilities System | 56108 | T J Labbe Electric Generating | LA | Lafayette | MISO | Electric Utility | U-1 |  | 100.8 | 95.5 | 94.3 | Natural Gas Fired Combustion Turbine | NG | GT | 2005 |  |  | (OP) Operating | [8 empty] | 30.2554 | -92.0433 | 31347.67 | 320981.516 | 10.2394 | 3.771%
| Strata Manager, LLC | 58340 | Roxboro Farm | NC | Person | CPLE | IPP Non-CHP | 1 |  | 5 | 5 | 5 | Solar Photovoltaic | SUN | PV | 2014 |  |  | (OP) Operating |  | 6.4 | [6 empty] | 36.4797 | -78.9174 | 0 | 0 | #DIV/0! | 0%
| Cypress Creek Renewables | 61288 | Roxboro Solar Farm, LLC | NC | Granville | CPLE | IPP Non-CHP | GEN1 |  | 5 | 5 | 5 | Solar Photovoltaic | SUN | PV | 2015 |  |  | (OP) Operating |  | 7 | [6 empty] | 36.3268 | -78.6222 | 0 | 0 | #DIV/0! | 0%
| RoxWind LLC | 62857 | RoxWind | ME | Oxford | ISNE | IPP Non-CHP | WIND1 |  | 15.3 | 15.3 | 15.3 | Onshore Wind Turbine | WND | WT | 2021 |  |  | (OP) Operating | [8 empty] | 44.6148 | -70.6176 | 0 | 0 | #DIV/0! | 0%
| Cypress Creek Renewables | 59831 | Royal Solar | NC | Cumberland | CPLE | IPP Non-CHP | FLS1 |  | 4.9 | 4.9 | 4.9 | Solar Photovoltaic | SUN | PV | 2015 |  |  | (OP) Operating |  | 6.6 | [6 empty] | 35.216 | -78.689 | 0 | 0 | #DIV/0! | 0%
| Royal Solar Partners, LLC | 66361 | Royal Solar Partners (CSG) | NY | St. Lawrence | NYIS | IPP Non-CHP | ROSP1 |  | 5 | 5 | 5 | Solar Photovoltaic | SUN | PV | 2023 |  |  | (OP) Operating |  | 6.7 | [6 empty] | 44.6563 | -75.4984 | 0 | 0 | #DIV/0! | 0%
| Royal Wine Corp | 60781 | Royal Wine Corp Solar Power Plant | NJ | Hudson | PJM | Industrial Non-CHP | PV1 |  | 0.9 | 0.9 | 0.9 | Solar Photovoltaic | SUN | PV | 2011 |  |  | (OP) Operating |  | 1.2 | [6 empty] | 40.6636 | -74.1002 | 0 | 0 | #DIV/0! | 0%
| U S Bureau of Reclamation | 6407 | Roza | WA | Yakima | BPAT | Electric Utility | 1 |  | 12.9 | 12.9 | 12.9 | Conventional Hydroelectric | WAT | HY | 1958 |  |  | (OP) Operating | [8 empty] | 46.6184 | -120.4778 | 0 | 0 | #DIV/0! | 0%
| Consolidated Edison Solutions Inc. | 58630 | RP Wind | OH | Logan | PJM | IPP Non-CHP | RPOH |  | 3.4 | 3.4 | 3.4 | Onshore Wind Turbine | WND | WT | 2013 |  |  | (OP) Operating | [8 empty] | 40.4494 | -83.8933 | 0 | 0 | #DIV/0! | 0%
| Duke Energy Renewables Services | 57565 | RP-Orlando, LLC | FL | Orange | FPC | IPP Non-CHP | 1 |  | 5.1 | 5.1 | 5.1 | Solar Photovoltaic | SUN | PV | 2011 |  |  | (OP) Operating |  | 5.9 | [6 empty] | 28.4889 | -81.1822 | 0 | 0 | #DIV/0! | 0%
| MN8 Energy LLC | 61824 | RPUWD Scheuer Well Solar Project | CA | San Bernardino | CISO | IPP Non-CHP | RPU2 |  | 3 | 3 | 3 | Solar Photovoltaic | SUN | PV | 2018 |  |  | (OP) Operating |  | 3.8 | [6 empty] | 34.1119 | -117.2733 | 0 | 0 | #DIV/0! | 0%
| Duke Energy Florida, LLC | 8049 | Intercession City | FL | Osceola | FPC | Electric Utility | P1 |  | 1197.3 | 940 | 1146 | Petroleum Liquids | DFO | GT | 1986.6429 |  |  | (OP) Operating | [8 empty] | 28.2628 | -81.5486 | 347304.87 | 4754816.413 | 13.6906 | 3.801%
| AES Distributed Energy | 63000 | RT 52 Walden Solar 1, LLC Hybrid | NY | Orange | NYIS | IPP Non-CHP | BESS |  | 9 | 9 | 9 | Batteries | MWH | BA | 2019.5 |  |  | (OP) Operating | 8.8 | [7 empty] | 41.5841 | -74.2163 | 0 | 0 | #DIV/0! | 0%
| RT32 Westerlo Solar 1, LLC | 65587 | RT32 Westerlo Solar 1 | NY | Albany | NYIS | IPP Non-CHP | 7105 |  | 5 | 5 | 4.8 | Solar Photovoltaic | SUN | PV | 2020 |  |  | (OP) Operating |  | 7 | [6 empty] | 42.4462 | -74.0161 | 0 | 0 | #DIV/0! | 0%
| RT405 Westerlo Solar 2, LLC | 65721 | RT405 Westerlo Solar 2 | NY | Albany | ISNE | IPP Non-CHP | 7104 |  | 5 | 5 | 4.8 | Solar Photovoltaic | SUN | PV | 2020 |  |  | (OP) Operating |  | 7 | [6 empty] | 42.4451 | -74.0161 | 0 | 0 | #DIV/0! | 0%
| National Grid Generation LLC | 2512 | East Hampton | NY | Suffolk | NYIS | Electric Utility | 1 |  | 27.3 | 25.2 | 30.2 | Petroleum Liquids | DFO | GT | 1964 |  |  | (OP) Operating | [8 empty] | 40.9617 | -72.2103 | 9333.99 | 147622.504 | 15.8156 | 3.847%
| Today's Power, Inc. | 68714 | Ruby-Norris | NE | Seward | SWPP | Electric Utility | RUBY |  | 1 | 1 | 1 | Solar Photovoltaic | SUN | PV | 2023 |  |  | (OP) Operating |  | 1.4 | [6 empty] | 40.8288 | -97.0784 | 0 | 0 | #DIV/0! | 0%
| CD US Solar PO 3, LLC | 59410 | Rudy Solar, LLC | CA | San Bernardino | CISO | IPP Non-CHP | SNL19 |  | 1.5 | 1.5 | 1.5 | Solar Photovoltaic | SUN | PV | 2014 |  |  | (OP) Operating |  | 2.1 | [6 empty] | 34.7664 | -117.3236 | 0 | 0 | #DIV/0! | 0%
| Sol Systems | 62594 | Ruff Solar LLC | NC | Rutherford | DUK | IPP Non-CHP | 11625 |  | 22 | 22 | 22 | Solar Photovoltaic | SUN | PV | 2020 |  |  | (OP) Operating |  | 32 | [6 empty] | 35.3206 | -81.7634 | 0 | 0 | #DIV/0! | 0%
| Avangrid Power LLC | 57097 | Rugby Wind Power Project | ND | Pierce | MISO | IPP Non-CHP | 1 |  | 149 | 149 | 149 | Onshore Wind Turbine | WND | WT | 2009 |  |  | (OP) Operating | [8 empty] | 48.4968 | -99.9513 | 0 | 0 | #DIV/0! | 0%
| AETS OpCo Holdings LLC | 68092 | Ruhlmann A (CSG) | NY | Niagara | NYIS | IPP Non-CHP | RA |  | 5 | 5 | 5 | Solar Photovoltaic | SUN | PV | 2024 |  |  | (OP) Operating |  | 6.7 | [6 empty] | 43.1519 | -78.7025 | 0 | 0 | #DIV/0! | 0%
| Ruler Solar Partners, LLC | 66360 | Ruler Solar Partners (CSG) | NY | St. Lawrence | NYIS | IPP Non-CHP | RUSP1 |  | 4.9 | 4.9 | 4.9 | Solar Photovoltaic | SUN | PV | 2023 |  |  | (OP) Operating |  | 6.7 | [6 empty] | 44.6563 | -75.4971 | 0 | 0 | #DIV/0! | 0%
| Kearny Generating Station | 2404 | PSEG Kearny Generating Station | NJ | Hudson | PJM | IPP Non-CHP | 131 |  | 605 | 456.4 | 456.4 | Natural Gas Fired Combustion Turbine | NG | GT | 2007.6 |  |  | (OP) Operating | [8 empty] | 40.7373 | -74.0965 | 156071.31 | 1754338.554 | 11.2406 | 3.904%
| Agilitas Energy, Inc. | 64763 | Rumford ESS | ME | Oxford | ISNE | IPP Non-CHP | RUM |  | 4.9 | 4.9 | 4.9 | Batteries | MWH | BA | 2021 |  |  | (OP) Operating | 10 | [7 empty] | 44.5322 | -70.519 | 0 | 0 | #DIV/0! | 0%
| Brookfield Power New England | 10493 | Rumford Falls Hydro Facility | ME | Oxford | ISNE | IPP Non-CHP | BES1 |  | 52.5 | 52.5 | 52.5 | Batteries | MWH | BA | 1949 |  |  | (OP) Operating | 16 | [7 empty] | 44.5486 | -70.6283 | 0 | 0 | #DIV/0! | 0%
| Aurora Generation LLC | 55279 | Aurora | IL | DuPage | PJM | IPP Non-CHP | CTG1 |  | 1086.2 | 991.1 | 1108.9 | Natural Gas Fired Combustion Turbine | NG | GT | 2001.1 |  |  | (OP) Operating | [8 empty] | 41.8151 | -88.2265 | 363090.13 | 3484355.876 | 9.5964 | 3.947%
| Runway Solar Farm | 62397 | Runway Solar Farm | SC | Horry | SC | Electric Utility | 1 |  | 2 | 2 | 2 | Solar Photovoltaic | SUN | PV | 2019 |  |  | (OP) Operating |  | 2.7 | [6 empty] | 33.6677 | -78.918 | 0 | 0 | #DIV/0! | 0%
| Southern California Edison Co | 357 | Rush Creek | CA | Mono | CISO | Electric Utility | 1 |  | 13.1 | 11.4 | 11.4 | Conventional Hydroelectric | WAT | HY | 1916.5 |  |  | (OP) Operating | [8 empty] | 37.767 | -119.1233 | 0 | 0 | #DIV/0! | 0%
| Public Service Co of Colorado | 60619 | Rush Creek Wind | CO | Elbert | PSCO | Electric Utility | GEN1 |  | 600 | 582.3 | 582.3 | Onshore Wind Turbine | WND | WT | 2018 |  |  | (OP) Operating | [8 empty] | 39.1721 | -103.8454 | 0 | 0 | #DIV/0! | 0%
| Rush Solar Farm 1, LLC | 68152 | Rush Solar | NY | Monroe | NYIS | IPP Non-CHP | RUSH1 |  | 5 | 5 | 5 | Solar Photovoltaic | SUN | PV | 2024 |  |  | (OP) Operating |  | 7.5 | [6 empty] | 42.947 | -77.698 | 0 | 0 | #DIV/0! | 0%
| Rush Springs Energy Storage | 63458 | Rush Springs Energy Storage (BA) | OK | Grady | SWPP | IPP Non-CHP | RUSHE |  | 10 | 10 | 10 | Batteries | MWH | BA | 2020 |  |  | (OP) Operating | 20 | [7 empty] | 34.6956 | -97.8297 | 0 | 0 | #DIV/0! | 0%
| Rush Springs Wind Project | 60592 | Rush Springs Wind | OK | Stephens | SWPP | IPP Non-CHP | WT1 |  | 249.9 | 249.9 | 249.9 | Onshore Wind Turbine | WND | WT | 2016 |  |  | (OP) Operating | [8 empty] | 34.6829 | -97.8293 | 0 | 0 | #DIV/0! | 0%
| Greenbacker Renewable Energy Corporation | 64932 | Rushford Village | MN | Fillmore | MISO | IPP Non-CHP | 513 |  | 1 | 1 | 1 | Solar Photovoltaic | SUN | PV | 2021 |  |  | (OP) Operating |  | 1.2 | [6 empty] | 43.8066 | -91.7916 | 0 | 0 | #DIV/0! | 0%
| Cypress Creek Renewables | 60922 | Ruskin Solar | NC | Wayne | CPLE | IPP Non-CHP | PV1 |  | 2 | 2 | 2 | Solar Photovoltaic | SUN | PV | 2017 |  |  | (OP) Operating |  | 2.8 | [6 empty] | 35.274 | -78.022 | 0 | 0 | #DIV/0! | 0%
| HEN Infrastructure, L.L.C. | 67495 | Russek | TX | Reagan | ERCO | IPP Non-CHP | RUSSK |  | 9.9 | 9.9 | 9.9 | Batteries | MWH | BA | 2025 |  |  | (OP) Operating | 9.9 | [7 empty] | 31.1835 | -101.4604 | 0 | 0 | #DIV/0! | 0%
| Sunflower Electric Power Corp | 67320 | Russell | KS | Russell | SWPP | Electric Utility | 1 |  | 20 | 20 | 16.5 | Solar Photovoltaic | SUN | PV | 2025 |  |  | (OP) Operating | [8 empty] | 38.8938 | -98.7942 | 0 | 0 | #DIV/0! | 0%
| Sunrise on Blandford Rd. LLC | 68655 | Russell (MA) | MA | Hampden | ISNE | IPP Non-CHP | 3 |  | 3 | 3 | 3 | Solar Photovoltaic | SUN | PV | 2020 |  |  | (OP) Operating |  | 4 | [6 empty] | 42.1654 | -72.853 | 0 | 0 | #DIV/0! | 0%
| Constellation Power Source Generation, LLC | 1556 | Perryman | MD | Harford | PJM | IPP Non-CHP | GT1 |  | 492.3 | 403.8 | 494.8 | Petroleum Liquids | DFO | GT | 1985.2 |  |  | (OP) Operating | [8 empty] | 39.4428 | -76.2218 | 157169.01 | 1731609.419 | 11.0175 | 3.993%
| Columbia Basin Hydropower | 56694 | Russell D Smith | WA | Adams | BPAT | Electric Utility | 1 |  | 6.1 | 6.1 | 0 | Conventional Hydroelectric | WAT | HY | 1982 |  |  | (OP) Operating | [8 empty] | 46.7392 | -119.1122 | 0 | 0 | #DIV/0! | 0%
| Sunflower Electric Power Corp | 1336 | Garden City | KS | Finney | SWPP | Electric Utility | S2 |  | 256.3 | 219.2 | 219.2 | Natural Gas Steam Turbine | NG | ST | 1974 |  |  | (OP) Operating | [8 empty] | 37.9703 | -100.8956 | 76952.73 | 938490.647 | 12.1957 | 4.008%
| Big Rivers Electric Corp | 1383 | Robert A Reid | KY | Webster | MISO | Electric Utility | GEN2 |  | 98.8 | 58 | 65 | Natural Gas Fired Combustion Turbine | NG | GT | 1976 |  |  | (OP) Operating | [8 empty] | 37.6461 | -87.5019 | 21613 | 404013.7 | 18.6931 | 4.012%
| CD US Solar MT 2 LLC | 58449 | Rutan | CA | Los Angeles | CISO | IPP Non-CHP | 1 |  | 4 | 4 | 4 | Solar Photovoltaic | SUN | PV | 2014 |  |  | (OP) Operating |  | 1.9 | [6 empty] | 34.6439 | -118.1631 | 0 | 0 | #DIV/0! | 0%
| Dairyland Power Coop | 7863 | Elk Mound | WI | Chippewa | MISO | Electric Utility | 1 |  | 71 | 64.6 | 84.7 | Natural Gas Fired Combustion Turbine | NG | GT | 2001 |  |  | (OP) Operating | [8 empty] | 44.9028 | -91.5681 | 26241.22 | 326313.6 | 12.4352 | 4.013%
| Bowser Road Solar Project 2021, LLC | 67401 | Rutgers Busch Liv (Lot 55, 58, 58A, 58B) | NJ | Middlesex | PJM | IPP Non-CHP | P5292 |  | 1.3 | 1.3 | 1.3 | Solar Photovoltaic | SUN | PV | 2023 |  |  | (OP) Operating |  | 1.8 | [6 empty] | 40.5248 | -74.4672 | 0 | 0 | #DIV/0! | 0%
| Bowser Road Solar Project 2021, LLC | 67292 | Rutgers Busch Livingston Lot B & C | NJ | Middlesex | PJM | IPP Non-CHP | P6301 |  | 1.5 | 1.5 | 1.5 | Solar Photovoltaic | SUN | PV | 2023 |  |  | (OP) Operating |  | 2 | [6 empty] | 40.5223 | -74.4726 | 0 | 0 | #DIV/0! | 0%
| Dudley Road Solar Project 2021, LLC | 67294 | Rutgers Cook Douglass Lot 97 & 98a | NJ | Middlesex | PJM | IPP Non-CHP | P5294 |  | 1.2 | 1.2 | 1.2 | Solar Photovoltaic | SUN | PV | 2023 |  |  | (OP) Operating |  | 1.7 | [6 empty] | 40.4793 | -74.4371 | 0 | 0 | #DIV/0! | 0%
| Southern Power Co | 59589 | Rutherford Farm | NC | Rutherford | DUK | IPP Non-CHP | PV1 |  | 74.8 | 74.8 | 74.8 | Solar Photovoltaic | SUN | PV | 2016 |  |  | (OP) Operating |  | 92 | [6 empty] | 35.2578 | -81.8306 | 0 | 0 | #DIV/0! | 0%
| CHI Operations Inc | 55571 | Ruthton Ridge LLC | MN | Lincoln | MISO | IPP Non-CHP | RR30 |  | 1.9 | 1.9 | 1.9 | Onshore Wind Turbine | WND | WT | 2001 |  |  | (OP) Operating | [8 empty] | 44.2128 | -96.2131 | 0 | 0 | #DIV/0! | 0%
| City of Colorado Springs - (CO) | 495 | Ruxton Park | CO | El Paso | WACM | Electric Utility | 1 |  | 1 | 1 | 1 | Conventional Hydroelectric | WAT | HY | 1925 |  |  | (OP) Operating | [8 empty] | 38.8414 | -104.9738 | 0 | 0 | #DIV/0! | 0%
| RV CSU Power II LLC | 57507 | RV CSU Power II LLC | CO | Larimer | PSCO | Commercial Non-CHP | CSUII |  | 3 | 3 | 3 | Solar Photovoltaic | SUN | PV | 2010 |  |  | (OP) Operating |  | 3.3 | [6 empty] | 40.5928 | -105.1471 | 0 | 0 | #DIV/0! | 0%
| RV CSU Power LLC | 57141 | RV CSU Power LLC | CO | Larimer | PSCO | Commercial Non-CHP | CSU1 |  | 1.9 | 1.9 | 1.9 | Solar Photovoltaic | SUN | PV | 2009 |  |  | (OP) Operating |  | 2 | [6 empty] | 40.5911 | -105.1459 | 0 | 0 | #DIV/0! | 0%
| NorthWestern Energy (MT Hydro) | 2194 | Ryan | MT | Cascade | NWMT | Electric Utility | RYA1 |  | 55.2 | 71.5 | 71.5 | Conventional Hydroelectric | WAT | HY | 1915.3333 |  |  | (OP) Operating | [8 empty] | 47.5699 | -111.1225 | 0 | 0 | #DIV/0! | 0%
| AES Distributed Energy | 63044 | Ryan Road Solar LLC Hybrid(CSG) | MA | Worcester | ISNE | IPP Non-CHP | BESS |  | 8.6 | 8.6 | 8.6 | Batteries | MWH | BA | 2021 |  |  | (OP) Operating | 14 | [7 empty] | 42.2637 | -72.0639 | 0 | 0 | #DIV/0! | 0%
| Nautilus Solar Solutions | 67449 | Ryans Ranch | ME | Oxford | ISNE | IPP Non-CHP | SC |  | 5 | 5 | 5 | Solar Photovoltaic | SUN | PV | 2022 |  |  | (OP) Operating |  | 6.5 | [6 empty] | 44.1798 | -70.5146 | 0 | 0 | #DIV/0! | 0%
| Rockford Generation LLC | 55936 | NRG Rockford II Energy Center | IL | Winnebago | PJM | IPP Non-CHP | GT3 |  | 168 | 180.8 | 188 | Natural Gas Fired Combustion Turbine | NG | GT | 2002 |  |  | (OP) Operating | [8 empty] | 42.2383 | -89.1011 | 65122.19 | 628992.496 | 9.6587 | 4.031%
| Mountain Air Projects, LLC | 57427 | Ryegrass Windfarm | ID | Elmore | IPCO | IPP Non-CHP | 1 |  | 23 | 23 | 23 | Onshore Wind Turbine | WND | WT | 2012 |  |  | (OP) Operating | [8 empty] | 43.0371 | -115.4397 | 0 | 0 | #DIV/0! | 0%
| Greenbacker Renewable Energy Corporation | 64677 | Ryland Road Solar | NC | Chowan | PJM | IPP Non-CHP | RYLND |  | 5 | 5 | 5 | Solar Photovoltaic | SUN | PV | 2021 |  |  | (OP) Operating |  | 7.2 | [6 empty] | 36.2758 | -76.6487 | 0 | 0 | #DIV/0! | 0%
| Fountain Valley Power LLC | 55453 | Fountain Valley Power Facility | CO | El Paso | PSCO | IPP Non-CHP | S1 |  | 228 | 234 | 252 | Natural Gas Fired Combustion Turbine | NG | GT | 2001 |  |  | (OP) Operating | [8 empty] | 38.5569 | -104.6875 | 86398.28 | 1005621.172 | 11.6394 | 4.059%
| Great River Hydro, LLC | 2351 | S C Moore | NH | Grafton | ISNE | IPP Non-CHP | GEN1 |  | 195.4 | 193.4 | 195.4 | Conventional Hydroelectric | WAT | HY | 1970.2 |  |  | (OP) Operating | [8 empty] | 44.3356 | -71.8742 | 0 | 0 | #DIV/0! | 0%
| Relevate Power Management LLC | 50447 | S D Warren Westbrook | ME | Cumberland | ISNE | Industrial CHP | GEN1 |  | 69.7 | 63.5 | 70.5 | Conventional Hydroelectric | WAT | HY | 1933.4375 |  |  | (OS) Out of service and NOT expected to return to service in next calendar year | [8 empty] | 43.6849 | -70.3531 | 0 | 0 | #DIV/0! | 0%
| North Side Energy Company | 50896 | S E Hazelton A | ID | Jerome | IPCO | IPP Non-CHP | GEN1 |  | 8.7 | 8.7 | 8.7 | Conventional Hydroelectric | WAT | HY | 1990 |  |  | (OP) Operating | [8 empty] | 42.5867 | -114.0675 | 0 | 0 | #DIV/0! | 0%
| Bayou Cove, LLC | 55433 | Bayou Cove Peaking Power | LA | Acadia | MISO | IPP Non-CHP | 0001 |  | 416 | 291.1 | 346.8 | Natural Gas Fired Combustion Turbine | NG | GT | 2002 |  |  | (OP) Operating | [8 empty] | 30.2825 | -92.5997 | 113815.86 | 1466192.848 | 12.8821 | 4.074%
| SEPG MGA, LLC | 55040 | Mid-Georgia Cogeneration Facility | GA | Houston | SOCO | IPP CHP | CT1 | CC01 | 323 | 303 | 330 | Natural Gas Fired Combined Cycle | NG | CT | 1997.3333 |  |  | (OP) Operating | [8 empty] | 32.4856 | -83.6039 | 116777.12 | 954609.724 | 8.1746 | 4.212%
| Brewster | 56208 | S&P Windfarm LLC | MN | Jackson | MISO | IPP Non-CHP | 1 |  | 2 | 2 | 2 | Onshore Wind Turbine | WND | WT | 2003 |  |  | (OP) Operating | [8 empty] | 43.6514 | -95.3825 | 0 | 0 | #DIV/0! | 0%
| Florida Power & Light Co | 63110 | Sabal Palm Solar Center | FL | Palm Beach | FPL | Electric Utility | 1 |  | 74.5 | 74.5 | 74.5 | Solar Photovoltaic | SUN | PV | 2021 |  |  | (OP) Operating |  | 113.4 | [6 empty] | 26.7827 | -80.3526 | 0 | 0 | #DIV/0! | 0%
| Nautilus Solar Solutions | 67450 | Sabattus SB01 | ME | Androscoggin | ISNE | IPP Non-CHP | SC |  | 4.9 | 4.9 | 4.9 | Solar Photovoltaic | SUN | PV | 2023 |  |  | (OP) Operating |  | 6.7 | [6 empty] | 44.0651 | -70.1021 | 0 | 0 | #DIV/0! | 0%
| Sol Systems | 62596 | Sabattus Solar LLC | NC | Nash | CPLE | IPP Non-CHP | 11999 |  | 5 | 5 | 5 | Solar Photovoltaic | SUN | PV | 2019 |  |  | (OP) Operating |  | 7.1 | [6 empty] | 35.819 | -78.135 | 0 | 0 | #DIV/0! | 0%
| Sabert Corporation | 60810 | Sabert Solar | NJ | Middlesex | PJM | IPP Non-CHP | SABER |  | 1.6 | 1 | 0.5 | Solar Photovoltaic | SUN | PV | 2011 |  |  | (OP) Operating |  | 2.1 | [6 empty] | 40.4755 | -74.3209 | 0 | 0 | #DIV/0! | 0%
| Kimura Power LLC | 55229 | Montpelier Electric Generating Station | IN | Wells | MISO | IPP Non-CHP | GT1 |  | 236 | 233.1 | 236 | Natural Gas Fired Combustion Turbine | NG | GT | 2001 |  |  | (OP) Operating | [8 empty] | 40.6206 | -85.3057 | 88309.08 | 962421.3 | 10.8983 | 4.298%
| Alabama Municipal Elec Authority | 56018 | AMEA Peaking | AL | Talladega | SOCO | Electric Utility | 1 |  | 98.6 | 95 | 96.6 | Natural Gas Fired Combustion Turbine | NG | GT | 2004 |  |  | (OP) Operating | [8 empty] | 33.1661 | -86.2825 | 36543 | 352126.3 | 9.6359 | 4.354%
| Austin Energy | 3548 | Decker Creek | TX | Travis | ERCO | Electric Utility | GT1 |  | 206 | 208 | 240 | Natural Gas Fired Combustion Turbine | NG | GT | 1988 |  |  | (OP) Operating | [8 empty] | 30.3033 | -97.6128 | 85526.76 | 1271315.5 | 14.8645 | 4.359%
| Southern Power Co | 55267 | Edward L. Addison Generating Plant | GA | Upson | SOCO | IPP Non-CHP | 712 |  | 701.2 | 591.9 | 692.7 | Natural Gas Fired Combustion Turbine | NG | GT | 2000 |  |  | (OP) Operating | [8 empty] | 32.9111 | -84.3064 | 245474.49 | 2575906.649 | 10.4936 | 4.363%
| Sac County Wind | 64662 | Sac County Wind, LLC | IA | Sac | MISO | IPP Non-CHP | SAC |  | 80 | 80 | 80 | Onshore Wind Turbine | WND | WT | 2021 |  |  | (OP) Operating | [8 empty] | 42.4212 | -94.9951 | 0 | 0 | #DIV/0! | 0%
| Generate Capital | 62158 | Sacket Lake Rd #1 Community Solar Farm | NY | Sullivan | NYIS | IPP Non-CHP | 11 |  | 2 | 2 | 2 | Solar Photovoltaic | SUN | PV | 2020 |  |  | (OP) Operating |  | 2.8 | [6 empty] | 41.3825 | -74.4353 | 0 | 0 | #DIV/0! | 0%
| Scale Sustainable I, LLC | 62159 | Sacket Lake Rd #2 Community Solar Farm | NY | Sullivan | NYIS | IPP Non-CHP | 20 |  | 1.7 | 1.7 | 1.7 | Solar Photovoltaic | SUN | PV | 2019 |  |  | (OP) Operating |  | 2.4 | [6 empty] | 41.3825 | -74.4353 | 0 | 0 | #DIV/0! | 0%
| Terraform Arcadia | 59323 | Sacramento (SMUD) | CA | Sacramento | BANC | IPP Non-CHP | SMUPV |  | 1.5 | 1.5 | 1.5 | Solar Photovoltaic | SUN | PV | 2014 |  |  | (OP) Operating |  | 1.5 | [6 empty] | 38.5872 | -121.4578 | 0 | 0 | #DIV/0! | 0%
| Tesla Inc. | 58636 | Sacramento Fairbain Water Treatment Plan | CA | Sacramento | BANC | IPP Non-CHP | 1 |  | 1 | 1 | 1 | Solar Photovoltaic | SUN | PV | 2013 |  |  | (OP) Operating |  | 1.1 | [6 empty] | 38.5548 | -121.4168 | 0 | 0 | #DIV/0! | 0%
| South Sutter Water District | 531 | Sacramento Municipal Util Dist | CA | Placer | CISO | Electric Utility | 1 |  | 7.2 | 7.2 | 7.2 | Conventional Hydroelectric | WAT | HY | 1985 |  |  | (OP) Operating | [8 empty] | 39.0488 | -121.317 | 0 | 0 | #DIV/0! | 0%
| KP Sacramento Point West Medical Offices Solar, LLC | 64994 | Sacramento Point West Medical Offices | CA | Sacramento | BANC | Commercial Non-CHP | 6115 |  | 1.3 | 1.2 | 0.8 | Solar Photovoltaic | SUN | PV | 2020 |  |  | (OP) Operating |  | 1.6 | [6 empty] | 38.5963 | -121.428 | 0 | 0 | #DIV/0! | 0%
| Tesla Inc. | 61209 | Sacramento Regional County Sanitation PV | CA | Sacramento | BANC | IPP Non-CHP | PV1 |  | 3.5 | 3.5 | 3.5 | Solar Photovoltaic | SUN | PV | 2017 |  |  | (OP) Operating |  | 4.2 | [6 empty] | 38.4486 | -121.4637 | 0 | 0 | #DIV/0! | 0%
| EDF Renewable Asset Holdings, Inc. | 56875 | Sacramento Soleil LLC | CA | Sacramento | BANC | IPP Non-CHP | TBD |  | 1 | 1 | 1 | Solar Photovoltaic | SUN | PV | 2008 |  |  | (OP) Operating |  | 1.3 | [6 empty] | 38.4498 | -121.1647 | 0 | 0 | #DIV/0! | 0%
| Nautilus Solar Solutions | 63598 | Sacred Heart CSG1, LLC | MN | Renville | MISO | IPP Non-CHP | SC |  | 1 | 1 | 1 | Solar Photovoltaic | SUN | PV | 2021 |  |  | (OP) Operating |  | 1.4 | [6 empty] | 44.7832 | -95.3611 | 0 | 0 | #DIV/0! | 0%
| SunE AZ2, LLC | 58213 | Saddle Mountain Solar I | AZ | Maricopa | AZPS | IPP Non-CHP | AZ2 |  | 15 | 15 | 15 | Solar Photovoltaic | SUN | PV | 2012 |  |  | (OP) Operating |  | 16.9 | [6 empty] | 33.3783 | -113.1808 | 0 | 0 | #DIV/0! | 0%
| HEN Infrastructure, L.L.C. | 65834 | Saddleback | TX | Reeves | ERCO | IPP Non-CHP | SDLBK |  | 9.9 | 9.9 | 9.9 | Batteries | MWH | BA | 2022 |  |  | (OP) Operating | 9.9 | [7 empty] | 31.3329 | -103.4984 | 0 | 0 | #DIV/0! | 0%
| CPV Saddleback Ridge Wind, LLC | 58608 | Saddleback Ridge Wind Farm | ME | Franklin | ISNE | IPP Non-CHP | SRW1 |  | 34.2 | 34.2 | 34.2 | Onshore Wind Turbine | WND | WT | 2014.5 |  |  | (OP) Operating | [8 empty] | 44.5933 | -70.3811 | 0 | 0 | #DIV/0! | 0%
| SoCore Energy LLC | 68680 | Saddleback Solar | MA | Berkshire | ISNE | IPP Non-CHP | BA1 |  | 6.1 | 6.1 | 6.1 | Batteries | MWH | BA | 2022 |  |  | (OP) Operating | 2.5 | [7 empty] | 42.536 | -73.229 | 0 | 0 | #DIV/0! | 0%
| Sadiebrook Solar LLC | 62102 | Sadiebrook NC Solar | NC | Bladen | CPLE | IPP Non-CHP | PGRF1 |  | 5 | 5 | 5 | Solar Photovoltaic | SUN | PV | 2018 |  |  | (OP) Operating |  | 6.7 | [6 empty] | 34.44 | -78.658 | 0 | 0 | #DIV/0! | 0%
| Dominion Energy Inc. | 62814 | Sadler Solar | VA | Greensville | PJM | Electric Utility | SADL |  | 100 | 100 | 100 | Solar Photovoltaic | SUN | PV | 2021 |  |  | (OP) Operating |  | 127.8 | [6 empty] | 36.6867 | -77.558 | 0 | 0 | #DIV/0! | 0%
| SAF Hydroelectric LLC | 57665 | SAF Hydroelectric LLC | MN | Hennepin | MISO | IPP Non-CHP | 1 |  | 9.6 | 9.6 | 9.6 | Conventional Hydroelectric | WAT | HY | 2011 |  |  | (OA) Out of service but expected to return to service in next calendar year | [8 empty] | 44.9789 | -93.2478 | 0 | 0 | #DIV/0! | 0%
| Safe Harbor | 3175 | Safe Harbor | PA | Lancaster | PJM | IPP Non-CHP | 1 |  | 417.5 | 417.5 | 417.5 | Conventional Hydroelectric | WAT | HY | 1951.5714 |  |  | (OP) Operating | [8 empty] | 39.9244 | -76.39 | 0 | 0 | #DIV/0! | 0%
| Earthrise Energy, PBC | 7760 | Tilton | IL | Vermilion | MISO | IPP Non-CHP | 1 |  | 188 | 182 | 200 | Natural Gas Fired Combustion Turbine | NG | GT | 1999 |  |  | (OP) Operating | [8 empty] | 40.1061 | -87.6538 | 73021.1 | 812145.768 | 11.1221 | 4.364%
| Southwestern Public Service Co | 63578 | Sagamore Wind | NM | Roosevelt | SWPP | Electric Utility | SWF01 |  | 522 | 90 | 179 | Onshore Wind Turbine | WND | WT | 2020 |  |  | (OP) Operating | [8 empty] | 33.9384 | -103.1846 | 0 | 0 | #DIV/0! | 0%
| Sage Draw Wind, LLC | 62620 | Sage Draw Wind | TX | Lynn | ERCO | IPP Non-CHP | SD |  | 338.4 | 338.4 | 338.4 | Onshore Wind Turbine | WND | WT | 2021 |  |  | (OP) Operating | [8 empty] | 33.3035 | -101.6572 | 0 | 0 | #DIV/0! | 0%
| CI III VK I TE Partnership LLC | 62399 | Sage Solar I-III | UT | Rich | PACE | IPP Non-CHP | 77778 |  | 57.6 | 57.6 | 57.6 | Solar Photovoltaic | SUN | PV | 2019 |  |  | (OP) Operating |  | 76.3 | [6 empty] | 41.77 | -111.06 | 0 | 0 | #DIV/0! | 0%
| Terra-Gen Operating Co-BESS 2 | 65933 | Sagebrush ESS | CA | Kern | CISO | IPP Non-CHP | 1 |  | 80 | 80 | 80 | Batteries | MWH | BA | 2023 |  |  | (OP) Operating | 320 | [7 empty] | 35.0477 | -118.2628 | 0 | 0 | #DIV/0! | 0%
| Sagebrush Power Partners, LLC | 56858 | Sagebrush Power Partners | WA | Kittitas | BPAT | IPP Non-CHP | GEN1 |  | 100.7 | 100.7 | 100.7 | Onshore Wind Turbine | WND | WT | 2010 |  |  | (OP) Operating | [8 empty] | 47.1356 | -120.6872 | 0 | 0 | #DIV/0! | 0%
| Terra-Gen Operating Co-BESS 2 | 66949 | Sagebrush Solar 2 ESS 40 | CA | Kern | CISO | IPP Non-CHP | 1 |  | 40 | 40 | 40 | Batteries | MWH | BA | 2024 |  |  | (OP) Operating | 160 | [7 empty] | 35.0477 | -118.2628 | 0 | 0 | #DIV/0! | 0%
| Terra-Gen Operating Co-BESS 2 | 66950 | Sagebrush Solar 2 ESS 59 | CA | Kern | CISO | IPP Non-CHP | 1 |  | 59 | 59 | 59 | Batteries | MWH | BA | 2024 |  |  | (OP) Operating | 236 | [7 empty] | 35.0477 | -118.2628 | 0 | 0 | #DIV/0! | 0%
| National Grid Renewables | 61708 | Sagitta Community Solar | MN | Chippewa | MISO | IPP Non-CHP | SAGI |  | 1 | 1 | 1 | Solar Photovoltaic | SUN | PV | 2018 |  |  | (OP) Operating |  | 1.5 | [6 empty] | 44.9483 | -95.3862 | 0 | 0 | #DIV/0! | 0%
| Salt River Project | 56948 | Coolidge Generation Station | AZ | Pinal | SRP | Electric Utility | 1 |  | 726 | 520.8 | 572.4 | Natural Gas Fired Combustion Turbine | NG | GT | 2011 |  |  | (OP) Operating | [8 empty] | 32.9174 | -111.5033 | 209296.78 | 2076038.04 | 9.9191 | 4.371%
| Public Service Co of Colorado | 55207 | Valmont Combustion Turbine Project | CO | Boulder | PSCO | Electric Utility | UN7 |  | 142.2 | 76 | 80 | Natural Gas Fired Combustion Turbine | NG | GT | 2000.5 |  |  | (OP) Operating | [8 empty] | 40.0205 | -105.2009 | 30244.93 | 329216.07 | 10.885 | 4.426%
| Tres Power Victoria LLC | 61241 | Tres City Power LLC | TX | Victoria | ERCO | IPP Non-CHP | VC-1 |  | 100 | 86 | 96 | Natural Gas Fired Combustion Turbine | NG | GT | 2020 |  |  | (OP) Operating | [8 empty] | 28.7853 | -97.0093 | 35449.27 | 328480.375 | 9.2662 | 4.447%
| Cypress Creek Renewables | 61928 | Saint Albans Solar | VT | Franklin | ISNE | IPP Non-CHP | GEN1 |  | 4.9 | 4.9 | 4.9 | Solar Photovoltaic | SUN | PV | 2018 |  |  | (OP) Operating |  | 6.9 | [6 empty] | 44.7797 | -73.1058 | 0 | 0 | #DIV/0! | 0%
| City of Riverside - (CA) | 56143 | Riverside Energy Resource Center | CA | Riverside | CISO | Electric Utility | 1 |  | 196 | 196 | 196 | Natural Gas Fired Combustion Turbine | NG | GT | 2008.5 |  |  | (OP) Operating | [8 empty] | 33.9636 | -117.4528 | 76507.8 | 761795.595 | 9.9571 | 4.456%
| Saint Energy Storage II LLC | 66716 | Saint Energy Storage II LLC | AZ | Pinal | SRP | IPP Non-CHP | SB123 |  | 100 | 100 | 100 | Batteries | MWH | BA | 2023 |  |  | (OP) Operating | 400 | [7 empty] | 32.8695 | -111.5142 | 0 | 0 | #DIV/0! | 0%
| NorthWestern Energy - (SD) | 3338 | Aberdeen CT | SD | Brown | SWPP | Electric Utility | 2 |  | 111 | 72.5 | 88 | Natural Gas Fired Combustion Turbine | NG | GT | 1995.5 |  |  | (OP) Operating | [8 empty] | 45.4299 | -98.494 | 31717.75 | 377807.1 | 11.9115 | 4.512%
| USACE-Detroit District | 1865 | Saint Marys Falls | MI | Chippewa | MISO | Electric Utility | 1 |  | 23.7 | 20.6 | 20.6 | Conventional Hydroelectric | WAT | HY | 1948 |  |  | (OP) Operating | [8 empty] | 46.5063 | -84.3493 | 0 | 0 | #DIV/0! | 0%
| Nebraska Public Power District | 2226 | Canaday | NE | Gosper | SWPP | Electric Utility | 1 |  | 108.8 | 99.3 | 99.3 | Natural Gas Steam Turbine | NG | ST | 1958 |  |  | (OP) Operating | [8 empty] | 40.6942 | -99.7011 | 39590.41 | 482723.7 | 12.1929 | 4.551%
| Saint Solar LLC | 63476 | Saint Solar | AZ | Pinal | SRP | IPP Non-CHP | SAINT |  | 100 | 100 | 100 | Solar Photovoltaic | SUN | PV | 2021 |  |  | (OP) Operating |  | 135 | [6 empty] | 32.8663 | -111.5024 | 0 | 0 | #DIV/0! | 0%
| Clarksdale Public Utilities | 55395 | Crossroads Energy Center | MS | Coahoma | MISO | Electric Utility | CT01 |  | 306.4 | 308 | 308 | Natural Gas Fired Combustion Turbine | NG | GT | 2002 |  |  | (OP) Operating | [8 empty] | 34.183 | -90.5621 | 124226.98 | 1516925.579 | 12.2109 | 4.604%
| Louisiana Generating LLC | 1464 | Big Cajun 1 | LA | Pointe Coupee | MISO | IPP Non-CHP | 1 |  | 492.8 | 367.1 | 406.1 | Natural Gas Steam Turbine | NG | ST | 1986.5 |  |  | (OP) Operating | [8 empty] | 30.6739 | -91.3556 | 156097.7 | 1968970.132 | 12.6137 | 4.609%
| Western Farmers Elec Coop, Inc | 3008 | Mooreland | OK | Woodward | SWPP | Electric Utility | 1 |  | 305 | 322 | 322 | Natural Gas Steam Turbine | NG | ST | 1969 |  |  | (OP) Operating | [8 empty] | 36.4372 | -99.2254 | 130945.47 | 1375571.046 | 10.5049 | 4.642%
| Tennessee Valley Authority | 7960 | Kemper County | MS | Kemper | TVA | Electric Utility | GT1 |  | 372 | 293.2 | 374.4 | Natural Gas Fired Combustion Turbine | NG | GT | 2002 |  |  | (OP) Operating | [8 empty] | 32.7976 | -88.606 | 136006.36 | 1663636.863 | 12.2321 | 4.651%
| Virginia Electric & Power Co | 7212 | Darbytown | VA | Henrico | PJM | Electric Utility | 1 |  | 368.4 | 340 | 368 | Natural Gas Fired Combustion Turbine | NG | GT | 1990 |  |  | (OP) Operating | [8 empty] | 37.4982 | -77.3685 | 145963.9 | 1900139.5 | 13.0179 | 4.707%
| Public Service Co of Colorado | 474 | Salida | CO | Chaffee | PSCO | Electric Utility | 2 |  | 0.6 | 0.6 | 0.6 | Conventional Hydroelectric | WAT | HY | 1908 | 12 | 2027 | (OP) Operating | [8 empty] | 38.5342 | -106.182 | 0 | 0 | #DIV/0! | 0%
| Grand River Dam Authority | 2982 | Salina | OK | Mayes | SWPP | Electric Utility | 1 |  | 259.2 | 241.5 | 241.5 | Hydroelectric Pumped Storage | WAT | PS | 1969.5 |  |  | (OP) Operating | [8 empty] | 36.2647 | -95.1036 | 0 | 0 | #DIV/0! | 0%
| PowerSouth Energy Cooperative | 7063 | McIntosh (AL) | AL | Washington | SOCO | Electric Utility | 1 |  | 676 | 580 | 690 | Natural Gas with Compressed Air Storage | NG | CE | 2001.4 |  |  | (OP) Operating | 110 | [7 empty] | 31.2546 | -88.0299 | 264143.16 | 3020246.073 | 11.4341 | 4.749%
| Green Mountain Power Corp | 3724 | Salisbury | VT | Addison | ISNE | Electric Utility | 1 |  | 1.3 | 1.2 | 1.2 | Conventional Hydroelectric | WAT | HY | 1917 |  |  | (OP) Operating | [8 empty] | 43.8954 | -73.1007 | 0 | 0 | #DIV/0! | 0%
| City of Anaheim - (CA) | 57027 | Canyon Power Plant | CA | Orange | CISO | Electric Utility | CPP1 |  | 200 | 194.8 | 194.8 | Natural Gas Fired Combustion Turbine | NG | GT | 2011 |  |  | (OA) Out of service but expected to return to service in next calendar year | [8 empty] | 33.8581 | -117.8617 | 81229.28 | 814601.426 | 10.0284 | 4.76%
| Oppidum Renewables USA, LLC | 61128 | Salisbury Solar | NC | Rowan | DUK | IPP Non-CHP | 12349 |  | 3.8 | 3.8 | 3.8 | Solar Photovoltaic | SUN | PV | 2018 |  |  | (OP) Operating |  | 5.8 | [6 empty] | 35.6326 | -80.4226 | 0 | 0 | #DIV/0! | 0%
| Salka Cabazon Wind LLC | 50552 | Salka Cabazon Wind | CA | Riverside | CISO | IPP Non-CHP | WGNS |  | 38.9 | 38.9 | 38.9 | Onshore Wind Turbine | WND | WT | 1999 |  |  | (OP) Operating | [8 empty] | 33.915 | -116.7103 | 0 | 0 | #DIV/0! | 0%
| Alaska Electric Light & Power Co. | 65 | Salmon Creek 1 | AK | Juneau |  | Electric Utility | HY7 |  | 8.5 | 5.2 | 5.2 | Conventional Hydroelectric | WAT | HY | 1984 |  |  | (OP) Operating | [8 empty] | 58.3269 | -134.4631 | 0 | 0 | #DIV/0! | 0%
| North Carolina El Member Corp | 56292 | Hamlet Generating Facility | NC | Richmond | CPLE | Electric Utility | ES1 |  | 343.8 | 339 | 366.6 | Natural Gas Fired Combustion Turbine | NG | GT | 2008 |  |  | (OP) Operating | [8 empty] | 34.8423 | -79.7361 | 149141.72 | 1484301.722 | 9.9523 | 4.826%
| Green Mountain Power Corp | 50702 | Salmon Falls | ME | York | ISNE | Electric Utility | GEN1 |  | 1.2 | 1.2 | 1.2 | Conventional Hydroelectric | WAT | HY | 1986 |  |  | (OP) Operating | [8 empty] | 43.227 | -70.8109 | 0 | 0 | #DIV/0! | 0%
| Idaho Wind Partners 1 LLC | 56441 | Salmon Falls Wind Park | ID | Twin Falls | IPCO | IPP Non-CHP | SFWP |  | 21 | 21 | 21 | Onshore Wind Turbine | WND | WT | 2011 |  |  | (OP) Operating | [8 empty] | 42.6819 | -114.9892 | 0 | 0 | #DIV/0! | 0%
| Salt City Solar LLC | 65302 | Salt City Solar Project - Hybrid | OH | Ross | PJM | IPP Non-CHP | SOLAR |  | 49.9 | 49.9 | 49.9 | Solar Photovoltaic | SUN | PV | 2023 |  |  | (OP) Operating |  | 68 | [6 empty] | 39.4147 | -82.9629 | 0 | 0 | #DIV/0! | 0%
| Birch Creek Power, LLC | 66633 | Salt Creek Township Solar, LLC | IL | Mason | MISO | IPP Non-CHP | PV |  | 50 | 50 | 50 | Solar Photovoltaic | SUN | PV | 2025 |  |  | (OP) Operating | [8 empty] | 40.1827 | -89.7203 | 0 | 0 | #DIV/0! | 0%
| Southern Power Co | 60657 | Salt Fork Wind Project, LLC | TX | Donley | ERCO | IPP Non-CHP | GEN1 |  | 174 | 174 | 174 | Onshore Wind Turbine | WND | WT | 2016 |  |  | (OP) Operating | [8 empty] | 35.1817 | -100.9344 | 0 | 0 | #DIV/0! | 0%
| Louisville Gas & Electric Co | 1366 | Paddys Run | KY | Jefferson | LGEE | Electric Utility | 12 |  | 210.6 | 170 | 203 | Natural Gas Fired Combustion Turbine | NG | GT | 1984.5 |  |  | (OP) Operating | [8 empty] | 38.2236 | -85.8417 | 79611.96 | 818014.489 | 10.275 | 4.873%
| Wasatch View Solar LLC | 58006 | Salt Palace Solar Gen Plant | UT | Salt Lake | PACE | IPP Non-CHP | 1 |  | 1.3 | 1.3 | 1.3 | Solar Photovoltaic | SUN | PV | 2012 |  |  | (OP) Operating |  | 1 | [6 empty] | 40.7672 | -111.895 | 0 | 0 | #DIV/0! | 0%
| Generate Capital | 66228 | Salt Point Solar (Hybrid) | NY | Dutchess | NYIS | IPP Non-CHP | 10888 |  | 4 | 4 | 4 | Solar Photovoltaic | SUN | PV | 2021 |  |  | (OP) Operating |  | 3 | [6 empty] | 41.7411 | -73.8821 | 0 | 0 | #DIV/0! | 0%
| Pacific Gas & Electric Co. | 279 | Salt Springs | CA | Amador | CISO | Electric Utility | 1 |  | 42 | 44 | 44 | Conventional Hydroelectric | WAT | HY | 1942 |  |  | (OP) Operating | [8 empty] | 38.4979 | -120.2181 | 0 | 0 | #DIV/0! | 0%
| Ormat Salt Wells LLC | 57213 | Salt Wells | NV | CHURCHILL | NEVP | IPP Non-CHP | 101 |  | 23.6 | 20.2 | 28.6 | Geothermal | GEO | BT | 2009 |  |  | (OP) Operating | [8 empty] | 39.2944 | -118.5725 | 0 | 0 | #DIV/0! | 0%
| CalEnergy Operating Corporation | 10878 | Salton Sea Power Gen Co - Unit 1 | CA | Imperial | IID | IPP Non-CHP | EE11 |  | 10 | 10 | 10 | Geothermal | GEO | ST | 1982 |  |  | (OP) Operating | [8 empty] | 33.158 | -115.6475 | 0 | 0 | #DIV/0! | 0%
| CalEnergy Operating Corporation | 10879 | Salton Sea Power Gen Co - Unit 2 | CA | Imperial | IID | IPP Non-CHP | GEN1 |  | 20 | 23.1 | 23.1 | Geothermal | GEO | ST | 1990 |  |  | (OP) Operating | [8 empty] | 33.1589 | -115.6455 | 0 | 0 | #DIV/0! | 0%
| CalEnergy Operating Corporation | 10759 | Salton Sea Power Gen Co - Unit 3 | CA | Imperial | IID | IPP Non-CHP | GEN1 |  | 53.9 | 50 | 50 | Geothermal | GEO | ST | 1989 |  |  | (OP) Operating | [8 empty] | 33.1582 | -115.6387 | 0 | 0 | #DIV/0! | 0%
| CalEnergy Operating Corporation | 54996 | Salton Sea Power Gen Co - Unit 4 | CA | Imperial | IID | IPP Non-CHP | 4100 |  | 47.5 | 44 | 44 | Geothermal | GEO | ST | 1996 |  |  | (OP) Operating | [8 empty] | 33.157 | -115.6386 | 0 | 0 | #DIV/0! | 0%
| CalEnergy Operating Corporation | 55983 | Salton Sea Power LLC - Unit 5 | CA | Imperial | IID | IPP Non-CHP | TG51 |  | 58.3 | 46 | 46 | Geothermal | GEO | ST | 2000 |  |  | (OP) Operating | [8 empty] | 33.1533 | -115.6384 | 0 | 0 | #DIV/0! | 0%
| Northbrook Carolina Hydro LLC | 3267 | Saluda Dam | SC | Greenville | DUK | IPP Non-CHP | 1 |  | 2.4 | 2.4 | 2.4 | Conventional Hydroelectric | WAT | HY | 1996 |  |  | (OP) Operating | [8 empty] | 34.8522 | -82.484 | 0 | 0 | #DIV/0! | 0%
| Dominion Energy South Carolina, Inc | 3293 | Saluda Lexington | SC | Lexington | SCEG | Electric Utility | 1 |  | 207.3 | 198.5 | 198.5 | Conventional Hydroelectric | WAT | HY | 1938.2 |  |  | (OP) Operating | [5 empty] | 2027 | 6 | 8 | 34.0533 | -81.2172 | 0 | 0 | #DIV/0! | 0%
| Saluda Solar II, LLC | 61323 | Saluda Solar II | SC | Saluda | SCEG | IPP Non-CHP | PGRB5 |  | 3.4 | 3.4 | 3.4 | Solar Photovoltaic | SUN | PV | 2017 |  |  | (OP) Operating |  | 4.7 | [6 empty] | 34.011 | -81.739 | 0 | 0 | #DIV/0! | 0%
| Cypress Creek Renewables | 60535 | Saluda Solar, LLC | SC | Saluda | SCEG | IPP Non-CHP | PV1 |  | 6.8 | 6.8 | 6.8 | Solar Photovoltaic | SUN | PV | 2016 |  |  | (OP) Operating |  | 10 | [6 empty] | 33.9684 | -81.7829 | 0 | 0 | #DIV/0! | 0%
| Madison Energy Holdings LLC | 66049 | Salvation Army Solar | NJ | Camden | PJM | IPP Non-CHP | SARMY |  | 1.1 | 1.1 | 1.1 | Solar Photovoltaic | SUN | PV | 2022 |  |  | (OP) Operating |  | 1.5 | [6 empty] | 39.9553 | -75.1022 | 0 | 0 | #DIV/0! | 0%
| Calpine Gilroy Cogen LP | 10034 | Gilroy Power Plant | CA | Santa Clara | CISO | IPP CHP | GEN1 | CC1 | 130 | 101 | 110 | Natural Gas Fired Combined Cycle | NG | CT | 1987 |  |  | (OP) Operating | [8 empty] | 37.0001 | -121.5367 | 45053.27 | 384208.736 | 8.5279 | 4.875%
| USACE-Fort Worth District | 6413 | Sam Rayburn Dam | TX | Jasper | MISO | Electric Utility | 1 |  | 52 | 52 | 52 | Conventional Hydroelectric | WAT | HY | 1965 |  |  | (OP) Operating | [8 empty] | 31.0609 | -94.1062 | 0 | 0 | #DIV/0! | 0%
| SRE Utility Solar 1, LLC | 58805 | Samarcand Solar Farm, LLC | NC | Moore | DUK | IPP Non-CHP | INV1 |  | 5 | 5 | 5 | Solar Photovoltaic | SUN | PV | 2014 |  |  | (OP) Operating |  | 0.6 | [6 empty] | 35.3117 | -79.695 | 0 | 0 | #DIV/0! | 0%
| Florida Power & Light Co | 65864 | Sambucus | FL | Manatee | FPL | Electric Utility | 1 |  | 74.5 | 74.5 | 74.5 | Solar Photovoltaic | SUN | PV | 2024 |  |  | (OP) Operating |  | 100.81 | [6 empty] | 27.4484 | -82.0638 | 0 | 0 | #DIV/0! | 0%
| Samoset Solar, LLC | 63551 | Samoset Solar | ME | Knox | ISNE | IPP Non-CHP | PGR21 |  | 2 | 2 | 2 | Solar Photovoltaic | SUN | PV | 2023 |  |  | (OP) Operating |  | 3.1 | [6 empty] | 44.1682 | -69.1162 | 0 | 0 | #DIV/0! | 0%
| Sampson Road Solar, LLC | 61308 | Sampson Road Community Solar | MA | Worcester | ISNE | IPP Non-CHP | 02696 |  | 2 | 2 | 1.6 | Solar Photovoltaic | SUN | PV | 2017 |  |  | (OP) Operating |  | 2.6 | [6 empty] | 42.1 | -72 | 0 | 0 | #DIV/0! | 0%
| Strata Manager, LLC | 61096 | Sampson Solar | NC | Sampson | CPLE | IPP Non-CHP | 1 |  | 2 | 2 | 2 | Solar Photovoltaic | SUN | PV | 2015 |  |  | (OP) Operating |  | 2.7 | [6 empty] | 34.961 | -78.4705 | 0 | 0 | #DIV/0! | 0%
| Invenergy Services LLC | 63211 | Samson Solar Energy | TX | Franklin | ERCO | IPP Non-CHP | GEN1 |  | 250 | 250 | 250 | Solar Photovoltaic | SUN | PV | 2022 |  |  | (OP) Operating |  | 335 | [6 empty] | 33.251 | -95.1934 | 0 | 0 | #DIV/0! | 0%
| Invenergy Services LLC | 63882 | Samson Solar Energy II LLC | TX | Lamar | ERCO | IPP Non-CHP | GEN1 |  | 200 | 200 | 200 | Solar Photovoltaic | SUN | PV | 2025 |  |  | (OP) Operating | [8 empty] | 33.251 | -95.1934 | 0 | 0 | #DIV/0! | 0%
| Invenergy Services LLC | 63883 | Samson Solar Energy III LLC | TX | Lamar | ERCO | IPP Non-CHP | GEN1 |  | 250 | 250 | 250 | Solar Photovoltaic | SUN | PV | 2022 |  |  | (OP) Operating |  | 335 | [6 empty] | 33.4265 | -95.3575 | 0 | 0 | #DIV/0! | 0%
| Greenbacker Renewable Energy Corporation | 64096 | Samuel Mickle School | NJ | Gloucester | PJM | IPP Non-CHP | 248 |  | 1.1 | 1.1 | 1.1 | Solar Photovoltaic | SUN | PV | 2017 |  |  | (OP) Operating |  | 1.4 | [6 empty] | 39.7874 | -75.2462 | 0 | 0 | #DIV/0! | 0%
| Indeck-Olean Ltd Partnership | 54076 | Indeck Olean Energy Center | NY | Cattaraugus | NYIS | IPP CHP | GEN1 | G721 | 90.6 | 78.7 | 87.8 | Natural Gas Fired Combined Cycle | NG | CT | 1994 |  |  | (OP) Operating | [8 empty] | 42.0859 | -78.4543 | 35652 | 304181.725 | 8.532 | 4.889%
| SS San Antonio West LLC | 57904 | San Antonio West Solar Rooftop | CA | Riverside | CISO | IPP Non-CHP | CHNO |  | 1.5 | 1.5 | 1.5 | Solar Photovoltaic | SUN | PV | 2012 |  |  | (OP) Operating |  | 1.9 | [6 empty] | 33.9656 | -117.6591 | 0 | 0 | #DIV/0! | 0%
| California PV Energy 3, LLC | 64028 | San Diego - EMDF at San Diego | CA | San Diego | CISO | IPP Non-CHP | EMDF |  | 2.9 | 2.9 | 2.9 | Solar Photovoltaic | SUN | PV | 2021 |  |  | (OP) Operating |  | 3.3 | [6 empty] | 32.5903 | -116.9195 | 0 | 0 | #DIV/0! | 0%
| California PV Energy 3, LLC | 64049 | San Diego - NCRC at Vista | CA | San Diego | CISO | IPP Non-CHP | NCRC |  | 1.8 | 1.8 | 1.8 | Solar Photovoltaic | SUN | PV | 2021 |  |  | (OP) Operating |  | 2 | [6 empty] | 33.1903 | -117.2556 | 0 | 0 | #DIV/0! | 0%
| City Water and Light Plant | 56505 | Jonesboro City Water & Light Plant | AR | Craighead | MISO | Electric Utility | SN01 |  | 224.3 | 177 | 192 | Natural Gas Fired Combustion Turbine | NG | GT | 2001.6 |  |  | (OP) Operating | [8 empty] | 35.8486 | -90.7254 | 79414 | 831747.3 | 10.4736 | 4.914%
| ENGIE Storage Services NA LLC | 62754 | San Diego International Airport BESS | CA | San Diego | CISO | Commercial Non-CHP | BA |  | 2 | 2 | 2 | Batteries | MWH | BA | 2021 |  |  | (OP) Operating | 4 | [7 empty] | 32.7338 | -117.1933 | 0 | 0 | #DIV/0! | 0%
| City of Richmond - (IN) | 1040 | Whitewater Valley | IN | Wayne | PJM | Electric Utility | 1 |  | 93.9 | 99.7 | 99.7 | Conventional Steam Coal | BIT | ST | 1964 |  |  | (OP) Operating | [8 empty] | 39.8028 | -84.8953 | 43265.23 | 476530.308 | 11.0142 | 4.954%
| Metropolitan Water District of S CA | 6646 | San Dimas | CA | Los Angeles | CISO | Electric Utility | 1 |  | 9.9 | 9.9 | 9.9 | Conventional Hydroelectric | WAT | HY | 1981 |  |  | (OP) Operating | [8 empty] | 34.1275 | -117.7958 | 0 | 0 | #DIV/0! | 0%
| San Gabriel Valley Mun Wtr Dt | 50233 | San Dimas Wash Generating Station | CA | Los Angeles | CISO | IPP Non-CHP | 4011 |  | 1 | 1 | 1 | Conventional Hydroelectric | WAT | HY | 1986 |  |  | (SB) Standby/Backup: available for service but not normally used | [8 empty] | 34.1242 | -117.8051 | 0 | 0 | #DIV/0! | 0%
| USG Nevada LLC | 57456 | San Emidio | NV | Washoe | NEVP | IPP Non-CHP | SE-U1 |  | 11.8 | 6 | 9 | Geothermal | GEO | ST | 2012 |  |  | (OP) Operating | [8 empty] | 40.3806 | -119.3997 | 0 | 0 | #DIV/0! | 0%
| Los Angeles Department of Water & Power | 403 | San Fernando | CA | Los Angeles | LDWP | Electric Utility | 1 |  | 5.6 | 6.1 | 6.1 | Conventional Hydroelectric | WAT | HY | 1922 |  |  | (OP) Operating | [8 empty] | 34.3128 | -118.4928 | 0 | 0 | #DIV/0! | 0%
| Los Angeles Department of Water & Power | 6479 | San Francisquito 1 | CA | Los Angeles | LDWP | Electric Utility | 1A |  | 65.5 | 77 | 77 | Conventional Hydroelectric | WAT | HY | 1952.5 |  |  | (OP) Operating | [8 empty] | 34.5902 | -118.4547 | 0 | 0 | #DIV/0! | 0%
| Los Angeles Department of Water & Power | 6480 | San Francisquito 2 | CA | Los Angeles | LDWP | Electric Utility | 1 |  | 46 | 44.9 | 44.9 | Conventional Hydroelectric | WAT | HY | 1924 |  |  | (OS) Out of service and NOT expected to return to service in next calendar year | [8 empty] | 34.5343 | -118.5251 | 0 | 0 | #DIV/0! | 0%
| Los Angeles County-San Gabriel | 54017 | San Gabriel Hydro Project | CA | Los Angeles | CISO | IPP Non-CHP | U1 |  | 5 | 4.8 | 4.6 | Conventional Hydroelectric | WAT | HY | 1987 |  |  | (OP) Operating | [8 empty] | 34.2043 | -117.8557 | 0 | 0 | #DIV/0! | 0%
| San Gorgonio Farms Inc | 50281 | San Gorgonio Farms Wind Farm | CA | Riverside | CISO | IPP Non-CHP | WGEN |  | 31 | 31 | 31 | Onshore Wind Turbine | WND | WT | 1983 |  |  | (OP) Operating | [8 empty] | 33.9261 | -116.615 | 0 | 0 | #DIV/0! | 0%
| Terra-Gen Operating Co-Wind | 50690 | San Gorgonio Westwinds II LLC | CA | Riverside | CISO | IPP Non-CHP | GEN1 |  | 43.4 | 43.4 | 43.4 | Onshore Wind Turbine | WND | WT | 1999 |  |  | (OP) Operating | [8 empty] | 33.934 | -116.5781 | 0 | 0 | #DIV/0! | 0%
| FPL Energy Operating Services, Inc. | 54454 | San Gorgonio Windplant WPP1993 | CA | Riverside | CISO | IPP Non-CHP | GEN11 |  | 49.5 | 49.5 | 49.5 | Onshore Wind Turbine | WND | WT | 2011 |  |  | (OP) Operating | [8 empty] | 33.9184 | -116.5739 | 0 | 0 | #DIV/0! | 0%
| San Isabel Solar, LLC | 60304 | San Isabel Solar, LLC | CO | Las Animas | PSCO | IPP Non-CHP | SISPV |  | 30 | 30 | 30 | Solar Photovoltaic | SUN | PV | 2016 |  |  | (OP) Operating |  | 37.9 | [6 empty] | 37.372 | -104.843 | 0 | 0 | #DIV/0! | 0%
| Calpine King City Cogen LLC | 10294 | King City Power Plant | CA | Monterey | CISO | IPP CHP | GTG | CC01 | 133.2 | 115 | 118 | Natural Gas Fired Combined Cycle | NG | CT | 1989 |  |  | (OP) Operating | [8 empty] | 36.225 | -121.1278 | 50577.68 | 475096.994 | 9.3934 | 4.956%
| Alabama Power Co | 55409 | Calhoun Energy Center | AL | Calhoun | SOCO | Electric Utility | CAL1 |  | 748 | 704 | 780 | Natural Gas Fired Combustion Turbine | NG | GT | 2003 |  |  | (OP) Operating | [8 empty] | 33.5883 | -85.9731 | 325669 | 3424141.325 | 10.5142 | 5.01%
| Pacific Gas & Electric Co. | 276 | San Joaquin 2 | CA | Madera | CISO | Electric Utility | 1 |  | 2.8 | 3.2 | 3.2 | Conventional Hydroelectric | WAT | HY | 1917 |  |  | (OA) Out of service but expected to return to service in next calendar year | [8 empty] | 37.2032 | -119.4975 | 0 | 0 | #DIV/0! | 0%
| Pacific Gas & Electric Co. | 277 | San Joaquin 3 | CA | Madera | CISO | Electric Utility | 3 |  | 4 | 4.2 | 4.2 | Conventional Hydroelectric | WAT | HY | 1923 |  |  | (OS) Out of service and NOT expected to return to service in next calendar year | [8 empty] | 37.2537 | -119.5194 | 0 | 0 | #DIV/0! | 0%
| GASNA 6P, LLC | 60678 | San Joaquin Solar | CA | Fresno | CISO | IPP Non-CHP | SJ1A |  | 21.3 | 20 | 20 | Solar Photovoltaic | SUN | PV | 2018.5 |  |  | (OP) Operating |  | 23.4 | [6 empty] | 36.527 | -120.149 | 0 | 0 | #DIV/0! | 0%
| Wisconsin Public Service Corp | 4076 | West Marinette | WI | Marinette | MISO | Electric Utility | 31 |  | 187.1 | 153 | 201.8 | Natural Gas Fired Combustion Turbine | NG | GT | 1979 |  |  | (OP) Operating | [8 empty] | 45.0869 | -87.6881 | 78067.74 | 1027900.398 | 13.1668 | 5.024%
| NRG Energy Gas & Wind Holdings Inc | 56304 | San Juan Mesa Wind Project LLC | NM | Roosevelt | SWPP | IPP Non-CHP | 1 |  | 120 | 120 | 120 | Onshore Wind Turbine | WND | WT | 2005 |  |  | (OP) Operating | [8 empty] | 33.9716 | -103.8604 | 0 | 0 | #DIV/0! | 0%
| San Juan Solar I, LLC | 66574 | San Juan Solar I | NM | San Juan | PNM | IPP Non-CHP | SANS |  | 300 | 300 | 300 | Solar Photovoltaic | SUN | PV | 2024 |  |  | (OP) Operating |  | 249.5 | [6 empty] | 36.8425 | -108.3514 | 0 | 0 | #DIV/0! | 0%
| AES Distributed Energy | 61472 | San Luis Solar Garden | CO | Conejos | PSCO | IPP Non-CHP | ANTO2 |  | 1.2 | 1.2 | 1.2 | Solar Photovoltaic | SUN | PV | 2017 |  |  | (OP) Operating |  | 1.5 | [6 empty] | 37.0681 | -106.0189 | 0 | 0 | #DIV/0! | 0%
| AEP Onsite Partners, LLC | 61605 | San Luis Valley Solar Array | CO | Saguache | PSCO | IPP Non-CHP | 1 |  | 2.7 | 2.7 | 2.7 | Solar Photovoltaic | SUN | PV | 2017 |  |  | (OP) Operating |  | 3.1 | [6 empty] | 37.777 | -106.22 | 0 | 0 | #DIV/0! | 0%
| Avangrid Power LLC | 57317 | San Luis Valley Solar Ranch | CO | Alamosa | PSCO | IPP Non-CHP | 1 |  | 35 | 35 | 35 | Solar Photovoltaic | SUN | PV | 2011 |  |  | (OP) Operating |  | 35.1 | [6 empty] | 37.6945 | -105.9276 | 0 | 0 | #DIV/0! | 0%
| Appalachian Power Co | 3775 | Clinch River | VA | Russell | PJM | Electric Utility | 1 |  | 475 | 460 | 470 | Natural Gas Steam Turbine | NG | ST | 1958 | 5 | 2030 | (OP) Operating | [8 empty] | 36.9333 | -82.1997 | 204855.28 | 2432132.011 | 11.8724 | 5.029%
| City of Coffeyville - (KS) | 1271 | Coffeyville | KS | Montgomery | SWPP | Electric Utility | 1 |  | 44 | 41 | 42.2 | Petroleum Liquids | DFO | IC | 1995.6667 |  |  | (OP) Operating | [8 empty] | 37.0373 | -95.6127 | 18456.11 | 216794.697 | 11.7465 | 5.065%
| PNM Resources | 63081 | San Miguel I Solar Energy Center | NM | San Miguel | PNM | Electric Utility | SMI |  | 10 | 10 | 8.2 | Solar Photovoltaic | SUN | PV | 2019 |  |  | (OP) Operating |  | 12.8 | [6 empty] | 35.6346 | -105.1784 | 0 | 0 | #DIV/0! | 0%
| PNM Resources | 63082 | San Miguel II Solar Energy Center | NM | San Miguel | PNM | Electric Utility | SMII |  | 10 | 10 | 8.2 | Solar Photovoltaic | SUN | PV | 2019 |  |  | (OP) Operating |  | 12.5 | [6 empty] | 35.6347 | -105.1732 | 0 | 0 | #DIV/0! | 0%
| AES Distributed Energy | 62004 | San Pablo Raceway | CA | Los Angeles | CISO | IPP Non-CHP | SPRWY |  | 100 | 100 | 100 | Solar Photovoltaic | SUN | PV | 2019 |  |  | (OP) Operating |  | 132 | [6 empty] | 34.7237 | -118.2803 | 0 | 0 | #DIV/0! | 0%
| Acciona Energy USA Global, LLC | 59712 | San Roman Wind I, LLC | TX | Cameron | ERCO | IPP Non-CHP | SRWI |  | 95.3 | 95.3 | 95.3 | Onshore Wind Turbine | WND | WT | 2017 |  |  | (OP) Operating | [8 empty] | 26.126 | -97.3776 | 0 | 0 | #DIV/0! | 0%
| Terra-Gen Operating Co-BESS | 64712 | Sanborn BESS 1 | CA | Kern | CISO | IPP Non-CHP | ESSB1 |  | 100 | 100 | 100 | Batteries | MWH | BA | 2021 |  |  | (OP) Operating | 200 | [7 empty] | 35.0273 | -118.1392 | 0 | 0 | #DIV/0! | 0%
| Terra-Gen Operating Co-BESS | 64713 | Sanborn BESS 2 | CA | Kern | CISO | IPP Non-CHP | ESSB2 |  | 100 | 100 | 100 | Batteries | MWH | BA | 2021 |  |  | (OP) Operating | 400 | [7 empty] | 35.0273 | -118.1401 | 0 | 0 | #DIV/0! | 0%
| Terra-Gen Operating Co-BESS | 65672 | Sanborn BESS 3 | CA | Kern | CISO | IPP Non-CHP | BESS |  | 169 | 169 | 169 | Batteries | MWH | BA | 2023 |  |  | (OP) Operating | 676 | [7 empty] | 35.027 | -118.1395 | 0 | 0 | #DIV/0! | 0%
| Terra-Gen Operating Co-BESS | 65673 | Sanborn BESS 4 | CA | Kern | CISO | IPP Non-CHP | BESS |  | 47 | 47 | 47 | Batteries | MWH | BA | 2023 |  |  | (OP) Operating | 188 | [7 empty] | 34.9581 | -118.1078 | 0 | 0 | #DIV/0! | 0%
| Tri-Dam Power Authority | 50400 | Sand Bar Power Plant | CA | Tuolumne | CISO | IPP Non-CHP | GEN1 |  | 16.2 | 15.6 | 14 | Conventional Hydroelectric | WAT | HY | 1986 |  |  | (OP) Operating | [8 empty] | 38.1861 | -120.15 | 0 | 0 | #DIV/0! | 0%
| Big Sky Wind, LLC | 56479 | Sand Bluff Wind Farm | TX | Glasscock | ERCO | IPP Non-CHP | 2 |  | 89.5 | 89.5 | 89.5 | Onshore Wind Turbine | WND | WT | 2007 |  |  | (OP) Operating | [8 empty] | 31.9914 | -101.3026 | 0 | 0 | #DIV/0! | 0%
| Avenal Solar Holdings LLC | 57361 | Sand Drag LLC | CA | Kings | CISO | IPP Non-CHP | 1 |  | 19 | 19 | 19 | Solar Photovoltaic | SUN | PV | 2011 |  |  | (OP) Operating |  | 24 | [6 empty] | 35.9828 | -120.1103 | 0 | 0 | #DIV/0! | 0%
| Arizona Public Service Co | 120 | Yucca | AZ | Yuma | AZPS | Electric Utility | GT1 |  | 417 | 329.4 | 362.6 | Natural Gas Fired Combustion Turbine | NG | GT | 1980.25 |  |  | (OP) Operating | [8 empty] | 32.7214 | -114.7106 | 155393.68 | 1523766.27 | 9.8058 | 5.127%
| SoCore Energy LLC | 60957 | Sand Lake DPC Solar | WI | Polk | MISO | IPP Non-CHP | PV1 |  | 1 | 1 | 1 | Solar Photovoltaic | SUN | PV | 2017 |  |  | (OP) Operating |  | 1.5 | [6 empty] | 45.4455 | -92.549 | 0 | 0 | #DIV/0! | 0%
| MPH Cross Island Power | 55786 | Edgewood Energy LLC | NY | Suffolk | NYIS | IPP Non-CHP | CT01 |  | 100 | 85 | 94 | Natural Gas Fired Combustion Turbine | NG | GT | 2002 |  |  | (OP) Operating | [8 empty] | 40.7861 | -73.2931 | 40621.63 | 412311.059 | 10.15 | 5.181%
| DG Sand Prairie, LLC | 68336 | Sand Prairie Solar | IL | Tazewell | PJM | IPP Non-CHP | SP842 |  | 2 | 2 | 2 | Solar Photovoltaic | SUN | PV | 2024 |  |  | (OP) Operating |  | 3.1 | [6 empty] | 40.4377 | -89.6933 | 0 | 0 | #DIV/0! | 0%
| Echo 1 | 56973 | Sand Ranch Windfarm LLC | OR | Morrow | PACW | IPP Non-CHP | 1 |  | 9.9 | 9.9 | 9.9 | Onshore Wind Turbine | WND | WT | 2009 |  |  | (OP) Operating | [8 empty] | 45.6447 | -119.4767 | 0 | 0 | #DIV/0! | 0%
| LSE Phoenix LLC | 67478 | Sand Road | CT | Litchfield | ISNE | IPP Non-CHP | SAN21 |  | 2 | 2 | 2 | Solar Photovoltaic | SUN | PV | 2021 |  |  | (OP) Operating |  | 3 | [6 empty] | 42.0322 | -73.3342 | 0 | 0 | #DIV/0! | 0%
| Hoosier Energy R E C, Inc | 7948 | Lawrence County Station | IN | Lawrence | MISO | Electric Utility | 1 |  | 402 | 236.5 | 260.5 | Natural Gas Fired Combustion Turbine | NG | GT | 2005 |  |  | (OP) Operating | [8 empty] | 38.8003 | -86.4511 | 112963.89 | 1206589.917 | 10.6812 | 5.189%
| HEN Infrastructure, L.L.C. | 67496 | Sandlake | TX | Reeves | ERCO | IPP Non-CHP | SDLKB |  | 9.9 | 9.9 | 9.9 | Batteries | MWH | BA | 2024 |  |  | (OP) Operating | 9.9 | [7 empty] | 31.5088 | -103.6175 | 0 | 0 | #DIV/0! | 0%
| Sandoval Holdco, LLC | 64416 | Sandoval | IL | Clinton | MISO | IPP Non-CHP | SANDL |  | 2 | 2 | 2 | Solar Photovoltaic | SUN | PV | 2021 |  |  | (OP) Operating |  | 2.8 | [6 empty] | 38.5899 | -89.1493 | 0 | 0 | #DIV/0! | 0%
| PNM Resources | 59558 | Sandoval Solar Energy Center | NM | Sandoval | PNM | Electric Utility | SSEC1 |  | 6.1 | 6.1 | 1.3 | Solar Photovoltaic | SUN | PV | 2014 |  |  | (OP) Operating |  | 7.4 | [6 empty] | 35.2836 | -106.8128 | 0 | 0 | #DIV/0! | 0%
| EDPR CA Solar Park II LLC | 65664 | Sandrini Solar 100 | CA | Kern | CISO | IPP Non-CHP | GEN02 |  | 100 | 100 | 100 | Solar Photovoltaic | SUN | PV | 2024 |  |  | (OP) Operating |  | 140.69 | [6 empty] | 35.1132 | -119.1105 | 0 | 0 | #DIV/0! | 0%
| EDPR CA Solar Park LLC | 65663 | Sandrini Solar 200 | CA | Kern | CISO | IPP Non-CHP | GEN01 |  | 200 | 200 | 200 | Solar Photovoltaic | SUN | PV | 2024 |  |  | (OP) Operating |  | 266.5 | [6 empty] | 35.1026 | -119.0541 | 0 | 0 | #DIV/0! | 0%
| Wisconsin Public Service Corp | 4074 | Sandstone Rapids | WI | Marinette | MISO | Electric Utility | 1 |  | 3.8 | 3.8 | 3.8 | Conventional Hydroelectric | WAT | HY | 1925 |  |  | (OP) Operating | [8 empty] | 45.2333 | -88.0678 | 0 | 0 | #DIV/0! | 0%
| AES Distributed Energy | 59634 | Sandstone Solar | AZ | Pinal | SRP | IPP Non-CHP | SNDST |  | 45 | 43 | 42 | Solar Photovoltaic | SUN | PV | 2015 |  |  | (OP) Operating |  | 57.5 | [6 empty] | 33.0356 | -111.4303 | 0 | 0 | #DIV/0! | 0%
| LSE Ophiuchus LLC | 67578 | Sandwich | MA | Barnstable | ISNE | IPP Non-CHP | SWABA |  | 4 | 4 | 4 | Batteries | MWH | BA | 2023 |  |  | (OP) Operating | 4.6 | [7 empty] | 41.7178 | -70.4799 | 0 | 0 | #DIV/0! | 0%
| Earthrise Energy, PBC | 55201 | Gibson City Energy Center LLC | IL | Ford | MISO | IPP Non-CHP | 1 |  | 270 | 232 | 240 | Natural Gas Fired Combustion Turbine | NG | GT | 2000 |  |  | (OP) Operating | [8 empty] | 40.4705 | -88.3987 | 107784.44 | 1283877.262 | 11.9115 | 5.214%
| Duke Energy Florida, LLC | 64146 | Sandy Creek Solar Power Plant | FL | Bay | FPC | Electric Utility | PV1 |  | 74.9 | 74.9 | 74.9 | Solar Photovoltaic | SUN | PV | 2022 |  |  | (OP) Operating |  | 98.8 | [6 empty] | 30.1031 | -85.4104 | 0 | 0 | #DIV/0! | 0%
| Oppidum Renewables USA, LLC | 58491 | Sandy Cross Solar, LLC | NC | Nash | CPLE | IPP Non-CHP | SANDY |  | 1.2 | 1.2 | 1.2 | Solar Photovoltaic | SUN | PV | 2012 |  |  | (OP) Operating |  | 1.5 | [6 empty] | 35.8683 | -77.9542 | 0 | 0 | #DIV/0! | 0%
| Algonquin Power Co | 65741 | Sandy Ridge Wind 2, LLC | PA | Blair | PJM | IPP Non-CHP | SRW2 |  | 87.6 | 87.6 | 87.6 | Onshore Wind Turbine | WND | WT | 2023 |  |  | (OP) Operating | [8 empty] | 40.7453 | -78.2223 | 0 | 0 | #DIV/0! | 0%
| Algonquin Power Co | 57285 | Sandy Ridge Wind Farm | PA | Blair | PJM | IPP Non-CHP | 1 |  | 50 | 48.2 | 48.2 | Onshore Wind Turbine | WND | WT | 2012 |  |  | (OP) Operating | [8 empty] | 40.7292 | -78.2874 | 0 | 0 | #DIV/0! | 0%
| Sandy River Solar, LLC | 65750 | Sandy River Solar (CSG) | OR | Clackamas | PGE | IPP Non-CHP | SR22 |  | 1.9 | 1.9 | 1.9 | Solar Photovoltaic | SUN | PV | 2022 |  |  | (OP) Operating |  | 2.4 | [6 empty] | 45.4311 | -122.2952 | 0 | 0 | #DIV/0! | 0%
| Sandy Solar, LLC | 62692 | Sandy Solar | NC | Camden | PJM | IPP Non-CHP | PGR04 |  | 5 | 5 | 5 | Solar Photovoltaic | SUN | PV | 2018 |  |  | (OP) Operating |  | 6.6 | [6 empty] | 36.33 | -76.058 | 0 | 0 | #DIV/0! | 0%
| Engie North America | 56629 | Waterbury Generation | CT | New Haven | ISNE | IPP Non-CHP | 10 |  | 96 | 96 | 100 | Natural Gas Fired Combustion Turbine | NG | GT | 2009 |  |  | (OP) Operating | [8 empty] | 41.5444 | -73.0417 | 44881.11 | 432669.05 | 9.6403 | 5.228%
| Nautilus Solar Solutions | 67451 | Sanford CGA | ME | York | ISNE | IPP Non-CHP | SC |  | 5 | 5 | 5 | Solar Photovoltaic | SUN | PV | 2024 |  |  | (OP) Operating |  | 6.5 | [6 empty] | 43.4322 | -70.7143 | 0 | 0 | #DIV/0! | 0%
| Nautilus Solar Solutions | 67452 | Sanford -NY | ME | York | ISNE | IPP Non-CHP | SC |  | 4.9 | 4.9 | 4.9 | Solar Photovoltaic | SUN | PV | 2024 |  |  | (OP) Operating |  | 6.1 | [6 empty] | 43.4346 | -70.7539 | 0 | 0 | #DIV/0! | 0%
| Sanford Airport Solar, LLC | 63667 | Sanford Solar | ME | York | ISNE | IPP Non-CHP | SAS |  | 49.4 | 49.4 | 49.4 | Solar Photovoltaic | SUN | PV | 2020 |  |  | (OP) Operating |  | 70.8 | [6 empty] | 43.4569 | -70.7803 | 0 | 0 | #DIV/0! | 0%
| DG New York CS, LLC | 64372 | Sangerfield Solar CSG | NY | Oneida | NYIS | IPP Non-CHP | SNGFD |  | 5 | 5 | 5 | Solar Photovoltaic | SUN | PV | 2021 |  |  | (OP) Operating |  | 6.5 | [6 empty] | 42.9244 | -75.4201 | 0 | 0 | #DIV/0! | 0%
| Generate Capital | 66229 | Sangolqui Solar | NY | Seneca | NYIS | IPP Non-CHP | 10975 |  | 2 | 2 | 2 | Solar Photovoltaic | SUN | PV | 2021 |  |  | (OP) Operating |  | 2.9 | [6 empty] | 42.9473 | -76.7856 | 0 | 0 | #DIV/0! | 0%
| Southern California Edison Co | 361 | Santa Ana 1 | CA | San Bernardino | CISO | Electric Utility | 1 |  | 3.2 | 3.2 | 3.2 | Conventional Hydroelectric | WAT | HY | 1899 |  |  | (OS) Out of service and NOT expected to return to service in next calendar year | [8 empty] | 34.1452 | -117.0585 | 0 | 0 | #DIV/0! | 0%
| Southern California Edison Co | 363 | Santa Ana 3 | CA | San Bernardino | CISO | Electric Utility | 1 |  | 3.1 | 3.1 | 3.1 | Conventional Hydroelectric | WAT | HY | 1999 |  |  | (OS) Out of service and NOT expected to return to service in next calendar year | [8 empty] | 34.1072 | -117.0991 | 0 | 0 | #DIV/0! | 0%
| Dickerson Power, LLC | 1572 | Dickerson Power | MD | Montgomery | PJM | IPP Non-CHP | GT2 |  | 326 | 299 | 334 | Natural Gas Fired Combustion Turbine | NG | GT | 1992 |  |  | (OP) Operating | [8 empty] | 39.2097 | -77.4644 | 145326.29 | 1850387.687 | 12.7326 | 5.242%
| Puget Sound Energy Inc | 607 | Fredonia | WA | Skagit | PSEI | Electric Utility | 1 |  | 376 | 280 | 348 | Natural Gas Fired Combustion Turbine | NG | GT | 1992.5 |  |  | (SB) Standby/Backup: available for service but not normally used | [8 empty] | 48.4558 | -122.4358 | 144902.3 | 1498130.645 | 10.3389 | 5.268%
| PNM Resources | 60196 | Santa Fe Solar Energy Center | NM | Santa Fe | PNM | Electric Utility | SFSEC |  | 9.5 | 9.3 | 9.3 | Solar Photovoltaic | SUN | PV | 2015 |  |  | (OP) Operating |  | 11.6 | [6 empty] | 35.5878 | -106.0609 | 0 | 0 | #DIV/0! | 0%
| Duke Energy Florida, LLC | 63517 | Santa Fe Solar Power Plant | FL | Columbia | FPC | Electric Utility | PV1 |  | 74.9 | 74.9 | 74.9 | Solar Photovoltaic | SUN | PV | 2021 |  |  | (OP) Operating |  | 104.9 | [6 empty] | 29.8804 | -82.7326 | 0 | 0 | #DIV/0! | 0%
| Golden Springs Development Company LLC | 58913 | Santa Fe Springs Rooftop Solar BLDG H | CA | Los Angeles | CISO | IPP Non-CHP | 1 |  | 1.5 | 1.5 | 1.5 | Solar Photovoltaic | SUN | PV | 2015 |  |  | (OP) Operating |  | 2 | [6 empty] | 33.9108 | -118.0444 | 0 | 0 | #DIV/0! | 0%
| Golden Springs Development Company LLC | 58912 | Santa Fe Springs Rooftop Solar BLDG M | CA | Los Angeles | CISO | IPP Non-CHP | 1 |  | 1.8 | 1.8 | 1.8 | Solar Photovoltaic | SUN | PV | 2015 |  |  | (OP) Operating |  | 2.3 | [6 empty] | 33.9108 | -118.0444 | 0 | 0 | #DIV/0! | 0%
| United Water Conservation District | 50076 | Santa Felicia Dam | CA | Ventura | CISO | IPP Non-CHP | UNT1 |  | 1.3 | 1.3 | 1.2 | Conventional Hydroelectric | WAT | HY | 1987 |  |  | (OP) Operating | [8 empty] | 34.4617 | -118.7511 | 0 | 0 | #DIV/0! | 0%
| Indeck-Yerkes Ltd Partnership | 50451 | Indeck Yerkes Energy Center | NY | Erie | NYIS | IPP CHP | GEN1 | CC1 | 59.9 | 43.1 | 53.8 | Natural Gas Fired Combined Cycle | NG | CT | 1989 |  |  | (OP) Operating | [8 empty] | 42.9671 | -78.9182 | 22362 | 220097.075 | 9.8425 | 5.269%
| Santa Paula Energy Storage, LLC | 65397 | Santa Paula Energy Storage LLC | CA | Ventura | CISO | IPP Non-CHP | SP1 |  | 30 | 30 | 30 | Batteries | MWH | BA | 2024 |  |  | (OP) Operating | 30 | [7 empty] | 34.3572 | -119.055 | 0 | 0 | #DIV/0! | 0%
| Invenergy Services LLC | 62038 | Santa Rita East | TX | Irion | ERCO | IPP Non-CHP | STRAE |  | 302.4 | 302.4 | 302.4 | Onshore Wind Turbine | WND | WT | 2019 |  |  | (OP) Operating | [8 empty] | 31.208 | -101.1108 | 0 | 0 | #DIV/0! | 0%
| Hawkeye Energy Greenport LLC | 55969 | Hawkeye Energy Greenport LLC | NY | SUFFOLK | NYIS | IPP Non-CHP | U-01 |  | 54 | 56.7 | 51.2 | Petroleum Liquids | KER | GT | 2003 |  |  | (OP) Operating | [8 empty] | 41.106 | -72.3762 | 25160.76 | 272080.606 | 10.8137 | 5.324%
| Wisconsin Electric Power Co | 7159 | Concord | WI | Jefferson | MISO | Electric Utility | 1 |  | 381.6 | 367.2 | 400 | Natural Gas Fired Combustion Turbine | NG | GT | 1993.5 |  |  | (OP) Operating | [8 empty] | 43.1669 | -88.69 | 179601.99 | 2349900.232 | 13.0839 | 5.345%
| BHE Renewables, LLC | 60987 | Santa Rita Wind Energy | TX | Reagan | ERCO | IPP Non-CHP | GEN1 |  | 300 | 300 | 300 | Onshore Wind Turbine | WND | WT | 2018 |  |  | (OP) Operating | [8 empty] | 31.1814 | -101.3188 | 0 | 0 | #DIV/0! | 0%
| Village of Freeport - (NY) | 2679 | Plant No 2 Freeport | NY | Nassau | NYIS | Electric Utility | 3 |  | 78.6 | 65.8 | 67 | Petroleum Liquids | KER | GT | 1988.5 |  |  | (OP) Operating | [8 empty] | 40.6447 | -73.5683 | 31247.67 | 309237.383 | 9.8963 | 5.372%
| Gilroy Energy Center for Riverview | 55963 | Riverview Energy Center | CA | Contra Costa | CISO | IPP Non-CHP | CTG1 |  | 47 | 47 | 47 | Natural Gas Fired Combustion Turbine | NG | GT | 2003 |  |  | (OP) Operating | [8 empty] | 38.0144 | -121.7907 | 22299.79 | 231078.775 | 10.3624 | 5.416%
| Sonoma County Junior College District | 62039 | Santa Rosa Junior College Petaluma Solar | CA | Sonoma | CISO | IPP Non-CHP | SRJCP |  | 1.2 | 1.1 | 0.6 | Solar Photovoltaic | SUN | PV | 2018 |  |  | (OP) Operating |  | 1.3 | [6 empty] | 38.4691 | -122.7219 | 0 | 0 | #DIV/0! | 0%
| NRG Texas Power LLC | 3469 | T H Wharton | TX | Harris | ERCO | IPP Non-CHP | 3 | THW3 | 1189.9 | 1002 | 1178 | Natural Gas Fired Combined Cycle | NG | CA | 1973.2353 |  |  | (OP) Operating | [8 empty] | 29.9417 | -95.5306 | 525314.36 | 7006515.639 | 13.3378 | 5.502%
| REA Investments, LLC | 64708 | Santee Solar Partners, LLC | MN | Isanti | PJM | IPP Non-CHP | C1BDN |  | 3.3 | 3.3 | 3.3 | Solar Photovoltaic | SUN | PV | 2021 |  |  | (OP) Operating |  | 3.7 | [6 empty] | 45.4173 | -93.3885 | 0 | 0 | #DIV/0! | 0%
| Brookfield Smoky Mountain Hydropower LP | 54898 | Santeetlah | NC | Graham | TVA | IPP Non-CHP | 1 |  | 45 | 40 | 40 | Conventional Hydroelectric | WAT | HY | 1928 |  |  | (OP) Operating | [8 empty] | 35.4475 | -83.8639 | 0 | 0 | #DIV/0! | 0%
| PNM Resources | 60197 | Santolina Solar Energy Center | NM | Bernalillo | PNM | Electric Utility | SANTO |  | 10.5 | 10.5 | 10.5 | Solar Photovoltaic | SUN | PV | 2015 |  |  | (OP) Operating |  | 12.4 | [6 empty] | 35.0297 | -106.8555 | 0 | 0 | #DIV/0! | 0%
| Invenergy Services LLC | 65316 | Sapphire Sky Wind Energy LLC | IL | DeWitt | MISO | IPP Non-CHP | 65011 |  | 259.8 | 259.8 | 259.8 | Onshore Wind Turbine | WND | WT | 2023 |  |  | (OP) Operating | [8 empty] | 40.2945 | -88.5845 | 0 | 0 | #DIV/0! | 0%
| Altus Power America Management, LLC | 61948 | Sapphire Solar | SC | Florence | CPLE | IPP Non-CHP | 17 |  | 2 | 2 | 2 | Solar Photovoltaic | SUN | PV | 2018 |  |  | (OP) Operating |  | 2.4 | [6 empty] | 33.8878 | -79.7837 | 0 | 0 | #DIV/0! | 0%
| Empire District Electric Co | 6223 | Empire Energy Center | MO | Jasper | SWPP | Electric Utility | 1 |  | 379 | 262 | 301 | Natural Gas Fired Combustion Turbine | NG | GT | 1991.25 | 12 | 2035 | (OP) Operating | [8 empty] | 37.1385 | -94.1041 | 136175.57 | 1623137.245 | 11.9194 | 5.522%
| USF Surry, LLC | 59500 | Sarah Solar | NC | Franklin | CPLE | IPP Non-CHP | SARAH |  | 5 | 5 | 5 | Solar Photovoltaic | SUN | PV | 2015 |  |  | (OP) Operating |  | 6.3 | [6 empty] | 36.1394 | -78.1469 | 0 | 0 | #DIV/0! | 0%
| Diamond Generating Corporation | 57483 | Mariposa Energy Project | CA | Alameda | CISO | IPP Non-CHP | CTG1 |  | 199.6 | 199.6 | 199.6 | Natural Gas Fired Combustion Turbine | NG | GT | 2012 |  |  | (OP) Operating | [8 empty] | 37.7892 | -121.6019 | 97534.59 | 947752.142 | 9.7171 | 5.578%
| Buckeye Power, Inc | 55228 | Greenville Electric Generating Station | OH | Darke | PJM | Electric Utility | GT1 |  | 236 | 196 | 236 | Natural Gas Fired Combustion Turbine | NG | GT | 2000 |  |  | (OP) Operating | [8 empty] | 40.0758 | -84.6151 | 106132.93 | 1165192.7 | 10.9786 | 5.609%
| Green Street Power Partners | 67475 | Saratoga Solar III, LLC | NY | Saratoga | ISNE | IPP Non-CHP | SARA3 |  | 3.5 | 3.5 | 3.5 | Solar Photovoltaic | SUN | PV | 2023 |  |  | (OP) Operating |  | 4.6 | [6 empty] | 43.0707 | -73.8981 | 0 | 0 | #DIV/0! | 0%
| Green Street Power Partners | 67476 | Saratoga Solar IV, LLC | NY | Saratoga | ISNE | IPP Non-CHP | SARA4 |  | 3.5 | 3.5 | 3.5 | Solar Photovoltaic | SUN | PV | 2023 |  |  | (OP) Operating |  | 4.2 | [6 empty] | 43.0682 | -73.9201 | 0 | 0 | #DIV/0! | 0%
| Green Street Power Partners | 63373 | Saratoga Solar LLC | NY | Saratoga | NYIS | IPP Non-CHP | SARAT |  | 5 | 5 | 5 | Solar Photovoltaic | SUN | PV | 2019 |  |  | (OP) Operating |  | 6.3 | [6 empty] | 43.0738 | -73.9039 | 0 | 0 | #DIV/0! | 0%
| Madison Gas & Electric Co | 61070 | Saratoga Wind Farm | IA | Howard | MISO | Electric Utility | SWE |  | 66 | 66 | 66 | Onshore Wind Turbine | WND | WT | 2019 |  |  | (OP) Operating | [8 empty] | 43.4489 | -92.2807 | 0 | 0 | #DIV/0! | 0%
| City of Chanute | 1268 | Chanute 2 | KS | Neosho | SWPP | Electric Utility | 14 |  | 64 | 46 | 56 | Natural Gas Fired Combustion Turbine | NG | GT | 1977.3333 |  |  | (OP) Operating | [8 empty] | 37.6953 | -95.4586 | 25192.31 | 339158.176 | 13.4628 | 5.639%
| JEA | 666 | J D Kennedy | FL | Duval | JEA | Electric Utility | GT37 |  | 370 | 357.2 | 382.4 | Natural Gas Fired Combustion Turbine | NG | GT | 2004.5 |  |  | (OP) Operating | [8 empty] | 30.3648 | -81.626 | 183357.09 | 1930907.54 | 10.5309 | 5.66%
| Equus Power I, L.P. | 56032 | Equus Freeport Power | NY | Nassau | NYIS | IPP Non-CHP | 0001 |  | 120 | 94 | 96.8 | Natural Gas Fired Combustion Turbine | NG | GT | 2004 |  |  | (OP) Operating | [8 empty] | 40.6439 | -73.5683 | 47435.66 | 478635.502 | 10.0902 | 5.676%
| Eagle Creek Renewable Energy, LLC | 50252 | Sartell Dam | MN | Benton | MISO | IPP Non-CHP | HG10 |  | 9.3 | 9.3 | 9.3 | Conventional Hydroelectric | WAT | HY | 1985 |  |  | (OP) Operating | [8 empty] | 45.618 | -94.2008 | 0 | 0 | #DIV/0! | 0%
| Sartell Holdco LLC | 62036 | Sartell Holdco CSG | MN | Stearns | MISO | IPP Non-CHP | SARTE |  | 5 | 5 | 5 | Solar Photovoltaic | SUN | PV | 2019 |  |  | (OP) Operating |  | 7.5 | [6 empty] | 45.3644 | -94.1233 | 0 | 0 | #DIV/0! | 0%
| SAS Institute Inc | 56915 | SAS Solar Farm | NC | Wake | CPLE | IPP Non-CHP | 1 |  | 2 | 2 | 2 | Solar Photovoltaic | SUN | PV | 2009 | 12 | 2025 | (OP) Operating |  | 0.6 | [6 empty] | 35.8136 | -78.7503 | 0 | 0 | #DIV/0! | 0%
| Ventura Energy Storage, LLC | 63891 | Saticoy | CA | Ventura | CISO | IPP Non-CHP | SATCY |  | 100 | 100 | 100 | Batteries | MWH | BA | 2021 |  |  | (OP) Operating | 400 | [7 empty] | 34.2567 | -119.1573 | 0 | 0 | #DIV/0! | 0%
| Today's Power, Inc. | 68715 | SAU Tech | AR | Ouachita | MISO | Electric Utility | SAUT |  | 1 | 1 | 1 | Solar Photovoltaic | SUN | PV | 2019 |  |  | (OP) Operating |  | 1.2 | [6 empty] | 33.7817 | -92.6962 | 0 | 0 | #DIV/0! | 0%
| Granite Shore Power | 2364 | Merrimack | NH | Merrimack | ISNE | IPP Non-CHP | 1 |  | 496.4 | 472.1 | 481 | Conventional Steam Coal | BIT | ST | 1966.25 |  |  | (OP) Operating | [8 empty] | 43.1411 | -71.4692 | 241105.07 | 3461067.852 | 14.355 | 5.776%
| SoCore Energy LLC | 60887 | Sauk DPC Solar | WI | Vernon | MISO | IPP Non-CHP | PV1 |  | 1 | 1 | 1 | Solar Photovoltaic | SUN | PV | 2017 |  |  | (OP) Operating |  | 1.2 | [6 empty] | 43.5959 | -90.3226 | 0 | 0 | #DIV/0! | 0%
| DTE Electric Company | 67942 | Sauk Solar Park | MI | Branch | MISO | Electric Utility | SAUSP |  | 150 | 150 | 150 | Solar Photovoltaic | SUN | PV | 2025 |  |  | (OP) Operating | [8 empty] | 42.062 | -85.103 | 0 | 0 | #DIV/0! | 0%
| Valencia Power LLC | 55802 | Valencia Energy Facility | NM | Valencia | PNM | IPP Non-CHP | CTG1 |  | 159.5 | 144.3 | 150.2 | Natural Gas Fired Combustion Turbine | NG | GT | 2008 |  |  | (OP) Operating | [8 empty] | 34.6115 | -106.7322 | 78059.68 | 931127.819 | 11.9284 | 6.052%
| Calpine Mid-Atlantic Generation LLC | 593 | Edge Moor | DE | New Castle | PJM | IPP Non-CHP | 10 |  | 710.3 | 707 | 711 | Petroleum Liquids | DFO | GT | 1964 |  |  | (SB) Standby/Backup: available for service but not normally used | [8 empty] | 39.7389 | -75.5038 | 377142.95 | 4200037.491 | 11.1365 | 6.072%
| Sentinel Energy Center LLC | 57482 | Sentinel Energy Center, LLC | CA | Riverside | CISO | IPP Non-CHP | CTG1 |  | 800 | 800 | 800 | Natural Gas Fired Combustion Turbine | NG | GT | 2013 |  |  | (OP) Operating | [8 empty] | 33.9342 | -116.5714 | 432878.52 | 3943883.868 | 9.1108 | 6.177%
| NSTAR Electric Company | 62065 | Savoy Solar PV | MA | Hampshire | ISNE | Electric Utility | LG400 |  | 2 | 2 | 2 | Solar Photovoltaic | SUN | PV | 2019 |  |  | (OP) Operating |  | 2.8 | [6 empty] | 42.56 | -73.05 | 0 | 0 | #DIV/0! | 0%
| Saw Solar, LLC | 66722 | Saw Solar | NC | Rowan | DUK | IPP Non-CHP | SAW |  | 5 | 5 | 5 | Solar Photovoltaic | SUN | PV | 2022 |  |  | (OP) Operating |  | 6.6 | [6 empty] | 35.5564 | -80.6518 | 0 | 0 | #DIV/0! | 0%
| Florida Power & Light Co | 65037 | Sawgrass Solar Energy Center | FL | Hendry | FPL | Electric Utility | 1 |  | 74.5 | 74.5 | 74.5 | Solar Photovoltaic | SUN | PV | 2022 |  |  | (OP) Operating |  | 103.6 | [6 empty] | 26.3814 | -81.0537 | 0 | 0 | #DIV/0! | 0%
| Sawtell Solar, LLC | 66723 | Sawtell Solar | NC | Henderson | DUK | IPP Non-CHP | SAWTL |  | 3 | 3 | 3 | Solar Photovoltaic | SUN | PV | 2021 |  |  | (OP) Operating |  | 4 | [6 empty] | 35.3801 | -82.376 | 0 | 0 | #DIV/0! | 0%
| Idaho Winds LLC | 57749 | Sawtooth Wind Project | ID | Elmore | IPCO | IPP Non-CHP | ST |  | 22.4 | 22.4 | 22.4 | Onshore Wind Turbine | WND | WT | 2011 |  |  | (OP) Operating | [8 empty] | 42.9822 | -115.3933 | 0 | 0 | #DIV/0! | 0%
| Northern States Power Co - Minnesota | 1756 | Saxon Falls | WI | Iron | MISO | Electric Utility | 1 |  | 1.6 | 1 | 1.1 | Conventional Hydroelectric | WAT | HY | 1913 | 12 | 2064 | (OP) Operating | [8 empty] | 46.5392 | -90.3742 | 0 | 0 | #DIV/0! | 0%
| Essential Power Operating Company, LLC | 55938 | NAEA Ocean Peaking Power LLC | NJ | Ocean | PJM | IPP Non-CHP | OPP3 |  | 383 | 335.5 | 335.5 | Natural Gas Fired Combustion Turbine | NG | GT | 2003 |  |  | (OP) Operating | [8 empty] | 40.0633 | -74.1672 | 186848.1 | 1962250.924 | 10.5019 | 6.358%
| Earthrise Energy, PBC | 55237 | Energy Shelby County | IL | Shelby | MISO | IPP Non-CHP | CTG1 |  | 483 | 336 | 388 | Natural Gas Fired Combustion Turbine | NG | GT | 2000.25 |  |  | (OP) Operating | [8 empty] | 39.2794 | -88.4772 | 204763.63 | 1991431.3 | 9.7255 | 6.457%
| NJR Clean Energy Ventures Corporation | 63185 | Sayreville Solar Project | NJ | Middlesex | PJM | IPP Non-CHP | SAYRE |  | 3.1 | 3.1 | 3.1 | Solar Photovoltaic | SUN | PV | 2019 |  |  | (OP) Operating |  | 4.4 | [6 empty] | 40.438 | -74.336 | 0 | 0 | #DIV/0! | 0%
| Omaha Public Power District | 2292 | Sarpy County | NE | Sarpy | SWPP | Electric Utility | 1 |  | 338.4 | 315.9 | 369.9 | Natural Gas Fired Combustion Turbine | NG | GT | 1989.3333 |  |  | (OP) Operating | [8 empty] | 41.1706 | -95.9706 | 194791.46 | 2565734.781 | 13.1717 | 6.485%
| Entergy Mississippi LLC | 8054 | Gerald Andrus | MS | Washington | MISO | Electric Utility | 1 |  | 781.4 | 706.5 | 729.8 | Natural Gas Steam Turbine | NG | ST | 1975 | 6 | 2035 | (OP) Operating | [8 empty] | 33.35 | -91.1167 | 408575.89 | 4666709.434 | 11.4219 | 6.495%
| Wolverine Power Supply Coop | 7972 | Sumpter | MI | Wayne | MISO | Electric Utility | 1 |  | 340 | 308.4 | 375 | Natural Gas Fired Combustion Turbine | NG | GT | 2002 |  |  | (OP) Operating | [8 empty] | 42.167 | -83.5318 | 194454.06 | 2493751.478 | 12.8244 | 6.496%
| Essential Power Operating Company, LLC | 54640 | NAEA Lakewood LLC | NJ | Ocean | PJM | IPP Non-CHP | GEN1 | LCLP | 236.8 | 265 | 280 | Natural Gas Fired Combined Cycle | NG | CT | 1994 |  |  | (SB) Standby/Backup: available for service but not normally used | [8 empty] | 40.0613 | -74.1686 | 155270.8 | 1923549.619 | 12.3884 | 6.505%
| Scandia CSG LLC | 61669 | Scandia Community Solar Garden | MN | Washington | MISO | IPP Non-CHP | SCAND |  | 2.5 | 2.5 | 2.5 | Solar Photovoltaic | SUN | PV | 2018 |  |  | (OP) Operating |  | 3.3 | [6 empty] | 45.2872 | -92.8125 | 0 | 0 | #DIV/0! | 0%
| DG Minnesota CSG, LLC | 61585 | Scandia CSG | MN | Washington | MISO | IPP Non-CHP | 40802 |  | 5 | 5 | 5 | Solar Photovoltaic | SUN | PV | 2018 |  |  | (OP) Operating |  | 1.4 | [6 empty] | 45.2528 | -92.8766 | 0 | 0 | #DIV/0! | 0%
| ALLETE, Inc. | 1899 | Scanlon | MN | Carlton | MISO | Electric Utility | 1 |  | 1.6 | 1.6 | 1.6 | Conventional Hydroelectric | WAT | HY | 1923 |  |  | (OP) Operating | [8 empty] | 46.7091 | -92.4217 | 0 | 0 | #DIV/0! | 0%
| EDPR Scarlet II LLC | 66951 | Scarlet II Hybrid | CA | Fresno | CISO | IPP Non-CHP | GEN03 |  | 350 | 350 | 350 | Solar Photovoltaic | SUN | PV | 2024 |  |  | (OP) Operating |  | 279.8 | [6 empty] | 36.6037 | -120.3757 | 0 | 0 | #DIV/0! | 0%
| Cypress Creek Renewables | 60921 | Scarlet Solar | NC | Lenoir | CPLE | IPP Non-CHP | PV1 |  | 2 | 2 | 2 | Solar Photovoltaic | SUN | PV | 2017 |  |  | (OP) Operating |  | 2.8 | [6 empty] | 35.2878 | -77.7951 | 0 | 0 | #DIV/0! | 0%
| EDP Renewables North America LLC | 64908 | Scarlet Solar (CA) | CA | Fresno | CISO | IPP Non-CHP | GEN01 |  | 240 | 240 | 240 | Solar Photovoltaic | SUN | PV | 2024 |  |  | (OP) Operating |  | 272.83 | [6 empty] | 36.5975 | -120.3623 | 0 | 0 | #DIV/0! | 0%
| Hunlock Energy, LLC | 56397 | Hunlock Unit 4 | PA | LUZERNE | PJM | IPP Non-CHP | 4 |  | 44 | 44.8 | 50.5 | Natural Gas Fired Combustion Turbine | NG | GT | 2000 |  |  | (OP) Operating | [8 empty] | 41.2025 | -76.0683 | 27418.56 | 258557.732 | 9.43 | 6.569%
| Evergy Kansas Central, Inc | 55651 | Spring Creek Energy Center | OK | Logan | SWPP | Electric Utility | CT01 |  | 346 | 293.5 | 355.5 | Natural Gas Fired Combustion Turbine | NG | GT | 2001 |  |  | (OP) Operating | [5 empty] | 2026 | 6 | 12 | 35.7422 | -97.655 | 186735.49 | 2475473.197 | 13.2566 | 6.569%
| Forefront Power, LLC | 63021 | SCCCD - Clovis Community College | CA | Fresno | CISO | IPP Non-CHP | 232 |  | 1.2 | 1.2 | 1.2 | Solar Photovoltaic | SUN | PV | 2018 |  |  | (OP) Operating |  | 1.3 | [6 empty] | 36.8855 | -119.7319 | 0 | 0 | #DIV/0! | 0%
| Forefront Power, LLC | 63068 | SCCCD - Fresno Community College | CA | Fresno | CISO | IPP Non-CHP | 231 |  | 2.2 | 2.2 | 2.2 | Solar Photovoltaic | SUN | PV | 2018 |  |  | (OP) Operating |  | 2.4 | [6 empty] | 36.7666 | -119.7986 | 0 | 0 | #DIV/0! | 0%
| SCDA Solar 1, LLC | 61006 | SCDA Solar 1 | CA | Sacramento | CISO | IPP Non-CHP | SCAIR |  | 7 | 7 | 7 | Solar Photovoltaic | SUN | PV | 2017 |  |  | (OP) Operating |  | 7.9 | [6 empty] | 38.6902 | -121.5865 | 0 | 0 | #DIV/0! | 0%
| Cypress Creek Renewables | 61432 | SCE&G Curie CSG | SC | Hampton | SCEG | IPP Non-CHP | SCCU1 |  | 2 | 2 | 2 | Solar Photovoltaic | SUN | PV | 2019 |  |  | (OP) Operating |  | 2.6 | [6 empty] | 32.89 | -81.106 | 0 | 0 | #DIV/0! | 0%
| Cypress Creek Renewables | 61433 | SCE&G Nimitz CSG | SC | Jasper | SCEG | IPP Non-CHP | SCNM1 |  | 8 | 8 | 8 | Solar Photovoltaic | SUN | PV | 2018 |  |  | (OP) Operating |  | 10.6 | [6 empty] | 32.4978 | -80.9561 | 0 | 0 | #DIV/0! | 0%
| Cypress Creek Renewables | 61434 | SCE&G Springfield CSG | SC | Orangeburg | SCEG | IPP Non-CHP | SCSP1 |  | 6.1 | 6.1 | 6.1 | Solar Photovoltaic | SUN | PV | 2018 |  |  | (OP) Operating |  | 7.8 | [6 empty] | 33.491 | -81.297 | 0 | 0 | #DIV/0! | 0%
| Scenic Hill Solar III LLC | 61869 | Scenic Hill Solar III | AR | Johnson | SPA | IPP Non-CHP | SHS3 |  | 5 | 5 | 5 | Solar Photovoltaic | SUN | PV | 2017 |  |  | (OP) Operating |  | 6.5 | [6 empty] | 35.4671 | -93.5152 | 0 | 0 | #DIV/0! | 0%
| Greenbacker Renewable Energy Corporation | 63627 | Scenic Hill Solar IV, LLC | AR | Johnson | SWPP | IPP Non-CHP | 252 |  | 2.2 | 2.2 | 2.2 | Solar Photovoltaic | SUN | PV | 2019 |  |  | (OP) Operating |  | 2.8 | [6 empty] | 35.4706 | -93.4464 | 0 | 0 | #DIV/0! | 0%
| SunEdison LLC | 59359 | SCE-Snowline-Duncan Road (North) | CA | San Bernardino | CISO | IPP Non-CHP | 10400 |  | 1.5 | 1.5 | 1.5 | Solar Photovoltaic | SUN | PV | 2014 |  |  | (OP) Operating |  | 1.6 | [6 empty] | 34.4739 | -117.5628 | 0 | 0 | #DIV/0! | 0%
| SunEdison LLC | 59360 | SCE-Snowline-Duncan Road (South) | CA | San Bernardino | CISO | IPP Non-CHP | 11113 |  | 1 | 1 | 1 | Solar Photovoltaic | SUN | PV | 2014 |  |  | (OP) Operating |  | 1.1 | [6 empty] | 34.4714 | -117.5622 | 0 | 0 | #DIV/0! | 0%
| SunEdison LLC | 59423 | SCE-Snowline-White Rd (Central) | CA | San Bernardino | CISO | IPP Non-CHP | 10402 |  | 1.5 | 1.5 | 1.5 | Solar Photovoltaic | SUN | PV | 2014 |  |  | (OP) Operating |  | 1.7 | [6 empty] | 34.4153 | -117.47 | 0 | 0 | #DIV/0! | 0%
| SunEdison LLC | 59422 | SCE-Snowline-White Road (North) | CA | San Bernardino | CISO | IPP Non-CHP | 10401 |  | 1.5 | 1.5 | 1.5 | Solar Photovoltaic | SUN | PV | 2014 |  |  | (OP) Operating |  | 1.7 | [6 empty] | 34.4175 | -117.4697 | 0 | 0 | #DIV/0! | 0%
| SunEdison LLC | 59421 | SCE-Snowline-White Road (South) | CA | San Bernardino | CISO | IPP Non-CHP | 11111 |  | 1.5 | 1.5 | 1.5 | Solar Photovoltaic | SUN | PV | 2014 |  |  | (OP) Operating |  | 1.7 | [6 empty] | 34.4131 | -117.4708 | 0 | 0 | #DIV/0! | 0%
| Distributed Solar Development, LLC | 66764 | SCH - (2A) 156 Barhydt Rd Glenville | NY | Schenectady | NYIS | IPP Non-CHP | 3954 |  | 7.5 | 7.5 | 7.5 | Solar Photovoltaic | SUN | PV | 2021 |  |  | (OP) Operating |  | 7.6 | [6 empty] | 42.85 | -74.05 | 0 | 0 | #DIV/0! | 0%
| Distributed Solar Development, LLC | 66762 | SCH County - (1B) 10 Alice Wagner Way Ni | NY | Schenectady | NYIS | IPP Non-CHP | P3599 |  | 3.5 | 3.5 | 3.5 | Solar Photovoltaic | SUN | PV | 2020 |  |  | (OP) Operating |  | 4.6 | [6 empty] | 42.8345 | -73.8981 | 0 | 0 | #DIV/0! | 0%
| Distributed Solar Development, LLC | 66763 | SCH County - (1E) 398 Anthony St Schenec | NY | Schenectady | NYIS | IPP Non-CHP | P3600 |  | 1 | 1 | 1 | Solar Photovoltaic | SUN | PV | 2020 |  |  | (OP) Operating |  | 1.3 | [6 empty] | 42.8412 | -73.9164 | 0 | 0 | #DIV/0! | 0%
| Distributed Solar Development, LLC | 66765 | SCH County - (2B) 4982 Rynex Corners Rd | NY | Schenectady | NYIS | IPP Non-CHP | 3595 |  | 5 | 5 | 5 | Solar Photovoltaic | SUN | PV | 2020 |  |  | (OP) Operating |  | 4.5 | [6 empty] | 42.8842 | -74.0808 | 0 | 0 | #DIV/0! | 0%
| Distributed Solar Development, LLC | 66766 | SCH County - (2D) 98 Cheltingham Ave Sch | NY | Schenectady | NYIS | IPP Non-CHP | P3608 |  | 2.8 | 2.8 | 2.8 | Solar Photovoltaic | SUN | PV | 2020 |  |  | (OP) Operating |  | 3.5 | [6 empty] | 42.7918 | -73.9568 | 0 | 0 | #DIV/0! | 0%
| Erie Boulevard Hydropower LP | 2606 | Schaghticoke | NY | Rensselaer | NYIS | IPP Non-CHP | 1 |  | 16 | 15.9 | 16.2 | Conventional Hydroelectric | WAT | HY | 1908 |  |  | (OP) Operating | [8 empty] | 42.8992 | -73.5989 | 0 | 0 | #DIV/0! | 0%
| Heelstone Energy Holdings, LLC | 59591 | Schell Solar Farm | NC | Northampton | PJM | IPP Non-CHP | PV1 |  | 5 | 5 | 5 | Solar Photovoltaic | SUN | PV | 2016 |  |  | (OP) Operating |  | 6.8 | [6 empty] | 36.4356 | -77.5664 | 0 | 0 | #DIV/0! | 0%
| Associated Electric Coop, Inc | 7749 | Essex | MO | Stoddard | AECI | Electric Utility | 1 |  | 121.2 | 94 | 122 | Natural Gas Fired Combustion Turbine | NG | GT | 1999 |  |  | (OP) Operating | [8 empty] | 36.8682 | -89.8402 | 62205.97 | 755155.286 | 12.1396 | 6.575%
| Sunflower Electric Power Corp | 1235 | Great Bend - Sunflower | KS | Barton | SWPP | Electric Utility | 3 |  | 81.6 | 99.8 | 99.8 | Natural Gas Steam Turbine | NG | ST | 1963 |  |  | (OP) Operating | [8 empty] | 38.41 | -98.8689 | 57551.62 | 667347.587 | 11.5956 | 6.583%
| SunVest Solar LLC | 67685 | Schmidt CSG 1 | IL | St Clair | MISO | IPP Non-CHP | SHMT2 |  | 2 | 2 | 2 | Solar Photovoltaic | SUN | PV | 2024 |  |  | (OP) Operating |  | 3.1 | [6 empty] | 38.4876 | -89.9516 | 0 | 0 | #DIV/0! | 0%
| Arizona Public Service Co | 118 | Saguaro | AZ | Pinal | AZPS | Electric Utility | GE1 |  | 184.5 | 179.1 | 191 | Natural Gas Fired Combustion Turbine | NG | GT | 1982.3333 |  |  | (OP) Operating | [8 empty] | 32.5517 | -111.3 | 107068.25 | 1363803.605 | 12.7377 | 6.605%
| School Sisters CSG LLC | 61516 | School Sisters CSG | MN | Blue Earth | MISO | IPP Non-CHP | SCHOO |  | 1 | 1 | 1 | Solar Photovoltaic | SUN | PV | 2018 |  |  | (OP) Operating |  | 1.4 | [6 empty] | 44.179 | -93.9689 | 0 | 0 | #DIV/0! | 0%
| Erie Boulevard Hydropower LP | 2605 | School Street | NY | Albany | NYIS | IPP Non-CHP | 1 |  | 38.8 | 36.9 | 36.1 | Conventional Hydroelectric | WAT | HY | 1918.2 |  |  | (OP) Operating | [8 empty] | 42.785 | -73.708 | 0 | 0 | #DIV/0! | 0%
| Eagle Creek Renewable Energy, LLC | 54655 | Schoolfield Dam | VA | Pittsylvania | PJM | IPP Non-CHP | SCH1 |  | 4.5 | 4.5 | 4.5 | Conventional Hydroelectric | WAT | HY | 1990 |  |  | (OP) Operating | [8 empty] | 36.5768 | -79.4325 | 0 | 0 | #DIV/0! | 0%
| Schueler Community Solar LLC | 63658 | Schueler Community Solar | MN | Wright | MISO | IPP Non-CHP | TC3 |  | 1 | 1 | 1 | Solar Photovoltaic | SUN | PV | 2020 |  |  | (OP) Operating |  | 1.4 | [6 empty] | 45.3061 | -94.0883 | 0 | 0 | #DIV/0! | 0%
| Schull CSG LLC | 64413 | Schull CSG | MN | Blue Earth | MISO | IPP Non-CHP | SCHUL |  | 1 | 0.4 | 0.2 | Solar Photovoltaic | SUN | PV | 2021 |  |  | (OP) Operating |  | 1.4 | [6 empty] | 43.9164 | -93.9304 | 0 | 0 | #DIV/0! | 0%
| Schulte 2 Community Solar | 64257 | Schulte 2 Community Solar | IL | Marshall | MISO | IPP Non-CHP | SCHU |  | 2 | 2 | 2 | Solar Photovoltaic | SUN | PV | 2020 |  |  | (OP) Operating |  | 2.9 | [6 empty] | 41.0322 | -89.4052 | 0 | 0 | #DIV/0! | 0%
| DG Minnesota CSG, LLC | 62088 | Schultz CSG | MN | Scott | MISO | IPP Non-CHP | SCHUL |  | 1.8 | 1.8 | 1.8 | Solar Photovoltaic | SUN | PV | 2018 |  |  | (OP) Operating |  | 2.6 | [6 empty] | 44.5576 | -93.376 | 0 | 0 | #DIV/0! | 0%
| Chopin Wind, LLC | 65737 | Schumann Wind Farm | OR | Umatilla | PACW | IPP Non-CHP | SCH |  | 8 | 8 | 8 | Onshore Wind Turbine | WND | WT | 2022 |  |  | (OP) Operating | [8 empty] | 45.9068 | -118.4973 | 0 | 0 | #DIV/0! | 0%
| Erie Boulevard Hydropower LP | 2607 | Schuylerville | NY | Saratoga | NYIS | IPP Non-CHP | 1 |  | 2 | 1.5 | 1.6 | Conventional Hydroelectric | WAT | HY | 1919 |  |  | (OP) Operating | [8 empty] | 43.0968 | -73.5821 | 0 | 0 | #DIV/0! | 0%
| City of Springfield - (IL) | 7425 | Interstate | IL | Sangamon | MISO | Electric Utility | 1 |  | 138.6 | 108.4 | 120 | Natural Gas Fired Combustion Turbine | NG | GT | 1997 |  |  | (OP) Operating | [8 empty] | 39.8233 | -89.5891 | 66259.35 | 760883.357 | 11.4834 | 6.623%
| CAMS (Georgia) Washington County Power | 55332 | Washington County Power LLC | GA | Washington | SOCO | IPP Non-CHP | 1 |  | 795.6 | 623.4 | 745.2 | Natural Gas Fired Combustion Turbine | NG | GT | 2003 |  |  | (OP) Operating | [8 empty] | 33.0922 | -82.98 | 398728.47 | 4227742.123 | 10.6031 | 6.652%
| Schwinghamer Community Solar LLC | 63177 | Schwinghamer Project CSG | MN | Stearns | MISO | IPP Non-CHP | TC3 |  | 1 | 1 | 1 | Solar Photovoltaic | SUN | PV | 2019 |  |  | (OP) Operating |  | 1.4 | [6 empty] | 45.6269 | -94.5961 | 0 | 0 | #DIV/0! | 0%
| Big Sky Wind, LLC | 58780 | Scioto Ridge Wind Farm | OH | Logan | PJM | IPP Non-CHP | 1 |  | 249.8 | 249.8 | 249.8 | Onshore Wind Turbine | WND | WT | 2021 |  |  | (OP) Operating | [8 empty] | 40.5614 | -83.7364 | 0 | 0 | #DIV/0! | 0%
| AES Distributed Energy | 59013 | Scituate PV | MA | Plymouth | ISNE | IPP Non-CHP | SCT |  | 2.5 | 2.5 | 2.5 | Solar Photovoltaic | SUN | PV | 2013 |  |  | (OP) Operating |  | 3 | [6 empty] | 42.1775 | -70.7406 | 0 | 0 | #DIV/0! | 0%
| Scituate Wind LLC | 59724 | Scituate Wind | MA | Plymouth | ISNE | IPP Non-CHP | SCIWT |  | 1.5 | 1.5 | 1.5 | Onshore Wind Turbine | WND | WT | 2012 |  |  | (OP) Operating | [8 empty] | 42.1751 | -70.7285 | 0 | 0 | #DIV/0! | 0%
| Scotch Bonnet Solar, LLC | 63345 | Scotch Bonnet Solar, LLC | NC | Pender | CPLE | IPP Non-CHP | PGR07 |  | 4.5 | 4.5 | 4.5 | Solar Photovoltaic | SUN | PV | 2020 |  |  | (OP) Operating |  | 4.9 | [6 empty] | 34.5383 | -77.9081 | 0 | 0 | #DIV/0! | 0%
| FirstLight Power Resources Services LLC | 551 | Scotland Dam | CT | Windham | ISNE | IPP Non-CHP | 1 |  | 2 | 1.7 | 2.2 | Conventional Hydroelectric | WAT | HY | 1937 |  |  | (OP) Operating | [8 empty] | 41.6651 | -72.1221 | 0 | 0 | #DIV/0! | 0%
| Hoosier Energy R E C, Inc | 59982 | Scotland Solar RES | IN | Greene | MISO | Electric Utility | PV1 |  | 1.1 | 1.1 | 1.1 | Solar Photovoltaic | SUN | PV | 2015 |  |  | (OP) Operating |  | 1.3 | [6 empty] | 38.9099 | -86.9473 | 0 | 0 | #DIV/0! | 0%
| Nevada Irrigation District | 839 | Scott Flat | CA | Nevada | CISO | IPP Non-CHP | 7P |  | 1 | 0.9 | 0.9 | Conventional Hydroelectric | WAT | HY | 1985 |  |  | (OP) Operating | [8 empty] | 39.2721 | -120.9325 | 0 | 0 | #DIV/0! | 0%
| Dominion Energy Inc. | 60316 | Scott Solar Farm | VA | Powhatan | PJM | Electric Utility | 1 |  | 57 | 57 | 57 | Solar Photovoltaic | SUN | PV | 2019 |  |  | (OP) Operating |  | 22.9 | [6 empty] | 37.523 | -77.934 | 0 | 0 | #DIV/0! | 0%
| Dominion Renewable Energy | 60968 | Scott-II Solar LLC | VA | Powhatan | PJM | IPP Non-CHP | PV1 |  | 20 | 20 | 20 | Solar Photovoltaic | SUN | PV | 2017 |  |  | (OP) Operating |  | 28.3 | [6 empty] | 37.5262 | -77.9446 | 0 | 0 | #DIV/0! | 0%
| Indiana Municipal Power Agency | 62766 | Scottsburg Solar Park | IN | Scott | MISO | Electric Utility | SCCOT |  | 7.1 | 7.1 | 5.7 | Solar Photovoltaic | SUN | PV | 2020 |  |  | (OP) Operating |  | 9.7 | [6 empty] | 38.662 | -85.7855 | 0 | 0 | #DIV/0! | 0%
| HEN Infrastructure, L.L.C. | 65835 | Screwbean | TX | Culberson | ERCO | IPP Non-CHP | SCRWB |  | 9.9 | 9.9 | 9.9 | Batteries | MWH | BA | 2023 |  |  | (OP) Operating | 9.9 | [7 empty] | 31.8214 | -104.0451 | 0 | 0 | #DIV/0! | 0%
| Tejas Power Generation LLC | 60468 | Friendswood Energy | TX | Harris | ERCO | IPP Non-CHP | GT-1 |  | 121.5 | 117 | 119 | Natural Gas Fired Combustion Turbine | NG | GT | 2018 |  |  | (OP) Operating | [8 empty] | 29.6473 | -95.4515 | 68990.81 | 885277.43 | 12.8318 | 6.674%
| Madison Gas & Electric Co | 3992 | Blount Street | WI | Dane | MISO | Electric Utility | 6 |  | 100 | 95.7 | 99.3 | Natural Gas Steam Turbine | NG | ST | 1959 |  |  | (OP) Operating | [8 empty] | 43.0789 | -89.3744 | 57258.39 | 782448.572 | 13.6652 | 6.704%
| Arevon Energy, Inc. | 64362 | SCS American Bottoms 009885 Sauget, LLC | IL | St Clair | MISO | IPP Non-CHP | 30004 |  | 1.8 | 1.8 | 1.1 | Solar Photovoltaic | SUN | PV | 2020 |  |  | (OP) Operating |  | 1.82 | [6 empty] | 38.5917 | -90.1833 | 0 | 0 | #DIV/0! | 0%
| Arevon Energy, Inc. | 64364 | SCS Beltway 011754 Rock Falls, LLC | IL | Whiteside | PJM | IPP Non-CHP | 30005 |  | 1 | 1 | 1 | Solar Photovoltaic | SUN | PV | 2020 |  |  | (OP) Operating |  | 1.3 | [6 empty] | 41.767 | -89.6703 | 0 | 0 | #DIV/0! | 0%
| Arevon Energy, Inc. | 65417 | SCS COUNTY 012631 Champaign, LLC | IL | Champaign | MISO | IPP Non-CHP | 20216 |  | 2 | 2 | 2 | Solar Photovoltaic | SUN | PV | 2021 |  |  | (OP) Operating |  | 2.4 | [6 empty] | 40.319 | -89.1774 | 0 | 0 | #DIV/0! | 0%
| Arevon Energy, Inc. | 65415 | SCS Galena 012589 Peoria, LLC | IL | Peoria | MISO | IPP Non-CHP | 20218 |  | 2 | 2 | 2 | Solar Photovoltaic | SUN | PV | 2021 |  |  | (OP) Operating |  | 2.4 | [6 empty] | 40.7653 | -89.5691 | 0 | 0 | #DIV/0! | 0%
| Arevon Energy, Inc. | 66381 | SCS Harpswell 012903 Brunswick, LLC | ME | Cumberland | ISNE | IPP Non-CHP | 11822 |  | 4.9 | 4.9 | 3 | Solar Photovoltaic | SUN | PV | 2022 |  |  | (OP) Operating |  | 6.8 | [6 empty] | 43.897 | -69.947 | 0 | 0 | #DIV/0! | 0%
| Arevon Energy, Inc. | 66380 | SCS Penfield One 010750 Penfield, LLC | NY | Monroe | NYIS | IPP Non-CHP | 83022 |  | 5 | 4.9 | 2.8 | Solar Photovoltaic | SUN | PV | 2022 |  |  | (OP) Operating |  | 6.1 | [6 empty] | 43.134 | -77.38 | 0 | 0 | #DIV/0! | 0%
| Arevon Energy, Inc. | 65414 | SCS Plainfield 011755 Naperville, LLC | IL | DuPage | PJM | IPP Non-CHP | 20212 |  | 1 | 1 | 1 | Solar Photovoltaic | SUN | PV | 2021 |  |  | (OP) Operating |  | 1.3 | [6 empty] | 41.6996 | -88.1664 | 0 | 0 | #DIV/0! | 0%
| Arevon Energy, Inc. | 65418 | SCS Randolph 012175 Somerset, LLC | NJ | Somerset | PJM | IPP Non-CHP | 20211 |  | 2.3 | 2.3 | 2.3 | Solar Photovoltaic | SUN | PV | 2021 |  |  | (OP) Operating |  | 2.9 | [6 empty] | 40.5401 | -74.5588 | 0 | 0 | #DIV/0! | 0%
| Arevon Energy, Inc. | 65413 | SCS West Fairchild 011958 Danville, LLC | IL | Vermilion | MISO | IPP Non-CHP | 20217 |  | 1.6 | 1.6 | 1.6 | Solar Photovoltaic | SUN | PV | 2021 |  |  | (OP) Operating |  | 2.3 | [6 empty] | 40.1406 | -87.6505 | 0 | 0 | #DIV/0! | 0%
| Walnut Creek LLC | 57515 | Walnut Creek Energy Park | CA | Los Angeles | CISO | IPP Non-CHP | GT1 |  | 500 | 500.5 | 500.5 | Natural Gas Fired Combustion Turbine | NG | GT | 2013 |  |  | (OP) Operating | [8 empty] | 34.0087 | -117.9449 | 294479.7 | 2559737.172 | 8.6924 | 6.717%
| Invenergy Services LLC | 56775 | Scurry County Wind II | TX | Scurry | ERCO | IPP Non-CHP | 1 |  | 120 | 120 | 120 | Onshore Wind Turbine | WND | WT | 2007 |  |  | (OP) Operating | [8 empty] | 32.7181 | -100.7933 | 0 | 0 | #DIV/0! | 0%
| Invenergy Services LLC | 56506 | Scurry County Wind LP | TX | Scurry | ERCO | IPP Non-CHP | SCW |  | 130.5 | 130.5 | 130.5 | Onshore Wind Turbine | WND | WT | 2007 |  |  | (OP) Operating | [8 empty] | 32.7204 | -100.9952 | 0 | 0 | #DIV/0! | 0%
| SCV Water | 63385 | SCV Water - Gladbach Water Treatment Plant Phases I and II | CA | Los Angeles | CISO | Commercial Non-CHP | CA135 |  | 4.5 | 4.5 | 4.5 | Solar Photovoltaic | SUN | PV | 2014 |  |  | (OP) Operating |  | 5.5 | [6 empty] | 34.4333 | -118.5108 | 0 | 0 | #DIV/0! | 0%
| CleanCapital Holdings | 59138 | SDCCD - Miramar | CA | San Diego | CISO | IPP Non-CHP | 57449 |  | 1 | 1 | 1 | Solar Photovoltaic | SUN | PV | 2011 |  |  | (OP) Operating |  | 1.1 | [6 empty] | 32.9061 | -117.1214 | 0 | 0 | #DIV/0! | 0%
| CleanCapital Holdings | 59139 | SDCWA - Twin Oaks | CA | San Diego | CISO | IPP Non-CHP | 57449 |  | 1 | 1 | 1 | Solar Photovoltaic | SUN | PV | 2011 |  |  | (OP) Operating |  | 1.1 | [6 empty] | 33.21 | -117.1706 | 0 | 0 | #DIV/0! | 0%
| Lockport Energy Associates LP | 54041 | Lockport Energy Associates LP | NY | Niagara | NYIS | IPP CHP | GEN1 | LEA1 | 221.3 | 219 | 230 | Natural Gas Fired Combined Cycle | NG | CT | 1992 |  |  | (OP) Operating | [8 empty] | 43.1619 | -78.745 | 132973.32 | 1761874.18 | 13.2498 | 6.762%
| SE Athos II, LLC | 64290 | SE Athos II, LLC | CA | Riverside | CISO | IPP Non-CHP | IPAT2 |  | 200 | 200 | 200 | Solar Photovoltaic | SUN | PV | 2021 |  |  | (OP) Operating |  | 289 | [6 empty] | 33.7513 | -115.355 | 0 | 0 | #DIV/0! | 0%
| Navisun LLC | 67370 | Seaboard Charlton, LLC | MA | Worcester | ISNE | IPP Non-CHP | CHARL |  | 2 | 2 | 2 | Solar Photovoltaic | SUN | PV | 2020 |  |  | (OP) Operating |  | 2.6 | [6 empty] | 42.1379 | -71.9159 | 0 | 0 | #DIV/0! | 0%
| Navisun LLC | 67371 | Seaboard Oxford, LLC | MA | Worcester | ISNE | IPP Non-CHP | OXFOR |  | 1.7 | 1.7 | 1.7 | Solar Photovoltaic | SUN | PV | 2020 |  |  | (OP) Operating |  | 2.1 | [6 empty] | 42.1102 | -71.8924 | 0 | 0 | #DIV/0! | 0%
| Navisun LLC | 67372 | Seaboard Sheffield, LLC | MA | Berkshire | ISNE | IPP Non-CHP | SEASH |  | 2 | 2 | 2 | Solar Photovoltaic | SUN | PV | 2021 |  |  | (OP) Operating |  | 2.4 | [6 empty] | 42.1367 | -73.3252 | 0 | 0 | #DIV/0! | 0%
| Duke Energy Renewables Services | 59643 | Seaboard Solar LLC | NC | Northampton | PJM | IPP Non-CHP | 5MWPV |  | 5 | 5 | 5 | Solar Photovoltaic | SUN | PV | 2016 |  |  | (OP) Operating |  | 6.2 | [6 empty] | 36.4769 | -77.4678 | 0 | 0 | #DIV/0! | 0%
| NextEra Energy Seabrook LLC | 6115 | Seabrook | NH | Rockingham | ISNE | IPP Non-CHP | 1 |  | 1242 | 1250 | 1247 | Nuclear | NUC | ST | 1990 |  |  | (OP) Operating | [8 empty] | 42.8992 | -70.8489 | 0 | 0 | #DIV/0! | 0%
| Dominion Energy Inc. | 61701 | Seabrook Solar | SC | Beaufort | SCEG | IPP Non-CHP | GEN1 |  | 72.5 | 72.5 | 72.5 | Solar Photovoltaic | SUN | PV | 2019 |  |  | (OP) Operating |  | 92.4 | [6 empty] | 32.5645 | -80.7421 | 0 | 0 | #DIV/0! | 0%
| MN8 Energy LLC | 57667 | Seabrook Solar Plant | NJ | Cumberland | PJM | IPP Non-CHP | P21A |  | 6.8 | 6.8 | 6.8 | Solar Photovoltaic | SUN | PV | 2012.5 |  |  | (OP) Operating |  | 1.7 | [6 empty] | 39.485 | -75.215 | 0 | 0 | #DIV/0! | 0%
| CVI CleanCapital Solar 5 LLC | 60747 | Seabrook Village | NJ | Monmouth | PJM | IPP Non-CHP | 07724 |  | 3.1 | 3.1 | 3.1 | Solar Photovoltaic | SUN | PV | 2016 |  |  | (OP) Operating |  | 4 | [6 empty] | 40.2342 | -74.0872 | 0 | 0 | #DIV/0! | 0%
| Broad River Energy LLC | 55166 | Broad River Energy Center | SC | Cherokee | DUK | IPP Non-CHP | CT01 |  | 985 | 866.5 | 872.4 | Natural Gas Fired Combustion Turbine | NG | GT | 2000.4 |  |  | (OP) Operating | [8 empty] | 35.0786 | -81.575 | 519002.04 | 5435510.991 | 10.473 | 6.814%
| Strata Manager, LLC | 65556 | Seagrove | NC | Randolph | CPLE | IPP Non-CHP | SEAGR |  | 4.5 | 4.5 | 4.5 | Solar Photovoltaic | SUN | PV | 2019 |  |  | (OP) Operating |  | 6.2 | [6 empty] | 35.5324 | -79.7876 | 0 | 0 | #DIV/0! | 0%
| Sealed Air Corporation | 65469 | Sealed Air Madera Solar Project | CA | Madera | CISO | Industrial Non-CHP | SAMBA |  | 3.8 | 3.8 | 3.1 | Batteries | MWH | BA | 2022 |  |  | (OP) Operating | 3.1 | [7 empty] | 36.9456 | -120.056 | 0 | 0 | #DIV/0! | 0%
| Altus Power America Management, LLC | 59404 | Searchlight Solar | NV | Clark | NEVP | IPP Non-CHP | 1 |  | 17.5 | 17.5 | 17.5 | Solar Photovoltaic | SUN | PV | 2014 |  |  | (OP) Operating |  | 21.4 | [6 empty] | 35.4797 | -114.9361 | 0 | 0 | #DIV/0! | 0%
| Searcy Solar, LLC | 62617 | Searcy Solar Hybrid | AR | White | MISO | Electric Utility | SEABT |  | 110 | 110 | 110 | Batteries | MWH | BA | 2022 |  |  | (OP) Operating | 30 | [7 empty] | 35.233 | -91.69 | 0 | 0 | #DIV/0! | 0%
| Entegrity Solar SWU, LLC | 67522 | Searcy Water I | AR | White | MISO | IPP Non-CHP | 69620 |  | 1 | 1 | 0.8 | Solar Photovoltaic | SUN | PV | 2021 |  |  | (OP) Operating |  | 1.4 | [6 empty] | 35.2659 | -91.7159 | 0 | 0 | #DIV/0! | 0%
| Entegrity Solar SWU 2, LLC | 67523 | Searcy Water II | AR | White | MISO | IPP Non-CHP | 52418 |  | 2.8 | 2.8 | 2.2 | Solar Photovoltaic | SUN | PV | 2021 |  |  | (OP) Operating |  | 3.7 | [6 empty] | 35.2079 | -91.7222 | 0 | 0 | #DIV/0! | 0%
| Great River Hydro, LLC | 6529 | Searsburg | VT | Bennington | ISNE | IPP Non-CHP | GEN1 |  | 4 | 4.5 | 4.6 | Conventional Hydroelectric | WAT | HY | 1922 |  |  | (OP) Operating | [8 empty] | 42.8708 | -72.9273 | 0 | 0 | #DIV/0! | 0%
| Green Mountain Power Corp | 7381 | Searsburg Wind Turbine | VT | Bennington | ISNE | Electric Utility | 1 |  | 6 | 5.2 | 5 | Onshore Wind Turbine | WND | WT | 1997 |  |  | (OP) Operating | [8 empty] | 42.8625 | -72.9628 | 0 | 0 | #DIV/0! | 0%
| REA Investments, LLC | 67940 | Searsmont Road Lincolnville Solar, LLC | ME | Waldo | NBSO | IPP Non-CHP | SEARS |  | 4 | 4 | 4 | Solar Photovoltaic | SUN | PV | 2022 |  |  | (OP) Operating | [8 empty] | 44.3038 | -69.1134 | 0 | 0 | #DIV/0! | 0%
| Oleander Holdings LLC | 55286 | Oleander Power Project LP | FL | Brevard | FPL | IPP Non-CHP | OG1 |  | 994.4 | 815.8 | 900 | Natural Gas Fired Combustion Turbine | NG | GT | 2003 |  |  | (OP) Operating | [8 empty] | 28.3661 | -80.7947 | 513036.34 | 5363645.855 | 10.4547 | 6.827%
| Onyx Asset Services Group | 61843 | SeaWorld Aquatica | CA | San Diego | CISO | IPP Non-CHP | 10276 |  | 1.1 | 1.1 | 1.1 | Solar Photovoltaic | SUN | PV | 2018 |  |  | (OP) Operating |  | 1.3 | [6 empty] | 32.5865 | -117.0049 | 0 | 0 | #DIV/0! | 0%
| Dominion Renewable Energy | 65320 | Sebera Solar | VA | Prince George | PJM | Electric Utility | SEBE |  | 18 | 18 | 18 | Solar Photovoltaic | SUN | PV | 2025 |  |  | (OP) Operating | [8 empty] | 37.25 | -77.25 | 0 | 0 | #DIV/0! | 0%
| SOWEGA Power LLC | 7768 | Sowega Power | GA | Mitchell | SOCO | Electric Utility | CTG2 |  | 99.6 | 92 | 92 | Natural Gas Fired Combustion Turbine | NG | GT | 1999 |  |  | (OP) Operating | [8 empty] | 31.3869 | -84.08 | 55524.33 | 536775.311 | 9.6674 | 6.89%
| Lightsource Renewable Energy Asset Management, LLC | 65981 | Second Division Solar | TX | Brazoria | ERCO | IPP Non-CHP | TXSD1 |  | 100 | 100 | 100 | Solar Photovoltaic | SUN | PV | 2024 |  |  | (OP) Operating |  | 125 | [6 empty] | 29.1705 | -95.7416 | 0 | 0 | #DIV/0! | 0%
| ORCAL Geothermal, Inc | 54111 | Second Imperial Geothermal | CA | Imperial | IID | IPP Non-CHP | GE13 |  | 74.5 | 52.1 | 74.5 | Geothermal | GEO | BT | 2014.5 |  |  | (OP) Operating | [8 empty] | 32.7144 | -115.5356 | 0 | 0 | #DIV/0! | 0%
| Entergy Arkansas LLC | 170 | Lake Catherine | AR | Hot Spring | MISO | Electric Utility | 4 |  | 552.5 | 522 | 523 | Natural Gas Steam Turbine | NG | ST | 1970 | 6 | 2027 | (OP) Operating | [8 empty] | 34.4341 | -92.9049 | 315416.62 | 3310525.964 | 10.4957 | 6.891%
| Heelstone Energy Holdings, LLC | 59592 | Sedberry Farm | NC | Moore | CPLE | IPP Non-CHP | PV1 |  | 5 | 5 | 5 | Solar Photovoltaic | SUN | PV | 2016 |  |  | (OP) Operating |  | 6.2 | [6 empty] | 35.2439 | -79.3217 | 0 | 0 | #DIV/0! | 0%
| Kimura Power LLC | 2847 | Tait Electric Generating Station | OH | Montgomery | PJM | IPP Non-CHP | GT1 |  | 680.6 | 607.1 | 760.7 | Natural Gas Fired Combustion Turbine | NG | GT | 1987.7273 |  |  | (OP) Operating | [8 empty] | 39.7272 | -84.2111 | 413722.13 | 5277244.423 | 12.7555 | 6.906%
| Segunda Solar II, LLC | 64732 | Segunda II (CSG) | IL | LaSalle | PJM | IPP Non-CHP | SEGU2 |  | 2 | 2 | 2 | Solar Photovoltaic | SUN | PV | 2021 |  |  | (OP) Operating |  | 3 | [6 empty] | 41.1177 | -88.8637 | 0 | 0 | #DIV/0! | 0%
| NextEra Energy Seiling Wind | 59311 | Seiling Wind I | OK | Dewey | SWPP | IPP Non-CHP | SEIL1 |  | 199 | 199 | 199 | Onshore Wind Turbine | WND | WT | 2014 |  |  | (OP) Operating | [8 empty] | 36.1225 | -98.9922 | 0 | 0 | #DIV/0! | 0%
| NextEra Energy Seiling Wind | 59312 | Seiling Wind II | OK | Dewey | SWPP | IPP Non-CHP | SEIL2 |  | 98.6 | 98.6 | 98.6 | Onshore Wind Turbine | WND | WT | 2014 |  |  | (OP) Operating | [8 empty] | 36.1225 | -98.9922 | 0 | 0 | #DIV/0! | 0%
| Wisconsin Electric Power Co | 7270 | Paris (WI) | WI | Kenosha | MISO | Electric Utility | 1 |  | 381.6 | 359.8 | 400 | Natural Gas Fired Combustion Turbine | NG | GT | 1995 |  |  | (OP) Operating | [8 empty] | 42.6658 | -88.0131 | 230661.27 | 3032075.39 | 13.1451 | 6.931%
| Massachusetts Mun Wholes Electric Co | 64060 | SELCO Community Solar | MA | Worcester | ISNE | Electric Utility | SELCO |  | 3 | 3 | 3 | Solar Photovoltaic | SUN | PV | 2018 |  |  | (OP) Operating |  | 3.9 | [6 empty] | 42.2656 | -71.6881 | 0 | 0 | #DIV/0! | 0%
| Union Electric Co - (MO) | 7964 | Peno Creek | MO | Pike | MISO | Electric Utility | GT1 |  | 240 | 172 | 216 | Natural Gas Fired Combustion Turbine | NG | GT | 2002 |  |  | (OP) Operating | [8 empty] | 39.3531 | -91.2295 | 117832.3 | 1295523.46 | 10.9946 | 6.934%
| MaxSolar | 63459 | Selective Insurance | NJ | Sussex | PJM | IPP Non-CHP | 9853 |  | 2.8 | 2.8 | 2.8 | Solar Photovoltaic | SUN | PV | 2020.5 |  |  | (OP) Operating |  | 3 | [6 empty] | 41.1522 | -74.7444 | 0 | 0 | #DIV/0! | 0%
| Energy Keepers Inc | 2188 | Selis Ksanka Qlispe | MT | Lake | NWMT | Electric Utility | KER1 |  | 227.8 | 227.8 | 227.8 | Conventional Hydroelectric | WAT | HY | 1947 |  |  | (OP) Operating | [8 empty] | 47.6777 | -114.2339 | 0 | 0 | #DIV/0! | 0%
| Riverside Generating Co LLC | 55198 | Riverside Generating LLC | KY | Lawrence | PJM | IPP Non-CHP | GTG1 |  | 1150 | 825 | 950 | Natural Gas Fired Combustion Turbine | NG | GT | 2001.4 |  |  | (OP) Operating | [8 empty] | 38.1917 | -82.6046 | 540449.37 | 6178652.664 | 11.4324 | 6.952%
| Strata Manager, LLC | 60439 | Sellers Farm Solar | NC | Richmond | CPLE | IPP Non-CHP | PV1 |  | 5 | 5 | 5 | Solar Photovoltaic | SUN | PV | 2022 |  |  | (OP) Operating |  | 7.2 | [6 empty] | 34.882 | -79.6654 | 0 | 0 | #DIV/0! | 0%
| AES Distributed Energy | 58669 | Selma Solar LLC | NC | Johnston | DUK | IPP Non-CHP | SELMA |  | 5 | 4 | 4 | Solar Photovoltaic | SUN | PV | 2014 |  |  | (OP) Operating |  | 6.5 | [6 empty] | 35.5764 | -78.1833 | 0 | 0 | #DIV/0! | 0%
| Onward Energy | 59188 | Selmer Farm LLC | TN | McNairy | TVA | IPP Non-CHP | PV1 |  | 15.8 | 15.8 | 15.8 | Solar Photovoltaic | SUN | PV | 2014 |  |  | (OP) Operating |  | 20 | [6 empty] | 35.1497 | -88.5553 | 0 | 0 | #DIV/0! | 0%
| Selmer North Solar I, LLC | 60555 | Selmer I | TN | McNairy | TVA | IPP Non-CHP | SELMI |  | 16 | 16 | 16 | Solar Photovoltaic | SUN | PV | 2016 |  |  | (OP) Operating |  | 19.9 | [6 empty] | 35.1406 | -88.5511 | 0 | 0 | #DIV/0! | 0%
| Selmer North Solar II, LLC | 60556 | Selmer II | TN | McNairy | TVA | IPP Non-CHP | SELM2 |  | 8 | 8 | 8 | Solar Photovoltaic | SUN | PV | 2016 |  |  | (OP) Operating |  | 10 | [6 empty] | 35.1661 | -88.6467 | 0 | 0 | #DIV/0! | 0%
| Strata Manager, LLC | 66374 | Selwyn Farm | NC | Anson | CPLE | IPP Non-CHP | SELW |  | 5 | 5 | 5 | Solar Photovoltaic | SUN | PV | 2022 |  |  | (OP) Operating |  | 6.4 | [6 empty] | 34.9745 | -79.9916 | 0 | 0 | #DIV/0! | 0%
| Wisconsin Public Service Corp | 4072 | Pulliam | WI | Brown | MISO | Electric Utility | 31 |  | 91 | 79.8 | 106.3 | Natural Gas Fired Combustion Turbine | NG | GT | 2003 |  |  | (OP) Operating | [8 empty] | 44.54 | -88.0086 | 56942.08 | 695210.823 | 12.2091 | 6.986%
| U S Bureau of Reclamation | 4182 | Seminoe | WY | Carbon | WAUW | Electric Utility | 1 |  | 51.6 | 51.6 | 51.6 | Conventional Hydroelectric | WAT | HY | 1939 |  |  | (OP) Operating | [8 empty] | 42.1561 | -106.9085 | 0 | 0 | #DIV/0! | 0%
| Chalk Point Power, LLC | 1571 | Chalk Point Power | MD | Prince Georges | PJM | IPP Non-CHP | 3 |  | 1825 | 1614.3 | 1707.2 | Natural Gas Steam Turbine | NG | ST | 1982.625 |  |  | (OP) Operating | [8 empty] | 38.5444 | -76.6861 | 1020789.83 | 10855236.619 | 10.6342 | 7.017%
| Terraform Arcadia | 60514 | Seminole | GA | Seminole | SOCO | IPP Non-CHP | PV1 |  | 1.6 | 1.6 | 1.6 | Solar Photovoltaic | SUN | PV | 2014 |  |  | (OP) Operating |  | 2 | [6 empty] | 31.0651 | -84.9317 | 0 | 0 | #DIV/0! | 0%
| Mountain Creek Power, LLC | 3453 | Mountain Creek | TX | Dallas | ERCO | IPP Non-CHP | 6 |  | 852.2 | 808 | 808 | Natural Gas Steam Turbine | NG | ST | 1960.3333 |  |  | (OP) Operating | [8 empty] | 32.7231 | -96.9358 | 497192.76 | 5782421.878 | 11.6301 | 7.024%
| Lafayette Utilities System | 56283 | Hargis-Hebert Electric Generating | LA | Lafayette | MISO | Electric Utility | U-1 |  | 100.8 | 95.1 | 93.6 | Natural Gas Fired Combustion Turbine | NG | GT | 2006 |  |  | (OP) Operating | [8 empty] | 30.1694 | -91.9923 | 58163.22 | 579212.44 | 9.9584 | 7.037%
| WCAC Operating Company | 10649 | Bear Mountain Limited | CA | Kern | CISO | IPP CHP | GEN1 |  | 46 | 46 | 48 | Natural Gas Fired Combustion Turbine | NG | GT | 1995 |  |  | (OP) Operating | [8 empty] | 35.4192 | -118.9266 | 29037.19 | 269325.668 | 9.2752 | 7.053%
| Algonquin Power Co | 57981 | Senate Wind LLC | TX | Jack | ERCO | IPP Non-CHP | GEN1 |  | 150 | 150 | 150 | Onshore Wind Turbine | WND | WT | 2012 |  |  | (OP) Operating | [8 empty] | 33.2058 | -98.3651 | 0 | 0 | #DIV/0! | 0%
| Sendero Wind Energy, LLC | 59654 | Sendero | TX | Jim Hogg | ERCO | IPP Non-CHP | 1 |  | 78 | 78 | 78 | Onshore Wind Turbine | WND | WT | 2015 |  |  | (OP) Operating | [8 empty] | 27.18 | -98.9167 | 0 | 0 | #DIV/0! | 0%
| Los Angeles Department of Water & Power | 399 | Harbor | CA | Los Angeles | LDWP | Electric Utility | 10A | CC1 | 548.1 | 428 | 432 | Natural Gas Fired Combined Cycle | NG | CT | 1999.375 |  |  | (OP) Operating | [8 empty] | 33.7706 | -118.2656 | 269018.44 | 2484660.039 | 9.236 | 7.142%
| BHER Power Resources, Inc | 52176 | C R Wing Cogen Plant | TX | Howard | ERCO | IPP CHP | GEN1 | CC1 | 230 | 212 | 212 | Natural Gas Fired Combined Cycle | NG | CT | 1987.3333 |  |  | (OP) Operating | [8 empty] | 32.2732 | -101.4224 | 134301.06 | 1729922.063 | 12.8809 | 7.232%
| C-S Canal Hydro, LLC | 61641 | Seneca Falls Hydroelectric Project | NY | Seneca | NYIS | IPP Non-CHP | 23 |  | 5.1 | 5.1 | 5.1 | Conventional Hydroelectric | WAT | HY | 1917 |  |  | (OP) Operating | [8 empty] | 42.9153 | -76.7867 | 0 | 0 | #DIV/0! | 0%
| Seneca Generation LLC | 8225 | Seneca Generation LLC | PA | Warren | PJM | IPP Non-CHP | 1 |  | 437.9 | 463.4 | 463.4 | Hydroelectric Pumped Storage | WAT | PS | 1970 |  |  | (OP) Operating | [8 empty] | 41.8389 | -79.0056 | 0 | 0 | #DIV/0! | 0%
| Seneca Nation | 61734 | Seneca Nation Cattaraugus Wind Turbine | NY | Erie | NYIS | Commercial Non-CHP | 1 |  | 1.5 | 1.5 | 1.5 | Onshore Wind Turbine | WND | WT | 2017 |  |  | (OP) Operating | [8 empty] | 42.5809 | -79.1027 | 0 | 0 | #DIV/0! | 0%
| Tennessee Valley Authority | 55081 | Brownsville Peaking Power | TN | Haywood | TVA | Electric Utility | 1 |  | 460 | 456 | 512 | Natural Gas Fired Combustion Turbine | NG | GT | 1999 |  |  | (OP) Operating | [8 empty] | 35.5438 | -89.198 | 309786.19 | 3645056.236 | 11.7664 | 7.307%
| Buckeye Power, Inc | 7872 | Robert P Mone Plant | OH | Van Wert | PJM | Electric Utility | 1 |  | 596.7 | 441 | 540 | Natural Gas Fired Combustion Turbine | NG | GT | 2002 |  |  | (OP) Operating | [8 empty] | 40.9297 | -84.7392 | 314137.87 | 3400896.5 | 10.8261 | 7.311%
| Southern California Edison Co | 65456 | Separator (Etiwanda) BESS | CA | San Bernardino | CISO | Electric Utility | SEPAR |  | 112.5 | 112.5 | 112.5 | Batteries | MWH | BA | 2024 |  |  | (OP) Operating | 450 | [7 empty] | 34.0921 | -117.534 | 0 | 0 | #DIV/0! | 0%
| Metropolitan Water District of S CA | 316 | Sepulveda Canyon | CA | Los Angeles | LDWP | Electric Utility | 1 |  | 8.5 | 8.5 | 8.5 | Conventional Hydroelectric | WAT | HY | 1982 |  |  | (SB) Standby/Backup: available for service but not normally used | [8 empty] | 34.0969 | -118.4795 | 0 | 0 | #DIV/0! | 0%
| CVI CleanCapital Solar 1 LLC | 58073 | SEPV 1 | CA | Los Angeles | CISO | IPP Non-CHP | SEPV |  | 2 | 2 | 2 | Solar Photovoltaic | SUN | PV | 2012 |  |  | (OP) Operating |  | 2.3 | [6 empty] | 34.6189 | -117.9394 | 0 | 0 | #DIV/0! | 0%
| AES Distributed Energy | 59730 | SEPV 18 | CA | Los Angeles | CISO | IPP Non-CHP | SPV18 |  | 2 | 2 | 2 | Solar Photovoltaic | SUN | PV | 2016 |  |  | (OP) Operating |  | 2.7 | [6 empty] | 34.6136 | -117.9344 | 0 | 0 | #DIV/0! | 0%
| CVI CleanCapital Solar 1 LLC | 58074 | SEPV 2 | CA | San Bernardino | CISO | IPP Non-CHP | SEPV |  | 2 | 2 | 2 | Solar Photovoltaic | SUN | PV | 2012 |  |  | (OP) Operating |  | 2.2 | [6 empty] | 34.1742 | -116.1528 | 0 | 0 | #DIV/0! | 0%
| Duke Energy Renewables Services | 58234 | SEPV 8 | CA | San Bernardino | CISO | IPP Non-CHP | SPV8 |  | 12 | 11.8 | 11.8 | Solar Photovoltaic | SUN | PV | 2013 |  |  | (OP) Operating |  | 14.6 | [6 empty] | 34.1719 | -116.1525 | 0 | 0 | #DIV/0! | 0%
| SEPV Cuyama, LLC | 66807 | SEPV Cuyama Hybrid | CA | Santa Barbara | CISO | IPP Non-CHP | CUYA1 |  | 4.6 | 4.6 | 4.6 | Batteries | MWH | BA | 2023 |  |  | (OP) Operating | 12 | [7 empty] | 34.9047 | -119.585 | 0 | 0 | #DIV/0! | 0%
| AES Distributed Energy | 60745 | SEPV Imperial Dixieland East | CA | Imperial | IID | IPP Non-CHP | SESI1 |  | 2 | 1.9 | 1.6 | Solar Photovoltaic | SUN | PV | 2016 |  |  | (OP) Operating |  | 2.7 | [6 empty] | 32.792 | -115.7734 | 0 | 0 | #DIV/0! | 0%
| AES Distributed Energy | 60744 | SEPV Imperial Dixieland West | CA | Imperial | IID | IPP Non-CHP | SESI2 |  | 3 | 2.9 | 2.4 | Solar Photovoltaic | SUN | PV | 2016 |  |  | (OP) Operating |  | 4 | [6 empty] | 32.7941 | -115.7793 | 0 | 0 | #DIV/0! | 0%
| AES Distributed Energy | 59740 | SEPV Mojave West | CA | Kern | CISO | IPP Non-CHP | SPVMW |  | 20 | 20 | 20 | Solar Photovoltaic | SUN | PV | 2016 |  |  | (OP) Operating |  | 25 | [6 empty] | 35.0229 | -118.2827 | 0 | 0 | #DIV/0! | 0%
| AES Distributed Energy | 59273 | SEPV Palmdale East | CA | Los Angeles | CISO | IPP Non-CHP | PALME |  | 10 | 9 | 9 | Solar Photovoltaic | SUN | PV | 2015 |  |  | (OP) Operating |  | 11.5 | [6 empty] | 34.6131 | -117.9389 | 0 | 0 | #DIV/0! | 0%
| SEPV Sierra, LLC | 64611 | SEPV Sierra | CA | Los Angeles | CISO | IPP Non-CHP | 1 |  | 11.3 | 11.3 | 11.3 | Batteries | MWH | BA | 2020 |  |  | (OP) Operating | 3.4 | [7 empty] | 34.733 | -118.1385 | 0 | 0 | #DIV/0! | 0%
| Duke Energy Renewables Services | 58227 | SEPV9 Power Plant | CA | San Bernardino | CISO | IPP Non-CHP | SPV9 |  | 9 | 8.5 | 8.8 | Solar Photovoltaic | SUN | PV | 2013 |  |  | (OP) Operating |  | 11 | [6 empty] | 34.1922 | -116.0903 | 0 | 0 | #DIV/0! | 0%
| Tennessee Valley Authority | 6152 | Sequoyah | TN | Hamilton | TVA | Electric Utility | 1 |  | 2441 | 2277.7 | 2332.5 | Nuclear | NUC | ST | 1981.5 |  |  | (OP) Operating | [8 empty] | 35.2267 | -85.0917 | 0 | 0 | #DIV/0! | 0%
| Serrano Solar, LLC | 67503 | Serrano | AZ | Pima | AZPS | IPP Non-CHP | GEN01 |  | 383.8 | 383.8 | 383.8 | Solar Photovoltaic | SUN | PV | 2025 |  |  | (OP) Operating | [8 empty] | 32.5024 | -111.3037 | 0 | 0 | #DIV/0! | 0%
| Sesqui-C Solar, LLC | 65751 | Sesqui-C Solar (CSG) | OR | Yamhill | PGE | IPP Non-CHP | SC22 |  | 2.5 | 2.5 | 2.5 | Solar Photovoltaic | SUN | PV | 2022 |  |  | (OP) Operating |  | 3.2 | [6 empty] | 45.3254 | -123.1769 | 0 | 0 | #DIV/0! | 0%
| DTE Electric Company | 1728 | Delray | MI | Wayne | MISO | Electric Utility | 11-1 |  | 142.2 | 127 | 159 | Natural Gas Fired Combustion Turbine | NG | GT | 2000 |  |  | (OP) Operating | [8 empty] | 42.2947 | -83.1019 | 92523.19 | 1018023.38 | 11.0029 | 7.386%
| Settlers Solar, LLC | 65717 | Settlers Solar | MA | Worcester | ISNE | IPP Non-CHP | 4452 |  | 5 | 5 | 4.8 | Solar Photovoltaic | SUN | PV | 2020 |  |  | (OP) Operating |  | 5.8 | [6 empty] | 42.6073 | -71.7613 | 0 | 0 | #DIV/0! | 0%
| Big Sky Wind, LLC | 57493 | Settlers Trail Wind Farm LLC | IL | Iroquois | MISO | IPP Non-CHP | STWF |  | 150.4 | 150.4 | 150.4 | Onshore Wind Turbine | WND | WT | 2011 |  |  | (OP) Operating | [8 empty] | 40.6944 | -87.5708 | 0 | 0 | #DIV/0! | 0%
| Altus Power America Management, LLC | 58479 | SEV NM Phase 2 | NM | Chaves | SWPP | IPP Non-CHP | NMP2 |  | 2 | 1.4 | 1.1 | Solar Photovoltaic | SUN | PV | 2013 |  |  | (OP) Operating |  | 2.5 | [6 empty] | 33.3511 | -104.5069 | 0 | 0 | #DIV/0! | 0%
| Seven Cowboy Wind Project, LLC | 65971 | Seven Cowboy Wind Project, LLC | OK | Washita | SWPP | IPP Non-CHP | WT1 |  | 301.7 | 301.7 | 301.7 | Onshore Wind Turbine | WND | WT | 2023 |  |  | (OP) Operating | [8 empty] | 35.2183 | -99.104 | 0 | 0 | #DIV/0! | 0%
| Northern States Power Co - Minnesota | 8027 | Blue Lake | MN | Scott | MISO | Electric Utility | 1 |  | 559.4 | 447 | 543 | Petroleum Liquids | DFO | GT | 1984.3333 | 5 | 2025 | (OP) Operating | [8 empty] | 44.7855 | -93.4315 | 324390.64 | 4044876.316 | 12.4692 | 7.481%
| PacifiCorp | 56843 | Seven Mile Hill | WY | Carbon | PACE | Electric Utility | 1 |  | 146.2 | 118.5 | 118.5 | Onshore Wind Turbine | WND | WT | 2008 |  |  | (OP) Operating | [8 empty] | 41.9203 | -106.3758 | 0 | 0 | #DIV/0! | 0%
| Severson HoldCo LLC | 63934 | Severson Garden | MN | Waseca | MISO | IPP Non-CHP | CGS |  | 1 | 1 | 1 | Solar Photovoltaic | SUN | PV | 2020 |  |  | (OP) Operating |  | 1.3 | [6 empty] | 44.0006 | -93.4959 | 0 | 0 | #DIV/0! | 0%
| Falcon Power Operating Company | 54694 | Yuma Cogeneration Associates | AZ | Yuma | AZPS | IPP CHP | GEN1 | YUCG | 62.6 | 52.2 | 53.9 | Natural Gas Fired Combined Cycle | NG | CT | 1994 |  |  | (OP) Operating | [8 empty] | 32.7288 | -114.6541 | 34866.62 | 315390.137 | 9.0456 | 7.503%
| Duke Energy Renewables Services | 59722 | Seville 1 | CA | Imperial | IID | IPP Non-CHP | SEV1 |  | 20 | 20 | 20 | Solar Photovoltaic | SUN | PV | 2015 |  |  | (OP) Operating |  | 27 | [6 empty] | 33.1125 | -116.0139 | 0 | 0 | #DIV/0! | 0%
| Duke Energy Renewables Services | 59723 | Seville 2 | CA | Imperial | IID | IPP Non-CHP | SEV2 |  | 30 | 30 | 30 | Solar Photovoltaic | SUN | PV | 2015 |  |  | (OP) Operating |  | 40 | [6 empty] | 33.1101 | -116.0059 | 0 | 0 | #DIV/0! | 0%
| Erie Boulevard Hydropower LP | 2608 | Sewalls | NY | Jefferson | NYIS | IPP Non-CHP | 1 |  | 2 | 2.2 | 2.2 | Conventional Hydroelectric | WAT | HY | 1925 |  |  | (OP) Operating | [8 empty] | 43.9775 | -75.8942 | 0 | 0 | #DIV/0! | 0%
| Interstate Power and Light Co | 1068 | Marshalltown | IA | Marshall | MISO | Electric Utility | 1 |  | 189 | 104.8 | 134.7 | Natural Gas Fired Combustion Turbine | NG | GT | 1978 |  |  | (OP) Operating | [8 empty] | 42.0474 | -92.8594 | 79058.47 | 1063371.706 | 13.4504 | 7.536%
| Tres Power Victoria LLC | 61242 | Tres Port Power, LLC | TX | Victoria | ERCO | IPP Non-CHP | VP-1 |  | 100 | 86 | 96 | Natural Gas Fired Combustion Turbine | NG | GT | 2019 |  |  | (OP) Operating | [8 empty] | 28.6964 | -96.9453 | 60560.49 | 542884.713 | 8.9643 | 7.597%
| Seward Wind LLC | 61056 | Seward Wind Farm | NE | Seward | SWPP | IPP Non-CHP | T1 |  | 1.7 | 1.7 | 1.7 | Onshore Wind Turbine | WND | WT | 2017 |  |  | (OP) Operating | [8 empty] | 40.895 | -97.1951 | 0 | 0 | #DIV/0! | 0%
| Imperial Irrigation District | 56569 | Niland Gas Turbine Plant | CA | Imperial | IID | Electric Utility | 1 |  | 121 | 86.4 | 90.9 | Natural Gas Fired Combustion Turbine | NG | GT | 2008 |  |  | (OP) Operating | [8 empty] | 33.2388 | -115.5045 | 59682.87 | 557226.124 | 9.3364 | 7.685%
| Engie North America | 62227 | Seymour Hills Wind Project, LLC | TX | Baylor | ERCO | IPP Non-CHP | WTGS |  | 30.2 | 30.2 | 30.2 | Onshore Wind Turbine | WND | WT | 2019 |  |  | (OP) Operating | [8 empty] | 33.5782 | -99.1921 | 0 | 0 | #DIV/0! | 0%
| Autoliv ASP, Inc. | 68849 | SF Auto O1 | UT | Weber | WACM | Industrial Non-CHP | SFAO1 |  | 3.4 | 3.4 | 3.4 | Solar Photovoltaic | SUN | PV | 2023 |  |  | (OP) Operating |  | 4.2 | [6 empty] | 41.207 | -112.004 | 0 | 0 | #DIV/0! | 0%
| Autoliv ASP, Inc. | 67238 | SF Auto T1 | UT | Box Elder | WACM | Industrial Non-CHP | SFAT1 |  | 3.1 | 3.1 | 2.3 | Solar Photovoltaic | SUN | PV | 2023 |  |  | (OP) Operating |  | 4 | [6 empty] | 41.7307 | -112.1796 | 0 | 0 | #DIV/0! | 0%
| Evergy Metro | 7928 | Osawatomie | KS | Miami | SWPP | Electric Utility | 1 |  | 102 | 76.6 | 95.7 | Natural Gas Fired Combustion Turbine | NG | GT | 2003 |  |  | (OP) Operating | [5 empty] | 2027 | 6 | 11 | 38.5322 | -94.9026 | 58099.47 | 650280.564 | 11.1925 | 7.699%
| AES Distributed Energy | 62649 | SFDK Solar | CA | Solano | CISO | IPP Non-CHP | SFDK |  | 6.3 | 6.3 | 6.3 | Solar Photovoltaic | SUN | PV | 2019 |  |  | (OP) Operating |  | 7.7 | [6 empty] | 38.1322 | -122.232 | 0 | 0 | #DIV/0! | 0%
| Northern States Power Co - Minnesota | 7237 | Angus Anson | SD | Minnehaha | MISO | Electric Utility | 1 |  | 405.7 | 327 | 386 | Natural Gas Fired Combustion Turbine | NG | GT | 1997.6667 | 12 | 2040 | (OP) Operating | [8 empty] | 43.6035 | -96.6356 | 243287.85 | 3002613.658 | 12.3418 | 7.79%
| Shady Oaks Wind 2, LLC | 66568 | Shady Oaks Wind 2 | IL | Lee | PJM | IPP Non-CHP | SHO02 |  | 108.3 | 108.3 | 108.3 | Onshore Wind Turbine | WND | WT | 2023 |  |  | (OP) Operating | [8 empty] | 41.6665 | -89.0598 | 0 | 0 | #DIV/0! | 0%
| Algonquin Power Co | 57964 | Shady Oaks Wind Farm | IL | Lee | PJM | IPP Non-CHP | 1 |  | 109.5 | 109.5 | 109.5 | Onshore Wind Turbine | WND | WT | 2012 |  |  | (OP) Operating | [8 empty] | 41.6669 | -89.0597 | 0 | 0 | #DIV/0! | 0%
| CD US Solar MT3, LLC | 59396 | Shaffer | MA | Middlesex | ISNE | IPP Non-CHP | SHF01 |  | 5 | 5 | 5 | Solar Photovoltaic | SUN | PV | 2014 |  |  | (OP) Operating |  | 6 | [6 empty] | 42.5942 | -71.2494 | 0 | 0 | #DIV/0! | 0%
| Shafter Solar LLC | 59408 | Shafter Solar LLC | CA | Kern | CISO | IPP Non-CHP | 1 |  | 20 | 20 | 20 | Solar Photovoltaic | SUN | PV | 2015 |  |  | (OP) Operating |  | 26.8 | [6 empty] | 35.3933 | -119.1278 | 0 | 0 | #DIV/0! | 0%
| Nautilus Solar Solutions | 67453 | Shaker | ME | Cumberland | ISNE | IPP Non-CHP | SC |  | 5 | 5 | 5 | Solar Photovoltaic | SUN | PV | 2022 |  |  | (OP) Operating |  | 6.3 | [6 empty] | 43.8949 | -70.3435 | 0 | 0 | #DIV/0! | 0%
| Cypress Creek Renewables | 65333 | Shakes Solar | TX | Dimmit | ERCO | IPP Non-CHP | 785 |  | 200 | 200 | 200 | Solar Photovoltaic | SUN | PV | 2022 |  |  | (OP) Operating |  | 270.1 | [6 empty] | 28.4421 | -99.7558 | 0 | 0 | #DIV/0! | 0%
| Entergy Louisiana LLC | 8056 | Waterford 1 & 2 | LA | St Charles | MISO | Electric Utility | 2 |  | 486.5 | 450.2 | 451.4 | Natural Gas Steam Turbine | NG | ST | 1992 | 6 | 2028 | (OP) Operating | [8 empty] | 29.9989 | -90.4768 | 309648.54 | 3387940.309 | 10.9412 | 7.841%
| Oak Leaf Solar V LLC | 60919 | Shakopee Met Council WTP | MN | Scott | MISO | IPP Non-CHP | SHAK |  | 1.3 | 1.3 | 1.3 | Solar Photovoltaic | SUN | PV | 2016 |  |  | (OP) Operating |  | 1.6 | [6 empty] | 44.7966 | -93.437 | 0 | 0 | #DIV/0! | 0%
| Greenbacker Renewable Energy Corporation | 65087 | Shamrock Solar LLC | WI | Jackson | MISO | IPP Non-CHP | 554 |  | 3 | 3 | 3 | Solar Photovoltaic | SUN | PV | 2021 |  |  | (OP) Operating |  | 3.7 | [6 empty] | 44.1766 | -90.8465 | 0 | 0 | #DIV/0! | 0%
| Shamrock Wind LLC | 66540 | Shamrock Wind | TX | Crockett | ERCO | IPP Non-CHP | WSHAM |  | 223.9 | 223.9 | 223.9 | Onshore Wind Turbine | WND | WT | 2023 |  |  | (OP) Operating | [8 empty] | 30.936 | -101.607 | 0 | 0 | #DIV/0! | 0%
| Shane's Wind Machine LLC | 56577 | Shane's Wind Machine | MN | Pipestone | MISO | IPP Non-CHP | 1 |  | 1.3 | 1.3 | 1.3 | Onshore Wind Turbine | WND | WT | 2006 |  |  | (OP) Operating | [8 empty] | 44.1508 | -96.1361 | 0 | 0 | #DIV/0! | 0%
| Shankle Solar Center LLC | 58956 | Shankle Solar Center LLC | NC | Hoke | CPLE | IPP Non-CHP | SHAN |  | 4.8 | 4.8 | 4.8 | Solar Photovoltaic | SUN | PV | 2015 |  |  | (OP) Operating |  | 6.6 | [6 empty] | 34.9439 | -79.1958 | 0 | 0 | #DIV/0! | 0%
| Strata Manager, LLC | 58323 | Shannon Farm | NC | Robeson | CPLE | IPP Non-CHP | 1 |  | 5 | 5 | 5 | Solar Photovoltaic | SUN | PV | 2012 |  |  | (OP) Operating |  | 6.5 | [6 empty] | 34.8475 | -79.1289 | 0 | 0 | #DIV/0! | 0%
| Shannon Wind LLC | 59034 | Shannon Wind | TX | Clay | ERCO | IPP Non-CHP | SHAN1 |  | 204 | 204 | 204 | Onshore Wind Turbine | WND | WT | 2015 |  |  | (OP) Operating | [8 empty] | 33.5097 | -98.3608 | 0 | 0 | #DIV/0! | 0%
| Shaokatan Hills, LLC (Longroad) | 55354 | Shaokatan Hills LLC | MN | Lincoln | MISO | IPP Non-CHP | 6150 |  | 11.8 | 11.8 | 11.8 | Onshore Wind Turbine | WND | WT | 1999 |  |  | (OP) Operating | [8 empty] | 44.4217 | -96.4347 | 0 | 0 | #DIV/0! | 0%
| Middle River Power II, LLC | 55285 | Wolf Hills Energy | VA | Washington | PJM | IPP Non-CHP | WHG1 |  | 285 | 250 | 285 | Natural Gas Fired Combustion Turbine | NG | GT | 2001 |  |  | (OP) Operating | [8 empty] | 36.6644 | -82.1044 | 183748.37 | 1868494.057 | 10.1688 | 7.841%
| Onyx Asset Services Group | 61903 | Sharon Springs | NY | Schoharie | NYIS | IPP Non-CHP | 10116 |  | 2 | 2 | 2 | Solar Photovoltaic | SUN | PV | 2018 |  |  | (OP) Operating |  | 3 | [6 empty] | 42.7751 | -74.5671 | 0 | 0 | #DIV/0! | 0%
| NJR Clean Energy Ventures Corporation | 60267 | Sharon Station | NJ | Monmouth | PJM | IPP Non-CHP | SHRN1 |  | 2.7 | 2.7 | 2.7 | Solar Photovoltaic | SUN | PV | 2016 |  |  | (OP) Operating |  | 3.3 | [6 empty] | 40.1826 | -74.539 | 0 | 0 | #DIV/0! | 0%
| Evergy Missouri West | 6074 | Greenwood (MO) | MO | Jackson | SWPP | Electric Utility | 1 |  | 287.8 | 252.6 | 252.6 | Natural Gas Fired Combustion Turbine | NG | GT | 1984.4 |  |  | (OP) Operating | [8 empty] | 38.8615 | -94.2982 | 174802.14 | 2820158.5 | 16.1334 | 7.9%
| U S Bureau of Reclamation | 445 | Shasta | CA | Shasta | BANC | Electric Utility | 1 |  | 714 | 714 | 714 | Conventional Hydroelectric | WAT | HY | 1945.8571 |  |  | (OP) Operating | [8 empty] | 40.7175 | -122.4223 | 0 | 0 | #DIV/0! | 0%
| Ignite Solar Holdings LLC | 58814 | Shasta Solar Farm | CA | Shasta | CISO | IPP Non-CHP | GENA |  | 3 | 3 | 3 | Solar Photovoltaic | SUN | PV | 2014 |  |  | (OP) Operating |  | 2.2 | [6 empty] | 41.0314 | -121.4225 | 0 | 0 | #DIV/0! | 0%
| Shavano Falls Hydro LLC | 61189 | Shavano Falls Hydro | CO | Montrose | WACM | IPP Non-CHP | GEN1 |  | 2.8 | 2.8 | 2.8 | Conventional Hydroelectric | WAT | HY | 2015 |  |  | (OP) Operating | [8 empty] | 38.492 | -108.0023 | 0 | 0 | #DIV/0! | 0%
| Shavano Falls Hydro LLC - Drop 4 Project | 61190 | Shavano Falls Hydro Drop 4 | CO | Montrose | WACM | IPP Non-CHP | GEN1 |  | 4.8 | 4.5 | 4.5 | Conventional Hydroelectric | WAT | HY | 2015 |  |  | (OP) Operating | [8 empty] | 38.4505 | -107.7767 | 0 | 0 | #DIV/0! | 0%
| Shaw Creek Solar | 61790 | Shaw Creek Solar, LLC | SC | Aiken | SCEG | IPP Non-CHP | SHAWC |  | 74.9 | 74.9 | 74.9 | Solar Photovoltaic | SUN | PV | 2019 |  |  | (OP) Operating |  | 108.6 | [6 empty] | 33.6747 | -81.7544 | 0 | 0 | #DIV/0! | 0%
| Duke Energy Renewables Services | 59155 | Shawboro PV1 | NC | Currituck | PJM | IPP Non-CHP | SHAW1 |  | 20 | 20 | 20 | Solar Photovoltaic | SUN | PV | 2015 |  |  | (OP) Operating |  | 29.5 | [6 empty] | 36.4333 | -76.0872 | 0 | 0 | #DIV/0! | 0%
| Brookfield White Pine Hydro LLC | 1504 | Shawmut | ME | Somerset | ISNE | IPP Non-CHP | SH1 |  | 8.8 | 9.2 | 9.2 | Conventional Hydroelectric | WAT | HY | 1931.25 |  |  | (OP) Operating | [8 empty] | 44.6295 | -69.5835 | 0 | 0 | #DIV/0! | 0%
| Oglethorpe Power Corporation | 55128 | Walton County Energy Facility | GA | Walton | SOCO | Electric Utility | 101G |  | 494.1 | 454.5 | 525 | Natural Gas Fired Combustion Turbine | NG | GT | 2001 |  |  | (OP) Operating | [8 empty] | 33.8148 | -83.6954 | 342884.29 | 3505356.058 | 10.2231 | 7.992%
| Westbound Solar LLC | 64582 | Shawnee - GA | GA | Burke | SOCO | IPP Non-CHP | GPSHA |  | 2 | 2 | 2 | Solar Photovoltaic | SUN | PV | 2020 |  |  | (OP) Operating |  | 2.8 | [6 empty] | 33.1076 | -81.9808 | 0 | 0 | #DIV/0! | 0%
| East Kentucky Power Coop, Inc | 54 | J K Smith | KY | Clark | PJM | Electric Utility | GT1 |  | 1055 | 784 | 989 | Natural Gas Fired Combustion Turbine | NG | GT | 2003.2222 |  |  | (OP) Operating | [8 empty] | 37.8833 | -84.1017 | 628956.03 | 7731475.383 | 12.2926 | 8.099%
| Cleco Power LLC | 1400 | Teche | LA | St Mary | MISO | Electric Utility | 4 |  | 42.2 | 33.9 | 33.9 | Natural Gas Fired Combustion Turbine | NG | GT | 2011 |  |  | (OP) Operating | [8 empty] | 29.8222 | -91.5425 | 24228.62 | 258936.769 | 10.6872 | 8.159%
| Omaha Public Power District | 55972 | Cass County | NE | Cass | SWPP | Electric Utility | CT-1 |  | 345 | 323.8 | 246.8 | Natural Gas Fired Combustion Turbine | NG | GT | 2003 |  |  | (OP) Operating | [8 empty] | 40.9479 | -95.964 | 206734.43 | 2364564.683 | 11.4377 | 8.272%
| Phelan Solar LLC | 65970 | Sheep Creek Community Solar Farm | CA | San Bernardino | CISO | IPP Non-CHP | 1 |  | 3 | 3 | 3 | Solar Photovoltaic | SUN | PV | 2023 |  |  | (OP) Operating |  | 3.8 | [6 empty] | 34.5718 | -117.5762 | 0 | 0 | #DIV/0! | 0%
| Sheep Creek Hydro Inc | 50091 | Sheep Creek Hydro | WA | Stevens | AVA | IPP Non-CHP | TB1 |  | 1.6 | 1.6 | 1 | Conventional Hydroelectric | WAT | HY | 1986 |  |  | (OP) Operating | [8 empty] | 48.9477 | -117.7954 | 0 | 0 | #DIV/0! | 0%
| Sheep Solar, LLC | 61830 | Sheep Solar | OR | Marion | PGE | IPP Non-CHP | PGRC8 |  | 2.2 | 2.2 | 2.2 | Solar Photovoltaic | SUN | PV | 2017 |  |  | (OP) Operating |  | 3.1 | [6 empty] | 44.826 | -122.949 | 0 | 0 | #DIV/0! | 0%
| Nautilus Solar Solutions | 67329 | Sheesley (CSG) | NY | St Lawrence | NYIS | IPP Non-CHP | SC |  | 4.4 | 4.4 | 4.4 | Solar Photovoltaic | SUN | PV | 2024 |  |  | (OP) Operating |  | 6.2 | [6 empty] | 44.6059 | -75.1589 | 0 | 0 | #DIV/0! | 0%
| Evergreen Wind, LLC | 57080 | Sheffield Wind | VT | Caledonia | ISNE | IPP Non-CHP | 1 |  | 40 | 40 | 40 | Onshore Wind Turbine | WND | WT | 2011 |  |  | (OP) Operating | [8 empty] | 44.676 | -72.1013 | 0 | 0 | #DIV/0! | 0%
| Eagle Point Power Generation LLC | 50561 | Eagle Point Power Generation | NJ | Gloucester | PJM | IPP Non-CHP | GTG1 | CC1 | 251.8 | 244 | 254 | Natural Gas Fired Combined Cycle | NG | CT | 1996.75 |  |  | (OP) Operating | [8 empty] | 39.8746 | -75.1592 | 180511.28 | 1512433.32 | 8.3786 | 8.276%
| Constellation Power, Inc | 3491 | Handley | TX | Tarrant | ERCO | IPP Non-CHP | 3 |  | 1314.8 | 1245 | 1245 | Natural Gas Steam Turbine | NG | ST | 1972 |  |  | (OP) Operating | [8 empty] | 32.7283 | -97.2192 | 903123.36 | 10554991.975 | 11.6872 | 8.281%
| Zion Energy LLC | 55392 | Zion Energy Center | IL | Lake | PJM | IPP Non-CHP | CTG1 |  | 596.7 | 478 | 532 | Natural Gas Fired Combustion Turbine | NG | GT | 2002.3333 |  |  | (OP) Operating | [8 empty] | 42.4776 | -87.895 | 369127.97 | 4181874.044 | 11.3291 | 8.344%
| Camden Plant Holdings LLC | 10751 | Camden Plant Holding LLC | NJ | Camden | PJM | IPP Non-CHP | GEN1 | CC1 | 172.9 | 145 | 144.7 | Natural Gas Fired Combined Cycle | NG | CT | 1993 |  |  | (OP) Operating | [8 empty] | 39.9175 | -75.1192 | 106708.07 | 968049.111 | 9.0719 | 8.41%
| SRE Utility Solar 1, LLC | 60101 | Shelby Randolph Road Solar 1, LLC | NC | Cleveland | DUK | IPP Non-CHP | SRR |  | 2 | 1.9 | 1.9 | Solar Photovoltaic | SUN | PV | 2015 |  |  | (OP) Operating |  | 2.7 | [6 empty] | 35.3092 | -81.5884 | 0 | 0 | #DIV/0! | 0%
| AEP Onsite Partners, LLC | 63390 | Shelby Solar Array | OH | Richland | PJM | IPP Non-CHP | SHBOH |  | 1.9 | 1.9 | 1.9 | Solar Photovoltaic | SUN | PV | 2019 |  |  | (OP) Operating |  | 2.5 | [6 empty] | 40.896 | -82.6724 | 0 | 0 | #DIV/0! | 0%
| Duke Energy Renewables Services | 57200 | Shelby Solar Energy Generation Facility | NC | Cleveland | DUK | IPP Non-CHP | 1 |  | 0.9 | 0.9 | 0.9 | Solar Photovoltaic | SUN | PV | 2010 |  |  | (OP) Operating |  | 1 | [6 empty] | 35.2536 | -81.5956 | 0 | 0 | #DIV/0! | 0%
| Evergy Missouri West | 2092 | Ralph Green | MO | Cass | SWPP | Electric Utility | 3 |  | 88.9 | 69.4 | 69.4 | Natural Gas Fired Combustion Turbine | NG | GT | 1981 |  |  | (OP) Operating | [8 empty] | 38.7876 | -94.2777 | 51170.78 | 937287.406 | 18.3168 | 8.417%
| National Grid Generation LLC | 2517 | Port Jefferson | NY | Suffolk | NYIS | Electric Utility | 3 |  | 498 | 480.6 | 494.3 | Natural Gas Steam Turbine | NG | ST | 1977.6 |  |  | (OP) Operating | [8 empty] | 40.9497 | -73.0785 | 359788.45 | 3821971.713 | 10.6228 | 8.426%
| Duke Energy Kentucky Inc | 7158 | Woodsdale | OH | Butler | PJM | Electric Utility | GT1 |  | 571.8 | 476 | 564 | Natural Gas Fired Combustion Turbine | NG | GT | 1992.1667 |  |  | (OP) Operating | [8 empty] | 39.4492 | -84.4611 | 383897.76 | 5904722.418 | 15.381 | 8.428%
| Morris Energy Operations Company, LLC | 52026 | Dartmouth Power Associates LP | MA | Bristol | ISNE | IPP Non-CHP | GEN1 | CC1 | 97.4 | 81.7 | 89.5 | Natural Gas Fired Combined Cycle | NG | CT | 1997.6667 |  |  | (OP) Operating | [8 empty] | 41.6731 | -70.9994 | 63212.34 | 534238.137 | 8.4515 | 8.43%
| Excelsior Energy Capital | 58824 | Sheldon Solar | VT | Franklin | ISNE | IPP Non-CHP | I402 |  | 2.3 | 2.3 | 2.3 | Solar Photovoltaic | SUN | PV | 2013 |  |  | (OP) Operating |  | 2.4 | [6 empty] | 44.9106 | -72.9794 | 0 | 0 | #DIV/0! | 0%
| Central Rivers Power US, LLC | 10494 | Sheldon Springs Hydroelectric | VT | Franklin | ISNE | IPP Non-CHP | IG-1 |  | 25.2 | 24 | 23.3 | Conventional Hydroelectric | WAT | HY | 1988 |  |  | (OP) Operating | [8 empty] | 44.9108 | -72.9736 | 0 | 0 | #DIV/0! | 0%
| ProEnergy Services | 66604 | Remy Jade Power Station | TX | Harris | ERCO | IPP Non-CHP | CTG-1 |  | 484 | 356 | 398.4 | Natural Gas Fired Combustion Turbine | NG | GT | 2024 |  |  | (OP) Operating | [8 empty] | 29.8484 | -95.0164 | 280473 | 2863810.274 | 10.2106 | 8.488%
| Old Dominion Electric Coop | 7836 | Marsh Run Generation Facility | VA | Fauquier | PJM | Electric Utility | 1 |  | 596.7 | 481.3 | 576 | Natural Gas Fired Combustion Turbine | NG | GT | 2004 |  |  | (OP) Operating | [8 empty] | 38.5283 | -77.7681 | 398210.09 | 4276394.085 | 10.739 | 8.599%
| Deer Park Refinery Limited Partnership (DPRLP) | 50304 | Shell Deer Park | TX | Harris | ERCO | Industrial CHP | GEN1 |  | 274 | 243 | 277 | All Other | PUR | ST | 1987 |  |  | (OP) Operating | [8 empty] | 29.7232 | -95.1289 | 0 | 0 | #DIV/0! | 0%
| Entergy Louisiana LLC | 55486 | Washington Parish Energy Center | LA | Washington | MISO | Electric Utility | CTG01 |  | 399.6 | 365.5 | 415.2 | Natural Gas Fired Combustion Turbine | NG | GT | 2020 |  |  | (OP) Operating | [8 empty] | 30.7914 | -89.9092 | 295840.62 | 2663021.609 | 9.0015 | 8.652%
| Vista Solar, Inc. | 62806 | Shelter Creek Condominiums Solar | CA | San Mateo | CISO | IPP Non-CHP | SCC01 |  | 1.9 | 2.4 | 1.1 | Solar Photovoltaic | SUN | PV | 2020 |  |  | (OP) Operating |  | 2.5 | [6 empty] | 37.6191 | -122.4289 | 0 | 0 | #DIV/0! | 0%
| Sol Systems | 60156 | Shelter Solar | NC | Hoke | DUK | IPP Non-CHP | PV1 |  | 5 | 5 | 5 | Solar Photovoltaic | SUN | PV | 2018 |  |  | (OP) Operating |  | 7.1 | [6 empty] | 34.9838 | -79.268 | 0 | 0 | #DIV/0! | 0%
| Delaware Municipal Electric Corp | 7962 | Warren F Sam Beasley Generation Station | DE | Kent | PJM | Electric Utility | 001 |  | 96 | 98 | 98 | Natural Gas Fired Combustion Turbine | NG | GT | 2007 |  |  | (OP) Operating | [8 empty] | 39.2792 | -75.6239 | 74944 | 751222.424 | 10.0238 | 8.73%
| FirstLight Power Resources Services LLC | 552 | Shepaug | CT | New Haven | ISNE | IPP Non-CHP | 1 |  | 37.2 | 41.5 | 42.6 | Conventional Hydroelectric | WAT | HY | 1955 |  |  | (OP) Operating | [5 empty] | 2026 | 12 | 7.5 | 41.4484 | -73.2953 | 0 | 0 | #DIV/0! | 0%
| El Paso Electric Co | 9 | Copper | TX | El Paso | EPE | Electric Utility | 1 |  | 86.9 | 63 | 65 | Natural Gas Fired Combustion Turbine | NG | GT | 1980 | 12 | 2030 | (OP) Operating | [8 empty] | 31.7569 | -106.375 | 49985.92 | 835971.379 | 16.7241 | 8.916%
| Standard Solar | 65359 | Shepherds Mill CSG | MD | Carroll | PJM | IPP Non-CHP | SHEPM |  | 2 | 2 | 2 | Solar Photovoltaic | SUN | PV | 2021 |  |  | (OP) Operating |  | 2.8 | [6 empty] | 39.5623 | -77.1618 | 0 | 0 | #DIV/0! | 0%
| Sherbino II Wind Farm LLC | 57415 | Sherbino II | TX | Pecos | ERCO | IPP Non-CHP | 1 |  | 132 | 132 | 132 | Onshore Wind Turbine | WND | WT | 2011 |  |  | (OP) Operating | [8 empty] | 30.7726 | -102.5058 | 0 | 0 | #DIV/0! | 0%
| AEP Onsite Partners, LLC | 61672 | Sherburne Community Solar | MN | Sherburne | MISO | IPP Non-CHP | PV1 |  | 5 | 5 | 5 | Solar Photovoltaic | SUN | PV | 2018 |  |  | (OP) Operating |  | 7 | [6 empty] | 45.4381 | -94.0442 | 0 | 0 | #DIV/0! | 0%
| Madison Energy Holdings LLC | 63122 | Sherburne Community Solar One LLC CSG | MN | Sherburne | MISO | IPP Non-CHP | 52814 |  | 1 | 1 | 1 | Solar Photovoltaic | SUN | PV | 2019 |  |  | (OP) Operating |  | 1.4 | [6 empty] | 45.532 | -94.1358 | 0 | 0 | #DIV/0! | 0%
| Sunflower Electric Power Corp | 1233 | Fort Dodge | KS | Ford | SWPP | Electric Utility | 4 |  | 149 | 148.8 | 148.8 | Natural Gas Steam Turbine | NG | ST | 1969 |  |  | (OP) Operating | [8 empty] | 37.7328 | -99.9497 | 116670.26 | 1298871.687 | 11.1328 | 8.951%
| MN Solar Community, LLC | 61762 | Sherburne North Project CSG | MN | Sherburne | MISO | IPP Non-CHP | SHERB |  | 5 | 5 | 5 | Solar Photovoltaic | SUN | PV | 2018 |  |  | (OP) Operating |  | 7 | [6 empty] | 45.4978 | -94.1143 | 0 | 0 | #DIV/0! | 0%
| REA Investments, LLC | 67943 | Sherburne Solar Holdings, LLC | MN | Sherburne | MISO | IPP Non-CHP | SHBUN |  | 3 | 3 | 3 | Solar Photovoltaic | SUN | PV | 2021 |  |  | (OP) Operating | [8 empty] | 45.5433 | -93.5936 | 0 | 0 | #DIV/0! | 0%
| Northern States Power Co - Minnesota | 67909 | Sherco Solar I | MN | Sherburne | MISO | Electric Utility | SHS01 |  | 264.6 | 264.6 | 264.6 | Solar Photovoltaic | SUN | PV | 2024 |  |  | (OP) Operating |  | 264.6 | [6 empty] | 45.4072 | -93.9365 | 0 | 0 | #DIV/0! | 0%
| REA Investments, LLC | 67944 | Sheridan Road Solar Farm | ME | Aroostook | ISNE | IPP Non-CHP | SHDAN |  | 3 | 3 | 3 | Solar Photovoltaic | SUN | PV | 2024 |  |  | (OP) Operating | [8 empty] | 46.644 | -68.4079 | 0 | 0 | #DIV/0! | 0%
| Johnson Melloh Solutions | 63213 | Sheridan School Corporation Solar | IN | Hamilton | MISO | Commercial Non-CHP | 418ES |  | 1.5 | 0.8 | 0.8 | Solar Photovoltaic | SUN | PV | 2016 |  |  | (OP) Operating |  | 0.7 | [6 empty] | 40.1403 | -86.2153 | 0 | 0 | #DIV/0! | 0%
| SolRiver Capital LLC | 66354 | Sheridan Solar LLC (CSG) | OR | Yamhill | PGE | IPP Non-CHP | PV1 |  | 3 | 3 | 3 | Solar Photovoltaic | SUN | PV | 2024 |  |  | (OP) Operating |  | 4 | [6 empty] | 45.1019 | -123.4092 | 0 | 0 | #DIV/0! | 0%
| Sheriff Rd Solar LLC | 63654 | Sheriff Road | MD | Prince Georges | PJM | IPP Non-CHP | SHRFF |  | 1.1 | 1.1 | 1.1 | Solar Photovoltaic | SUN | PV | 2020 |  |  | (OP) Operating |  | 1.5 | [6 empty] | 38.9113 | -76.8949 | 0 | 0 | #DIV/0! | 0%
| Great River Hydro, LLC | 6012 | Sherman | MA | Franklin | ISNE | IPP Non-CHP | GEN1 |  | 7.2 | 6.1 | 6.2 | Conventional Hydroelectric | WAT | HY | 1926 |  |  | (OP) Operating | [8 empty] | 42.7297 | -72.9303 | 0 | 0 | #DIV/0! | 0%
| Brownsville Public Utilities Board | 3559 | Silas Ray | TX | Cameron | ERCO | Electric Utility | 10 |  | 142.5 | 112 | 125 | Natural Gas Fired Combustion Turbine | NG | GT | 1995.5 |  |  | (OP) Operating | [8 empty] | 25.9131 | -97.5214 | 93306.86 | 1265545.663 | 13.5633 | 8.989%
| Erie Boulevard Hydropower LP | 2609 | Sherman Island | NY | Saratoga | NYIS | IPP Non-CHP | 1 |  | 36.3 | 36.9 | 40 | Conventional Hydroelectric | WAT | HY | 1951.6667 |  |  | (OP) Operating | [8 empty] | 43.2797 | -73.7094 | 0 | 0 | #DIV/0! | 0%
| Ecos Energy LLC | 63239 | Sherman Solar | CT | New London | ISNE | IPP Non-CHP | SHRM |  | 1 | 1 | 1 | Solar Photovoltaic | SUN | PV | 2019 |  |  | (OP) Operating |  | 1.2 | [6 empty] | 41.583 | -71.902 | 0 | 0 | #DIV/0! | 0%
| Lincoln Electric System | 7887 | Terry Bundy Generating Station | NE | Lancaster | SWPP | Electric Utility | 1 | CC1 | 216.3 | 171.2 | 179 | Natural Gas Fired Combined Cycle | NG | CA | 2007.5 |  |  | (OP) Operating | [8 empty] | 40.9097 | -96.6131 | 138407.67 | 1396743.304 | 10.0915 | 9.023%
| Strata Manager, LLC | 66375 | Shieldwall Solar | NC | Halifax | CPLE | IPP Non-CHP | SHIEL |  | 5 | 5 | 5 | Solar Photovoltaic | SUN | PV | 2022 |  |  | (OP) Operating |  | 6.9 | [6 empty] | 36.4554 | -77.8851 | 0 | 0 | #DIV/0! | 0%
| Shifting Sands Solar, LLC | 67216 | Shifting Sands Solar, LLC | VA | Henry | PJM | IPP Non-CHP | ENX24 |  | 18.8 | 18.8 | 18.8 | Solar Photovoltaic | SUN | PV | 2025 |  |  | (OP) Operating | [8 empty] | 36.6162 | -79.8494 | 0 | 0 | #DIV/0! | 0%
| Shiloh Hwy 1108 Solar, LLC | 62691 | Shiloh Hwy Solar | NC | Camden | PJM | IPP Non-CHP | PGR05 |  | 5 | 5 | 5 | Solar Photovoltaic | SUN | PV | 2017 |  |  | (OP) Operating |  | 7.1 | [6 empty] | 36.27 | -76.033 | 0 | 0 | #DIV/0! | 0%
| Avangrid Power LLC | 56362 | Shiloh I Wind Project | CA | Solano | CISO | IPP Non-CHP | 1 |  | 150 | 150 | 150 | Onshore Wind Turbine | WND | WT | 2006 |  |  | (OP) Operating | [8 empty] | 38.12 | -121.85 | 0 | 0 | #DIV/0! | 0%
| EDF Renewable Asset Holdings, Inc. | 57586 | Shiloh III Wind Project LLC | CA | Solano | CISO | IPP Non-CHP | 1 |  | 102.5 | 102.5 | 100 | Onshore Wind Turbine | WND | WT | 2011 |  |  | (OP) Operating | [8 empty] | 38.1694 | -121.8469 | 0 | 0 | #DIV/0! | 0%
| EDF Renewable Asset Holdings, Inc. | 57725 | Shiloh IV Wind Project LLC | CA | Solano | CISO | IPP Non-CHP | 1 |  | 102.5 | 102.5 | 102.5 | Onshore Wind Turbine | WND | WT | 2012 |  |  | (OP) Operating | [8 empty] | 38.1375 | -121.8553 | 0 | 0 | #DIV/0! | 0%
| EDF Renewable Asset Holdings, Inc. | 56874 | Shiloh Wind Project 2 LLC | CA | Solano | CISO | IPP Non-CHP | TBD |  | 150 | 150 | 150 | Onshore Wind Turbine | WND | WT | 2009 |  |  | (OP) Operating | [8 empty] | 38.1711 | -121.8461 | 0 | 0 | #DIV/0! | 0%
| Shipsterns Solar, LLC | 67102 | Shipsterns Solar, LLC | MI | Calhoun | MISO | IPP Non-CHP | SHP20 |  | 20 | 20 | 20 | Solar Photovoltaic | SUN | PV | 2023 |  |  | (OP) Operating |  | 27.9 | [6 empty] | 42.2996 | -84.757 | 0 | 0 | #DIV/0! | 0%
| Altus Power America Management, LLC | 60753 | Shirley Landfill | MA | Middlesex | ISNE | IPP Non-CHP | PV1 |  | 1 | 1 | 1 | Solar Photovoltaic | SUN | PV | 2017 |  |  | (OP) Operating |  | 1.3 | [6 empty] | 42.5417 | -71.6764 | 0 | 0 | #DIV/0! | 0%
| Altus Power America Management, LLC | 60498 | Shirley Water | MA | Middlesex | ISNE | IPP Non-CHP | 1 |  | 2 | 2 | 2 | Solar Photovoltaic | SUN | PV | 2016 |  |  | (OP) Operating |  | 2.6 | [6 empty] | 42.5546 | -71.6235 | 0 | 0 | #DIV/0! | 0%
| Duke Energy Renewables Services | 57553 | Shirley Wind | WI | Brown | MISO | IPP Non-CHP | 1 |  | 20 | 20 | 20 | Onshore Wind Turbine | WND | WT | 2010 |  |  | (OP) Operating | [8 empty] | 44.3481 | -87.9278 | 0 | 0 | #DIV/0! | 0%
| Oglethorpe Power Corporation | 7916 | Talbot County Energy | GA | Talbot | SOCO | Electric Utility | 1 |  | 726 | 572.4 | 680.9 | Natural Gas Fired Combustion Turbine | NG | GT | 2002.3333 |  |  | (OP) Operating | [8 empty] | 32.5892 | -84.6917 | 496626.48 | 5591129.35 | 11.2582 | 9.047%
| Cypress Creek Renewables | 60380 | Shoe Creek Solar, LLC | NC | Scotland | CPLE | IPP Non-CHP | SCSPV |  | 65 | 65 | 65 | Solar Photovoltaic | SUN | PV | 2017 |  |  | (OP) Operating |  | 92 | [6 empty] | 34.8449 | -79.3847 | 0 | 0 | #DIV/0! | 0%
| Tennessee Valley Authority | 47 | Colbert | AL | Colbert | TVA | Electric Utility | GT1 |  | 1169.6 | 1026.2 | 1179.4 | Natural Gas Fired Combustion Turbine | NG | GT | 1985.9091 |  |  | (OP) Operating | [8 empty] | 34.7439 | -87.8486 | 877308.68 | 9265628.821 | 10.5614 | 9.081%
| Sholes Wind Energy Center, LLC | 61889 | Sholes Wind Energy Center | NE | Wayne | SWPP | IPP Non-CHP | WSN1 |  | 160 | 160 | 160 | Onshore Wind Turbine | WND | WT | 2019 |  |  | (OP) Operating | [8 empty] | 42.3119 | -97.3647 | 0 | 0 | #DIV/0! | 0%
| Shooting Star Power Partners, LLC | 58018 | Shooting Star | KS | Kiowa | SWPP | IPP Non-CHP | 1 |  | 104 | 104 | 104 | Onshore Wind Turbine | WND | WT | 2012 |  |  | (OP) Operating | [8 empty] | 37.5189 | -99.4464 | 0 | 0 | #DIV/0! | 0%
| Shore Point Solar LLC | 57951 | Shore Point Solar | NJ | Monmouth | PJM | IPP Non-CHP | 1 |  | 1 | 1 | 1 | Solar Photovoltaic | SUN | PV | 2011 |  |  | (OP) Operating |  | 1.2 | [6 empty] | 40.245 | -74.2433 | 0 | 0 | #DIV/0! | 0%
| Wisconsin Public Service Corp | 55029 | De Pere Energy Center | WI | Brown | MISO | Electric Utility | CT01 |  | 192.3 | 166 | 193.2 | Natural Gas Fired Combustion Turbine | NG | GT | 1999 |  |  | (OP) Operating | [8 empty] | 44.4486 | -88.072 | 144512.99 | 1586165.618 | 10.9759 | 9.185%
| Dairyland Power Coop | 55391 | RockGen Energy Center | WI | Dane | MISO | Electric Utility | 01 |  | 561 | 489 | 489 | Natural Gas Fired Combustion Turbine | NG | GT | 2001 |  |  | (OP) Operating | [8 empty] | 42.9767 | -89.0492 | 393736.57 | 4649447.072 | 11.8085 | 9.192%
| Duke Energy Renewables Services | 60045 | Shoreham Solar Commons | NY | Suffolk | NYIS | IPP Non-CHP | GEN1 |  | 24.9 | 24.9 | 24.9 | Solar Photovoltaic | SUN | PV | 2018 |  |  | (OP) Operating |  | 32 | [6 empty] | 40.9344 | -72.8885 | 0 | 0 | #DIV/0! | 0%
| Short Hills Mall | 63257 | Short Hills Mall | NJ | Essex | PJM | Commercial Non-CHP | SHM |  | 2.7 | 2.7 | 2.7 | Solar Photovoltaic | SUN | PV | 2018 |  |  | (OP) Operating |  | 3.5 | [6 empty] | 40.7397 | -74.3642 | 0 | 0 | #DIV/0! | 0%
| Shady Hills Power Co LLC | 55414 | Shady Hills Generating Station | FL | Pasco | FPC | IPP Non-CHP | G101 |  | 541.2 | 463.2 | 510.6 | Natural Gas Fired Combustion Turbine | NG | GT | 2002 |  |  | (OP) Operating | [8 empty] | 28.3665 | -82.5586 | 392949.78 | 4065970.822 | 10.3473 | 9.213%
| SolRiver Capital LLC | 60028 | Shorthorn Holdings | SC | Marlboro | DUK | IPP Non-CHP | PV1 |  | 8.9 | 8.9 | 8.9 | Solar Photovoltaic | SUN | PV | 2023 |  |  | (OP) Operating |  | 12.9 | [6 empty] | 34.6803 | -79.5407 | 0 | 0 | #DIV/0! | 0%
| Public Service Co of Colorado | 476 | Shoshone (CO) | CO | Garfield | PSCO | Electric Utility | A |  | 14.4 | 15 | 8 | Conventional Hydroelectric | WAT | HY | 1909 |  |  | (OP) Operating | [8 empty] | 39.5701 | -107.2269 | 0 | 0 | #DIV/0! | 0%
| U S Bureau of Reclamation | 4183 | Shoshone (WY) | WY | Park | WAUW | Electric Utility | 1 |  | 3 | 3 | 3 | Conventional Hydroelectric | WAT | HY | 1922 |  |  | (OP) Operating | [8 empty] | 44.5029 | -109.1812 | 0 | 0 | #DIV/0! | 0%
| Idaho Power Co | 818 | Shoshone Falls | ID | Jerome | IPCO | Electric Utility | 3 |  | 14.7 | 15.4 | 6.1 | Conventional Hydroelectric | WAT | HY | 1970.5 |  |  | (OP) Operating | [8 empty] | 42.5975 | -114.4033 | 0 | 0 | #DIV/0! | 0%
| Richland-Stryker Generation LLC | 2880 | Richland | OH | Defiance | PJM | IPP Non-CHP | 1 |  | 450 | 369 | 432 | Petroleum Liquids | DFO | GT | 1983.3333 |  |  | (OP) Operating | [8 empty] | 41.3052 | -84.3346 | 324771.68 | 4379309.189 | 13.4843 | 9.257%
| Consolidated Edison Development Inc. | 57990 | Shrewsbury Solar | MA | Worcester | ISNE | IPP Non-CHP | SSMA |  | 2.5 | 2.5 | 2.5 | Solar Photovoltaic | SUN | PV | 2012 |  |  | (OP) Operating |  | 3.5 | [6 empty] | 42.2661 | -71.6958 | 0 | 0 | #DIV/0! | 0%
| NuGen Capital Management | 61244 | Shuman Solar | MA | Norfolk | ISNE | IPP Non-CHP | 5404 |  | 2.2 | 2.2 | 2.2 | Solar Photovoltaic | SUN | PV | 2016 |  |  | (OP) Operating |  | 2.5 | [6 empty] | 42.1149 | -71.066 | 0 | 0 | #DIV/0! | 0%
| Black Hills Power, Inc. | 55477 | Neil Simpson Gas Turbine #2 | WY | Campbell | WACM | Electric Utility | GT2 |  | 40 | 34 | 38 | Natural Gas Fired Combustion Turbine | NG | GT | 2001 |  |  | (OP) Operating | [8 empty] | 44.285 | -105.3786 | 29219.81 | 311696.69 | 10.6673 | 9.266%
| Baconton Power LLC | 55304 | Baconton Power Plant | GA | Mitchell | SOCO | IPP Non-CHP | CT1 |  | 121 | 95 | 95 | Natural Gas Fired Combustion Turbine | NG | GT | 2000 |  |  | (OP) Operating | [8 empty] | 31.3869 | -84.08 | 77925.49 | 756559.813 | 9.7088 | 9.364%
| Augusta Canal Authority | 54322 | Sibley Mill | GA | Richmond | SOCO | Industrial Non-CHP | 2 |  | 2.1 | 2.1 | 2.1 | Conventional Hydroelectric | WAT | HY | 1946 |  |  | (OP) Operating | [8 empty] | 33.4879 | -81.9925 | 0 | 0 | #DIV/0! | 0%
| Greenleaf Energy LLC | 10349 | Greenleaf 2 Power Plant | CA | Sutter | CISO | IPP CHP | GEN1 |  | 49.5 | 49.5 | 49.5 | Natural Gas Fired Combustion Turbine | NG | GT | 1989 |  |  | (OP) Operating | [8 empty] | 39.1365 | -121.6397 | 40777.83 | 394084.995 | 9.6642 | 9.404%
| Public Service Co of Colorado | 55127 | Manchief Electric Generating Station | CO | Morgan | PSCO | Electric Utility | UN1 |  | 300 | 250 | 274 | Natural Gas Fired Combustion Turbine | NG | GT | 2000 |  |  | (OP) Operating | [8 empty] | 40.2171 | -103.685 | 218900.21 | 2270069.534 | 10.3703 | 9.538%
| NJR Clean Energy Ventures Corporation | 67557 | Sicklerville Landfill | NJ | Gloucester | PJM | IPP Non-CHP | SKLDF |  | 2.3 | 2.3 | 2.3 | Solar Photovoltaic | SUN | PV | 2025 |  |  | (OP) Operating | [8 empty] | 39.7 | -74.98 | 0 | 0 | #DIV/0! | 0%
| SRE Utility Solar 1, LLC | 60108 | SID Solar I, LLC | NC | Cleveland | DUK | IPP Non-CHP | SID |  | 5 | 4.9 | 4.9 | Solar Photovoltaic | SUN | PV | 2015 |  |  | (OP) Operating |  | 6.4 | [6 empty] | 35.2586 | -81.5056 | 0 | 0 | #DIV/0! | 0%
| Nautilus Solar Solutions | 67330 | Sidney | ME | Kennebec | ISNE | IPP Non-CHP | SC |  | 1.5 | 1.5 | 1.5 | Solar Photovoltaic | SUN | PV | 2023 |  |  | (OP) Operating |  | 2 | [6 empty] | 44.4509 | -69.7262 | 0 | 0 | #DIV/0! | 0%
| Los Esteros Critical Energy Facility LLC | 55748 | Los Esteros Critical Energy Center | CA | Santa Clara | CISO | IPP Non-CHP | CAG5 | CC1 | 306.1 | 300 | 300 | Natural Gas Fired Combined Cycle | NG | CA | 2005 |  |  | (OP) Operating | [8 empty] | 37.425 | -121.9319 | 251663.12 | 2084222.488 | 8.2818 | 9.576%
| City of Bryan - (TX) | 6243 | Dansby | TX | Brazos | ERCO | Electric Utility | 1 |  | 203.2 | 204.2 | 206.2 | Natural Gas Steam Turbine | NG | ST | 1997.3333 |  |  | (OP) Operating | [8 empty] | 30.7217 | -96.4608 | 173051.7 | 1516957.592 | 8.7659 | 9.627%
| First National Bank-Commerce | 54678 | Sidney A Murray Jr Hydroelectric | LA | Concordia | MISO | IPP Non-CHP | 01 |  | 192 | 192 | 192 | Conventional Hydroelectric | WAT | HY | 1990 |  |  | (OP) Operating | [8 empty] | 31.088 | -91.6188 | 0 | 0 | #DIV/0! | 0%
| Siems Community Solar LLC | 63657 | Siems Solar Project CSG | MN | Goodhue | MISO | IPP Non-CHP | TC3 |  | 1 | 1 | 1 | Solar Photovoltaic | SUN | PV | 2020 |  |  | (OP) Operating |  | 1.4 | [6 empty] | 44.2724 | -92.557 | 0 | 0 | #DIV/0! | 0%
| Sierra Estrella Energy Storage, LLC | 66334 | Sierra Estrella Energy Storage | AZ | Maricopa | SRP | IPP Non-CHP | BESS3 |  | 250 | 250 | 250 | Batteries | MWH | BA | 2024 |  |  | (OP) Operating | 1000 | [7 empty] | 33.4108 | -112.3138 | 0 | 0 | #DIV/0! | 0%
| Sierra Nevada Brewing Co | 58585 | Sierra Nevada Brewing Co Hybrid | CA | Butte | CISO | Industrial CHP | BESS |  | 4.2 | 3.6 | 3.2 | Batteries | MWH | BA | 2013.3333 |  |  | (OP) Operating | 1 | [7 empty] | 39.7242 | -121.8153 | 0 | 0 | #DIV/0! | 0%
| Michigan Public Power Agency | 7984 | Kalkaska CT #1 | MI | Kalkaska | MISO | Electric Utility | 001 |  | 60.5 | 48.3 | 57.1 | Natural Gas Fired Combustion Turbine | NG | GT | 2002 |  |  | (OP) Operating | [8 empty] | 44.6889 | -85.2019 | 44681.23 | 483970.511 | 10.8316 | 9.679%
| Arizona Public Service Co | 116 | Ocotillo | AZ | Maricopa | AZPS | Electric Utility | GT1 |  | 626.2 | 605 | 639 | Natural Gas Fired Combustion Turbine | NG | GT | 2005.7143 |  |  | (OP) Operating | [8 empty] | 33.4225 | -111.9122 | 527795.73 | 4761042.945 | 9.0206 | 9.687%
| RW Miller Power LLC | 3628 | R W Miller | TX | Palo Pinto | ERCO | Electric Utility | 1 |  | 603.6 | 587 | 615 | Natural Gas Steam Turbine | NG | ST | 1980.6 |  |  | (OS) Out of service and NOT expected to return to service in next calendar year | [8 empty] | 32.6581 | -98.3103 | 517434.15 | 6240979.588 | 12.0614 | 9.828%
| Sierra Pacific Industries | 65510 | Sierra Pacific Chinese Camp | CA | Tuolumne | CISO | Industrial Non-CHP | GEN 1 |  | 3.6 | 3.6 | 3.6 | Solar Photovoltaic | SUN | PV | 2022 |  |  | (OP) Operating |  | 4.78 | [6 empty] | 37.8834 | -120.4544 | 0 | 0 | #DIV/0! | 0%
| Sierra Pacific Industries | 63416 | Sierra Pacific Industries (2042-RD) | CA | Tehama | CISO | Industrial Non-CHP | GEN1 |  | 8.4 | 8.4 | 8.4 | Solar Photovoltaic | SUN | PV | 2020 |  |  | (OP) Operating |  | 10.2 | [6 empty] | 40.1214 | -122.1919 | 0 | 0 | #DIV/0! | 0%
| Turlock Irrigation District | 7315 | Almond Power Plant | CA | Stanislaus | TIDC | Electric Utility | 1 |  | 223.5 | 199.5 | 223.5 | Natural Gas Fired Combustion Turbine | NG | GT | 2008 |  |  | (OP) Operating | [8 empty] | 37.5744 | -120.985 | 185169.51 | 1840378.502 | 9.9389 | 9.994%
| Middle River Power II, LLC | 55284 | Big Sandy Peaker Plant | WV | Wayne | PJM | IPP Non-CHP | BSG1 |  | 353.4 | 300 | 342 | Natural Gas Fired Combustion Turbine | NG | GT | 2001 |  |  | (OP) Operating | [8 empty] | 38.3441 | -82.5938 | 283784.53 | 3047363.204 | 10.7383 | 10.09%
| Peaker Power, LLC | 60459 | Port Comfort Power LLC | TX | Calhoun | ERCO | IPP Non-CHP | PC1 |  | 121 | 86 | 92 | Natural Gas Fired Combustion Turbine | NG | GT | 2017 |  |  | (OP) Operating | [8 empty] | 28.6481 | -96.5462 | 78723.69 | 836918.844 | 10.6311 | 10.1%
| AES Distributed Energy | 59431 | Sierra Solar Greenworks | CA | Los Angeles | CISO | IPP Non-CHP | SSG1 |  | 20 | 18 | 18 | Solar Photovoltaic | SUN | PV | 2015 |  |  | (OP) Operating |  | 22.5 | [6 empty] | 34.7036 | -118.3342 | 0 | 0 | #DIV/0! | 0%
| DTE Electric Company | 57851 | Sigel Wind Park | MI | Huron | MISO | Electric Utility | 1 |  | 64 | 64 | 64 | Onshore Wind Turbine | WND | WT | 2012 |  |  | (OP) Operating | [8 empty] | 43.8508 | -82.7836 | 0 | 0 | #DIV/0! | 0%
| Strata Manager, LLC | 58861 | Sigmon Catawba Farm | NC | Catawba | DUK | IPP Non-CHP | 1 |  | 5 | 5 | 5 | Solar Photovoltaic | SUN | PV | 2014 |  |  | (OP) Operating |  | 6.4 | [6 empty] | 35.6122 | -81.2433 | 0 | 0 | #DIV/0! | 0%
| ProEnergy Services | 65372 | Mark One Power Station | TX | Brazoria | ERCO | IPP Non-CHP | CTG-1 |  | 484 | 356.8 | 398.4 | Natural Gas Fired Combustion Turbine | NG | GT | 2022.5 |  |  | (OP) Operating | [8 empty] | 29.2271 | -95.4308 | 334205.22 | 3424060.4 | 10.2454 | 10.1%
| Indiana Municipal Power Agency | 7335 | Richmond | IN | Wayne | PJM | Electric Utility | RCT1 |  | 82.8 | 68 | 84 | Natural Gas Fired Combustion Turbine | NG | GT | 1992 |  |  | (OP) Operating | [8 empty] | 39.8396 | -84.9657 | 67308.73 | 847815.105 | 12.5959 | 10.11%
| South Texas Electric Coop, Inc | 3631 | Sam Rayburn | TX | Victoria | ERCO | Electric Utility | 10 | CC1 | 192.8 | 184.8 | 184.8 | Natural Gas Fired Combined Cycle | NG | CA | 1999 |  |  | (OP) Operating | [8 empty] | 28.8947 | -97.135 | 164813.65 | 1702868.557 | 10.3321 | 10.18%
| Sigurd Solar LLC | 62666 | Sigurd Solar LLC | UT | Sevier | PACE | IPP Non-CHP | SGSOL |  | 80 | 80 | 80 | Solar Photovoltaic | SUN | PV | 2021 |  |  | (OP) Operating |  | 112 | [6 empty] | 38.8505 | -112.0052 | 0 | 0 | #DIV/0! | 0%
| Evergy Missouri West | 56151 | South Harper | MO | Cass | SWPP | Electric Utility | GT1 |  | 351 | 321.2 | 321.2 | Natural Gas Fired Combustion Turbine | NG | GT | 2005 |  |  | (OP) Operating | [8 empty] | 38.6803 | -94.4824 | 287515.88 | 3605435.74 | 12.54 | 10.22%
| Sikorsky Aircraft Corporation | 61703 | Sikorsky Aircraft CHP | CT | Fairfield | ISNE | Industrial CHP | PV-1 |  | 9.9 | 11 | 12.5 | Solar Photovoltaic | SUN | PV | 2014 |  |  | (OP) Operating |  | 0.1 | [6 empty] | 41.25 | -73.0987 | 0 | 0 | #DIV/0! | 0%
| Southwestern Electric Power Co | 56328 | Harry D Mattison Gas Plant | AR | Washington | SWPP | Electric Utility | 1 |  | 349 | 294 | 336 | Natural Gas Fired Combustion Turbine | NG | GT | 2007 |  |  | (SB) Standby/Backup: available for service but not normally used | [8 empty] | 36.1855 | -94.2841 | 282385.78 | 3437712 | 12.1738 | 10.23%
| Heelstone Energy Holdings, LLC | 61019 | Siler 421 Farm, LLC | NC | Chatham | CPLE | IPP Non-CHP | SILER |  | 5 | 4.9 | 4.9 | Solar Photovoltaic | SUN | PV | 2016 |  |  | (OP) Operating |  | 6.9 | [6 empty] | 35.7474 | -79.4497 | 0 | 0 | #DIV/0! | 0%
| Siler City Solar 2, LLC | 64121 | Siler City Solar 2 | NC | Chatham | CPLE | IPP Non-CHP | SCS2 |  | 4.9 | 4.9 | 4.9 | Solar Photovoltaic | SUN | PV | 2018 |  |  | (OP) Operating |  | 6.9 | [6 empty] | 35.6881 | -79.4654 | 0 | 0 | #DIV/0! | 0%
| Silicon Valley Clean Water | 60249 | Silicon Valley Clean Water | CA | San Mateo | CISO | IPP CHP | BES |  | 2.2 | 2.2 | 2.2 | Batteries | MWH | BA | 2017.5 |  |  | (OP) Operating | 2 | [7 empty] | 37.5426 | -122.2311 | 0 | 0 | #DIV/0! | 0%
| Silveira Ranch Road Solar | 63762 | Silveira Ranch Road Solar | CA | Marin | CISO | IPP Non-CHP | SILVA |  | 3 | 3 | 3 | Solar Photovoltaic | SUN | PV | 2021 |  |  | (OP) Operating |  | 1.2 | [6 empty] | 38.1535 | -122.5657 | 0 | 0 | #DIV/0! | 0%
| Sunflower Electric Power Corp | 1230 | Cimarron River | KS | Seward | SWPP | Electric Utility | 1 |  | 65 | 67.3 | 67.3 | Natural Gas Steam Turbine | NG | ST | 1965.5 |  |  | (OP) Operating | [8 empty] | 37.1611 | -100.7619 | 60436.66 | 757709.247 | 12.5372 | 10.25%
| Affordable Solar Silver City, LLC | 58540 | Silver City WWTP PV Project | NM | Grant | PNM | IPP Non-CHP | PV-1 |  | 1 | 1 | 1 | Solar Photovoltaic | SUN | PV | 2013 |  |  | (OP) Operating |  | 1.1 | [6 empty] | 32.7139 | -108.2481 | 0 | 0 | #DIV/0! | 0%
| New York Power Authority | 7912 | Brentwood | NY | Suffolk | NYIS | Electric Utility | 1 |  | 47 | 45 | 46 | Natural Gas Fired Combustion Turbine | NG | GT | 2001 |  |  | (OP) Operating | [8 empty] | 40.7871 | -73.2934 | 41058.55 | 410083.018 | 9.9878 | 10.3%
| Green Mountain Power Corp | 3725 | Silver Lake (VT) | VT | Addison | ISNE | Electric Utility | 1 |  | 2.2 | 2.2 | 2.2 | Conventional Hydroelectric | WAT | HY | 1917 |  |  | (OP) Operating | [8 empty] | 43.8986 | -73.0531 | 0 | 0 | #DIV/0! | 0%
| Excelsior Energy Capital | 63936 | Silver Lake Garden | MN | Waseca | MISO | IPP Non-CHP | CGS |  | 1 | 1 | 1 | Solar Photovoltaic | SUN | PV | 2021 |  |  | (OP) Operating |  | 1.2 | [6 empty] | 44.0079 | -93.4954 | 0 | 0 | #DIV/0! | 0%
| Public Service Elec & Gas Co | 57341 | Silver Lake Solar Farm | NJ | Middlesex | PJM | Electric Utility | SILV |  | 1.7 | 1.7 | 1.7 | Solar Photovoltaic | SUN | PV | 2010 |  |  | (OP) Operating |  | 2 | [6 empty] | 40.4948 | -74.3995 | 0 | 0 | #DIV/0! | 0%
| Western Massachusetts Electric Company | 57676 | Silver Lake Solar Photovoltaic Facility | MA | Berkshire | ISNE | Electric Utility | 1 |  | 1.5 | 1.5 | 1.5 | Solar Photovoltaic | SUN | PV | 2010 |  |  | (OP) Operating |  | 1.8 | [6 empty] | 42.4525 | -73.2403 | 0 | 0 | #DIV/0! | 0%
| Wisconsin Electric Power Co | 67732 | Silver Lake Solar WI, LLC | WI | Kenosha | MISO | Electric Utility | 20232 |  | 7.5 | 7.5 | 7.5 | Solar Photovoltaic | SUN | PV | 2023 |  |  | (OP) Operating |  | 8.6 | [6 empty] | 42.5749 | -88.1896 | 0 | 0 | #DIV/0! | 0%
| WEB Silver Maple Wind LLC | 66283 | Silver Maple | ME | Penobscot | ISNE | IPP Non-CHP | SIMA1 |  | 20 | 20 | 20 | Onshore Wind Turbine | WND | WT | 2022 |  |  | (OP) Operating | [8 empty] | 44.7821 | -68.5201 | 0 | 0 | #DIV/0! | 0%
| Florida Power & Light Co | 65878 | Silver Palm | FL | Palm Beach | FPL | Electric Utility | 1 |  | 74.5 | 74.5 | 74.5 | Solar Photovoltaic | SUN | PV | 2024 |  |  | (OP) Operating |  | 95.34 | [6 empty] | 26.7877 | -80.3519 | 0 | 0 | #DIV/0! | 0%
| Duke Energy Renewables Services | 57091 | Silver Sage Windpower | WY | Laramie | WAUW | IPP Non-CHP | SSW01 |  | 42 | 42 | 42 | Onshore Wind Turbine | WND | WT | 2009 |  |  | (OP) Operating | [8 empty] | 41.1297 | -105.024 | 0 | 0 | #DIV/0! | 0%
| Silver Star I Power Partners LLC | 56771 | Silver Star I Wind Power Project | TX | Erath | ERCO | IPP Non-CHP | 1 |  | 52.8 | 52.8 | 52.8 | Onshore Wind Turbine | WND | WT | 2008 |  |  | (OP) Operating | [8 empty] | 32.3387 | -98.4761 | 0 | 0 | #DIV/0! | 0%
| Silver State Solar Power North, LLC | 57442 | Silver State Solar Power North | NV | Clark | NEVP | IPP Non-CHP | 56188 |  | 52 | 50 | 50 | Solar Photovoltaic | SUN | PV | 2012 |  |  | (OP) Operating |  | 63.5 | [6 empty] | 35.7931 | -115.3503 | 0 | 0 | #DIV/0! | 0%
| Silver State Solar Power South, LLC | 58644 | Silver State Solar Power South | NV | Clark | CISO | IPP Non-CHP | BLK1 |  | 260.1 | 260.1 | 260.1 | Solar Photovoltaic | SUN | PV | 2015.625 |  |  | (OP) Operating |  | 33.8 | [6 empty] | 35.63 | -115.32 | 0 | 0 | #DIV/0! | 0%
| Silver State South Storage, LLC | 67734 | Silver State South Storage | NV | Clark | CISO | IPP Non-CHP | SSSB |  | 200 | 200 | 200 | Batteries | MWH | BA | 2025 |  |  | (OP) Operating | 800 | [7 empty] | 35.6331 | -115.3442 | 0 | 0 | #DIV/0! | 0%
| East Texas Electric Coop, Inc | 56603 | San Jacinto County Peaking Facility | TX | San Jacinto | MISO | Electric Utility | SJC1 |  | 170 | 146 | 170 | Natural Gas Fired Combustion Turbine | NG | GT | 2001 |  |  | (OP) Operating | [8 empty] | 30.4193 | -95.0118 | 142655.55 | 1823631.356 | 12.7835 | 10.31%
| Silverstrand Grid, LLC | 63735 | Silverstrand Grid Energy Storage System | CA | Ventura | CISO | IPP Non-CHP | SLV01 |  | 11 | 11 | 11 | Batteries | MWH | BA | 2021 | 4 | 2041 | (OP) Operating | 44 | [7 empty] | 34.2077 | -119.0798 | 0 | 0 | #DIV/0! | 0%
| Silverton Solar, LLC | 61829 | Silverton Solar | OR | Marion | PGE | IPP Non-CHP | PGRC7 |  | 2.2 | 2.2 | 2.2 | Solar Photovoltaic | SUN | PV | 2017 |  |  | (OP) Operating |  | 3.1 | [6 empty] | 45.014 | -122.807 | 0 | 0 | #DIV/0! | 0%
| CVI CleanCapital Solar 5 LLC | 60746 | Silvi Gibraltar Rock | NJ | Somerset | PJM | IPP Non-CHP | 08502 |  | 2.5 | 2.5 | 2.5 | Solar Photovoltaic | SUN | PV | 2016 |  |  | (OP) Operating |  | 3 | [6 empty] | 40.4509 | -74.7171 | 0 | 0 | #DIV/0! | 0%
| Ketchikan Public Utilities | 6581 | Silvis | AK | Ketchikan Gateway |  | Electric Utility | 1 |  | 2.1 | 2.1 | 2.1 | Conventional Hydroelectric | WAT | HY | 1968 |  |  | (OP) Operating | [8 empty] | 55.3814 | -131.5178 | 0 | 0 | #DIV/0! | 0%
| Northeast Energy Associates LP | 10307 | Bellingham Cogeneration Facility | MA | Norfolk | ISNE | IPP Non-CHP | CT1 | CC1 | 386.1 | 264 | 336 | Natural Gas Fired Combined Cycle | NG | CT | 1991 |  |  | (OP) Operating | [8 empty] | 42.0925 | -71.4833 | 272295.98 | 3135213.656 | 11.514 | 10.36%
| Simcoe Solar | 60748 | Simcoe Solar | ID | Elmore | IPCO | IPP Non-CHP | IDSS |  | 20 | 20 | 20 | Solar Photovoltaic | SUN | PV | 2017 |  |  | (OP) Operating |  | 26 | [6 empty] | 43.2884 | -115.9554 | 0 | 0 | #DIV/0! | 0%
| Simon Solar Farm, LLC | 58628 | Simon Solar Farm LLC | GA | Walton | SOCO | IPP Non-CHP | SRSSF |  | 30 | 30 | 30 | Solar Photovoltaic | SUN | PV | 2013 |  |  | (OP) Operating |  | 38.6 | [6 empty] | 33.6781 | -83.6758 | 0 | 0 | #DIV/0! | 0%
| Cypress Creek Renewables | 59149 | Simons Farm | NC | Hertford | PJM | IPP Non-CHP | SIMON |  | 5 | 5 | 5 | Solar Photovoltaic | SUN | PV | 2016 |  |  | (OP) Operating |  | 7 | [6 empty] | 36.3064 | -76.9972 | 0 | 0 | #DIV/0! | 0%
| Simplot Leasing Corp | 50274 | Simplot Leasing Don Plant | ID | Bannock | IPCO | Industrial CHP | GEN1 |  | 15.9 | 14.8 | 15 | All Other | WH | ST | 1986 |  |  | (OP) Operating | [8 empty] | 42.9084 | -112.5294 | 0 | 0 | #DIV/0! | 0%
| Simplot Phosphates LLC | 54472 | Simplot Phosphates | WY | Sweetwater | PACE | Industrial CHP | GEN1 |  | 11.5 | 11.5 | 11.5 | All Other | WH | ST | 1986 |  |  | (OP) Operating | [8 empty] | 41.5417 | -109.1328 | 0 | 0 | #DIV/0! | 0%
| Georgia Power Co | 722 | Sinclair Dam | GA | Baldwin | SOCO | Electric Utility | 1 |  | 45 | 43.8 | 43.8 | Conventional Hydroelectric | WAT | HY | 1953 |  |  | (OP) Operating | [8 empty] | 33.1405 | -83.2018 | 0 | 0 | #DIV/0! | 0%
| Omnis Pleasants, LLC | 6004 | Pleasants Power Station | WV | Pleasants | PJM | IPP Non-CHP | 1 |  | 1368 | 1278 | 1300 | Conventional Steam Coal | BIT | ST | 1979.5 |  |  | (OP) Operating | [8 empty] | 39.3667 | -81.2944 | 1173750.16 | 11976940.333 | 10.204 | 10.39%
| Paducah Power System | 56556 | PPS Power Plant No 1 | KY | McCracken | LGEE | Electric Utility | 1 |  | 120 | 110 | 124 | Natural Gas Fired Combustion Turbine | NG | GT | 2010 |  |  | (OP) Operating | [8 empty] | 37.0339 | -88.6159 | 106787.19 | 1201565.852 | 11.252 | 10.42%
| Yuma County Water User's Association | 57364 | Siphon Drop Power Plant | CA | Imperial | WALC | IPP Non-CHP | 1 |  | 4.4 | 4.4 | 4.4 | Conventional Hydroelectric | WAT | HY | 1987 |  |  | (OP) Operating | [8 empty] | 32.7792 | -114.6344 | 0 | 0 | #DIV/0! | 0%
| Central Oregon Irrigation Dist | 50980 | Siphon Power Project | OR | Deschutes | PACW | IPP Non-CHP | GEN1 |  | 5.4 | 5.4 | 5.4 | Conventional Hydroelectric | WAT | HY | 1989 |  |  | (OP) Operating | [8 empty] | 44.033 | -121.3297 | 0 | 0 | #DIV/0! | 0%
| Boralex Hydro Operations Inc | 10220 | Sissonville Hydro | NY | St Lawrence | NYIS | IPP Non-CHP | HY1 |  | 3 | 3 | 3 | Conventional Hydroelectric | WAT | HY | 1990 |  |  | (OP) Operating | [8 empty] | 44.6856 | -75.0029 | 0 | 0 | #DIV/0! | 0%
| Madera-Chowchilla Power Auth | 50322 | Site 980 65 | CA | Madera | CISO | IPP Non-CHP | GEN1 |  | 2.1 | 2.1 | 2.1 | Conventional Hydroelectric | WAT | HY | 1985 |  |  | (OP) Operating | [8 empty] | 37.0568 | -119.8997 | 0 | 0 | #DIV/0! | 0%
| Arizona Public Service Co | 55522 | Sundance | AZ | Pinal | WALC | Electric Utility | CT1 |  | 605 | 410 | 440 | Natural Gas Fired Combustion Turbine | NG | GT | 2002 |  |  | (OP) Operating | [8 empty] | 32.9285 | -111.5899 | 392707.74 | 3922672.415 | 9.9888 | 10.55%
| City Utilities of Springfield - (MO) | 2161 | James River Power Station | MO | Greene | SWPP | Electric Utility | GT1 |  | 197.5 | 155 | 155 | Natural Gas Fired Combustion Turbine | NG | GT | 1990.5 |  |  | (OP) Operating | [8 empty] | 37.1086 | -93.2619 | 143562.6 | 1916383.87 | 13.3488 | 10.57%
| Virginia Electric & Power Co | 7839 | Ladysmith | VA | Caroline | PJM | Electric Utility | 1 |  | 892.5 | 814 | 931.5 | Natural Gas Fired Combustion Turbine | NG | GT | 2005.4 |  |  | (OP) Operating | [8 empty] | 38.0722 | -77.5133 | 815633.95 | 8199095.173 | 10.0524 | 10.67%
| SJA Solar, LLC | 60391 | SJA Solar LLC-Solterra Monastery CSG | MA | Worcester | ISNE | IPP Non-CHP | SJAPV |  | 14.7 | 14.7 | 14.7 | Solar Photovoltaic | SUN | PV | 2016 |  |  | (OP) Operating |  | 20.1 | [6 empty] | 42.2834 | -72.0085 | 0 | 0 | #DIV/0! | 0%
| Indeck-Oswego Ltd Partnership | 50450 | Indeck Oswego Energy Center | NY | Oswego | NYIS | IPP CHP | GEN1 | CC1 | 57.4 | 51.9 | 59 | Natural Gas Fired Combined Cycle | NG | CT | 1990 |  |  | (OP) Operating | [8 empty] | 43.4717 | -76.4935 | 51922.25 | 452202.325 | 8.7092 | 10.69%
| Alaska Power and Telephone Co | 66 | Skagway | AK | Skagway Hoonah Angoon |  | Electric Utility | 1 |  | 4.7 | 5.1 | 5.1 | Conventional Hydroelectric | WAT | HY | 1980.875 |  |  | (OP) Operating | [8 empty] | 59.4545 | -135.3131 | 0 | 0 | #DIV/0! | 0%
| Cascade Solar LLC | 66016 | Skalbeck Solar | MN | Renville | MISO | IPP Non-CHP | SKAL |  | 1 | 1 | 1 | Solar Photovoltaic | SUN | PV | 2022 |  |  | (OP) Operating |  | 1.7 | [6 empty] | 44.7871 | -95.3688 | 0 | 0 | #DIV/0! | 0%
| Skeleton Creek Energy Center | 62494 | Skeleton Creek Energy Center Hybrid | OK | Garfield | SWPP | IPP Non-CHP | SKC |  | 250 | 250 | 250 | Onshore Wind Turbine | WND | WT | 2020 |  |  | (OP) Operating | [8 empty] | 36.5214 | -98.0344 | 0 | 0 | #DIV/0! | 0%
| Brookfield White Pine Hydro LLC | 1505 | Skelton | ME | York | ISNE | IPP Non-CHP | 1 |  | 16.8 | 21.6 | 21.6 | Conventional Hydroelectric | WAT | HY | 1948 |  |  | (OP) Operating | [8 empty] | 43.5708 | -70.5583 | 0 | 0 | #DIV/0! | 0%
| Terraform Arcadia | 60425 | Skidmore College | NY | Saratoga | NYIS | IPP Non-CHP | SO049 |  | 1.8 | 1.8 | 1.8 | Solar Photovoltaic | SUN | PV | 2014 |  |  | (OP) Operating |  | 2.1 | [6 empty] | 43.0937 | -73.8113 | 0 | 0 | #DIV/0! | 0%
| Johnson & Johnson Consumer Inc | 59057 | Skillman | NJ | Somerset | PJM | IPP Non-CHP | GEN 1 |  | 1.6 | 1.4 | 1.4 | Solar Photovoltaic | SUN | PV | 2011 |  |  | (OP) Operating |  | 1.4 | [6 empty] | 40.5744 | -74.6481 | 0 | 0 | #DIV/0! | 0%
| AES Distributed Energy | 62675 | Skipjack Solar Center | VA | Charles City | PJM | IPP Non-CHP | SKIPJ |  | 175 | 175 | 175 | Solar Photovoltaic | SUN | PV | 2022 |  |  | (OP) Operating |  | 225 | [6 empty] | 37.4371 | -77.1587 | 0 | 0 | #DIV/0! | 0%
| TransAlta Centralia Gen LLC | 7259 | Skookumchuck | WA | Thurston | BPAT | IPP Non-CHP | 1 |  | 1 | 1 | 1 | Conventional Hydroelectric | WAT | HY | 1990 |  |  | (OP) Operating | [8 empty] | 46.7844 | -122.7197 | 0 | 0 | #DIV/0! | 0%
| Southern Power Co | 63205 | Skookumchuck Wind Facility | WA | Thurston | PSEI | IPP Non-CHP | 1 |  | 136 | 136.8 | 136.8 | Onshore Wind Turbine | WND | WT | 2020 |  |  | (OP) Operating | [8 empty] | 46.8507 | -122.6644 | 0 | 0 | #DIV/0! | 0%
| Southwestern Electric Power Co | 1417 | Lieberman | LA | Caddo | SWPP | Electric Utility | 3 |  | 228 | 208 | 208 | Natural Gas Steam Turbine | NG | ST | 1958 |  |  | (OP) Operating | [8 empty] | 32.7047 | -93.9597 | 195900.41 | 2195899.141 | 11.2093 | 10.75%
| Sky Ranch Solar and Storage | 66814 | Sky Ranch Solar | NM | Valencia | PNM | IPP Non-CHP | SKYBA |  | 240 | 240 | 240 | Batteries | MWH | BA | 2024 |  |  | (OP) Operating | 200 | [7 empty] | 34.7816 | -106.7769 | 0 | 0 | #DIV/0! | 0%
| Sky River Wind LLC | 50536 | Sky River Wind Energy Center | CA | Kern | CISO | IPP Non-CHP | SRW1 |  | 60.2 | 60.2 | 60.2 | Onshore Wind Turbine | WND | WT | 2021 |  |  | (OP) Operating | [8 empty] | 35.2608 | -118.2469 | 0 | 0 | #DIV/0! | 0%
| Sky Volt, LLC | 58460 | Sky Volt | IA | Adair | MISO | IPP Non-CHP | 1 |  | 1.6 | 1.6 | 1.6 | Onshore Wind Turbine | WND | WT | 2012 |  |  | (OP) Operating | [8 empty] | 41.29 | -94.485 | 0 | 0 | #DIV/0! | 0%
| SR Clinch, LLC | 60248 | Skylark | CO | Weld | WACM | IPP Non-CHP | CAREY |  | 4 | 4 | 4 | Solar Photovoltaic | SUN | PV | 2015 |  |  | (OP) Operating |  | 5.5 | [6 empty] | 40.5779 | -104.8948 | 0 | 0 | #DIV/0! | 0%
| Cypress Creek Renewables | 67642 | Skyline | IL | Christian | MISO | IPP Non-CHP | SKYLN |  | 5 | 5 | 5 | Solar Photovoltaic | SUN | PV | 2024 |  |  | (OP) Operating |  | 6.5 | [6 empty] | 39.5637 | -89.27 | 0 | 0 | #DIV/0! | 0%
| SoCore Energy LLC | 68742 | Skyline Solar | MA | Berkshire | ISNE | IPP Non-CHP | BA1 |  | 7.5 | 7.5 | 7.5 | Batteries | MWH | BA | 2022 |  |  | (OP) Operating | 3 | [7 empty] | 42.5028 | -73.2282 | 0 | 0 | #DIV/0! | 0%
| Skysol Holdco LLC | 66942 | Skysol | OR | Klamath | PACW | IPP Non-CHP | SKY01 |  | 61.2 | 55 | 55 | Solar Photovoltaic | SUN | PV | 2023 |  |  | (OP) Operating |  | 66.4 | [6 empty] | 42.0478 | -121.4921 | 0 | 0 | #DIV/0! | 0%
| REA Investments, LLC | 67946 | Skyway Avenue Solar Farm | ME | Aroostook | ISNE | IPP Non-CHP | SKYWY |  | 2.5 | 2.5 | 2.5 | Solar Photovoltaic | SUN | PV | 2024 |  |  | (OP) Operating | [8 empty] | 47.3103 | -68.3772 | 0 | 0 | #DIV/0! | 0%
| SL Babylon, LLC | 61487 | SL Babylon | NY | Suffolk | NYIS | IPP Non-CHP | SLBAB |  | 9 | 9 | 9 | Solar Photovoltaic | SUN | PV | 2017 |  |  | (OP) Operating |  | 10.6 | [6 empty] | 40.7308 | -73.3758 | 0 | 0 | #DIV/0! | 0%
| Southern Power Co | 57029 | Cleveland Cnty Generating Facility | NC | Cleveland | DUK | IPP Non-CHP | 1 |  | 736 | 737.9 | 767.7 | Natural Gas Fired Combustion Turbine | NG | GT | 2012 |  |  | (OP) Operating | [8 empty] | 35.1705 | -81.4167 | 714892.17 | 7445647.797 | 10.4151 | 10.84%
| Central Rivers Power US, LLC | 50961 | Slate Creek | CA | Shasta | PACW | IPP Non-CHP | GEN1 |  | 4.2 | 4 | 3.9 | Conventional Hydroelectric | WAT | HY | 1990 |  |  | (OP) Operating | [8 empty] | 40.9769 | -122.4563 | 0 | 0 | #DIV/0! | 0%
| EDF Renewable Asset Holdings, Inc. | 59837 | Slate Creek Wind Project LLC | KS | Sumner | SWPP | IPP Non-CHP | GEN1 |  | 150 | 150 | 150 | Onshore Wind Turbine | WND | WT | 2015 |  |  | (OP) Operating | [8 empty] | 37.1146 | -97.2376 | 0 | 0 | #DIV/0! | 0%
| Slate Hill Solar LLC | 64578 | Slate Hill(CSG) | NY | Orange | NYIS | IPP Non-CHP | SLT |  | 2 | 2 | 2 | Solar Photovoltaic | SUN | PV | 2021 |  |  | (OP) Operating |  | 2.8 | [6 empty] | 41.363 | -74.503 | 0 | 0 | #DIV/0! | 0%
| MN8 Energy LLC | 63727 | Slate Hybrid | CA | Kings | CISO | IPP Non-CHP | SL3EC |  | 440.3 | 440.3 | 440.3 | Solar Photovoltaic | SUN | PV | 2021.8889 |  |  | (OP) Operating |  | 87.7 | [6 empty] | 36.227 | -119.8948 | 0 | 0 | #DIV/0! | 0%
| RPNY Solar 3, LLC | 64867 | Slayton Settlement Road Solar CSG | NY | Niagara | NYIS | IPP Non-CHP | SLYTA |  | 7 | 7 | 7 | Solar Photovoltaic | SUN | PV | 2024 |  |  | (OP) Operating |  | 6.6 | [6 empty] | 43.2036 | -78.6454 | 0 | 0 | #DIV/0! | 0%
| Ecos Energy LLC | 58164 | Slayton Solar | MN | Murray | MISO | IPP Non-CHP | PV1 |  | 1.7 | 1.7 | 1.7 | Solar Photovoltaic | SUN | PV | 2013 |  |  | (OP) Operating |  | 2 | [6 empty] | 43.9803 | -95.7672 | 0 | 0 | #DIV/0! | 0%
| NRG Energy Gas & Wind Holdings Inc | 56621 | Sleeping Bear LLC | OK | Harper | SWPP | IPP Non-CHP | 1 |  | 94.5 | 94.5 | 94.5 | Onshore Wind Turbine | WND | WT | 2007 |  |  | (OP) Operating | [8 empty] | 36.6403 | -99.5006 | 0 | 0 | #DIV/0! | 0%
| Tennessee Valley Authority | 3406 | Johnsonville | TN | Humphreys | TVA | Electric Utility | G10 |  | 1426 | 1044.8 | 1372 | Natural Gas Fired Combustion Turbine | NG | GT | 1980 | 12 | 2025 | (OP) Operating | [8 empty] | 36.0278 | -87.9861 | 1150326.55 | 10497735.64 | 9.1259 | 10.87%
| PacifiCorp | 3036 | Slide Creek | OR | Douglas | PACW | Electric Utility | 1 |  | 18 | 18 | 18 | Conventional Hydroelectric | WAT | HY | 1951 |  |  | (OP) Operating | [8 empty] | 43.2939 | -122.4728 | 0 | 0 | #DIV/0! | 0%
| Luminace Solar Illinois 2, LLC | 64628 | Slidematic at Rockford | IL | Winnebago | PJM | IPP Non-CHP | SLIDE |  | 1.8 | 1.8 | 1.8 | Solar Photovoltaic | SUN | PV | 2022 |  |  | (OP) Operating |  | 2.5 | [6 empty] | 42.2061 | -89.0744 | 0 | 0 | #DIV/0! | 0%
| DTE Electric Company | 67758 | Slocum Energy Storage | MI | Wayne | MISO | Electric Utility | SLOES |  | 14 | 14 | 14 | Batteries | MWH | BA | 2025 |  |  | (OP) Operating | 56 | [7 empty] | 42.123 | -83.1874 | 0 | 0 | #DIV/0! | 0%
| Hoosier Energy R E C, Inc | 55148 | Worthington Generation LLC | IN | Greene | MISO | Electric Utility | 1 |  | 242 | 169.5 | 193.5 | Natural Gas Fired Combustion Turbine | NG | GT | 2000 |  |  | (OP) Operating | [8 empty] | 39.0708 | -87.0128 | 174320.9 | 1816811.933 | 10.4222 | 10.96%
| South Feather Water and Power Agency | 776 | Sly Creek | CA | Butte | CISO | Electric Utility | 1 |  | 12.1 | 12.1 | 12.1 | Conventional Hydroelectric | WAT | HY | 1983 |  |  | (OP) Operating | [8 empty] | 39.5804 | -121.1195 | 0 | 0 | #DIV/0! | 0%
| Small Mouth Bass Solar Partners LLC | 67072 | Small Mouth Bass Solar | VA | Rockbridge | PJM | IPP Non-CHP | METER |  | 2.5 | 2.4 | 1.2 | Solar Photovoltaic | SUN | PV | 2024 |  |  | (OP) Operating |  | 2.9 | [6 empty] | 37.9063 | -79.4039 | 0 | 0 | #DIV/0! | 0%
| Riverbay Corp | 52168 | Riverbay | NY | Bronx | NYIS | Commercial CHP | GEN2 | COG1 | 43.5 | 42.1 | 42.7 | Natural Gas Fired Combined Cycle | NG | CA | 2011 |  |  | (OP) Operating | [8 empty] | 40.87 | -73.8244 | 41395.75 | 1127657.15 | 27.2409 | 11.15%
| Luminace Solar Massachusetts, LLC | 61367 | Smith & Wesson at Springfield MA PV | MA | Hampden | ISNE | IPP Non-CHP | PV1 |  | 1.9 | 1.4 | 1.4 | Solar Photovoltaic | SUN | PV | 2017 |  |  | (OP) Operating |  | 2.6 | [6 empty] | 42.1379 | -72.5509 | 0 | 0 | #DIV/0! | 0%
| Central Rivers Power NH, LLC | 2368 | Smith (NH) | NH | Coos | ISNE | IPP Non-CHP | 1 |  | 15 | 11.7 | 15.2 | Conventional Hydroelectric | WAT | HY | 1948 |  |  | (OP) Operating | [8 empty] | 44.4695 | -71.1781 | 0 | 0 | #DIV/0! | 0%
| Green Mountain Power Corp | 3709 | Smith (VT) | VT | Orange | ISNE | Electric Utility | 1 |  | 1.5 | 0.9 | 1.3 | Conventional Hydroelectric | WAT | HY | 1982 |  |  | (OP) Operating | [8 empty] | 43.9921 | -72.1282 | 0 | 0 | #DIV/0! | 0%
| Sacramento Municipal Util Dist | 7527 | Carson Ice-Gen Project | CA | Sacramento | BANC | Electric Utility | 1 |  | 125.5 | 109 | 109 | Natural Gas Fired Combustion Turbine | NG | GT | 1995 |  |  | (OP) Operating | [8 empty] | 38.4457 | -121.4624 | 106691.92 | 965761.498 | 9.0519 | 11.17%
| LSE Pisces LLC | 67345 | Smith Creek | NY | Tioga | NYIS | IPP Non-CHP | SMI21 |  | 3.8 | 3.8 | 3.8 | Solar Photovoltaic | SUN | PV | 2021 |  |  | (OP) Operating |  | 5.6 | [6 empty] | 42.0532 | -76.3205 | 0 | 0 | #DIV/0! | 0%
| Smith Creek Hydro, LLC | 54249 | Smith Falls Hydro Project | ID | Boundary | BPAT | IPP Non-CHP | GEN1 |  | 38.1 | 20.1 | 38.1 | Conventional Hydroelectric | WAT | HY | 1989.6667 |  |  | (OP) Operating | [8 empty] | 48.9595 | -116.5574 | 0 | 0 | #DIV/0! | 0%
| Bayonne Energy Center LLC | 56964 | Bayonne Energy Center | NJ | Hudson | NYIS | IPP Non-CHP | GT1 |  | 644 | 598.6 | 631.6 | Natural Gas Fired Combustion Turbine | NG | GT | 2013.2 |  |  | (OP) Operating | [8 empty] | 40.6528 | -74.0915 | 604164.84 | 5778056.038 | 9.5637 | 11.21%
| Appalachian Power Co | 3780 | Smith Mountain | VA | Pittsylvania | PJM | Electric Utility | 1 |  | 547.5 | 586 | 586 | Hydroelectric Pumped Storage | WAT | PS | 1968.4 |  |  | (OP) Operating | [8 empty] | 37.0413 | -79.5356 | 0 | 0 | #DIV/0! | 0%
| Strata Manager, LLC | 65567 | Smith Solar Farm | NC | Scotland | CPLE | IPP Non-CHP | SMITH |  | 5 | 5 | 5 | Solar Photovoltaic | SUN | PV | 2019 |  |  | (OP) Operating |  | 7 | [6 empty] | 34.7751 | -79.5584 | 0 | 0 | #DIV/0! | 0%
| Greenbacker Renewable Energy Corporation | 66144 | Smithfield 1 | UT | Beaver | WACM | IPP Non-CHP | 523 |  | 5 | 5 | 5 | Solar Photovoltaic | SUN | PV | 2024 |  |  | (OP) Operating |  | 6.65 | [6 empty] | 38.3881 | -112.9946 | 0 | 0 | #DIV/0! | 0%
| Greenbacker Renewable Energy Corporation | 66147 | Smithfield 3 | UT | Beaver | WACM | IPP Non-CHP | 801 |  | 2 | 2 | 2 | Solar Photovoltaic | SUN | PV | 2023 |  |  | (OP) Operating |  | 2.7 | [6 empty] | 38.2245 | -113.1054 | 0 | 0 | #DIV/0! | 0%
| UNS Electric, Inc | 56482 | Black Mountain Generating Station | AZ | Mohave | TEPC | Electric Utility | 1 |  | 121 | 90 | 90 | Natural Gas Fired Combustion Turbine | NG | GT | 2008 |  |  | (OP) Operating | [8 empty] | 35.0361 | -114.1594 | 89345.03 | 915426.049 | 10.246 | 11.33%
| Oglethorpe Power Corporation | 7829 | Smarr Energy Center | GA | Monroe | SOCO | Electric Utility | 1 |  | 242 | 190.4 | 218.2 | Natural Gas Fired Combustion Turbine | NG | GT | 1999 |  |  | (OP) Operating | [8 empty] | 32.9842 | -83.8464 | 202840.03 | 2634630.906 | 12.9887 | 11.33%
| Southwestern Electric Power Co | 3476 | Knox Lee | TX | Gregg | SWPP | Electric Utility | 5 |  | 351 | 342 | 348 | Natural Gas Steam Turbine | NG | ST | 1974 |  |  | (OP) Operating | [8 empty] | 32.3766 | -94.6415 | 342972.78 | 3571634.995 | 10.4138 | 11.35%
| Smithfield Solar Farm | 64549 | Smithfield Solar Farm, LLC | RI | Providence | ISNE | IPP Non-CHP | PV1 |  | 2.4 | 2.4 | 2.4 | Solar Photovoltaic | SUN | PV | 2020 |  |  | (OP) Operating |  | 3.3 | [6 empty] | 41.9224 | -71.5204 | 0 | 0 | #DIV/0! | 0%
| American Mun Power-Ohio, Inc | 57400 | Smithland Hydroelectric Plant | KY | Livingston | MISO | Electric Utility | SG1 |  | 75.9 | 75.9 | 75.9 | Conventional Hydroelectric | WAT | HY | 2017 |  |  | (OP) Operating | [8 empty] | 37.1696 | -88.4195 | 0 | 0 | #DIV/0! | 0%
| Indiana Municipal Power Agency | 7336 | Anderson | IN | Madison | PJM | Electric Utility | ACT1 |  | 168.7 | 140 | 174 | Natural Gas Fired Combustion Turbine | NG | GT | 1996 |  |  | (OP) Operating | [8 empty] | 40.0529 | -85.7389 | 156792.09 | 1942847.524 | 12.3912 | 11.4%
| Smoky Hills Wind Farm I LLC | 56488 | Smoky Hills Wind Project Phase I | KS | Lincoln | SWPP | IPP Non-CHP | 1 |  | 100.8 | 100.8 | 100.8 | Onshore Wind Turbine | WND | WT | 2008 |  |  | (OP) Operating | [8 empty] | 38.8799 | -98.1602 | 0 | 0 | #DIV/0! | 0%
| Smoky Hills Wind Project II LLC | 56985 | Smoky Hills Wind Project Phase II | KS | Lincoln | SWPP | IPP Non-CHP | SMKII |  | 148.5 | 148.5 | 148.5 | Onshore Wind Turbine | WND | WT | 2009 |  |  | (OP) Operating | [8 empty] | 38.8927 | -98.1689 | 0 | 0 | #DIV/0! | 0%
| San Miguel Power Assn, Inc | 58547 | SMPA Solar 1 Community Solar | CO | Montrose | PSCO | Electric Utility | 1 |  | 1 | 1 | 1 | Solar Photovoltaic | SUN | PV | 2012 |  |  | (OP) Operating |  | 1.1 | [6 empty] | 38.2725 | -108.7856 | 0 | 0 | #DIV/0! | 0%
| SMT Alamo LLC | 66929 | SMT Alamo LLC | TX | Hidalgo | ERCO | IPP Non-CHP | SMTAL |  | 10 | 10 | 10 | Batteries | MWH | BA | 2023 |  |  | (OP) Operating | 10 | [7 empty] | 26.2307 | -98.114 | 0 | 0 | #DIV/0! | 0%
| SMT Bay City LLC | 66930 | SMT Bay City LLC | TX | Matagorda | ERCO | IPP Non-CHP | SMTBC |  | 10 | 10 | 10 | Batteries | MWH | BA | 2023 |  |  | (OP) Operating | 10 | [7 empty] | 28.9876 | -95.9698 | 0 | 0 | #DIV/0! | 0%
| SMT Elsa LLC | 66931 | SMT Elsa LLC | TX | Hidalgo | ERCO | IPP Non-CHP | SMTEL |  | 10 | 10 | 10 | Batteries | MWH | BA | 2023 |  |  | (OP) Operating | 10 | [7 empty] | 26.2961 | -98.0096 | 0 | 0 | #DIV/0! | 0%
| SMT Harlingen II LLC | 66933 | SMT Harlingen II LLC | TX | Cameron | ERCO | IPP Non-CHP | SMTH2 |  | 10 | 10 | 10 | Batteries | MWH | BA | 2023 |  |  | (OP) Operating | 10 | [7 empty] | 26.18 | -97.7256 | 0 | 0 | #DIV/0! | 0%
| SMT Los Fresnos LLC | 66932 | SMT Los Fresnos LLC | TX | Cameron | ERCO | IPP Non-CHP | SMTLF |  | 10 | 10 | 10 | Batteries | MWH | BA | 2023 |  |  | (OP) Operating | 10 | [7 empty] | 26.0747 | -97.5232 | 0 | 0 | #DIV/0! | 0%
| SMT Mercedes LLC | 66926 | SMT Mercedes LLC | TX | Hidalgo | ERCO | IPP Non-CHP | SMTNM |  | 10 | 10 | 10 | Batteries | MWH | BA | 2023 |  |  | (OP) Operating | 10 | [7 empty] | 26.2305 | -97.9126 | 0 | 0 | #DIV/0! | 0%
| SMT Mission LLC | 66927 | SMT Mission LLC | TX | Hidalgo | ERCO | IPP Non-CHP | SMTMB |  | 10 | 10 | 10 | Batteries | MWH | BA | 2023 |  |  | (OP) Operating | 10 | [7 empty] | 26.1894 | -98.3229 | 0 | 0 | #DIV/0! | 0%
| SMT Rio Grande I LLC | 66934 | SMT Rio Grande I LLC | TX | Starr | ERCO | IPP Non-CHP | SMTR1 |  | 10 | 10 | 10 | Batteries | MWH | BA | 2023 |  |  | (OP) Operating | 10 | [7 empty] | 26.4087 | -98.9374 | 0 | 0 | #DIV/0! | 0%
| SMT Rio Grande II LLC | 66935 | SMT Rio Grande II LLC | TX | Starr | ERCO | IPP Non-CHP | SMTR2 |  | 10 | 10 | 10 | Batteries | MWH | BA | 2023 |  |  | (OP) Operating | 10 | [7 empty] | 26.391 | -98.8204 | 0 | 0 | #DIV/0! | 0%
| SMT Santa Rosa LLC | 66928 | SMT Santa Rosa LLC | TX | Cameron | ERCO | IPP Non-CHP | SMTSR |  | 10 | 10 | 10 | Batteries | MWH | BA | 2023 |  |  | (OP) Operating | 10 | [7 empty] | 26.2325 | -97.8232 | 0 | 0 | #DIV/0! | 0%
| Sacramento PV Energy, LLC | 57671 | SMUD at Fleshman | CA | Sacramento | BANC | IPP Non-CHP | PV1 |  | 2.9 | 2.9 | 2.9 | Solar Photovoltaic | SUN | PV | 2011 |  |  | (OP) Operating |  | 3.7 | [6 empty] | 38.2378 | -121.3375 | 0 | 0 | #DIV/0! | 0%
| Sacramento PV Energy, LLC | 57669 | SMUD at Grundman | CA | Sacramento | BANC | IPP Non-CHP | PV1 |  | 17 | 18 | 17 | Solar Photovoltaic | SUN | PV | 2011 |  |  | (OP) Operating |  | 21.9 | [6 empty] | 38.3647 | -121.4128 | 0 | 0 | #DIV/0! | 0%
| Sacramento PV Energy, LLC | 57753 | SMUD at Lawrence | CA | Sacramento | BANC | IPP Non-CHP | PV1 |  | 1 | 1 | 1 | Solar Photovoltaic | SUN | PV | 2011 |  |  | (OP) Operating |  | 1.2 | [6 empty] | 38.3389 | -121.4313 | 0 | 0 | #DIV/0! | 0%
| Sacramento PV Energy, LLC | 57670 | SMUD at Van Conett | CA | Sacramento | BANC | IPP Non-CHP | PV1 |  | 2.9 | 2.9 | 2.9 | Solar Photovoltaic | SUN | PV | 2011 |  |  | (OP) Operating |  | 3.7 | [6 empty] | 38.2531 | -121.2789 | 0 | 0 | #DIV/0! | 0%
| Heber Light & Power Company | 3658 | Snake Creek | UT | Wasatch | PACE | Electric Utility | 1 |  | 1.2 | 1 | 1 | Conventional Hydroelectric | WAT | HY | 1910 |  |  | (OP) Operating | [8 empty] | 40.5449 | -111.5029 | 0 | 0 | #DIV/0! | 0%
| Appalachian Power Co | 55276 | Ceredo Generating Station | WV | Wayne | PJM | Electric Utility | 01 |  | 519 | 450 | 516 | Natural Gas Fired Combustion Turbine | NG | GT | 2001 |  |  | (OP) Operating | [8 empty] | 38.3681 | -82.5339 | 484950.04 | 6067735.9 | 12.5121 | 11.46%
| Strata Manager, LLC | 65551 | Sneads Grove | NC | Scotland | CPLE | IPP Non-CHP | SNEAD |  | 5 | 5 | 5 | Solar Photovoltaic | SUN | PV | 2018 |  |  | (OP) Operating |  | 7.2 | [6 empty] | 34.7922 | -79.4658 | 0 | 0 | #DIV/0! | 0%
| Alaska Electric Light & Power Co. | 78 | Snettisham | AK | Juneau |  | Electric Utility | 1 |  | 78.2 | 78 | 78 | Conventional Hydroelectric | WAT | HY | 1978.6667 |  |  | (OP) Operating | [8 empty] | 58.1415 | -133.737 | 0 | 0 | #DIV/0! | 0%
| Millennium Power Company, LLC | 55079 | Millennium Power | MA | Worcester | ISNE | IPP Non-CHP | CT01 | CC01 | 427.5 | 330.1 | 378.9 | Natural Gas Fired Combined Cycle | NG | CT | 2001 |  |  | (OP) Operating | [8 empty] | 42.1123 | -72.0151 | 356390.85 | 3855402.962 | 10.8179 | 11.48%
| SR Snipesville, LLC | 62165 | Snipesville | GA | Jeff Davis | SOCO | IPP Non-CHP | SNIPE |  | 86 | 86 | 86 | Solar Photovoltaic | SUN | PV | 2020 |  |  | (OP) Operating |  | 122.8 | [6 empty] | 31.7158 | -82.7495 | 0 | 0 | #DIV/0! | 0%
| Puget Sound Energy Inc | 3860 | Snoqualmie | WA | King | PSEI | Electric Utility | 1 |  | 12.8 | 12.1 | 12.1 | Conventional Hydroelectric | WAT | HY | 1921 |  |  | (OP) Operating | [8 empty] | 47.5401 | -121.837 | 0 | 0 | #DIV/0! | 0%
| Puget Sound Energy Inc | 7867 | Snoqualmie 2 | WA | King | PSEI | Electric Utility | 6A |  | 38.7 | 33.6 | 33.6 | Conventional Hydroelectric | WAT | HY | 1985 |  |  | (OP) Operating | [8 empty] | 47.5445 | -121.8414 | 0 | 0 | #DIV/0! | 0%
| Cypress Creek Renewables | 60367 | Snow Camp Solar, LLC | NC | Alamance | CPLE | IPP Non-CHP | SCSPV |  | 5.2 | 5.2 | 5.2 | Solar Photovoltaic | SUN | PV | 2016 |  |  | (OP) Operating |  | 8.2 | [6 empty] | 35.8627 | -79.4235 | 0 | 0 | #DIV/0! | 0%
| Strata Manager, LLC | 59106 | Snow Hill Solar 2 LLC | NC | Greene | CPLE | IPP Non-CHP | 1 |  | 2 | 2 | 2 | Solar Photovoltaic | SUN | PV | 2014 |  |  | (OP) Operating |  | 2.7 | [6 empty] | 35.4442 | -77.6494 | 0 | 0 | #DIV/0! | 0%
| Calpine Corp-Yuba City | 55847 | Feather River Energy Center | CA | Sutter | CISO | IPP Non-CHP | CTG1 |  | 47 | 48 | 48 | Natural Gas Fired Combustion Turbine | NG | GT | 2003 |  |  | (OP) Operating | [8 empty] | 39.1093 | -121.6093 | 48361.99 | 542267.357 | 11.2127 | 11.5%
| Town of Bedford - (VA) | 3821 | Snowden | VA | Bedford | PJM | Electric Utility | 4 |  | 5 | 5 | 5 | Conventional Hydroelectric | WAT | HY | 1987 |  |  | (OP) Operating | [8 empty] | 37.5736 | -79.3715 | 0 | 0 | #DIV/0! | 0%
| Snowden River Parkway, LLC | 65612 | Snowden River CSG | MD | Howard | PJM | IPP Non-CHP | SNOWD |  | 1.9 | 1.9 | 1.9 | Solar Photovoltaic | SUN | PV | 2021 |  |  | (OP) Operating |  | 2.6 | [6 empty] | 39.1754 | -76.8374 | 0 | 0 | #DIV/0! | 0%
| Madison Energy Holdings LLC | 63791 | Sobania Community Solar LLC | MN | Sherburne | MISO | IPP Non-CHP | SOB01 |  | 1 | 1 | 1 | Solar Photovoltaic | SUN | PV | 2020 |  |  | (OP) Operating |  | 1.4 | [6 empty] | 45.4236 | -94.0211 | 0 | 0 | #DIV/0! | 0%
| Soboba Band of Luiseno Indians | 61834 | Soboba Community Solar Project | CA | Riverside | CISO | Electric Utility | SCSP1 |  | 2 | 1.7 | 1.6 | Solar Photovoltaic | SUN | PV | 2016.5 |  |  | (OP) Operating |  | 1.3 | [6 empty] | 33.7671 | -116.9059 | 0 | 0 | #DIV/0! | 0%
| Hybrid-Electric Building Technologies West Los Angeles 1, LLC | 63617 | SOCCD | CA | Orange | CISO | Commercial Non-CHP | SOCCD |  | 1.3 | 1.3 | 1.3 | Batteries | MWH | BA | 2019 |  |  | (OP) Operating | 7.2 | [7 empty] | 33.6764 | -117.7773 | 0 | 0 | #DIV/0! | 0%
| SoCore Clovis 1 LLC | 64524 | SoCore Clovis 1 | NM | Curry | SWPP | IPP Non-CHP | 79100 |  | 2 | 2 | 2 | Solar Photovoltaic | SUN | PV | 2021 |  |  | (OP) Operating |  | 2.5 | [6 empty] | 34.423 | -103.2541 | 0 | 0 | #DIV/0! | 0%
| Luminace Solar MC, LLC | 60669 | Sod Run WTP A | MD | Harford | PJM | IPP Non-CHP | PV1 |  | 2 | 2 | 2 | Solar Photovoltaic | SUN | PV | 2015 |  |  | (OP) Operating |  | 2.7 | [6 empty] | 39.436 | -76.22 | 0 | 0 | #DIV/0! | 0%
| PacifiCorp | 831 | Soda | ID | Caribou | PACE | Electric Utility | 1 |  | 14.6 | 15.2 | 15.2 | Conventional Hydroelectric | WAT | HY | 1924 |  |  | (OP) Operating | [8 empty] | 42.6446 | -111.6967 | 0 | 0 | #DIV/0! | 0%
| AMOR IX, LLC | 63365 | Soda Lake 3 | NV | Churchill | NEVP | IPP Non-CHP | SL3 |  | 26 | 20 | 20 | Geothermal | GEO | BT | 2019 |  |  | (OP) Operating | [8 empty] | 39.5545 | -118.85 | 0 | 0 | #DIV/0! | 0%
| PacifiCorp | 3037 | Soda Springs | OR | Douglas | PACW | Electric Utility | 1 |  | 11 | 11.6 | 11.6 | Conventional Hydroelectric | WAT | HY | 1952 |  |  | (OP) Operating | [8 empty] | 43.3061 | -122.5014 | 0 | 0 | #DIV/0! | 0%
| Erie Boulevard Hydropower LP | 2610 | Soft Maple | NY | Lewis | NYIS | IPP Non-CHP | 1 |  | 16 | 14.4 | 16.2 | Conventional Hydroelectric | WAT | HY | 1925 |  |  | (OP) Operating | [8 empty] | 43.9206 | -75.2433 | 0 | 0 | #DIV/0! | 0%
| Duke Energy Renewables Services | 59857 | SoINCPower5, LLC | NC | Nash | PJM | IPP Non-CHP | BAT1 |  | 5 | 5 | 5 | Solar Photovoltaic | SUN | PV | 2015 |  |  | (OP) Operating |  | 6.9 | [6 empty] | 36.0528 | -77.7625 | 0 | 0 | #DIV/0! | 0%
| Duke Energy Renewables Services | 59856 | SoINCPower6, LLC | NC | Gates | PJM | IPP Non-CHP | SUN1 |  | 5 | 5 | 5 | Solar Photovoltaic | SUN | PV | 2015 |  |  | (OP) Operating |  | 7 | [6 empty] | 36.443 | -76.581 | 0 | 0 | #DIV/0! | 0%
| Sol Orchard Imperial 1, LLC | 58621 | Sol Orchard El Centro PV | CA | Imperial | IID | IPP Non-CHP | ECPV |  | 20 | 20 | 20 | Solar Photovoltaic | SUN | PV | 2013 |  |  | (OP) Operating |  | 25.2 | [6 empty] | 32.8033 | -115.5464 | 0 | 0 | #DIV/0! | 0%
| Greenbacker Renewable Energy Corporation | 62331 | Sol Phoenix | MD | Prince Georges | PJM | IPP Non-CHP | SOLPH |  | 2.5 | 2.5 | 2.5 | Solar Photovoltaic | SUN | PV | 2020 |  |  | (OP) Operating |  | 3.1 | [6 empty] | 38.85 | -76.95 | 0 | 0 | #DIV/0! | 0%
| SolaireHolman 1, LLC | 60989 | SolaireHolman Solar Project | TX | Brewster | ERCO | IPP Non-CHP | PV1 |  | 50 | 50 | 50 | Solar Photovoltaic | SUN | PV | 2017 |  |  | (OP) Operating |  | 64.5 | [6 empty] | 30.4551 | -103.4747 | 0 | 0 | #DIV/0! | 0%
| Arizona Solar One LLC | 56812 | Solana Generating Station | AZ | Maricopa | AZPS | IPP Non-CHP | GEN 1 |  | 280 | 295.6 | 295.6 | Solar Thermal with Energy Storage | SUN | CP | 2013 |  |  | (OP) Operating | [8 empty] | 32.9223 | -112.9559 | 0 | 0 | #DIV/0! | 0%
| Associated Electric Coop, Inc | 7848 | Holden | MO | Johnson | AECI | Electric Utility | 11 |  | 321.3 | 261 | 294 | Natural Gas Fired Combustion Turbine | NG | GT | 2002 |  |  | (OP) Operating | [8 empty] | 38.7538 | -93.9983 | 279771.71 | 3444983.561 | 12.3136 | 11.51%
| Sacramento Municipal Util Dist | 7526 | Solano Wind | CA | Solano | CISO | Electric Utility | 2 |  | 300.5 | 300.5 | 300.5 | Onshore Wind Turbine | WND | WT | 2012.25 | 3 | 2028 | (OP) Operating | [8 empty] | 38.1164 | -121.769 | 0 | 0 | #DIV/0! | 0%
| Darby Power, LLC | 55247 | Darby Power, LLC | OH | Pickaway | PJM | IPP Non-CHP | GT1 |  | 564 | 480 | 540 | Natural Gas Fired Combustion Turbine | NG | GT | 2001.3333 |  |  | (OP) Operating | [8 empty] | 39.7139 | -83.1778 | 516722.67 | 6261234.679 | 12.1172 | 11.57%
| Westlands Solar Blue (OZ) Owner, LLC | 63848 | Solar Blue | CA | Kings | CISO | IPP Non-CHP | BESS1 |  | 475 | 475 | 475 | Batteries | MWH | BA | 2023 |  |  | (OP) Operating | 900 | [7 empty] | 36.174 | -119.9043 | 0 | 0 | #DIV/0! | 0%
| NRG Solar Blythe II LLC | 60558 | Solar Blythe 2 | CA | Riverside | CISO | IPP Non-CHP | PV1 |  | 20 | 20 | 20 | Solar Photovoltaic | SUN | PV | 2017 |  |  | (OP) Operating |  | 27 | [6 empty] | 33.6187 | -114.6962 | 0 | 0 | #DIV/0! | 0%
| NRG Solar Blythe | 56939 | Solar Blythe LLC | CA | Riverside | CISO | IPP Non-CHP | 1 |  | 21 | 21 | 21 | Solar Photovoltaic | SUN | PV | 2009 |  |  | (OP) Operating |  | 26.4 | [6 empty] | 33.5917 | -114.7444 | 0 | 0 | #DIV/0! | 0%
| NRG Solar Borrego I | 57455 | Solar Borrego I | CA | San Diego | CISO | IPP Non-CHP | SB1 |  | 26 | 26 | 26 | Solar Photovoltaic | SUN | PV | 2013 |  |  | (OP) Operating |  | 26.5 | [6 empty] | 33.2989 | -116.3508 | 0 | 0 | #DIV/0! | 0%
| Southern Power Co | 58592 | Solar Gen 2 Solar Facility | CA | Imperial | CISO | IPP Non-CHP | ALHM |  | 163.2 | 150 | 150 | Solar Photovoltaic | SUN | PV | 2014 |  |  | (OP) Operating |  | 64.7 | [6 empty] | 33.08 | -115.47 | 0 | 0 | #DIV/0! | 0%
| Cypress Creek Renewables | 60469 | Solar Glynn | GA | Glynn | SOCO | IPP Non-CHP | INV1 |  | 18 | 18 | 18 | Solar Photovoltaic | SUN | PV | 2016 |  |  | (OP) Operating |  | 23 | [6 empty] | 31.25 | -81.433 | 0 | 0 | #DIV/0! | 0%
| Greenbacker Renewable Energy Corporation | 62912 | Solar Hagerstown | MD | Washington | PJM | IPP Non-CHP | 137 |  | 10 | 7.5 | 10 | Solar Photovoltaic | SUN | PV | 2020 |  |  | (OP) Operating |  | 13.2 | [6 empty] | 39.6491 | -77.6784 | 0 | 0 | #DIV/0! | 0%
| NRG Solar Las Vegas MB 2 | 60350 | Solar Las Vegas MB 2, LLC | NV | Clark | NEVP | IPP Non-CHP | LVMB2 |  | 1.5 | 1.5 | 1.5 | Solar Photovoltaic | SUN | PV | 2016 |  |  | (OP) Operating |  | 1.9 | [6 empty] | 36.0874 | -115.1754 | 0 | 0 | #DIV/0! | 0%
| NRG Solar Las Vegas MB-1 | 59430 | Solar Las Vegas MB-1 | NV | Clark | NEVP | IPP Non-CHP | MB-1 |  | 4.9 | 4.9 | 4.9 | Solar Photovoltaic | SUN | PV | 2015 |  |  | (OP) Operating |  | 6.4 | [6 empty] | 36.0886 | -115.1778 | 0 | 0 | #DIV/0! | 0%
| Solar Lee, LLC | 64237 | Solar Lee, LLC | NC | Wayne | CPLE | IPP Non-CHP | 002 |  | 4.9 | 4.9 | 4.9 | Solar Photovoltaic | SUN | PV | 2021 |  |  | (OP) Operating |  | 6.7 | [6 empty] | 35.1847 | -78.0846 | 0 | 0 | #DIV/0! | 0%
| Solar Mule, LLC | 60640 | Solar Mule, LLC | ME | Kennebec | ISNE | IPP Non-CHP | COLBY |  | 1.5 | 1.5 | 1.5 | Solar Photovoltaic | SUN | PV | 2017 |  |  | (OP) Operating |  | 1.8 | [6 empty] | 44.5577 | -69.6714 | 0 | 0 | #DIV/0! | 0%
| Solar Oasis, LLC | 59528 | Solar Oasis LLC | CA | Los Angeles | CISO | IPP Non-CHP | OASIS |  | 20 | 20 | 20 | Solar Photovoltaic | SUN | PV | 2016 |  |  | (OP) Operating |  | 27.8 | [6 empty] | 34.6489 | -118.0767 | 0 | 0 | #DIV/0! | 0%
| Altus Power America Management, LLC | 57438 | Solar Park Gainesville, LLC | FL | Alachua | GVL | IPP Non-CHP | 1 |  | 1.6 | 1.6 | 1.6 | Solar Photovoltaic | SUN | PV | 2011 |  |  | (OP) Operating |  | 2 | [6 empty] | 29.7004 | -82.3378 | 0 | 0 | #DIV/0! | 0%
| Southern California Edison Co | 57441 | Solar Photovoltaic Project #42 | CA | Tulare | CISO | Electric Utility | S42A |  | 5 | 5 | 5 | Solar Photovoltaic | SUN | PV | 2012 |  |  | (OP) Operating |  | 0.7 | [6 empty] | 36.0281 | -119.0747 | 0 | 0 | #DIV/0! | 0%
| Solar Star California XIX, LLC | 58388 | Solar Star 1 | CA | Kern | CISO | IPP Non-CHP | AVS1 |  | 318 | 309.9 | 309.9 | Solar Photovoltaic | SUN | PV | 2014.4286 |  |  | (OP) Operating |  | 48.9 | [6 empty] | 34.8181 | -118.4036 | 0 | 0 | #DIV/0! | 0%
| Solar Star California XX, LLC | 58389 | Solar Star 2 | CA | Kern | CISO | IPP Non-CHP | AVS2 |  | 279 | 275 | 275 | Solar Photovoltaic | SUN | PV | 2014.1667 |  |  | (OP) Operating |  | 24.4 | [6 empty] | 34.8486 | -118.3528 | 0 | 0 | #DIV/0! | 0%
| Solar Star California II LLC | 57933 | Solar Star California II LLC | CA | Sacramento | BANC | IPP Non-CHP | 1 |  | 2 | 2 | 2 | Solar Photovoltaic | SUN | PV | 2012 |  |  | (OP) Operating |  | 2.3 | [6 empty] | 38.5164 | -121.4753 | 0 | 0 | #DIV/0! | 0%
| MN8 Energy LLC | 60591 | Solar Star California, XLI, LLC | CA | Kern | CISO | IPP Non-CHP | RS1 |  | 54 | 54 | 54 | Solar Photovoltaic | SUN | PV | 2016 |  |  | (OP) Operating |  | 67.4 | [6 empty] | 34.839 | -118.3868 | 0 | 0 | #DIV/0! | 0%
| MN8 Energy LLC | 60869 | Solar Star California, XLIV, LLC | CA | Los Angeles | CISO | IPP Non-CHP | PB1 |  | 9.5 | 9.5 | 9.5 | Solar Photovoltaic | SUN | PV | 2016 |  |  | (OP) Operating |  | 11.9 | [6 empty] | 34.5119 | -117.9228 | 0 | 0 | #DIV/0! | 0%
| Solar Star New Jersey VI LLC | 58402 | Solar Star New Jersey NJ LLC | NJ | Somerset | PJM | IPP Non-CHP | 1 |  | 1.5 | 1.5 | 1.5 | Solar Photovoltaic | SUN | PV | 2012 |  |  | (OP) Operating |  | 1.7 | [6 empty] | 40.4015 | -74.6697 | 0 | 0 | #DIV/0! | 0%
| Duke Energy Renewables Services | 57435 | Solar Star North Carolina II LLC | NC | Hertford | PJM | IPP Non-CHP | 1 |  | 6.5 | 5 | 5 | Solar Photovoltaic | SUN | PV | 2011 |  |  | (OP) Operating |  | 1.5 | [6 empty] | 36.425 | -77.064 | 0 | 0 | #DIV/0! | 0%
| Avangrid Power LLC | 61048 | Solar Star Oregon II | OR | Crook | PACW | IPP Non-CHP | PV1 |  | 56.3 | 56 | 56 | Solar Photovoltaic | SUN | PV | 2017 |  |  | (OP) Operating |  | 69.5 | [6 empty] | 44.1843 | -120.918 | 0 | 0 | #DIV/0! | 0%
| DG 1 Acquisition Co., LLC | 62732 | Solar Star Palo Alto I, LLC | CA | Santa Clara | CISO | IPP Non-CHP | SSPAI |  | 1.3 | 1.3 | 1.3 | Solar Photovoltaic | SUN | PV | 2019 |  |  | (OP) Operating |  | 1.5 | [6 empty] | 37.411 | -122.1489 | 0 | 0 | #DIV/0! | 0%
| Solar Star Urbana Landfill Central, LLC | 66079 | Solar Star Urbana Landfill Central | IL | Champaign | MISO | IPP Non-CHP | 20824 |  | 1.9 | 1.9 | 1.7 | Solar Photovoltaic | SUN | PV | 2021 |  |  | (OP) Operating |  | 2.7 | [6 empty] | 40.1206 | -88.1785 | 0 | 0 | #DIV/0! | 0%
| Solar Star Urbana Landfill East, LLC | 66078 | Solar Star Urbana Landfill East | IL | Champaign | MISO | IPP Non-CHP | 18952 |  | 1.9 | 1.9 | 1.7 | Solar Photovoltaic | SUN | PV | 2021 |  |  | (OP) Operating |  | 2.7 | [6 empty] | 40.1208 | -88.1769 | 0 | 0 | #DIV/0! | 0%
| Nautilus Solar Solutions | 67331 | SolarClub 03 | MN | Pope | MISO | IPP Non-CHP | SC |  | 1 | 1 | 1 | Solar Photovoltaic | SUN | PV | 2023 |  |  | (OP) Operating |  | 1.4 | [6 empty] | 45.6421 | -95.5304 | 0 | 0 | #DIV/0! | 0%
| Nautilus Solar Solutions | 65448 | SolarClub 10 LLC | MN | Wright | MISO | IPP Non-CHP | SC 10 |  | 1 | 1 | 1 | Solar Photovoltaic | SUN | PV | 2020 |  |  | (OP) Operating |  | 1.4 | [6 empty] | 45.273 | -93.83 | 0 | 0 | #DIV/0! | 0%
| Nautilus Solar Solutions | 65449 | SolarClub 15 LLC | MN | Sherburne | MISO | IPP Non-CHP | SC 15 |  | 1 | 1 | 1 | Solar Photovoltaic | SUN | PV | 2020 |  |  | (OP) Operating |  | 1.4 | [6 empty] | 45.43 | -94.026 | 0 | 0 | #DIV/0! | 0%
| Nautilus Solar Solutions | 65451 | SolarClub 20 LLC | MN | Wabasha | MISO | IPP Non-CHP | SC 20 |  | 1 | 1 | 1 | Solar Photovoltaic | SUN | PV | 2020 |  |  | (OP) Operating |  | 1.4 | [6 empty] | 44.368 | -92.028 | 0 | 0 | #DIV/0! | 0%
| Nautilus Solar Solutions | 65452 | SolarClub 23 LLC | MN | Houston | MISO | IPP Non-CHP | SC 23 |  | 1 | 1 | 1 | Solar Photovoltaic | SUN | PV | 2020 |  |  | (OP) Operating |  | 1.4 | [6 empty] | 43.866 | -91.323 | 0 | 0 | #DIV/0! | 0%
| Nautilus Solar Solutions | 65453 | SolarClub 28 LLC | MN | Sibley | MISO | IPP Non-CHP | SC 28 |  | 1 | 1 | 1 | Solar Photovoltaic | SUN | PV | 2020 |  |  | (OP) Operating |  | 1.4 | [6 empty] | 44.543 | -94.226 | 0 | 0 | #DIV/0! | 0%
| Nautilus Solar Solutions | 67332 | SolarClub 30 (CSG) | MN | Meeker | MISO | IPP Non-CHP | SC |  | 1 | 1 | 1 | Solar Photovoltaic | SUN | PV | 2024 |  |  | (OP) Operating |  | 1.4 | [6 empty] | 45.3192 | -94.555 | 0 | 0 | #DIV/0! | 0%
| Nautilus Solar Solutions | 65455 | SolarClub 35 LLC | MN | Blue Earth | MISO | IPP Non-CHP | SC 35 |  | 1 | 1 | 1 | Solar Photovoltaic | SUN | PV | 2020 |  |  | (OP) Operating |  | 1.4 | [6 empty] | 44.101 | -94.077 | 0 | 0 | #DIV/0! | 0%
| Soldier Creek Wind LLC | 64309 | Soldier Creek Wind | KS | Nemaha | SWPP | IPP Non-CHP | SCWKS |  | 300 | 300 | 300 | Onshore Wind Turbine | WND | WT | 2020 |  |  | (OP) Operating | [8 empty] | 39.6572 | -96.0294 | 0 | 0 | #DIV/0! | 0%
| City of Glendale - (CA) | 377 | Grayson | CA | Los Angeles | LDWP | Electric Utility | 9 |  | 57.4 | 48 | 48 | Natural Gas Fired Combustion Turbine | NG | GT | 2004 |  |  | (OP) Operating | [8 empty] | 34.1556 | -118.2782 | 48735.62 | 486719.172 | 9.9869 | 11.59%
| BQ Energy LLC | 61898 | Solean Solar Project | NY | Cattaraugus | NYIS | IPP Non-CHP | SOLEA |  | 4 | 4 | 4 | Solar Photovoltaic | SUN | PV | 2016 |  |  | (OP) Operating |  | 5.7 | [6 empty] | 42.0869 | -78.4482 | 0 | 0 | #DIV/0! | 0%
| Dominion Energy Inc. | 66999 | Solidago Solar | VA | Wight | PJM | Electric Utility | SLDO |  | 20 | 20 | 20 | Solar Photovoltaic | SUN | PV | 2023 |  |  | (OP) Operating |  | 26.3 | [6 empty] | 36.89 | -76.71 | 0 | 0 | #DIV/0! | 0%
| CHI Operations Inc | 55570 | Soliloquoy Ridge LLC | MN | Lincoln | MISO | IPP Non-CHP | SR30 |  | 1.9 | 1.9 | 1.9 | Onshore Wind Turbine | WND | WT | 2001 |  |  | (OP) Operating | [8 empty] | 44.2364 | -96.2331 | 0 | 0 | #DIV/0! | 0%
| Engie North America | 61984 | Solomon Forks Wind Project, LLC | KS | Thomas | SWPP | IPP Non-CHP | WTGS |  | 275.6 | 275.6 | 275.6 | Onshore Wind Turbine | WND | WT | 2019 |  |  | (OP) Operating | [8 empty] | 39.306 | -101.0744 | 0 | 0 | #DIV/0! | 0%
| ProEnergy Services | 64383 | Braes Bayou Plant | TX | Fort Bend | ERCO | IPP Non-CHP | CTG-1 |  | 484 | 356 | 398.4 | Natural Gas Fired Combustion Turbine | NG | GT | 2022 |  |  | (OP) Operating | [8 empty] | 29.4803 | -95.6203 | 388332.92 | 3972300.046 | 10.2291 | 11.75%
| Copper Valley Elec Assn, Inc | 390 | Solomon Gulch | AK | Valdez Cordova |  | Electric Utility | 1 |  | 12 | 12 | 12 | Conventional Hydroelectric | WAT | HY | 1982 |  |  | (OP) Operating | [8 empty] | 61.0828 | -146.3033 | 0 | 0 | #DIV/0! | 0%
| Today's Power, Inc. | 68716 | Solomon-DS&O | KS | Dickinson | SWPP | Electric Utility | SOLOM |  | 1 | 1 | 1 | Solar Photovoltaic | SUN | PV | 2023 |  |  | (OP) Operating |  | 1.4 | [6 empty] | 38.8498 | -97.372 | 0 | 0 | #DIV/0! | 0%
| Old Dominion Electric Coop | 7837 | Louisa Generation Facility | VA | Louisa | PJM | Electric Utility | 1 |  | 545.7 | 466 | 555 | Natural Gas Fired Combustion Turbine | NG | GT | 2003 |  |  | (OP) Operating | [8 empty] | 38.1181 | -78.2139 | 532645.82 | 6211543.763 | 11.6617 | 11.91%
| Solops 371 Hoes LLC | 66889 | Solops 371 Hoes LLC | NJ | Middlesex | PJM | IPP Non-CHP | CANOP |  | 1.3 | 1.3 | 1.3 | Solar Photovoltaic | SUN | PV | 2023 |  |  | (OP) Operating |  | 1.1 | [6 empty] | 40.5459 | -74.4739 | 0 | 0 | #DIV/0! | 0%
| Altus Power America Management, LLC | 61731 | Solten Plainville 6000, LLC | MA | Norfolk | ISNE | IPP Non-CHP | PLAIN |  | 4.9 | 4.9 | 4.9 | Solar Photovoltaic | SUN | PV | 2017 |  |  | (OP) Operating |  | 5.9 | [6 empty] | 42.0412 | -71.2933 | 0 | 0 | #DIV/0! | 0%
| Strata Manager, LLC | 59191 | Soluga Farms 1 | NC | Sampson | CPLE | IPP Non-CHP | 1 |  | 5 | 5 | 5 | Solar Photovoltaic | SUN | PV | 2014 |  |  | (OP) Operating |  | 6.4 | [6 empty] | 35.2431 | -78.3869 | 0 | 0 | #DIV/0! | 0%
| Strata Manager, LLC | 59192 | Soluga Farms 2 LLC | NC | Bladen | CPLE | IPP Non-CHP | 1 |  | 5 | 5 | 5 | Solar Photovoltaic | SUN | PV | 2014 |  |  | (OP) Operating |  | 6.4 | [6 empty] | 34.5 | -78.6892 | 0 | 0 | #DIV/0! | 0%
| Strata Manager, LLC | 60580 | Soluga Farms III | NC | Cumberland | CPLE | IPP Non-CHP | 1 |  | 5 | 5 | 5 | Solar Photovoltaic | SUN | PV | 2015 |  |  | (OP) Operating |  | 6.5 | [6 empty] | 35.2193 | -78.6733 | 0 | 0 | #DIV/0! | 0%
| Soluga Solar, LLC | 59934 | Soluga Farms IV | NC | Cumberland | SEPA | IPP Non-CHP | SFIV |  | 3.4 | 3.4 | 3.4 | Solar Photovoltaic | SUN | PV | 2018 |  |  | (OP) Operating |  | 4.5 | [6 empty] | 35.2187 | -78.6695 | 0 | 0 | #DIV/0! | 0%
| West Deptford Distributed Solar, LLC | 63452 | Solvay Solar | NJ | Gloucester | PJM | IPP Non-CHP | SSP |  | 6.5 | 6.5 | 6.5 | Solar Photovoltaic | SUN | PV | 2020 |  |  | (OP) Operating |  | 7.9 | [6 empty] | 39.8465 | -75.212 | 0 | 0 | #DIV/0! | 0%
| AES Distributed Energy | 60185 | Solverde 1 | CA | Los Angeles | CISO | IPP Non-CHP | SOLV1 |  | 85 | 81 | 78 | Solar Photovoltaic | SUN | PV | 2016 |  |  | (OP) Operating |  | 106.3 | [6 empty] | 34.6557 | -118.2982 | 0 | 0 | #DIV/0! | 0%
| Louisiana Generating LLC | 6055 | Big Cajun 2 | LA | Pointe Coupee | MISO | IPP Non-CHP | 1 |  | 1902.9 | 1671.4 | 1692 | Conventional Steam Coal | SUB | ST | 1982 |  |  | (OP) Operating | [8 empty] | 30.7261 | -91.3692 | 1763178.24 | 19618259.97 | 11.1266 | 11.97%
| Onward Energy | 58554 | Somers Solar Center, LLC | CT | Tolland | ISNE | IPP Non-CHP | 1 |  | 5 | 5 | 5 | Solar Photovoltaic | SUN | PV | 2013 |  |  | (OP) Operating |  | 7.4 | [6 empty] | 41.955 | -72.4458 | 0 | 0 | #DIV/0! | 0%
| Basin Electric Power Coop | 56238 | Groton Generation Station | SD | Brown | SWPP | Electric Utility | GT01 |  | 216.4 | 170 | 188 | Natural Gas Fired Combustion Turbine | NG | GT | 2007 |  |  | (OP) Operating | [8 empty] | 45.3735 | -98.0987 | 188991.66 | 1573122.835 | 8.3238 | 12.05%
| Sequitur Renewables, LLC | 55803 | Somerset Windpower LLC | PA | Somerset | PJM | IPP Non-CHP | EW |  | 9 | 9 | 9 | Onshore Wind Turbine | WND | WT | 2001 |  |  | (OP) Operating | [8 empty] | 39.9792 | -79.0128 | 0 | 0 | #DIV/0! | 0%
| Green Mountain Power Corp | 50704 | Somersworth Lower Great Dam | NH | Strafford | ISNE | Electric Utility | GEN1 |  | 1.3 | 1.2 | 1.2 | Conventional Hydroelectric | WAT | HY | 1985 |  |  | (OP) Operating | [8 empty] | 43.2511 | -70.8408 | 0 | 0 | #DIV/0! | 0%
| Somerville Solar, LLC | 62900 | Somerville Solar | TN | Fayette | TVA | IPP Non-CHP | PV |  | 2.3 | 2.3 | 2.3 | Solar Photovoltaic | SUN | PV | 2019 |  |  | (OP) Operating |  | 2.7 | [6 empty] | 35.2249 | -89.3508 | 0 | 0 | #DIV/0! | 0%
| Somonauk Road Solar 1, LLC | 64013 | Somonauk Road Solar 1 | IL | DeKalb | PJM | IPP Non-CHP | 6344 |  | 2 | 2 | 1.6 | Solar Photovoltaic | SUN | PV | 2021 |  |  | (OP) Operating |  | 2.7 | [6 empty] | 41.7583 | -88.6563 | 0 | 0 | #DIV/0! | 0%
| Cypress Creek Renewables | 58782 | Sonne One | NC | Wayne | DUK | IPP Non-CHP | PV1 |  | 5 | 5 | 5 | Solar Photovoltaic | SUN | PV | 2016 |  |  | (OP) Operating |  | 7 | [6 empty] | 35.4372 | -77.8336 | 0 | 0 | #DIV/0! | 0%
| Heelstone Energy Holdings, LLC | 58829 | Sonne Two | NC | Catawba | DUK | IPP Non-CHP | PV1 |  | 5 | 5 | 5 | Solar Photovoltaic | SUN | PV | 2016 |  |  | (OP) Operating |  | 6.9 | [6 empty] | 35.6567 | -81.1836 | 0 | 0 | #DIV/0! | 0%
| Pine Gate Renewables | 66418 | Sonny Solar LLC | GA | Elbert | SOCO | IPP Non-CHP | PGR36 |  | 40 | 40 | 40 | Solar Photovoltaic | SUN | PV | 2023 |  |  | (OP) Operating |  | 56.3 | [6 empty] | 34.052 | -82.7222 | 0 | 0 | #DIV/0! | 0%
| PEI Power Corp | 50279 | Archbald Power Station | PA | Lackawanna | PJM | IPP Non-CHP | GEN1 |  | 92.9 | 71.7 | 79.2 | Natural Gas Steam Turbine | NG | ST | 2002.25 |  |  | (OP) Operating | [8 empty] | 41.485 | -75.5406 | 79763 | 771097.875 | 9.6674 | 12.07%
| Geysers Power Co LLC | 510 | Sonoma California Geothermal | CA | Lake | CISO | IPP Non-CHP | 1 |  | 78 | 50 | 55 | Geothermal | GEO | ST | 1983 |  |  | (OP) Operating | [8 empty] | 38.7903 | -122.7559 | 0 | 0 | #DIV/0! | 0%
| Constellation Power, Inc | 59882 | Exelon West Medway II LLC | MA | Norfolk | ISNE | IPP Non-CHP | 4 |  | 263.6 | 187.9 | 207 | Natural Gas Fired Combustion Turbine | NG | GT | 2019 |  |  | (OP) Operating | [8 empty] | 42.1372 | -71.4447 | 209165.19 | 1901673.606 | 9.0917 | 12.09%
| Pinelawn Power LLC | 56188 | Pinelawn Power LLC | NY | Suffolk | NYIS | IPP Non-CHP | CTG | CC1 | 82 | 74.5 | 77.1 | Natural Gas Fired Combined Cycle | NG | CT | 2005 |  |  | (OP) Operating | [8 empty] | 40.7366 | -73.3884 | 80534.4 | 682483.004 | 8.4744 | 12.13%
| City of Colorado Springs - (CO) | 492 | South Plant | CO | El Paso | WACM | Electric Utility | A1 |  | 245.1 | 150 | 150 | Natural Gas Fired Combustion Turbine | NG | GT | 2023 |  |  | (OP) Operating | [8 empty] | 38.8244 | -104.8333 | 159455.62 | 1685680.449 | 10.5715 | 12.14%
| Greenbacker Renewable Energy Corporation | 58578 | Sonora 1 | CA | Tuolumne | CISO | IPP Non-CHP | SON1 |  | 1.5 | 1.5 | 1.5 | Solar Photovoltaic | SUN | PV | 2013 |  |  | (OP) Operating |  | 1.9 | [6 empty] | 37.8898 | -120.5287 | 0 | 0 | #DIV/0! | 0%
| Sonoran Solar Energy, LLC | 66627 | Sonoran Solar Energy | AZ | Maricopa | SRP | IPP Non-CHP | SON12 |  | 750 | 520 | 520 | Solar Photovoltaic | SUN | PV | 2023 |  |  | (OP) Operating |  | 261 | [6 empty] | 33.2488 | -112.5424 | 0 | 0 | #DIV/0! | 0%
| Cartier Energy, LLC | 10030 | Energy Center Dover | DE | Kent | PJM | IPP CHP | COG1 | CC1 | 118 | 103 | 115 | Natural Gas Fired Combined Cycle | NG | CA | 1995.6667 |  |  | (OP) Operating | [8 empty] | 39.1495 | -75.5473 | 116406.76 | 1098772.608 | 9.4391 | 12.19%
| Sophie Solar LLC | 58745 | Sophie Solar | NC | Cleveland | DUK | IPP Non-CHP | PV1 |  | 4.5 | 4.5 | 4.5 | Solar Photovoltaic | SUN | PV | 2016 |  |  | (OP) Operating |  | 5.9 | [6 empty] | 35.305 | -81.6969 | 0 | 0 | #DIV/0! | 0%
| Soscol Ferry Solar | 63761 | Soscol Ferry Solar | CA | Napa | CISO | IPP Non-CHP | SSCLC |  | 2 | 2 | 2 | Solar Photovoltaic | SUN | PV | 2020 |  |  | (OP) Operating |  | 1.4 | [6 empty] | 38.2374 | -122.2752 | 0 | 0 | #DIV/0! | 0%
| Cypress Creek Renewables | 59606 | Soul City Solar | NC | Warren | CPLE | IPP Non-CHP | FLS1 |  | 3.5 | 3.5 | 3 | Solar Photovoltaic | SUN | PV | 2015 |  |  | (OP) Operating |  | 3.8 | [6 empty] | 36.25 | -78.25 | 0 | 0 | #DIV/0! | 0%
| Morristown Solar II, LLC | 66256 | Source Power Company - Aldrich | NY | St. Lawrence | NYIS | IPP Non-CHP | P4726 |  | 5 | 5 | 5 | Solar Photovoltaic | SUN | PV | 2022 |  |  | (OP) Operating |  | 7 | [6 empty] | 44.5342 | -75.6595 | 0 | 0 | #DIV/0! | 0%
| Distributed Solar Development, LLC | 66767 | Source Power Company - Richland | NY | Oswego | NYIS | IPP Non-CHP | 4725 |  | 4.5 | 4.5 | 4.5 | Solar Photovoltaic | SUN | PV | 2021 |  |  | (OP) Operating |  | 2.6 | [6 empty] | 43.5113 | -76.1196 | 0 | 0 | #DIV/0! | 0%
| Distributed Solar Development, LLC | 66769 | Source Power Company - Silver Creek | NY | Chautauqua | NYIS | IPP Non-CHP | P4468 |  | 5 | 5 | 5 | Solar Photovoltaic | SUN | PV | 2021 |  |  | (OP) Operating |  | 7.5 | [6 empty] | 42.5173 | -79.2213 | 0 | 0 | #DIV/0! | 0%
| Distributed Solar Development, LLC | 66836 | Source Power II - Taft CSG | NY | Onondaga | NYIS | IPP Non-CHP | P5567 |  | 3.7 | 3.7 | 3.7 | Solar Photovoltaic | SUN | PV | 2023 |  |  | (OP) Operating |  | 4.4 | [6 empty] | 43.122 | -76.0423 | 0 | 0 | #DIV/0! | 0%
| Locust Solar LLC | 67295 | Source Power NY II - Locust 1 | NY | Cortland | NYIS | IPP Non-CHP | P5564 |  | 5 | 5 | 5 | Solar Photovoltaic | SUN | PV | 2023 |  |  | (OP) Operating |  | 6.7 | [6 empty] | 42.6139 | -76.1668 | 0 | 0 | #DIV/0! | 0%
| Whaling Solar, LLC | 66258 | Source Power NY II - Whaling | NY | Oneida | NYIS | IPP Non-CHP | P5569 |  | 3.2 | 3.2 | 3.2 | Solar Photovoltaic | SUN | PV | 2023 |  |  | (OP) Operating |  | 4.5 | [6 empty] | 43.1918 | -75.1855 | 0 | 0 | #DIV/0! | 0%
| TJA-NY-11202 Ridge Rd Medina, LLC | 66259 | Source Power NY III - Medina II (CSG) | NY | Orleans | NYIS | IPP Non-CHP | P5646 |  | 5 | 5 | 5 | Solar Photovoltaic | SUN | PV | 2024 |  |  | (OP) Operating |  | 7.1 | [6 empty] | 43.2677 | -78.3995 | 0 | 0 | #DIV/0! | 0%
| Distributed Solar Development, LLC | 67268 | Source Power NY III - Remsen | NY | Oneida | NYIS | IPP Non-CHP | P5648 |  | 3.5 | 3.5 | 3.5 | Solar Photovoltaic | SUN | PV | 2023 |  |  | (OP) Operating |  | 4.8 | [6 empty] | 43.3344 | -75.1779 | 0 | 0 | #DIV/0! | 0%
| Pacific Gas & Electric Co. | 280 | South | CA | Tehama | CISO | Electric Utility | 1 |  | 6.7 | 7 | 7 | Conventional Hydroelectric | WAT | HY | 1979 |  |  | (OP) Operating | [8 empty] | 40.3954 | -121.8792 | 0 | 0 | #DIV/0! | 0%
| Arevon Energy, Inc. | 66178 | South 49th 013445 SCS Norfolk, LLC | NE | Madison | WACM | IPP Non-CHP | 9122 |  | 10.6 | 9.5 | 9.5 | Solar Photovoltaic | SUN | PV | 2022 |  |  | (OP) Operating |  | 12.3 | [6 empty] | 42.0312 | -97.4827 | 0 | 0 | #DIV/0! | 0%
| South Atlantic Services Inc | 60798 | South Atlantic Services Solar Farm I | NC | New Hanover | DUK | IPP Non-CHP | PV1 |  | 1.6 | 1.6 | 1.6 | Solar Photovoltaic | SUN | PV | 2013 |  |  | (OP) Operating |  | 2.1 | [6 empty] | 34.2902 | -77.9757 | 0 | 0 | #DIV/0! | 0%
| Vandolah Power Co LLC | 55415 | Vandolah Power Station | FL | Hardee | FPC | IPP Non-CHP | G101 |  | 728 | 660 | 700 | Natural Gas Fired Combustion Turbine | NG | GT | 2002 |  |  | (OP) Operating | [8 empty] | 27.5236 | -81.924 | 734312.19 | 7652635.896 | 10.4215 | 12.33%
| JPMorgan Chase Bank | 59922 | South Campus Solar | DE | New Castle | PJM | Commercial Non-CHP | G1789 |  | 1.8 | 1.8 | 1.8 | Solar Photovoltaic | SUN | PV | 2016 |  |  | (OP) Operating |  | 1.8 | [6 empty] | 39.7815 | -75.5484 | 0 | 0 | #DIV/0! | 0%
| Delta-Montrose Electric Association | 58783 | South Canal Hydro-1 | CO | Montrose | WACM | Electric Utility | SC-1 |  | 4 | 3.8 | 0.2 | Conventional Hydroelectric | WAT | HY | 2013 |  |  | (OP) Operating | [8 empty] | 38.4833 | -107.755 | 0 | 0 | #DIV/0! | 0%
| Delta-Montrose Electric Association | 58784 | South Canal Hydro-3 | CO | Montrose | WACM | Electric Utility | SC-3 |  | 3.5 | 3.3 | 0.2 | Conventional Hydroelectric | WAT | HY | 2013 |  |  | (OP) Operating | [8 empty] | 38.4703 | -107.7714 | 0 | 0 | #DIV/0! | 0%
| Town Of Cary | 59377 | South Cary WRF Solar Array | NC | Wake | CPLE | IPP Non-CHP | CARY1 |  | 1.5 | 1.5 | 1.5 | Solar Photovoltaic | SUN | PV | 2012 |  |  | (OP) Operating |  | 1.8 | [6 empty] | 35.6517 | -78.7572 | 0 | 0 | #DIV/0! | 0%
| Today's Power, Inc. | 68717 | South Central Electric Cooperative | AR | Clark | MISO | Electric Utility | SCAEC |  | 1 | 1 | 1 | Solar Photovoltaic | SUN | PV | 2019 |  |  | (OP) Operating |  | 1.4 | [6 empty] | 34.1635 | -93.0872 | 0 | 0 | #DIV/0! | 0%
| Avangrid Power LLC | 56796 | South Chestnut LLC | PA | Fayette | PJM | IPP Non-CHP | 1 |  | 50.4 | 50.4 | 50.4 | Onshore Wind Turbine | WND | WT | 2012 |  |  | (OP) Operating | [8 empty] | 39.7513 | -79.7271 | 0 | 0 | #DIV/0! | 0%
| Southern Power Co | 67147 | South Cheyenne Solar | WY | Laramie | WACM | IPP Non-CHP | SCHY |  | 150 | 150 | 150 | Solar Photovoltaic | SUN | PV | 2024 |  |  | (OP) Operating |  | 165.6 | [6 empty] | 41.0272 | -104.776 | 0 | 0 | #DIV/0! | 0%
| Erie Boulevard Hydropower LP | 2611 | South Colton | NY | St Lawrence | NYIS | IPP Non-CHP | 1 |  | 21 | 19.8 | 20 | Conventional Hydroelectric | WAT | HY | 1954 |  |  | (OP) Operating | [8 empty] | 44.5133 | -74.8831 | 0 | 0 | #DIV/0! | 0%
| Salt River Project | 100 | South Consolidated | AZ | Maricopa | SRP | Electric Utility | SC1 |  | 1.4 | 1.4 | 1.4 | Conventional Hydroelectric | WAT | HY | 1981 |  |  | (OP) Operating | [8 empty] | 33.4665 | -111.7811 | 0 | 0 | #DIV/0! | 0%
| SoCore Energy LLC | 68265 | South County Detention Center Solar | CA | Tulare | CISO | IPP Non-CHP | PV1 |  | 1.1 | 1.1 | 1.1 | Solar Photovoltaic | SUN | PV | 2019 |  |  | (OP) Operating |  | 1.3 | [6 empty] | 36.039 | -119.061 | 0 | 0 | #DIV/0! | 0%
| FPL Energy South Dakota Wind LLC | 56092 | South Dakota Wind Energy Cente | SD | Hyde | WACM | IPP Non-CHP | GE15 |  | 40.5 | 40.5 | 40.5 | Onshore Wind Turbine | WND | WT | 2003 |  |  | (OP) Operating | [8 empty] | 44.5492 | -99.5 | 0 | 0 | #DIV/0! | 0%
| City Utilities of Springfield - (MO) | 7903 | McCartney | MO | Greene | SWPP | Electric Utility | MGS1 |  | 117.8 | 100 | 100 | Natural Gas Fired Combustion Turbine | NG | GT | 2002 |  |  | (OP) Operating | [8 empty] | 37.2484 | -93.1708 | 108859.01 | 1240212.868 | 11.3928 | 12.43%
| Hydrodynamics Inc | 10138 | South Dry Creek Hydro | MT | Carbon | NWMT | IPP Non-CHP | 1 |  | 2 | 2 | 0 | Conventional Hydroelectric | WAT | HY | 1985 |  |  | (OP) Operating | [8 empty] | 45.2063 | -109.1652 | 0 | 0 | #DIV/0! | 0%
| Erie Boulevard Hydropower LP | 2604 | South Edwards | NY | St Lawrence | NYIS | IPP Non-CHP | 1 |  | 4 | 3.4 | 3.1 | Conventional Hydroelectric | WAT | HY | 1934.75 |  |  | (OP) Operating | [8 empty] | 44.2678 | -75.1961 | 0 | 0 | #DIV/0! | 0%
| Evergy Kansas South, Inc | 1240 | Gordon Evans Energy Center | KS | Sedgwick | SWPP | Electric Utility | 5 |  | 378 | 303.1 | 347.7 | Petroleum Liquids | DFO | IC | 1992.5 |  |  | (SB) Standby/Backup: available for service but not normally used | [8 empty] | 37.7903 | -97.5217 | 355308.48 | 4216244.067 | 11.8664 | 12.46%
| Oglethorpe Power Corporation | 7813 | Sewell Creek Energy | GA | Polk | SOCO | Electric Utility | 1 |  | 570 | 445.8 | 511.4 | Natural Gas Fired Combustion Turbine | NG | GT | 2000 |  |  | (OP) Operating | [8 empty] | 33.9486 | -85.2769 | 527261.64 | 5953545.772 | 11.2914 | 12.58%
| Primary Energy Recycling Holdings, LLC | 55096 | Portside Energy | IN | Porter | MISO | IPP CHP | GT |  | 61 | 53 | 61 | Natural Gas Fired Combustion Turbine | NG | GT | 1997 |  |  | (OP) Operating | [8 empty] | 41.6317 | -87.1728 | 62977.5 | 1054837 | 16.7494 | 12.61%
| Alaska Power and Telephone Co | 56265 | South Fork | AK | Prince of Wales Ketchikan |  | Electric Utility | 1 |  | 2 | 1.9 | 1.8 | Conventional Hydroelectric | WAT | HY | 2005 |  |  | (OP) Operating | [8 empty] | 55.5633 | -132.8911 | 0 | 0 | #DIV/0! | 0%
| City of Seattle - (WA) | 622 | South Fork Tolt | WA | King | SCL | Electric Utility | 1 |  | 16.8 | 16.8 | 16.8 | Conventional Hydroelectric | WAT | HY | 1995 |  |  | (OP) Operating | [8 empty] | 47.6992 | -121.7833 | 0 | 0 | #DIV/0! | 0%
| Orsted Wind Power North America LLC | 65561 | South Fork Wind | NY | Suffolk | NYIS | IPP Non-CHP | SFWND |  | 130 | 130 | 130 | Offshore Wind Turbine | WND | WS | 2024 |  |  | (OP) Operating | [8 empty] | 41.09 | -71.13 | 0 | 0 | #DIV/0! | 0%
| South Fork Wind, LLC | 58691 | South Fork Wind Farm | MN | Jackson | MISO | IPP Non-CHP | STFK1 |  | 13.8 | 13 | 13 | Onshore Wind Turbine | WND | WT | 2016 |  |  | (OP) Operating | [8 empty] | 43.5873 | -95.3751 | 0 | 0 | #DIV/0! | 0%
| South Forks Joint Venture | 10296 | South Forks Hydro | ID | Twin Falls | IPCO | IPP Non-CHP | GEN1 |  | 8 | 8 | 8 | Conventional Hydroelectric | WAT | HY | 1984 |  |  | (OP) Operating | [8 empty] | 42.4937 | -114.3102 | 0 | 0 | #DIV/0! | 0%
| South Garden LLC | 65989 | South Garden | MN | McLeod | MISO | IPP Non-CHP | MNC01 |  | 1 | 1 | 1 | Solar Photovoltaic | SUN | PV | 2023 |  |  | (OP) Operating |  | 1.5 | [6 empty] | 44.9492 | -94.0769 | 0 | 0 | #DIV/0! | 0%
| Duke Energy Ohio Inc | 55111 | Vermillion Energy Facility | IN | Vermillion | MISO | Electric Utility | CT1 |  | 692 | 576 | 763 | Natural Gas Fired Combustion Turbine | NG | GT | 2000 |  |  | (OP) Operating | [8 empty] | 39.9223 | -87.4464 | 743084.59 | 9387275.186 | 12.6328 | 12.67%
| Indeck-Energy Serv Silver Spg | 50449 | Indeck Silver Springs Energy Center | NY | Wyoming | NYIS | IPP CHP | GEN1 | G722 | 56.6 | 51.9 | 62.3 | Natural Gas Fired Combined Cycle | NG | CT | 1991 |  |  | (OP) Operating | [8 empty] | 42.6544 | -78.0772 | 63818.75 | 600488.25 | 9.4093 | 12.76%
| Boralex Hydro Operations Inc | 54772 | South Glens Falls Hydroelectric | NY | Saratoga | NYIS | IPP Non-CHP | GEN1 |  | 13.8 | 13.8 | 13.8 | Conventional Hydroelectric | WAT | HY | 1994 |  |  | (OP) Operating | [8 empty] | 43.3044 | -73.6399 | 0 | 0 | #DIV/0! | 0%
| AES Distributed Energy | 65217 | South Goshen Community Solar | NY | Orange | NYIS | IPP Non-CHP | BESS |  | 9.5 | 9.5 | 9.5 | Batteries | MWH | BA | 2021 |  |  | (OP) Operating | 17 | [7 empty] | 41.3927 | -74.3478 | 0 | 0 | #DIV/0! | 0%
| City of Vineland - (NJ) | 58235 | Clayville | NJ | Cumberland | PJM | Electric Utility | 1 |  | 73 | 55 | 61 | Natural Gas Fired Combustion Turbine | NG | GT | 2015 |  |  | (OP) Operating | [8 empty] | 39.4244 | -75.02 | 64846.23 | 628751.81 | 9.696 | 12.76%
| Virginia Electric & Power Co | 7213 | Clover | VA | Halifax | PJM | Electric Utility | 1 |  | 848 | 877.1 | 881.9 | Conventional Steam Coal | BIT | ST | 1995.5 |  |  | (OP) Operating | [8 empty] | 36.869 | -78.704 | 988901.61 | 10548166.604 | 10.6665 | 12.84%
| Tennessee Valley Authority | 3416 | South Holston | TN | Sullivan | TVA | Electric Utility | 1 |  | 38.5 | 44.4 | 44.4 | Conventional Hydroelectric | WAT | HY | 1951 |  |  | (OP) Operating | [8 empty] | 36.5232 | -82.0902 | 0 | 0 | #DIV/0! | 0%
| Caithness Shepherds Flat LLC | 57549 | South Hurlburt Wind LLC | OR | Gilliam | BPAT | IPP Non-CHP | SOUTH |  | 290 | 290 | 290 | Onshore Wind Turbine | WND | WT | 2012 |  |  | (OP) Operating | [8 empty] | 45.7063 | -120.08 | 0 | 0 | #DIV/0! | 0%
| Cypress Creek Renewables | 59825 | South Louisburg Solar | NC | Franklin | CPLE | IPP Non-CHP | 5MWPV |  | 5 | 5 | 5 | Solar Photovoltaic | SUN | PV | 2016 |  |  | (OP) Operating |  | 7 | [6 empty] | 36.057 | -78.308 | 0 | 0 | #DIV/0! | 0%
| LaPorte Power, LLC | 55365 | Exelon LaPorte Generating Station | TX | Harris | ERCO | IPP Non-CHP | GT1 |  | 236 | 144 | 152 | Natural Gas Fired Combustion Turbine | NG | GT | 2001 |  |  | (OP) Operating | [8 empty] | 29.7028 | -95.0718 | 168310.17 | 1971194.371 | 11.7117 | 12.98%
| REUT Origination, LLC | 59620 | South Milford Solar Plant | UT | Beaver | PACE | IPP Non-CHP | SMS1 |  | 2.9 | 2.9 | 2.9 | Solar Photovoltaic | SUN | PV | 2015 |  |  | (OP) Operating |  | 3.8 | [6 empty] | 38.3111 | -113.0536 | 0 | 0 | #DIV/0! | 0%
| Adapture Renewables, Inc. | 61290 | South Mills Solar, LLC | MT | Big Horn | NWMT | IPP Non-CHP | SMSMT |  | 3 | 3 | 3 | Solar Photovoltaic | SUN | PV | 2017 |  |  | (OP) Operating |  | 4.2 | [6 empty] | 45.7301 | -107.6326 | 0 | 0 | #DIV/0! | 0%
| PacifiCorp | 3648 | Gadsby | UT | Salt Lake | PACE | Electric Utility | 1 |  | 432.8 | 353.6 | 359.6 | Natural Gas Steam Turbine | NG | ST | 1977.3333 | 12 | 2032 | (OP) Operating | [8 empty] | 40.7686 | -111.9289 | 408293.7 | 5639972.493 | 13.8135 | 13.07%
| Bowline, LLC | 2625 | Bowline Point | NY | Rockland | NYIS | IPP Non-CHP | 1 |  | 1242 | 1159.6 | 1162 | Natural Gas Steam Turbine | NG | ST | 1973 |  |  | (OP) Operating | [8 empty] | 41.2044 | -73.9689 | 1357515.36 | 13662809.975 | 10.0646 | 13.35%
| ALLETE Clean Energy | 62939 | South Peak Wind | MT | Judith Basin | NWMT | IPP Non-CHP | 41001 |  | 80 | 80 | 80 | Onshore Wind Turbine | WND | WT | 2020 |  |  | (OP) Operating | [8 empty] | 47.3299 | -110.6146 | 0 | 0 | #DIV/0! | 0%
| Onward Energy | 60087 | South Plains II | TX | Floyd | ERCO | IPP Non-CHP | SPII |  | 300 | 300 | 300 | Onshore Wind Turbine | WND | WT | 2016 |  |  | (OP) Operating | [8 empty] | 34.197 | -101.3815 | 0 | 0 | #DIV/0! | 0%
| Evergreen Wind, LLC | 59384 | South Plains Wind Phase I | TX | Floyd | ERCO | IPP Non-CHP | 1 |  | 200 | 200 | 200 | Onshore Wind Turbine | WND | WT | 2015 |  |  | (OP) Operating | [8 empty] | 34.0806 | -101.3236 | 0 | 0 | #DIV/0! | 0%
| Alabama Power Co | 10 | Greene County | AL | Greene | SOCO | Electric Utility | 1 |  | 1288.4 | 1256.1 | 1400.1 | Natural Gas Steam Turbine | NG | ST | 1990 |  |  | (OP) Operating | [8 empty] | 32.6017 | -87.7811 | 1584186.25 | 15960788 | 10.0751 | 13.62%
| Wolverine Power Supply Coop | 59926 | Alpine Power Plant | MI | Otsego | MISO | Electric Utility | AI1 |  | 453.8 | 405.2 | 440 | Natural Gas Fired Combustion Turbine | NG | GT | 2016 |  |  | (OP) Operating | [8 empty] | 45.0637 | -84.8254 | 508887.83 | 5313915.388 | 10.4422 | 13.75%
| Troy Energy LLC | 55348 | Troy Energy LLC | OH | Wood | PJM | IPP Non-CHP | 1 |  | 795.6 | 707 | 786.4 | Natural Gas Fired Combustion Turbine | NG | GT | 2002 |  |  | (OP) Operating | [8 empty] | 41.4772 | -83.4598 | 899847.7 | 9475283.078 | 10.5299 | 13.76%
| North Carolina El Member Corp | 64509 | South River H4 Solar Energy Storage | NC | Sampson | CPLE | Electric Utility | BAT1 |  | 1.1 | 1.1 | 1.1 | Batteries | MWH | BA | 2023 |  |  | (OP) Operating | 1.1 | [7 empty] | 35.0425 | -78.587 | 0 | 0 | #DIV/0! | 0%
| USF Surry, LLC | 58273 | South Robeson Farm | NC | Robeson | CPLE | IPP Non-CHP | SROB |  | 5 | 4.9 | 4.9 | Solar Photovoltaic | SUN | PV | 2012 |  |  | (OP) Operating |  | 6.4 | [6 empty] | 34.5611 | -79.281 | 0 | 0 | #DIV/0! | 0%
| DG Nebraska Energy Storage, LLC | 65098 | South Sioux City Energy Storage | NE | Dakota | SWPP | IPP Non-CHP | SSCES |  | 1.5 | 1.5 | 1.5 | Batteries | MWH | BA | 2020 |  |  | (OP) Operating | 3 | [7 empty] | 42.4331 | -96.4072 | 0 | 0 | #DIV/0! | 0%
| Tesla Inc. | 60823 | South Sioux City Solar | NE | Dakota | SWPP | IPP Non-CHP | PV1 |  | 2.3 | 2.3 | 2.3 | Solar Photovoltaic | SUN | PV | 2016 |  |  | (OP) Operating |  | 3.1 | [6 empty] | 42.4585 | -96.4397 | 0 | 0 | #DIV/0! | 0%
| Altus Power America Management, LLC | 61949 | South Solar | SC | Florence | CPLE | IPP Non-CHP | 13 |  | 2 | 2 | 2 | Solar Photovoltaic | SUN | PV | 2018 |  |  | (OP) Operating |  | 2.5 | [6 empty] | 33.9954 | -79.6061 | 0 | 0 | #DIV/0! | 0%
| ProEnergy Services | 65373 | Brotman Power Station | TX | Brazoria | ERCO | IPP Non-CHP | CTG-1 |  | 484 | 356.8 | 398.4 | Natural Gas Fired Combustion Turbine | NG | GT | 2023 |  |  | (OP) Operating | [8 empty] | 29.3641 | -95.4351 | 457714.29 | 4632707.348 | 10.1214 | 13.84%
| Bowser Road Solar Project 2021, LLC | 66166 | South Street - Middlebury | VT | Addison | ISNE | IPP Non-CHP | 291 |  | 5 | 5 | 5 | Solar Photovoltaic | SUN | PV | 2023 |  |  | (OP) Operating |  | 6.5 | [6 empty] | 43.9864 | -73.1749 | 0 | 0 | #DIV/0! | 0%
| Public Service Co of Oklahoma | 8059 | Comanche (OK) | OK | Comanche | SWPP | Electric Utility | 1G1 | CC1 | 294 | 237 | 246 | Natural Gas Fired Combined Cycle | NG | CT | 1970.5 |  |  | (OP) Operating | [8 empty] | 34.5431 | -98.3244 | 295861.14 | 4783022.724 | 16.1664 | 13.99%
| STP Nuclear Operating Co | 6251 | South Texas Project | TX | Matagorda | ERCO | IPP Non-CHP | 1 |  | 2708.6 | 2580 | 2660 | Nuclear | NUC | ST | 1988.5 |  |  | (OP) Operating | [8 empty] | 28.795 | -96.0481 | 0 | 0 | #DIV/0! | 0%
| NRG Energy Inc | 56649 | South Trent Wind Farm | TX | Nolan | ERCO | IPP Non-CHP | 1 |  | 101.2 | 101.2 | 101.2 | Onshore Wind Turbine | WND | WT | 2009 |  |  | (OP) Operating | [8 empty] | 32.4081 | -100.1286 | 0 | 0 | #DIV/0! | 0%
| PNM Resources | 60195 | South Valley Solar Energy Center | NM | Bernalillo | PNM | Electric Utility | SVSEC |  | 10 | 9.9 | 9.9 | Solar Photovoltaic | SUN | PV | 2015 |  |  | (OP) Operating |  | 12.4 | [6 empty] | 34.9861 | -106.7361 | 0 | 0 | #DIV/0! | 0%
| Fortistar Castleton Power | 10190 | Castleton Energy Center | NY | Rensselaer | NYIS | IPP Non-CHP | GEN1 | CCCC | 72 | 67 | 77.3 | Natural Gas Fired Combined Cycle | NG | CT | 1992 |  |  | (OP) Operating | [8 empty] | 42.5375 | -73.7433 | 88709.63 | 805453.194 | 9.0797 | 14.04%
| Cypress Creek Renewables | 60409 | South Winston Farm, LLC | NC | Forsyth | DUK | IPP Non-CHP | SWFPV |  | 5.2 | 5.2 | 5.2 | Solar Photovoltaic | SUN | PV | 2016 |  |  | (OP) Operating |  | 7 | [6 empty] | 36.0288 | -80.302 | 0 | 0 | #DIV/0! | 0%
| Entergy Texas Inc. | 56604 | Hardin County Peaking Facility | TX | Hardin | MISO | Electric Utility | HC1 |  | 173 | 141.6 | 176.5 | Natural Gas Fired Combustion Turbine | NG | GT | 2001 |  |  | (OP) Operating | [8 empty] | 30.3038 | -94.2526 | 197419.86 | 2404603.527 | 12.1802 | 14.17%
| NSTAR Electric Company | 62066 | Southampton Solar PV | MA | Hampshire | ISNE | Electric Utility | LG400 |  | 2 | 2 | 2 | Solar Photovoltaic | SUN | PV | 2019 |  |  | (OP) Operating |  | 2.8 | [6 empty] | 42.2 | -72.71 | 0 | 0 | #DIV/0! | 0%
| Dominion Renewable Energy | 61422 | Southampton Solar, LLC | VA | Southampton | PJM | IPP Non-CHP | PV1 |  | 100 | 103.6 | 103.6 | Solar Photovoltaic | SUN | PV | 2017 |  |  | (OP) Operating |  | 140.8 | [6 empty] | 36.614 | -77.166 | 0 | 0 | #DIV/0! | 0%
| Northern States Power Co - Minnesota | 1915 | Allen S King | MN | Washington | MISO | Electric Utility | 1 |  | 598.4 | 511 | 511 | Conventional Steam Coal | SUB | ST | 1958 | 1 | 2028 | (OP) Operating | [8 empty] | 45.03 | -92.7786 | 639062.86 | 6379389.408 | 9.9824 | 14.28%
| Terraform Arcadia | 58423 | Southbridge PV | MA | Worcester | ISNE | IPP Non-CHP | SO022 |  | 3 | 3 | 3 | Solar Photovoltaic | SUN | PV | 2014 |  |  | (OP) Operating |  | 3.4 | [6 empty] | 42.0474 | -71.9929 | 0 | 0 | #DIV/0! | 0%
| AES Distributed Energy | 60278 | Southbridge Solar | MA | Worcester | ISNE | IPP Non-CHP | SBRDG |  | 1.9 | 1.9 | 1.9 | Solar Photovoltaic | SUN | PV | 2016 |  |  | (OP) Operating |  | 2.6 | [6 empty] | 42.0909 | -72.0117 | 0 | 0 | #DIV/0! | 0%
| Milford Power LLC | 54805 | Milford Power LP | MA | Worcester | ISNE | IPP Non-CHP | GT-1 | ST-1 | 249.3 | 204.8 | 223.1 | Natural Gas Fired Combined Cycle | NG | CT | 1993 |  |  | (OP) Operating | [8 empty] | 42.1294 | -71.5115 | 267814.37 | 2178151.111 | 8.1331 | 14.29%
| Kentucky Utilities Co | 1355 | E W Brown | KY | Mercer | LGEE | Electric Utility | 10 |  | 1457.6 | 1328 | 1430 | Natural Gas Fired Combustion Turbine | NG | GT | 1996.2222 |  |  | (OP) Operating | [8 empty] | 37.7883 | -84.7126 | 1734687.58 | 18971890.855 | 10.9368 | 14.36%
| Arkansas Electric Coop Corp | 7825 | Fulton (AR) | AR | Hempstead | SWPP | Electric Utility | 1 |  | 154.8 | 153 | 153 | Natural Gas Fired Combustion Turbine | NG | GT | 2001 |  |  | (OP) Operating | [8 empty] | 33.6094 | -93.7924 | 192503.41 | 2075037.775 | 10.7792 | 14.36%
| City of Lakeland - (FL) | 675 | Larsen Memorial | FL | Polk | FMPP | Electric Utility | 2 |  | 133.6 | 163.2 | 181.2 | Natural Gas Fired Combustion Turbine | NG | GT | 1968 |  |  | (OS) Out of service and NOT expected to return to service in next calendar year | [8 empty] | 28.0491 | -81.9238 | 217402.4 | 2903512.829 | 13.3555 | 14.41%
| Strata Manager, LLC | 60553 | Southerland Farm Solar | NC | Vance | CPLE | IPP Non-CHP | 1 |  | 5 | 5 | 5 | Solar Photovoltaic | SUN | PV | 2016 |  |  | (OP) Operating |  | 6.8 | [6 empty] | 36.2656 | -78.3678 | 0 | 0 | #DIV/0! | 0%
| Southern Current One, LLC | 61748 | Southern Current One, LLC | SC | Allendale | SCEG | IPP Non-CHP | PRGE1 |  | 10.2 | 10.2 | 10.2 | Solar Photovoltaic | SUN | PV | 2017 |  |  | (OP) Operating |  | 14.2 | [6 empty] | 32.9473 | -81.2159 | 0 | 0 | #DIV/0! | 0%
| MidAmerican Energy Co | 63640 | Southern Hills Wind Farm | IA | Union | MISO | Electric Utility | SHWF |  | 254.1 | 250 | 250 | Onshore Wind Turbine | WND | WT | 2021 |  |  | (OP) Operating | [8 empty] | 41.1113 | -94.4667 | 0 | 0 | #DIV/0! | 0%
| ProEnergy Services | 63335 | HO Clarke Generating | TX | Harris | ERCO | IPP Non-CHP | CTG-1 |  | 484 | 356 | 398.4 | Natural Gas Fired Combustion Turbine | NG | GT | 2021 |  |  | (OP) Operating | [8 empty] | 29.6454 | -95.4517 | 482209.25 | 4945355.274 | 10.2556 | 14.59%
| Southern Sky Renewable Energy Berkley, LLC | 60615 | Southern Sky Renew Energy Berkley LLC | MA | Bristol | ISNE | IPP Non-CHP | BRKLY |  | 3 | 3 | 3 | Solar Photovoltaic | SUN | PV | 2014 |  |  | (OP) Operating |  | 3.6 | [6 empty] | 41.8378 | -71.0913 | 0 | 0 | #DIV/0! | 0%
| Florida Power & Light Co | 62493 | Southfork Solar | FL | Manatee | FPL | Electric Utility | 1 |  | 74.5 | 74.5 | 74.5 | Solar Photovoltaic | SUN | PV | 2020 |  |  | (OP) Operating |  | 108 | [6 empty] | 27.5732 | -82.1914 | 0 | 0 | #DIV/0! | 0%
| DG Connecticut III, LLC | 65668 | Southington Solar One | CT | Hartford | ISNE | IPP Non-CHP | EWS1 |  | 4.7 | 4.7 | 4.7 | Solar Photovoltaic | SUN | PV | 2022 |  |  | (OP) Operating |  | 7.6 | [6 empty] | 41.89 | -72.518 | 0 | 0 | #DIV/0! | 0%
| Nevada Power Co | 10761 | Las Vegas Generating Station | NV | Clark | NEVP | Electric Utility | GEN1 | CCB1 | 358.9 | 282 | 293 | Natural Gas Fired Combined Cycle | NG | CT | 2000.75 |  |  | (OP) Operating | [8 empty] | 36.2319 | -115.1222 | 369747.33 | 3948141.006 | 10.6779 | 14.68%
| Entegrity Solar Southside SD, LLC | 67524 | Southside SD | AR | Pulaski | MISO | IPP Non-CHP | 60334 |  | 1 | 1 | 0.8 | Solar Photovoltaic | SUN | PV | 2023 |  |  | (OP) Operating |  | 1.4 | [6 empty] | 34.7244 | -92.1968 | 0 | 0 | #DIV/0! | 0%
| MidAmerican Energy Co | 7343 | George Neal South | IA | Woodbury | MISO | Electric Utility | 4 |  | 695.9 | 647.1 | 651 | Conventional Steam Coal | SUB | ST | 1979 |  |  | (OP) Operating | [8 empty] | 42.3006 | -96.3617 | 837035.51 | 7915311.153 | 9.4564 | 14.72%
| City of Taunton | 1682 | Cleary Flood Hybrid | MA | Bristol | ISNE | Electric Utility | 9A | CC1 | 121 | 105.9 | 111.4 | Natural Gas Fired Combined Cycle | NG | CT | 1990.3333 |  |  | (OP) Operating | [8 empty] | 41.8653 | -71.1061 | 140234.83 | 1446909.949 | 10.3178 | 14.73%
| Today's Power, Inc. | 68718 | Southwest Arkansas Electric | AR | Miller | SWPP | Electric Utility | SWAEC |  | 1 | 1 | 1 | Solar Photovoltaic | SUN | PV | 2020 |  |  | (OP) Operating |  | 1.4 | [6 empty] | 33.5183 | -94.0277 | 0 | 0 | #DIV/0! | 0%
| City of San Antonio - (TX) | 3609 | Leon Creek | TX | Bexar | ERCO | Electric Utility | CGT1 |  | 229.6 | 184 | 184 | Natural Gas Fired Combustion Turbine | NG | GT | 2004 |  |  | (OP) Operating | [8 empty] | 29.3525 | -98.5761 | 237812.23 | 2345218.917 | 9.8616 | 14.75%
| Klamath Energy LLC | 55544 | Klamath Expansion Project | OR | Klamath | AVRN | IPP Non-CHP | GT1 |  | 117.6 | 100 | 115.2 | Natural Gas Fired Combustion Turbine | NG | GT | 2002 |  |  | (OP) Operating | [8 empty] | 42.1727 | -121.8144 | 139074.75 | 1466917.607 | 10.5477 | 14.75%
| AltaGas Blythe Operations Inc | 55295 | Blythe Energy Inc | CA | Riverside | CISO | IPP Non-CHP | CT1 | CC1 | 591 | 514 | 525 | Natural Gas Fired Combined Cycle | NG | CT | 2003 |  |  | (OP) Operating | [8 empty] | 33.6157 | -114.6865 | 673941.51 | 5143714.719 | 7.6323 | 14.81%
| Southwick Solar, LLC | 66724 | Southwick Solar | NC | Alamance | DUK | IPP Non-CHP | SOUWK |  | 3 | 3 | 3 | Solar Photovoltaic | SUN | PV | 2020 |  |  | (OP) Operating |  | 4 | [6 empty] | 36.0093 | -79.3677 | 0 | 0 | #DIV/0! | 0%
| NSTAR Electric Company | 62082 | Southwick Solar PV | MA | Hampden | ISNE | Electric Utility | REC34 |  | 5 | 5 | 5 | Solar Photovoltaic | SUN | PV | 2019 |  |  | (OP) Operating |  | 6.6 | [6 empty] | 42.05 | -72.75 | 0 | 0 | #DIV/0! | 0%
| Masspower | 10726 | Masspower | MA | Hampden | ISNE | IPP Non-CHP | GEN1 | G321 | 260.9 | 245 | 280 | Natural Gas Fired Combined Cycle | NG | CT | 1993 |  |  | (OP) Operating | [8 empty] | 42.1575 | -72.5225 | 341598.5 | 4047704.525 | 11.8493 | 14.86%
| Virginia Electric & Power Co | 7838 | Remington | VA | Fauquier | PJM | Electric Utility | 1 |  | 705.5 | 603.7 | 727.2 | Natural Gas Fired Combustion Turbine | NG | GT | 2000 |  |  | (OP) Operating | [8 empty] | 38.5442 | -77.7714 | 867173.62 | 8446357.085 | 9.7401 | 14.88%
| Florida Power & Light Co | 56930 | Space Coast Next Gen Solar Energy | FL | Brevard | FPL | Electric Utility | 1 |  | 10 | 10 | 10 | Solar Photovoltaic | SUN | PV | 2010 |  |  | (OP) Operating |  | 11.5 | [6 empty] | 28.4586 | -80.6811 | 0 | 0 | #DIV/0! | 0%
| Village of Spalding - (NE) | 2303 | Spalding | NE | Greeley | SWPP | Electric Utility | 1 |  | 2.1 | 2.1 | 2.1 | Conventional Hydroelectric | WAT | HY | 1951.2 |  |  | (OP) Operating | [8 empty] | 41.6814 | -98.3676 | 0 | 0 | #DIV/0! | 0%
| Strawberry Water Users Assn | 3691 | Spanish Fork | UT | Utah | PACE | Electric Utility | 1 |  | 3.6 | 3.6 | 3.6 | Conventional Hydroelectric | WAT | HY | 1967.6667 |  |  | (OP) Operating | [8 empty] | 40.08 | -111.6048 | 0 | 0 | #DIV/0! | 0%
| Utah Municipal Power Agency | 66413 | Spanish Fork Community Solar | UT | Utah | PACE | Electric Utility | 10112 |  | 4 | 4 | 4 | Solar Photovoltaic | SUN | PV | 2021 |  |  | (OP) Operating |  | 4.7 | [6 empty] | 40.128 | -111.6334 | 0 | 0 | #DIV/0! | 0%
| Spanish Fork Wind Park 2, LLC | 56751 | Spanish Fork Wind Park 2 LLC | UT | Utah | PACE | IPP Non-CHP | 1 |  | 18.9 | 18.9 | 18.9 | Onshore Wind Turbine | WND | WT | 2008 |  |  | (OP) Operating | [8 empty] | 40.0714 | -111.5822 | 0 | 0 | #DIV/0! | 0%
| Spanish Peaks Solar LLC | 62379 | Spanish Peaks Solar | CO | Las Animas | PSCO | IPP Non-CHP | 47301 |  | 140 | 140 | 140 | Solar Photovoltaic | SUN | PV | 2024 | 12 | 2058 | (OP) Operating |  | 149 | [6 empty] | 37.378 | -104.475 | 0 | 0 | #DIV/0! | 0%
| Belmar Gateway Solar LLC | 67086 | Spano Solar - Belmar Wall | NJ | Monmouth | NYIS | IPP Non-CHP | P6132 |  | 1.8 | 1.8 | 1.8 | Solar Photovoltaic | SUN | PV | 2022 |  |  | (OP) Operating |  | 2.1 | [6 empty] | 40.15 | -74.05 | 0 | 0 | #DIV/0! | 0%
| Distributed Solar Development, LLC | 67269 | Spano Solar - Ocean County Landfill - CS | NJ | Ocean | PJM | IPP Non-CHP | P4665 |  | 4.2 | 4.2 | 4.2 | Solar Photovoltaic | SUN | PV | 2022 |  |  | (OP) Operating |  | 5 | [6 empty] | 40.0252 | -74.2495 | 0 | 0 | #DIV/0! | 0%
| Florida Power & Light Co | 65867 | Sparkleberry | FL | Escambia | FPL | Electric Utility | 1 |  | 74.5 | 74.5 | 74.5 | Solar Photovoltaic | SUN | PV | 2024 |  |  | (OP) Operating |  | 101.32 | [6 empty] | 30.7631 | -87.4332 | 0 | 0 | #DIV/0! | 0%
| Sparta Solar, LLC | 63840 | Sparta Solar | TX | Bee | ERCO | IPP Non-CHP | 1111 |  | 250 | 250 | 250 | Solar Photovoltaic | SUN | PV | 2024 |  |  | (OP) Operating |  | 330 | [6 empty] | 28.6553 | -98.0014 | 0 | 0 | #DIV/0! | 0%
| Altus Power America Management, LLC | 60755 | Spartan | NJ | Burlington | PJM | IPP Non-CHP | PV1 |  | 8.3 | 8.3 | 8.3 | Solar Photovoltaic | SUN | PV | 2017 |  |  | (OP) Operating |  | 9.9 | [6 empty] | 40.0478 | -74.6165 | 0 | 0 | #DIV/0! | 0%
| CHI Operations Inc | 55569 | Spartan Hills LLC | MN | Lincoln | MISO | IPP Non-CHP | SH30 |  | 1.9 | 1.9 | 1.9 | Onshore Wind Turbine | WND | WT | 2001 |  |  | (OP) Operating | [8 empty] | 44.2358 | -96.2383 | 0 | 0 | #DIV/0! | 0%
| NJR Clean Energy Ventures Corporation | 60945 | Spartan PV 1, LLC | MI | Ingham | MISO | IPP Non-CHP | PV1 |  | 10.5 | 10.5 | 10.5 | Solar Photovoltaic | SUN | PV | 2017 |  |  | (OP) Operating |  | 13.5 | [6 empty] | 42.7151 | -84.4824 | 0 | 0 | #DIV/0! | 0%
| Luminant Generation Company LLC | 3494 | Permian Basin | TX | Ward | ERCO | IPP Non-CHP | CT1 |  | 447 | 320 | 387 | Natural Gas Fired Combustion Turbine | NG | GT | 1988.8 |  |  | (OP) Operating | [8 empty] | 31.5839 | -102.9633 | 464478.07 | 5939510.507 | 12.7875 | 15%
| Pacific Gas & Electric Co. | 281 | Spaulding 1 | CA | Nevada | CISO | Electric Utility | 1 |  | 7 | 7 | 7 | Conventional Hydroelectric | WAT | HY | 1928 |  |  | (OP) Operating | [8 empty] | 39.3246 | -120.6448 | 0 | 0 | #DIV/0! | 0%
| Pacific Gas & Electric Co. | 282 | Spaulding 2 | CA | Nevada | CISO | Electric Utility | 1 |  | 3.7 | 4.4 | 4.4 | Conventional Hydroelectric | WAT | HY | 1928 |  |  | (OP) Operating | [8 empty] | 39.3246 | -120.6454 | 0 | 0 | #DIV/0! | 0%
| Pacific Gas & Electric Co. | 283 | Spaulding 3 | CA | Nevada | CISO | Electric Utility | 1 |  | 6.6 | 5.8 | 5.8 | Conventional Hydroelectric | WAT | HY | 1929 |  |  | (OP) Operating | [8 empty] | 39.3377 | -120.6355 | 0 | 0 | #DIV/0! | 0%
| City of Spearfish | 58438 | Spearfish Hydro | SD | Lawrence | WACM | Electric Utility | TURB1 |  | 4 | 4 | 3 | Conventional Hydroelectric | WAT | HY | 1912 |  |  | (OP) Operating | [8 empty] | 44.4783 | -103.8547 | 0 | 0 | #DIV/0! | 0%
| Evergy Metro | 56351 | Spearville | KS | Ford | SWPP | Electric Utility | 1 |  | 148.5 | 148.5 | 148.5 | Onshore Wind Turbine | WND | WT | 2008 |  |  | (OP) Operating | [8 empty] | 37.8641 | -99.7528 | 0 | 0 | #DIV/0! | 0%
| EDF Renewable Asset Holdings, Inc. | 57975 | Spearville 3 LLC | KS | Ford | SWPP | IPP Non-CHP | GEN1 |  | 108 | 108 | 108 | Onshore Wind Turbine | WND | WT | 2012 |  |  | (OP) Operating | [8 empty] | 37.8511 | -99.8381 | 0 | 0 | #DIV/0! | 0%
| Florida Power & Light Co | 65913 | Speckled Perch | FL | Okeechobee | FPL | Electric Utility | 1 |  | 74.5 | 74.5 | 74.5 | Solar Photovoltaic | SUN | PV | 2025 |  |  | (OP) Operating | [8 empty] | 27.2784 | -80.8024 | 0 | 0 | #DIV/0! | 0%
| Spectrum Solar LLC | 67490 | Spectrum Solar Hybrid | MD | Prince Georges | PJM | IPP Non-CHP | 1 |  | 5.6 | 5.6 | 5.6 | Solar Photovoltaic | SUN | PV | 2023 |  |  | (OP) Operating |  | 4.4 | [6 empty] | 38.95 | -76.95 | 0 | 0 | #DIV/0! | 0%
| Southern Power Co | 58490 | Spectrum Solar PV Power Project | NV | Clark | NEVP | IPP Non-CHP | 1 |  | 30.2 | 30 | 30 | Solar Photovoltaic | SUN | PV | 2013 |  |  | (OP) Operating |  | 37.6 | [6 empty] | 36.23 | -114.87 | 0 | 0 | #DIV/0! | 0%
| Duke Energy Renewables Services | 62821 | Speedway Solar NC, LLC | NC | Cabarrus | DUK | IPP Non-CHP | GEN1 |  | 22.6 | 22.6 | 22.6 | Solar Photovoltaic | SUN | PV | 2021 |  |  | (OP) Operating |  | 33.7 | [6 empty] | 35.218 | -80.536 | 0 | 0 | #DIV/0! | 0%
| Public Service Co of Oklahoma | 2965 | Tulsa | OK | Tulsa | SWPP | Electric Utility | 2 |  | 348.2 | 330.3 | 330.3 | Natural Gas Steam Turbine | NG | ST | 1960.3333 |  |  | (OP) Operating | [8 empty] | 36.1165 | -95.991 | 435720.96 | 4938603.41 | 11.3343 | 15.06%
| Generate Capital | 67617 | Spencer (NY) | NY | Tioga | NYIS | IPP Non-CHP | 11017 |  | 4.9 | 4.9 | 4.9 | Solar Photovoltaic | SUN | PV | 2024 |  |  | (OP) Operating | [8 empty] | 42.234 | -76.3696 | 0 | 0 | #DIV/0! | 0%
| Strata Manager, LLC | 61220 | Spencer Farm, LLC | NC | Rowan | DUK | IPP Non-CHP | 1 |  | 5 | 5 | 3 | Solar Photovoltaic | SUN | PV | 2017 |  |  | (OP) Operating |  | 6.5 | [6 empty] | 35.7129 | -80.4078 | 0 | 0 | #DIV/0! | 0%
| Public Service Co of Oklahoma | 4940 | Riverside (OK) | OK | Tulsa | SWPP | Electric Utility | 1 |  | 1121.7 | 1069.8 | 1069.8 | Natural Gas Steam Turbine | NG | ST | 1988.4 |  |  | (OP) Operating | [8 empty] | 35.9978 | -95.9567 | 1418718.46 | 17085481.957 | 12.0429 | 15.14%
| North Carolina El Member Corp | 64520 | Spencer Meadow Solar Energy Storage | NC | Randolph | CPLE | Electric Utility | BAT1 |  | 4.5 | 4.5 | 4.5 | Batteries | MWH | BA | 2022 |  |  | (OP) Operating | 5 | [7 empty] | 35.7184 | -79.9095 | 0 | 0 | #DIV/0! | 0%
| Citizens Enterprises Corporation | 67151 | Spencer Solar MA | MA | Worcester | ISNE | IPP Non-CHP | PV1 |  | 2.5 | 2.5 | 2.5 | Solar Photovoltaic | SUN | PV | 2020 |  |  | (OP) Operating |  | 3.4 | [6 empty] | 42.225 | -72.017 | 0 | 0 | #DIV/0! | 0%
| City of Vineland - (NJ) | 2434 | Howard Down | NJ | Cumberland | PJM | Electric Utility | 11 |  | 68.2 | 55 | 60 | Natural Gas Fired Combustion Turbine | NG | GT | 2012 |  |  | (OP) Operating | [8 empty] | 39.4889 | -75.0347 | 77340.31 | 758083.134 | 9.8019 | 15.35%
| Spica Community Solar | 60943 | Spica Community Solar | MN | Kandiyohi | MISO | IPP Non-CHP | MSCS1 |  | 2 | 1.8 | 1.8 | Solar Photovoltaic | SUN | PV | 2017 |  |  | (OP) Operating |  | 1.3 | [6 empty] | 44.9361 | -94.8541 | 0 | 0 | #DIV/0! | 0%
| Northern California Power Agny | 54554 | Spicer Meadow Project | CA | Tuolumne | CISO | Electric Utility | GEN1 |  | 5.9 | 5.5 | 5.5 | Conventional Hydroelectric | WAT | HY | 1989 |  |  | (OP) Operating | [8 empty] | 38.3914 | -120.0008 | 0 | 0 | #DIV/0! | 0%
| Strata Manager, LLC | 59109 | Spicewood Solar Farm LLC | NC | Moore | CPLE | IPP Non-CHP | 1 |  | 5 | 5 | 5 | Solar Photovoltaic | SUN | PV | 2014 |  |  | (OP) Operating |  | 6 | [6 empty] | 35.3025 | -79.7017 | 0 | 0 | #DIV/0! | 0%
| Erie Boulevard Hydropower LP | 2612 | Spier Falls | NY | Saratoga | NYIS | IPP Non-CHP | 8 |  | 56 | 54.5 | 54.9 | Conventional Hydroelectric | WAT | HY | 1927 |  |  | (OS) Out of service and NOT expected to return to service in next calendar year | [8 empty] | 43.2339 | -73.7556 | 0 | 0 | #DIV/0! | 0%
| South Carolina Public Service Authority | 3321 | Spillway | SC | Berkeley | SC | Electric Utility | 1 |  | 2 | 2 | 2 | Conventional Hydroelectric | WAT | HY | 1950 |  |  | (OP) Operating | [8 empty] | 33.4538 | -80.164 | 0 | 0 | #DIV/0! | 0%
| Entergy Louisiana LLC | 1393 | R S Nelson | LA | Calcasieu | MISO | Electric Utility | 1 |  | 1433.6 | 1128.6 | 1183.2 | Petroleum Coke | PC | ST | 1967.5 |  |  | (OP) Operating | [8 empty] | 30.2844 | -93.2911 | 1559508.4 | 18582632.492 | 11.9157 | 15.4%
| EDF Renewable Asset Holdings, Inc. | 58774 | Spinning Spur Wind II | TX | Oldham | ERCO | IPP Non-CHP | GEN1 |  | 161 | 161 | 161 | Onshore Wind Turbine | WND | WT | 2014 |  |  | (OP) Operating | [8 empty] | 35.2769 | -102.6828 | 0 | 0 | #DIV/0! | 0%
| Boralex US Operations LLC | 58775 | Spinning Spur Wind III | TX | Oldham | ERCO | IPP Non-CHP | GEN1 |  | 194 | 194 | 194 | Onshore Wind Turbine | WND | WT | 2015 |  |  | (OP) Operating | [8 empty] | 35.295 | -102.7211 | 0 | 0 | #DIV/0! | 0%
| EDF Renewable Asset Holdings, Inc. | 57973 | Spinning Spur Wind LLC | TX | Oldham | SWPP | IPP Non-CHP | GEN1 |  | 161 | 161 | 161 | Onshore Wind Turbine | WND | WT | 2012 |  |  | (OP) Operating | [8 empty] | 35.2375 | -102.2031 | 0 | 0 | #DIV/0! | 0%
| NorthWestern Energy (MT wind/thermal) | 58218 | Spion Kop Wind Farm | MT | Judith Basin | NWMT | Electric Utility | SKW25 |  | 40 | 40 | 40 | Onshore Wind Turbine | WND | WT | 2012 |  |  | (OP) Operating | [8 empty] | 47.3333 | -110.6392 | 0 | 0 | #DIV/0! | 0%
| Ravenswood Operations LLC | 2500 | Ravenswood | NY | Queens | NYIS | IPP Non-CHP | 1 |  | 2095.5 | 1955 | 1989.9 | Natural Gas Steam Turbine | NG | ST | 1979.4 |  |  | (OP) Operating | [8 empty] | 40.7592 | -73.9461 | 2663351.9 | 21343254.866 | 8.0137 | 15.41%
| U S Bureau of Reclamation | 7541 | Spirit Mountain | WY | Park | WAUW | Electric Utility | 1 |  | 4.5 | 4.5 | 4.5 | Conventional Hydroelectric | WAT | HY | 1994 |  |  | (OP) Operating | [8 empty] | 44.5127 | -109.1299 | 0 | 0 | #DIV/0! | 0%
| Public Service Co of NM | 2450 | Reeves | NM | Bernalillo | PNM | Electric Utility | 1 |  | 154 | 146 | 146 | Natural Gas Steam Turbine | NG | ST | 1960.6667 |  |  | (OP) Operating | [8 empty] | 35.171 | -106.6019 | 197491.67 | 2450606.633 | 12.4087 | 15.44%
| Carr Street Generating Sta LP | 50978 | Carr Street Generating Station | NY | Onondaga | NYIS | IPP Non-CHP | GEN1 | CC1 | 122.6 | 93 | 105 | Natural Gas Fired Combined Cycle | NG | CT | 1993 |  |  | (OP) Operating | [8 empty] | 43.0613 | -76.0824 | 134595.9 | 1577361.547 | 11.7192 | 15.52%
| AEP Onsite Partners, LLC | 64976 | Spooner Solar Array | WI | Washburn | MISO | IPP Non-CHP | SPN01 |  | 2 | 2.1 | 2.1 | Solar Photovoltaic | SUN | PV | 2019 |  |  | (OP) Operating |  | 2.4 | [6 empty] | 45.919 | -91.8625 | 0 | 0 | #DIV/0! | 0%
| SPPW1, LLC | 66195 | SPPW1, LLC | NE | Franklin | SWPP | IPP Non-CHP | T-1 |  | 5.6 | 5.6 | 5.6 | Onshore Wind Turbine | WND | WT | 2022 |  |  | (OP) Operating | [8 empty] | 40.3138 | -98.9603 | 0 | 0 | #DIV/0! | 0%
| Sprague Hydro LLC | 10737 | Sprague Hydro | OR | Klamath | PACW | IPP Non-CHP | GEN1 |  | 1.2 | 1 | 1 | Conventional Hydroelectric | WAT | HY | 1989 |  |  | (OP) Operating | [8 empty] | 42.5014 | -120.9894 | 0 | 0 | #DIV/0! | 0%
| National Grid Generation LLC | 7869 | Glenwood Landing | NY | Nassau | NYIS | Electric Utility | GT1 |  | 122 | 97.7 | 111.6 | Petroleum Liquids | DFO | GT | 1990.3333 |  |  | (SB) Standby/Backup: available for service but not normally used | [8 empty] | 40.8275 | -73.6478 | 143038.23 | 1406465.007 | 9.8328 | 15.6%
| Invenergy Services LLC | 56320 | Spring Canyon | CO | Logan | PSCO | IPP Non-CHP | 1 |  | 60 | 60 | 60 | Onshore Wind Turbine | WND | WT | 2006 |  |  | (OP) Operating | [8 empty] | 40.983 | -102.9647 | 0 | 0 | #DIV/0! | 0%
| Spring Canyon Expansion LLC | 58769 | Spring Canyon Expansion Wind Energy Ctr | CO | Logan | PSCO | IPP Non-CHP | 1 |  | 62.6 | 62.6 | 62.6 | Onshore Wind Turbine | WND | WT | 2014 |  |  | (OP) Operating | [8 empty] | 40.9642 | -103.0772 | 0 | 0 | #DIV/0! | 0%
| U S Bureau of Reclamation | 450 | Spring Creek | CA | Shasta | BANC | Electric Utility | 1 |  | 180 | 180 | 180 | Conventional Hydroelectric | WAT | HY | 1964 |  |  | (OP) Operating | [8 empty] | 40.6281 | -122.4675 | 0 | 0 | #DIV/0! | 0%
| New York Power Authority | 7910 | Joseph J Seymour Power Project | NY | Kings | NYIS | Electric Utility | 1 |  | 94 | 79.9 | 79.9 | Natural Gas Fired Combustion Turbine | NG | GT | 2001 |  |  | (OP) Operating | [8 empty] | 40.6631 | -74 | 109400.87 | 1106596.879 | 10.1151 | 15.63%
| Pacific Gas & Electric Co. | 284 | Spring Gap | CA | Tuolumne | CISO | Electric Utility | 1 |  | 6 | 7 | 7 | Conventional Hydroelectric | WAT | HY | 1921 |  |  | (OP) Operating | [8 empty] | 38.1865 | -120.1117 | 0 | 0 | #DIV/0! | 0%
| Dominion Energy Inc. | 61986 | Spring Grove I | VA | Surry | PJM | Electric Utility | SGIS |  | 97.9 | 97.9 | 97.9 | Solar Photovoltaic | SUN | PV | 2020 |  |  | (OP) Operating |  | 135.5 | [6 empty] | 37.1739 | -76.9193 | 0 | 0 | #DIV/0! | 0%
| AES Distributed Energy | 59839 | Spring Hill Road | MA | Worcester | ISNE | IPP Non-CHP | SHRD1 |  | 1.9 | 1.9 | 1.9 | Solar Photovoltaic | SUN | PV | 2015 |  |  | (OA) Out of service but expected to return to service in next calendar year |  | 2.6 | [6 empty] | 42.419 | -72.1806 | 0 | 0 | #DIV/0! | 0%
| Spring Hope Solar 2, LLC | 66465 | Spring Hope Solar 2, LLC | NC | Nash | DUK | IPP Non-CHP | 68900 |  | 5 | 5 | 5 | Solar Photovoltaic | SUN | PV | 2021 |  |  | (OP) Operating |  | 7.1 | [6 empty] | 35.9071 | -78.1938 | 0 | 0 | #DIV/0! | 0%
| Spring Hope Solar 3, LLC | 62997 | Spring Hope Solar 3, LLC | NC | Nash | CPLE | IPP Non-CHP | PGR09 |  | 5 | 5 | 5 | Solar Photovoltaic | SUN | PV | 2020 |  |  | (OP) Operating |  | 5.7 | [6 empty] | 35.9056 | -78.1925 | 0 | 0 | #DIV/0! | 0%
| Oklahoma Gas & Electric Co | 2951 | Horseshoe Lake | OK | Oklahoma | SWPP | Electric Utility | 10 |  | 784 | 467.8 | 467.8 | Natural Gas Fired Combustion Turbine | NG | GT | 1983.5 |  |  | (OP) Operating | [8 empty] | 35.5087 | -97.1797 | 640855.53 | 7182068.772 | 11.207 | 15.64%
| MN8 Energy LLC | 67706 | Spring Lane | PA | Westmoreland | PJM | IPP Non-CHP | GEN1 |  | 13.8 | 13.8 | 13.8 | Solar Photovoltaic | SUN | PV | 2024 |  |  | (OP) Operating |  | 18 | [6 empty] | 40.1834 | -79.3196 | 0 | 0 | #DIV/0! | 0%
| Hoosier Energy R E C, Inc | 59987 | Spring Mill Solar RES | IN | Lawrence | MISO | Electric Utility | PV1 |  | 1.1 | 1.1 | 1.1 | Solar Photovoltaic | SUN | PV | 2017 |  |  | (OP) Operating |  | 1.3 | [6 empty] | 38.7095 | -86.4697 | 0 | 0 | #DIV/0! | 0%
| United States Solar Corporation | 66972 | Spring Prairie Solar LLC CSG | MN | Clay | MISO | IPP Non-CHP | SPRPR |  | 1 | 1 | 1 | Solar Photovoltaic | SUN | PV | 2024 |  |  | (OP) Operating |  | 1.4 | [6 empty] | 46.9773 | -96.479 | 0 | 0 | #DIV/0! | 0%
| Wisconsin Electric Power Co | 67733 | Spring Prairie Solar WI, LLC | WI | Walworth | MISO | Electric Utility | 20231 |  | 7.5 | 7.5 | 7.5 | Solar Photovoltaic | SUN | PV | 2023 |  |  | (OP) Operating |  | 8.6 | [6 empty] | 42.6784 | -88.3392 | 0 | 0 | #DIV/0! | 0%
| Spring Street Solar 1, LLC | 61009 | Spring Street Solar 1 CSG | MA | Plymouth | ISNE | IPP Non-CHP | SPRIN |  | 2 | 2 | 2 | Solar Photovoltaic | SUN | PV | 2017 |  |  | (OP) Operating |  | 2.5 | [6 empty] | 41.9425 | -70.7664 | 0 | 0 | #DIV/0! | 0%
| Oglethorpe Power Corporation | 55141 | Hawk Road Facility | GA | Heard | SOCO | Electric Utility | CT1 |  | 495 | 452.2 | 545.1 | Natural Gas Fired Combustion Turbine | NG | GT | 2001 |  |  | (OP) Operating | [8 empty] | 33.3585 | -84.9914 | 684049.43 | 7757902.798 | 11.3411 | 15.66%
| Strata Manager, LLC | 59593 | Spring Valley Farm 2, LLC | NC | Vance | CPLE | IPP Non-CHP | PV1 |  | 5 | 5 | 5 | Solar Photovoltaic | SUN | PV | 2017 |  |  | (OP) Operating |  | 6.4 | [6 empty] | 36.3711 | -78.4153 | 0 | 0 | #DIV/0! | 0%
| Pattern Operators LP | 57192 | Spring Valley Wind Project | NV | White Pine | NEVP | IPP Non-CHP | WTG |  | 150 | 150 | 150 | Onshore Wind Turbine | WND | WT | 2012 |  |  | (OP) Operating | [8 empty] | 39.1042 | -114.4922 | 0 | 0 | #DIV/0! | 0%
| 64KT 8me LLC | 60491 | Springbok 3 Solar Farm Hybrid | CA | Kern | LDWP | IPP Non-CHP | SB3BS |  | 91.5 | 91.5 | 91.5 | Batteries | MWH | BA | 2019 |  |  | (OP) Operating | 1.5 | [7 empty] | 35.1712 | -118.0017 | 0 | 0 | #DIV/0! | 0%
| 62SK 8me, LLC | 59532 | Springbok Solar Farm 1 | CA | Kern | LDWP | IPP Non-CHP | SB1 |  | 105 | 105 | 105 | Solar Photovoltaic | SUN | PV | 2016 |  |  | (OP) Operating |  | 136.8 | [6 empty] | 35.2492 | -117.9553 | 0 | 0 | #DIV/0! | 0%
| 63SU 8me, LLC | 59840 | Springbok Solar Farm 2 | CA | Kern | LDWP | IPP Non-CHP | SB2 |  | 155 | 155 | 155 | Solar Photovoltaic | SUN | PV | 2016 |  |  | (OP) Operating |  | 165 | [6 empty] | 35.25 | -117.9768 | 0 | 0 | #DIV/0! | 0%
| Peaker Power, LLC | 60460 | Chamon Power LLC | TX | Harris | ERCO | IPP Non-CHP | CH1 |  | 121 | 86 | 92 | Natural Gas Fired Combustion Turbine | NG | GT | 2017 |  |  | (OP) Operating | [8 empty] | 29.8832 | -95.1114 | 122808.02 | 1310778.844 | 10.6734 | 15.75%
| Today's Power, Inc. | 68719 | Springdale School District | AR | Washington | SWPP | Electric Utility | SPRNG |  | 2.9 | 2.9 | 2.9 | Solar Photovoltaic | SUN | PV | 2022 |  |  | (OP) Operating |  | 3 | [6 empty] | 36.1653 | -94.0495 | 0 | 0 | #DIV/0! | 0%
| Springer Electric Coop, Inc | 59560 | Springer Solar 1 | NM | Colfax | PNM | Electric Utility | SPRG1 |  | 1 | 0.9 | 0.8 | Solar Photovoltaic | SUN | PV | 2015 |  |  | (OP) Operating |  | 1.2 | [6 empty] | 36.3981 | -104.5942 | 0 | 0 | #DIV/0! | 0%
| Modesto Irrigation District | 7266 | Woodland | CA | Stanislaus | BANC | Electric Utility | 2 | CC1 | 199 | 177.2 | 177.2 | Natural Gas Fired Combined Cycle | NG | CA | 2007.2222 |  |  | (OP) Operating | [8 empty] | 37.6526 | -121.0204 | 247356.66 | 2430104.341 | 9.8243 | 15.94%
| Bayswater Peaking Facility LLC | 55699 | Bayswater Peaking Facility LLC | NY | Queens | NYIS | IPP Non-CHP | 1 |  | 60.5 | 55.8 | 50 | Natural Gas Fired Combustion Turbine | NG | GT | 2002 |  |  | (OP) Operating | [8 empty] | 40.6107 | -73.7622 | 73871.09 | 804665.039 | 10.8928 | 15.94%
| Springdale Energy LLC | 55196 | Springdale 1 & 2 | PA | Allegheny | PJM | IPP Non-CHP | UNT1 |  | 87.6 | 96.8 | 98.2 | Natural Gas Fired Combustion Turbine | NG | GT | 1999 |  |  | (OP) Operating | [8 empty] | 40.5467 | -79.7683 | 136171.48 | 1337639.649 | 9.8232 | 15.94%
| Strata Manager, LLC | 66728 | Springfield BESS | VT | Windsor | ISNE | IPP Non-CHP | SFBES |  | 5 | 5 | 5 | Batteries | MWH | BA | 2023 |  |  | (OP) Operating | 10 | [7 empty] | 43.3294 | -72.5241 | 0 | 0 | #DIV/0! | 0%
| Dominion Renewable Energy | 65317 | Springfield Solar | VA | Westmoreland | PJM | Electric Utility | SPRG |  | 2 | 2 | 2 | Solar Photovoltaic | SUN | PV | 2024 |  |  | (OP) Operating |  | 2.4 | [6 empty] | 38.093 | -76.799 | 0 | 0 | #DIV/0! | 0%
| Wisconsin Power & Light Co | 64996 | Springfield Solar (WI) | WI | Dodge | MISO | Electric Utility | PV1 |  | 100 | 100 | 100 | Solar Photovoltaic | SUN | PV | 2023 |  |  | (OP) Operating |  | 128.8 | [6 empty] | 43.604 | -88.4421 | 0 | 0 | #DIV/0! | 0%
| Strata Manager, LLC | 59110 | Springfield Solar 1 LLC | MO | Greene | SWPP | IPP Non-CHP | 1 |  | 4.9 | 4.9 | 4.9 | Solar Photovoltaic | SUN | PV | 2014 |  |  | (OP) Operating |  | 6.5 | [6 empty] | 37.2464 | -93.1664 | 0 | 0 | #DIV/0! | 0%
| Laurel Capital Partners | 59545 | Springfield Solar LLC | OH | Clark | PJM | IPP Non-CHP | PV1 |  | 1.5 | 1.5 | 1.1 | Solar Photovoltaic | SUN | PV | 2012 |  |  | (OP) Operating |  | 1.51 | [6 empty] | 39.8939 | -83.8056 | 0 | 0 | #DIV/0! | 0%
| NJR Clean Energy Ventures Corporation | 61907 | Springfield Solar Project | NJ | Burlington | PJM | IPP Non-CHP | NJLND |  | 7.5 | 7.5 | 7.5 | Solar Photovoltaic | SUN | PV | 2018 |  |  | (OP) Operating |  | 9.2 | [6 empty] | 40.0321 | -74.6474 | 0 | 0 | #DIV/0! | 0%
| NSTAR Electric Company | 62072 | Springfield Solar PV | MA | Hampden | ISNE | Electric Utility | LG395 |  | 4 | 4 | 4 | Solar Photovoltaic | SUN | PV | 2019 |  |  | (OP) Operating |  | 5.6 | [6 empty] | 42.1345 | -72.5497 | 0 | 0 | #DIV/0! | 0%
| Arkansas River Power Authority | 67160 | Springfield Wind | CO | Baca | PSCO | Electric Utility | T1S |  | 1.5 | 1.5 | 1.5 | Onshore Wind Turbine | WND | WT | 2004 |  |  | (OP) Operating | [8 empty] | 37.2144 | -102.3933 | 0 | 0 | #DIV/0! | 0%
| U S Power Generating Company LLC | 8906 | Astoria Generating Station | NY | Queens | NYIS | IPP Non-CHP | 1 |  | 1345 | 1315.2 | 1320 | Natural Gas Fired Combustion Turbine | NG | GT | 1960.4 |  |  | (OP) Operating | [8 empty] | 40.7877 | -73.9126 | 1847894.69 | 10233036.088 | 5.5377 | 16.01%
| Los Angeles Department of Water & Power | 404 | Scattergood | CA | Los Angeles | LDWP | Electric Utility | 1 |  | 876 | 778.3 | 778.3 | Natural Gas Steam Turbine | NG | ST | 1996.1667 | 12 | 2029 | (OP) Operating | [8 empty] | 33.9182 | -118.4276 | 1095052.5 | 8846906.68 | 8.079 | 16.06%
| Bluestem LLC | 7771 | Springview | NE | Keya Paha | SWPP | IPP Non-CHP | 3 |  | 3 | 3 | 3 | Onshore Wind Turbine | WND | WT | 2011 |  |  | (OP) Operating | [8 empty] | 42.8258 | -99.7775 | 0 | 0 | #DIV/0! | 0%
| Calleguas Mun Water District | 56125 | Springville Hydroelectric | CA | Ventura | CISO | IPP Non-CHP | 4152 |  | 1 | 1 | 1 | Conventional Hydroelectric | WAT | HY | 1994 |  |  | (OP) Operating | [8 empty] | 34.2253 | -119.0858 | 0 | 0 | #DIV/0! | 0%
| Southwestern Electric Power Co | 3478 | Wilkes | TX | Marion | SWPP | Electric Utility | 1 |  | 882 | 883 | 901 | Natural Gas Steam Turbine | NG | ST | 1968.3333 |  |  | (OP) Operating | [8 empty] | 32.8482 | -94.548 | 1261201.98 | 13042966.234 | 10.3417 | 16.14%
| MN8 Energy LLC | 63525 | Spruce - WCMD - Creek | MD | Washington | PJM | IPP Non-CHP | GEN1 |  | 2 | 2 | 2 | Solar Photovoltaic | SUN | PV | 2015 |  |  | (OP) Operating |  | 2.5 | [6 empty] | 39.6718 | -77.8233 | 0 | 0 | #DIV/0! | 0%
| MN8 Energy LLC | 63526 | Spruce - WCMD - Resh I | MD | Washington | PJM | IPP Non-CHP | GEN1 |  | 2 | 2 | 2 | Solar Photovoltaic | SUN | PV | 2016 |  |  | (OP) Operating |  | 2.5 | [6 empty] | 39.6818 | -77.8015 | 0 | 0 | #DIV/0! | 0%
| MN8 Energy LLC | 63524 | Spruce - WCMD - Rubble I | MD | Washington | PJM | IPP Non-CHP | GEN1 |  | 2 | 2 | 2 | Solar Photovoltaic | SUN | PV | 2015 |  |  | (OP) Operating |  | 2.5 | [6 empty] | 39.6185 | -77.8233 | 0 | 0 | #DIV/0! | 0%
| MN8 Energy LLC | 63523 | Spruce - WCMD - Rubble II | MD | Washington | PJM | IPP Non-CHP | GEN1 |  | 2 | 2 | 2 | Solar Photovoltaic | SUN | PV | 2015 |  |  | (OP) Operating |  | 2.5 | [6 empty] | 39.6214 | -77.8254 | 0 | 0 | #DIV/0! | 0%
| CPV Spruce Mountain Wind LLC | 58026 | Spruce Mountain WInd | ME | Oxford | ISNE | IPP Non-CHP | 1 |  | 20 | 20 | 20 | Onshore Wind Turbine | WND | WT | 2011 |  |  | (OP) Operating | [8 empty] | 44.4156 | -70.5598 | 0 | 0 | #DIV/0! | 0%
| Evergy Metro | 7929 | West Gardner | KS | Johnson | SWPP | Electric Utility | 1 |  | 408 | 314.8 | 389.4 | Natural Gas Fired Combustion Turbine | NG | GT | 2003 |  |  | (OP) Operating | [5 empty] | 2027 | 6 | 11 | 38.7875 | -94.9861 | 499371.38 | 5763650.923 | 11.5418 | 16.19%
| SunE SPS1, LLC | 57736 | SPS1 Dollarhide | NM | Lea | SWPP | IPP Non-CHP | 1 |  | 10 | 10 | 10 | Solar Photovoltaic | SUN | PV | 2011 |  |  | (OP) Operating |  | 11.4 | [6 empty] | 32.1274 | -103.1378 | 0 | 0 | #DIV/0! | 0%
| SunE SPS2, LLC | 57737 | SPS2 Jal | NM | Lea | SWPP | IPP Non-CHP | 1 |  | 10 | 10 | 10 | Solar Photovoltaic | SUN | PV | 2011 |  |  | (OP) Operating |  | 11.5 | [6 empty] | 32.1836 | -103.1831 | 0 | 0 | #DIV/0! | 0%
| SunE SPS3, LLC | 57738 | SPS3 Lea | NM | Lea | SWPP | IPP Non-CHP | 1 |  | 10 | 10 | 10 | Solar Photovoltaic | SUN | PV | 2011 |  |  | (OP) Operating |  | 11.7 | [6 empty] | 32.4697 | -103.3233 | 0 | 0 | #DIV/0! | 0%
| SunE SPS4, LLC | 57739 | SPS4 Monument | NM | Lea | SWPP | IPP Non-CHP | 1 |  | 10.1 | 10.1 | 10.1 | Solar Photovoltaic | SUN | PV | 2011 |  |  | (OP) Operating |  | 10.8 | [6 empty] | 32.6819 | -103.3036 | 0 | 0 | #DIV/0! | 0%
| SunE SPS5, LLC | 57740 | SPS5 Hopi | NM | Eddy | SWPP | IPP Non-CHP | 1 |  | 10.1 | 10.1 | 10.1 | Solar Photovoltaic | SUN | PV | 2011 |  |  | (OP) Operating |  | 10.8 | [6 empty] | 32.3456 | -104.2347 | 0 | 0 | #DIV/0! | 0%
| Algonquin Northern Maine | 1516 | Squa Pan Hydro Station | ME | Aroostook | NBSO | IPP Non-CHP | SP1 |  | 1.5 | 1.4 | 1.4 | Conventional Hydroelectric | WAT | HY | 1941 |  |  | (SB) Standby/Backup: available for service but not normally used | [8 empty] | 46.5565 | -68.3255 | 0 | 0 | #DIV/0! | 0%
| Forefront Power, LLC | 63070 | Square Barn Solar | IL | McHenry | PJM | IPP Non-CHP | 1820 |  | 1.5 | 1.5 | 1.5 | Solar Photovoltaic | SUN | PV | 2020 |  |  | (OP) Operating |  | 1.7 | [6 empty] | 42.164 | -88.383 | 0 | 0 | #DIV/0! | 0%
| SR Ailey, LLC | 66173 | SR Ailey | GA | Montgomery | SOCO | IPP Non-CHP | AILEY |  | 80 | 80 | 80 | Solar Photovoltaic | SUN | PV | 2024 |  |  | (OP) Operating |  | 112 | [6 empty] | 32.1936 | -82.5387 | 0 | 0 | #DIV/0! | 0%
| SR Arlington, LLC | 62436 | SR Arlington I | GA | Early | SOCO | IPP Non-CHP | ARLI |  | 20 | 20 | 20 | Solar Photovoltaic | SUN | PV | 2021 |  |  | (OP) Operating |  | 29 | [6 empty] | 31.4029 | -84.8368 | 0 | 0 | #DIV/0! | 0%
| SR Arlington II MT, LLC | 62367 | SR Arlington II | GA | Early | SOCO | IPP Non-CHP | ARLII |  | 102.5 | 102.5 | 102.5 | Solar Photovoltaic | SUN | PV | 2019 |  |  | (OP) Operating |  | 139.7 | [6 empty] | 31.4155 | -84.8307 | 0 | 0 | #DIV/0! | 0%
| SR Bell Buckle, LLC | 65630 | SR Bell Buckle | TN | Bedford | TVA | IPP Non-CHP | SRBEL |  | 35 | 35 | 35 | Solar Photovoltaic | SUN | PV | 2023 |  |  | (OP) Operating |  | 46.9 | [6 empty] | 35.57 | -86.46 | 0 | 0 | #DIV/0! | 0%
| SR Bolivar, LLC | 65640 | SR Bolivar | TN | Hardeman | TVA | IPP Non-CHP | SRBOL |  | 3.3 | 3.3 | 3.3 | Solar Photovoltaic | SUN | PV | 2022 |  |  | (OP) Operating |  | 4.6 | [6 empty] | 35.2567 | -89.0203 | 0 | 0 | #DIV/0! | 0%
| SR Byhalia, LLC | 67081 | Sr Byhalia, LLC | MS | Marshall | TVA | IPP Non-CHP | BYHAL |  | 4.8 | 4.8 | 4.8 | Solar Photovoltaic | SUN | PV | 2023 |  |  | (OP) Operating |  | 6.7 | [6 empty] | 34.8608 | -89.6662 | 0 | 0 | #DIV/0! | 0%
| SR Camden, LLC | 59947 | SR Camden | AR | Calhoun | SPA | IPP Non-CHP | AERO |  | 12 | 12 | 12 | Solar Photovoltaic | SUN | PV | 2015 |  |  | (OP) Operating |  | 16.6 | [6 empty] | 33.6315 | -92.7036 | 0 | 0 | #DIV/0! | 0%
| SR Canadaville, LLC | 67298 | SR Canadaville, LLC | TN | Fayette | TVA | IPP Non-CHP | CANAD |  | 16 | 16 | 16 | Solar Photovoltaic | SUN | PV | 2024 |  |  | (OP) Operating |  | 22.55 | [6 empty] | 35.0996 | -89.5987 | 0 | 0 | #DIV/0! | 0%
| SR Cedar Springs, LLC | 64840 | SR Cedar Springs, LLC | GA | Early | SOCO | IPP Non-CHP | SRCS |  | 70 | 70 | 70 | Solar Photovoltaic | SUN | PV | 2022 |  |  | (OP) Operating |  | 101 | [6 empty] | 31.2453 | -85.087 | 0 | 0 | #DIV/0! | 0%
| SR Clarksville II, LLC | 67080 | SR Clarksville II, LLC | TN | Montgomery | TVA | IPP Non-CHP | CLRK2 |  | 4.8 | 4.8 | 4.8 | Solar Photovoltaic | SUN | PV | 2023 |  |  | (OP) Operating |  | 6.7 | [6 empty] | 36.5212 | -87.3151 | 0 | 0 | #DIV/0! | 0%
| SR Clarksville, LLC | 67079 | SR Clarksville, LLC | TN | Montgomery | TVA | IPP Non-CHP | CLRK1 |  | 2 | 2 | 2 | Solar Photovoltaic | SUN | PV | 2023 |  |  | (OP) Operating |  | 2.8 | [6 empty] | 36.5233 | -87.3166 | 0 | 0 | #DIV/0! | 0%
| SR Clay, LLC | 64838 | SR Clay, LLC | GA | Clay | SOCO | IPP Non-CHP | CLAY |  | 106 | 106 | 106 | Solar Photovoltaic | SUN | PV | 2022 |  |  | (OP) Operating |  | 151.4 | [6 empty] | 31.5448 | -84.9006 | 0 | 0 | #DIV/0! | 0%
| SR DeSoto I, LLC | 64841 | SR DeSoto I, LLC | GA | Lee | SOCO | IPP Non-CHP | SOTOI |  | 165 | 165 | 165 | Solar Photovoltaic | SUN | PV | 2022 |  |  | (OP) Operating |  | 177.4 | [6 empty] | 31.8865 | -84.0216 | 0 | 0 | #DIV/0! | 0%
| SR DeSoto II, LLC | 66172 | SR DeSoto II | GA | Lee | SOCO | IPP Non-CHP | SOTO2 |  | 65 | 65 | 65 | Solar Photovoltaic | SUN | PV | 2023 |  |  | (OP) Operating |  | 92.1 | [6 empty] | 31.8704 | -84.0357 | 0 | 0 | #DIV/0! | 0%
| SR DeSoto III, LLC | 66825 | SR DeSoto III | GA | Lee | SOCO | IPP Non-CHP | SOTO3 |  | 60 | 60 | 60 | Solar Photovoltaic | SUN | PV | 2023 |  |  | (OP) Operating |  | 82.9 | [6 empty] | 31.868 | -84.0078 | 0 | 0 | #DIV/0! | 0%
| SR Franklin, LLC | 67082 | SR Franklin, LLC | KY | Simpson | TVA | IPP Non-CHP | FRANK |  | 2.5 | 2.5 | 2.5 | Solar Photovoltaic | SUN | PV | 2023 |  |  | (OP) Operating |  | 3.5 | [6 empty] | 36.7135 | -86.547 | 0 | 0 | #DIV/0! | 0%
| SR Greenville I, LLC | 65638 | SR Greenville I | TN | Greene | TVA | IPP Non-CHP | SRGN1 |  | 4.8 | 4.8 | 4.8 | Solar Photovoltaic | SUN | PV | 2022 |  |  | (OP) Operating |  | 6.7 | [6 empty] | 36.2948 | -82.6989 | 0 | 0 | #DIV/0! | 0%
| SR Greenville II, LLC | 65639 | SR Greenville II | TN | Greene | TVA | IPP Non-CHP | SRGN2 |  | 4.8 | 4.8 | 4.8 | Solar Photovoltaic | SUN | PV | 2022 |  |  | (OP) Operating |  | 6.7 | [6 empty] | 36.1905 | -82.74 | 0 | 0 | #DIV/0! | 0%
| SR Hazlehurst, LLC | 59535 | SR Hazlehurst | GA | Jeff Davis | SOCO | IPP Non-CHP | HAZLE |  | 20 | 20 | 20 | Solar Photovoltaic | SUN | PV | 2015 |  |  | (OP) Operating |  | 27.4 | [6 empty] | 31.8103 | -82.575 | 0 | 0 | #DIV/0! | 0%
| SR Houston Holdings, LLC | 60853 | SR Houston | MS | Chickasaw | TVA | IPP Non-CHP | HOUST |  | 3.1 | 3.1 | 3.1 | Solar Photovoltaic | SUN | PV | 2016 |  |  | (OP) Operating |  | 3.9 | [6 empty] | 33.9267 | -88.9976 | 0 | 0 | #DIV/0! | 0%
| SR Innovation, LLC | 61332 | SR Innovation - NIKE PV | TN | Shelby | TVA | IPP Non-CHP | NIKE2 |  | 1.5 | 1.5 | 1.5 | Solar Photovoltaic | SUN | PV | 2020 |  |  | (OP) Operating |  | 2 | [6 empty] | 35.3001 | -89.963 | 0 | 0 | #DIV/0! | 0%
| SR Jackson II, LLC | 65642 | SR Jackson II | TN | Madison | TVA | IPP Non-CHP | SRJA2 |  | 1 | 1 | 1 | Solar Photovoltaic | SUN | PV | 2022 |  |  | (OP) Operating |  | 2 | [6 empty] | 35.6078 | -88.9171 | 0 | 0 | #DIV/0! | 0%
| SR Jenkins, LLC | 60023 | SR Jenkins Ft Lupton | CO | Weld | PSCO | IPP Non-CHP | FTLUP |  | 13 | 13 | 13 | Solar Photovoltaic | SUN | PV | 2016 |  |  | (OP) Operating |  | 18.1 | [6 empty] | 40.0814 | -104.7467 | 0 | 0 | #DIV/0! | 0%
| SR Jonesborough II, LLC | 62173 | SR Jonesborough | TN | Washington | TVA | IPP Non-CHP | JONES |  | 4.4 | 4.4 | 4.4 | Solar Photovoltaic | SUN | PV | 2018 |  |  | (OP) Operating |  | 5 | [6 empty] | 36.252 | -82.5209 | 0 | 0 | #DIV/0! | 0%
| SR Kersey, LLC | 61314 | SR Kersey | CO | Weld | WACM | IPP Non-CHP | KERS |  | 3.5 | 3.5 | 3.5 | Solar Photovoltaic | SUN | PV | 2017 |  |  | (OP) Operating |  | 4.7 | [6 empty] | 40.3862 | -104.551 | 0 | 0 | #DIV/0! | 0%
| SR Kersey II, LLC | 63586 | SR Kersey II | CO | Weld | WACM | IPP Non-CHP | KERII |  | 1 | 1 | 1 | Solar Photovoltaic | SUN | PV | 2019 |  |  | (OP) Operating |  | 1.2 | [6 empty] | 40.3862 | -104.554 | 0 | 0 | #DIV/0! | 0%
| SR Litchfield, LLC | 64161 | SR Litchfield | CT | Litchfield | ISNE | IPP Non-CHP | LITCH |  | 19.8 | 19.8 | 19.8 | Solar Photovoltaic | SUN | PV | 2025 |  |  | (OP) Operating | [8 empty] | 41.7937 | -73.167 | 0 | 0 | #DIV/0! | 0%
| SR Lumpkin, LLC | 64191 | SR Lumpkin | GA | Stewart | SOCO | IPP Non-CHP | LUMP |  | 100 | 100 | 100 | Solar Photovoltaic | SUN | PV | 2021 |  |  | (OP) Operating |  | 140 | [6 empty] | 32.025 | -84.7325 | 0 | 0 | #DIV/0! | 0%
| SR Marion, LLC | 67158 | SR Marion, LLC | TN | Sequatchie | TVA | IPP Non-CHP | MARN1 |  | 1.3 | 1.3 | 1.3 | Solar Photovoltaic | SUN | PV | 2024 |  |  | (OP) Operating |  | 1.8 | [6 empty] | 35.3905 | -85.3839 | 0 | 0 | #DIV/0! | 0%
| SR Mavericks, LLC | 60283 | SR Mavericks | CO | Weld | WACM | IPP Non-CHP | MVRKS |  | 7.8 | 7.8 | 7.8 | Solar Photovoltaic | SUN | PV | 2016 |  |  | (OP) Operating |  | 8.5 | [6 empty] | 40.23 | -105.03 | 0 | 0 | #DIV/0! | 0%
| SR McKellar, LLC | 65629 | SR McKellar | TN | Madison | TVA | IPP Non-CHP | SRMCK |  | 70 | 70 | 70 | Solar Photovoltaic | SUN | PV | 2023 |  |  | (OP) Operating |  | 88.4 | [6 empty] | 35.5742 | -88.9266 | 0 | 0 | #DIV/0! | 0%
| SR McNeal, LLC | 66925 | SR McNeal | AZ | Cochise | TEPC | IPP Non-CHP | MCBA |  | 40 | 40 | 40 | Batteries | MWH | BA | 2023 |  |  | (OP) Operating | 20 | 28.9 | [6 empty] | 31.5551 | -109.7013 | 0 | 0 | #DIV/0! | 0%
| SR North Stonington, LLC | 64160 | SR North Stonington | CT | New London | ISNE | IPP Non-CHP | STONE |  | 12 | 12 | 12 | Solar Photovoltaic | SUN | PV | 2024 |  |  | (OP) Operating |  | 12.06 | [6 empty] | 41.4343 | -71.814 | 0 | 0 | #DIV/0! | 0%
| Odom Solar, LLC | 63814 | SR Odom | GA | Colquitt | SOCO | IPP Non-CHP | ODOM |  | 20 | 20 | 20 | Solar Photovoltaic | SUN | PV | 2020 |  |  | (OP) Operating |  | 30 | [6 empty] | 31.0699 | -83.5962 | 0 | 0 | #DIV/0! | 0%
| SR Panola I, LLC | 67132 | SR Panola I, LLC | MS | Panola | TVA | IPP Non-CHP | PANO1 |  | 4.8 | 4.8 | 4.8 | Solar Photovoltaic | SUN | PV | 2024 |  |  | (OP) Operating |  | 6.6 | [6 empty] | 34.3042 | -89.9863 | 0 | 0 | #DIV/0! | 0%
| SR Panola II, LLC | 67130 | SR Panola II, LLC | MS | Panola | TVA | IPP Non-CHP | PANO2 |  | 4.8 | 4.8 | 4.8 | Solar Photovoltaic | SUN | PV | 2024 |  |  | (OP) Operating |  | 6.6 | [6 empty] | 34.3409 | -89.9112 | 0 | 0 | #DIV/0! | 0%
| SR Panola III, LLC | 67131 | SR Panola III, LLC | MS | Panola | TVA | IPP Non-CHP | PANO3 |  | 3.5 | 3.5 | 3.5 | Solar Photovoltaic | SUN | PV | 2024 |  |  | (OP) Operating |  | 4.89 | [6 empty] | 34.3024 | -89.9878 | 0 | 0 | #DIV/0! | 0%
| SR Paris, LLC | 65641 | SR Paris | TN | Henry | TVA | IPP Non-CHP | SRPAR |  | 6.8 | 6.8 | 6.8 | Solar Photovoltaic | SUN | PV | 2022 |  |  | (OP) Operating |  | 9.5 | [6 empty] | 36.4459 | -88.3277 | 0 | 0 | #DIV/0! | 0%
| SR Perry, LLC | 64151 | SR Perry | GA | Houston | SOCO | IPP Non-CHP | PERRY |  | 68 | 68 | 68 | Solar Photovoltaic | SUN | PV | 2021 |  |  | (OP) Operating |  | 98 | [6 empty] | 32.396 | -83.7629 | 0 | 0 | #DIV/0! | 0%
| SR Platte, LLC | 61462 | SR Platte Solar Farm | CO | Weld | PSCO | IPP Non-CHP | PV1 |  | 16 | 16 | 16 | Solar Photovoltaic | SUN | PV | 2017 |  |  | (OP) Operating |  | 21.8 | [6 empty] | 40.1817 | -104.6921 | 0 | 0 | #DIV/0! | 0%
| SR Rattlesnake, LLC | 64152 | SR Rattlesnake | CO | Weld | WACM | IPP Non-CHP | SNAKE |  | 6 | 6 | 6 | Solar Photovoltaic | SUN | PV | 2020 |  |  | (OP) Operating |  | 8.9 | [6 empty] | 40.1054 | -104.4131 | 0 | 0 | #DIV/0! | 0%
| SR Russellville, LLC | 66818 | SR Russellville | KY | Logan | TVA | IPP Non-CHP | RUSVL |  | 173 | 173 | 173 | Solar Photovoltaic | SUN | PV | 2024 |  |  | (OP) Operating |  | 239.88 | [6 empty] | 36.7957 | -86.9433 | 0 | 0 | #DIV/0! | 0%
| SR Skylark B, LLC | 60497 | SR Skylark B | CO | Weld | WACM | IPP Non-CHP | SKY B |  | 2 | 2 | 2 | Solar Photovoltaic | SUN | PV | 2016 |  |  | (OP) Operating |  | 2.7 | [6 empty] | 40.5795 | -104.8957 | 0 | 0 | #DIV/0! | 0%
| SR Skylark C, LLC | 63587 | SR Skylark C | CO | Weld | WACM | IPP Non-CHP | SKYC |  | 1.1 | 1.1 | 1.1 | Solar Photovoltaic | SUN | PV | 2019 |  |  | (OP) Operating |  | 1.3 | [6 empty] | 40.5751 | -104.8958 | 0 | 0 | #DIV/0! | 0%
| SR Snipesville II, LLC | 65376 | SR Snipesville II | GA | Jeff Davis | SOCO | IPP Non-CHP | SNIP2 |  | 107 | 107 | 107 | Solar Photovoltaic | SUN | PV | 2021 |  |  | (OP) Operating |  | 152 | [6 empty] | 31.7088 | -82.7157 | 0 | 0 | #DIV/0! | 0%
| SR Snipesville III, LLC | 66171 | SR Snipesville III | GA | Jeff Davis | SOCO | IPP Non-CHP | SNIP3 |  | 107 | 107 | 107 | Solar Photovoltaic | SUN | PV | 2023 |  |  | (OP) Operating |  | 153 | [6 empty] | 31.6972 | -82.7645 | 0 | 0 | #DIV/0! | 0%
| SR Terrell, LLC | 62058 | SR Terrell | GA | Terrell | SOCO | IPP Non-CHP | TERRL |  | 74 | 74 | 74 | Solar Photovoltaic | SUN | PV | 2020 |  |  | (OP) Operating |  | 105.5 | [6 empty] | 31.8714 | -84.3619 | 0 | 0 | #DIV/0! | 0%
| SR Toombs I, LLC | 67127 | SR Toombs, LLC | GA | Montgomery | SEPA | IPP Non-CHP | TOOM1 |  | 250 | 250 | 250 | Solar Photovoltaic | SUN | PV | 2024 |  |  | (OP) Operating |  | 345.2 | [6 empty] | 32.2946 | -82.4163 | 0 | 0 | #DIV/0! | 0%
| SR Turkey Creek, LLC | 64842 | SR Turkey Creek, LLC | KY | Garrard | PJM | IPP Non-CHP | SRTC |  | 50 | 50 | 50 | Solar Photovoltaic | SUN | PV | 2022 |  |  | (OP) Operating |  | 70 | [6 empty] | 37.593 | -84.568 | 0 | 0 | #DIV/0! | 0%
| SR Warren, LLC | 67164 | SR Warren, LLC | KY | Simpson | TVA | IPP Non-CHP | WARRN |  | 3.5 | 3.5 | 3.5 | Solar Photovoltaic | SUN | PV | 2024 |  |  | (OP) Operating |  | 4.81 | [6 empty] | 36.7117 | -86.5486 | 0 | 0 | #DIV/0! | 0%
| SR Washington I, LLC | 64843 | SR Washington I, LLC | TN | Washington | TVA | IPP Non-CHP | SRWA1 |  | 9 | 9 | 9 | Solar Photovoltaic | SUN | PV | 2021 |  |  | (OP) Operating |  | 15 | [6 empty] | 36.3474 | -82.5984 | 0 | 0 | #DIV/0! | 0%
| SR White Pine, LLC | 67192 | SR White Pine, LLC | TN | Jefferson | TVA | IPP Non-CHP | WPINE |  | 2 | 2 | 2 | Solar Photovoltaic | SUN | PV | 2023 |  |  | (OP) Operating |  | 2.8 | [6 empty] | 36.1232 | -83.2838 | 0 | 0 | #DIV/0! | 0%
| Luminant Generation Company LLC | 3504 | Stryker Creek | TX | Cherokee | ERCO | IPP Non-CHP | D1 |  | 713.4 | 679 | 679 | Petroleum Liquids | DFO | IC | 1964.7143 |  |  | (OP) Operating | [8 empty] | 31.9398 | -94.9898 | 964323.37 | 10166605.542 | 10.5427 | 16.21%
| Reactivate | 67113 | SSC Oswego II LLC | NY | Oswego | NYIS | IPP Non-CHP | GEN1 |  | 4.8 | 4.8 | 4.8 | Solar Photovoltaic | SUN | PV | 2024 |  |  | (OP) Operating |  | 5.1 | [6 empty] | 43.4706 | -76.4719 | 0 | 0 | #DIV/0! | 0%
| Thor Solar 1 CEI, LLC | 63961 | SSD Clackamas 1, LLC | OR | Clackamas | PGE | IPP Non-CHP | 1 |  | 4 | 4 | 4 | Solar Photovoltaic | SUN | PV | 2020 |  |  | (OP) Operating |  | 5.9 | [6 empty] | 45.42 | -122.333 | 0 | 0 | #DIV/0! | 0%
| Thor Solar 1 CEI, LLC | 63962 | SSD Clackamas 4, LLC | OR | Clackamas | PGE | IPP Non-CHP | 1 |  | 2 | 2 | 2 | Solar Photovoltaic | SUN | PV | 2020 |  |  | (OP) Operating |  | 3.2 | [6 empty] | 45.102 | -122.662 | 0 | 0 | #DIV/0! | 0%
| Thor Solar 1 CEI, LLC | 63963 | SSD Clackamas 7, LLC | OR | Clackamas | PGE | IPP Non-CHP | 1 |  | 2 | 2 | 2 | Solar Photovoltaic | SUN | PV | 2020 |  |  | (OP) Operating |  | 2.9 | [6 empty] | 45.182 | -122.591 | 0 | 0 | #DIV/0! | 0%
| Thor Solar 1 CEI, LLC | 63964 | SSD Marion 1, LLC | OR | Marion | PGE | IPP Non-CHP | 1 |  | 2 | 2 | 2 | Solar Photovoltaic | SUN | PV | 2020 |  |  | (OP) Operating |  | 2.7 | [6 empty] | 45.1395 | -122.9045 | 0 | 0 | #DIV/0! | 0%
| Thor Solar 1 CEI, LLC | 63958 | SSD Marion 3, LLC | OR | Marion | PGE | IPP Non-CHP | 1 |  | 2 | 2 | 2 | Solar Photovoltaic | SUN | PV | 2020 |  |  | (OP) Operating |  | 3.2 | [6 empty] | 44.985 | -122.938 | 0 | 0 | #DIV/0! | 0%
| Thor Solar 1 CEI, LLC | 63959 | SSD Marion 5, LLC | OR | Marion | PGE | IPP Non-CHP | 1 |  | 2 | 2 | 2 | Solar Photovoltaic | SUN | PV | 2020 |  |  | (OP) Operating |  | 3.2 | [6 empty] | 45.116 | -122.7938 | 0 | 0 | #DIV/0! | 0%
| Thor Solar 1 CEI, LLC | 63960 | SSD Marion 6, LLC | OR | Marion | PGE | IPP Non-CHP | 1 |  | 2 | 2 | 2 | Solar Photovoltaic | SUN | PV | 2020 |  |  | (OP) Operating |  | 3.2 | [6 empty] | 45.254 | -122.806 | 0 | 0 | #DIV/0! | 0%
| Standard Solar | 65002 | SSI West Riverside Landfill LLC | CA | Riverside | LDWP | IPP Non-CHP | WERL |  | 2.5 | 2.5 | 2.5 | Solar Photovoltaic | SUN | PV | 2020 |  |  | (OP) Operating |  | 3.1 | [6 empty] | 33.9806 | -117.3755 | 0 | 0 | #DIV/0! | 0%
| Armstrong Power LLC | 55347 | Armstrong | PA | Armstrong | PJM | IPP Non-CHP | 1 |  | 688 | 670.7 | 829.7 | Natural Gas Fired Combustion Turbine | NG | GT | 2002 |  |  | (OP) Operating | [8 empty] | 40.638 | -79.3517 | 1068183.18 | 10995485.914 | 10.2936 | 16.25%
| New York Power Authority | 7913 | Hell Gate | NY | Bronx | NYIS | Electric Utility | HG01 |  | 94 | 79.5 | 79.9 | Natural Gas Fired Combustion Turbine | NG | GT | 2001 |  |  | (OP) Operating | [8 empty] | 40.799 | -73.9094 | 114078.58 | 1136898.326 | 9.9659 | 16.34%
| Northern States Power Co - Minnesota | 4011 | St Croix Falls | WI | Polk | MISO | Electric Utility | 1 |  | 23.2 | 15.2 | 12 | Conventional Hydroelectric | WAT | HY | 1916.75 | 12 | 2027 | (OP) Operating | [8 empty] | 45.4117 | -92.6469 | 0 | 0 | #DIV/0! | 0%
| Entergy Louisiana LLC | 1402 | Little Gypsy | LA | St Charles | MISO | Electric Utility | 2 |  | 1002.9 | 899.3 | 922.3 | Natural Gas Steam Turbine | NG | ST | 1967.5 | 6 | 2026 | (OP) Operating | [8 empty] | 30.0051 | -90.4617 | 1311884.46 | 14501100.924 | 11.0536 | 16.44%
| Public Service Co of Oklahoma | 2964 | Southwestern | OK | Caddo | SWPP | Electric Utility | 1 |  | 658 | 600 | 618 | Natural Gas Steam Turbine | NG | ST | 1975.8333 |  |  | (OP) Operating | [8 empty] | 35.1009 | -98.3524 | 880191.65 | 10581910.275 | 12.0223 | 16.5%
| Saranac Power Partners LP | 54574 | Saranac Facility | NY | Clinton | NYIS | IPP Non-CHP | GEN1 | CA | 285.6 | 239.3 | 271 | Natural Gas Fired Combined Cycle | NG | CT | 1994 |  |  | (OP) Operating | [8 empty] | 44.7132 | -73.4557 | 368810.22 | 3399399.178 | 9.2172 | 16.5%
| Oklahoma Gas & Electric Co | 2953 | Mustang | OK | Canadian | SWPP | Electric Utility | GT1 |  | 464.5 | 400.5 | 400.5 | Natural Gas Fired Combustion Turbine | NG | GT | 2016.75 |  |  | (OP) Operating | [8 empty] | 35.4699 | -97.675 | 582501.26 | 5554819.656 | 9.5362 | 16.6%
| East Kentucky Power Coop, Inc | 1384 | Cooper | KY | Pulaski | PJM | Electric Utility | 1 |  | 344 | 341 | 341 | Conventional Steam Coal | BIT | ST | 1967 |  |  | (OP) Operating | [8 empty] | 36.9981 | -84.5919 | 504099.45 | 5005357.852 | 9.9293 | 16.88%
| Duke Energy Progress - (NC) | 2712 | Roxboro | NC | Person | CPLE | Electric Utility | 1 |  | 2558.2 | 2439 | 2462 | Conventional Steam Coal | BIT | ST | 1971.75 |  |  | (OP) Operating | [8 empty] | 36.4833 | -79.0731 | 3634306.91 | 72329066.535 | 19.9017 | 16.93%
| ProEnergy Services | 63688 | Topaz Generating | TX | Galveston | ERCO | IPP Non-CHP | CTG-1 |  | 605 | 445 | 498 | Natural Gas Fired Combustion Turbine | NG | GT | 2021 |  |  | (OP) Operating | [8 empty] | 29.4264 | -94.9767 | 699920.26 | 7075827.973 | 10.1095 | 16.95%
| New York Power Authority | 7914 | Harlem River Yard | NY | Bronx | NYIS | Electric Utility | HR01 |  | 94 | 79.5 | 79.9 | Natural Gas Fired Combustion Turbine | NG | GT | 2001 |  |  | (OP) Operating | [8 empty] | 40.7991 | -73.9156 | 118868.38 | 1179898.624 | 9.9261 | 17.03%
| Calpine Mid-Atlantic Generation LLC | 7153 | Hay Road | DE | New Castle | PJM | IPP Non-CHP | HR1 | CC1 | 1098.2 | 1128 | 1128 | Natural Gas Fired Combined Cycle | NG | CT | 1995.875 |  |  | (OP) Operating | [8 empty] | 39.7436 | -75.5072 | 1683345.04 | 15540729.079 | 9.2321 | 17.04%
| Dominion Energy South Carolina, Inc | 3295 | Urquhart | SC | Aiken | SCEG | Electric Utility | 1 | UR15 | 758.9 | 640 | 677 | Natural Gas Fired Combined Cycle | NG | CA | 1974.6667 |  |  | (OP) Operating | [8 empty] | 33.435 | -81.9111 | 982892.23 | 11411739.59 | 11.6104 | 17.04%
| Neighborhood Power Corp. | 63456 | St Louis Solar | OR | Marion | PGE | IPP Non-CHP | W9319 |  | 2.2 | 2.2 | 2.2 | Solar Photovoltaic | SUN | PV | 2020 |  |  | (OP) Operating |  | 3 | [6 empty] | 45.1199 | -122.9361 | 0 | 0 | #DIV/0! | 0%
| Florida Power & Light Co | 6045 | St Lucie | FL | St Lucie | FPL | Electric Utility | 1 |  | 2160 | 1968 | 1990 | Nuclear | NUC | ST | 1979.5 |  |  | (OP) Operating | [8 empty] | 27.3486 | -80.2464 | 0 | 0 | #DIV/0! | 0%
| DTE Electric Company | 6035 | Greenwood (MI) | MI | St Clair | MISO | Electric Utility | 1 |  | 1071.3 | 1009 | 1063 | Natural Gas Steam Turbine | NG | ST | 1994 |  |  | (OP) Operating | [8 empty] | 43.1056 | -82.6964 | 1551475.28 | 14119088.313 | 9.1004 | 17.1%
| NRG Arthur Kill Operations Inc | 2490 | Arthur Kill Generating Station | NY | Richmond | NYIS | IPP Non-CHP | 2 |  | 895.5 | 896 | 898.6 | Natural Gas Steam Turbine | NG | ST | 1966 |  |  | (OP) Operating | [8 empty] | 40.5916 | -74.2 | 1353400.03 | 14176617.371 | 10.4748 | 17.22%
| Tri-State G & T Assn, Inc | 55504 | Limon Generating Station | CO | Lincoln | WACM | Electric Utility | L1 |  | 154.2 | 134 | 150 | Natural Gas Fired Combustion Turbine | NG | GT | 2002 |  |  | (OP) Operating | [8 empty] | 39.2038 | -103.7005 | 218042.94 | 2830300.349 | 12.9805 | 17.53%
| City of Redding - (CA) | 7307 | Redding Power | CA | Shasta | BANC | Electric Utility | 1 |  | 183.1 | 171 | 186 | Natural Gas Fired Combustion Turbine | NG | GT | 1998.3333 |  |  | (OP) Operating | [8 empty] | 40.5073 | -122.4233 | 274740.61 | 2378320.113 | 8.6566 | 17.57%
| US Army Corps of Engineers | 6789 | St Stephen | SC | Berkeley | SC | Electric Utility | 1 |  | 84 | 84 | 84 | Conventional Hydroelectric | WAT | HY | 1985 |  |  | (OP) Operating | [8 empty] | 33.4261 | -79.93 | 0 | 0 | #DIV/0! | 0%
| St. Albans Solar Partners, LLC | 59445 | St. Albans SPEED Project | VT | Franklin | ISNE | IPP Non-CHP | PV1 |  | 2 | 2 | 2 | Solar Photovoltaic | SUN | PV | 2013 |  |  | (OP) Operating |  | 2.7 | [6 empty] | 44.7878 | -73.0886 | 0 | 0 | #DIV/0! | 0%
| DTE Electric Company | 55402 | Renaissance Power Plant | MI | Montcalm | MISO | Electric Utility | CT1 |  | 782 | 652 | 776 | Natural Gas Fired Combustion Turbine | NG | GT | 2002 |  |  | (OP) Operating | [8 empty] | 43.1864 | -84.8429 | 1099011.83 | 11953326.888 | 10.8764 | 17.57%
| Public Service Co of NM | 7967 | Lordsburg Generating | NM | Hidalgo | PNM | Electric Utility | GT1 |  | 88 | 82.6 | 85.4 | Natural Gas Fired Combustion Turbine | NG | GT | 2002 |  |  | (OP) Operating | [8 empty] | 32.3505 | -108.698 | 130008.69 | 1275698.224 | 9.8124 | 17.67%
| Butter Solar, LLC | 62869 | St. Charles Solar | MN | Winona | MISO | IPP Non-CHP | STC10 |  | 2 | 2 | 2 | Solar Photovoltaic | SUN | PV | 2019 |  |  | (OP) Operating |  | 2.7 | [6 empty] | 43.976 | -92.032 | 0 | 0 | #DIV/0! | 0%
| Pivot Energy | 68232 | St. Clair Solar 3 | IL | St Clair | MISO | IPP Non-CHP | STCL3 |  | 2 | 2 | 2 | Solar Photovoltaic | SUN | PV | 2024 |  |  | (OP) Operating |  | 2.5 | [6 empty] | 38.623 | -90.0871 | 0 | 0 | #DIV/0! | 0%
| St. Cloud Hydroelectric Generation Facility | 64242 | St. Cloud Hydro | MN | Stearns | MISO | IPP Non-CHP | GEN#1 |  | 8.6 | 8.6 | 8.6 | Conventional Hydroelectric | WAT | HY | 1988 |  |  | (OP) Operating | [8 empty] | 45.5476 | -94.1486 | 0 | 0 | #DIV/0! | 0%
| National Grid Renewables | 61384 | St. Cloud Solar CSG | MN | Stearns | MISO | IPP Non-CHP | STCL1 |  | 5 | 5 | 5 | Solar Photovoltaic | SUN | PV | 2018 |  |  | (OP) Operating |  | 1.5 | [6 empty] | 45.4774 | -94.1213 | 0 | 0 | #DIV/0! | 0%
| St. Gall Energy Storage I | 66336 | St. Gall Energy Storage I | TX | Pecos | ERCO | IPP Non-CHP | SGES1 |  | 102.6 | 100 | 100 | Batteries | MWH | BA | 2024 |  |  | (OP) Operating | 200 | [7 empty] | 30.9244 | -102.9536 | 0 | 0 | #DIV/0! | 0%
| Today's Power, Inc. | 68720 | St. George | KS | Pottawatomie | SWPP | Electric Utility | STGEO |  | 1 | 1 | 1 | Solar Photovoltaic | SUN | PV | 2021 |  |  | (OP) Operating |  | 1.4 | [6 empty] | 39.2328 | -96.4553 | 0 | 0 | #DIV/0! | 0%
| St. James Solar, LLC | 62854 | St. James Solar (LA) | LA | St James | MISO | IPP Non-CHP | SJS |  | 20 | 20 | 20 | Solar Photovoltaic | SUN | PV | 2023 |  |  | (OP) Operating |  | 35 | [6 empty] | 29.9734 | -90.7335 | 0 | 0 | #DIV/0! | 0%
| Otter Tail Power Co | 61144 | Astoria Station | SD | Deuel | MISO | Electric Utility | 1 |  | 349 | 242.7 | 288.8 | Natural Gas Fired Combustion Turbine | NG | GT | 2021 |  |  | (OP) Operating | [8 empty] | 44.575 | -96.5594 | 413862.19 | 4285018.016 | 10.3537 | 17.78%
| Florida Power & Light Co | 641 | Gulf Clean Energy Center | FL | Escambia | FPL | Electric Utility | 4 |  | 2107.5 | 1858.2 | 1852.2 | Natural Gas Steam Turbine | NG | ST | 1993.375 |  |  | (OP) Operating | [8 empty] | 30.5661 | -87.2244 | 2904981.16 | 32080235.012 | 11.0432 | 17.88%
| Indiana Michigan Power Co | 63801 | St. Joseph Solar | IN | St Joseph | PJM | Electric Utility | 1 |  | 20 | 20 | 20 | Solar Photovoltaic | SUN | PV | 2021 |  |  | (OP) Operating |  | 25.4 | [6 empty] | 41.7311 | -86.1083 | 0 | 0 | #DIV/0! | 0%
| New York Power Authority | 7915 | North 1st | NY | Kings | NYIS | Electric Utility | N01 |  | 47 | 46 | 46 | Natural Gas Fired Combustion Turbine | NG | GT | 2001 |  |  | (OP) Operating | [8 empty] | 40.7171 | -73.9664 | 72638.9 | 715112.124 | 9.8448 | 18.03%
| 38 Degrees North, LLC | 63555 | St. Joseph's Solar, LLC CSG | MA | Worcester | ISNE | IPP Non-CHP | STJOE |  | 1 | 1 | 1 | Solar Photovoltaic | SUN | PV | 2017 |  |  | (OP) Operating |  | 1.4 | [6 empty] | 42.1436 | -71.9721 | 0 | 0 | #DIV/0! | 0%
| AES Distributed Energy | 61579 | St. Lawrence University - Sutton | NY | Jefferson | NYIS | IPP Non-CHP | SUT01 |  | 2 | 2 | 2 | Solar Photovoltaic | SUN | PV | 2018 |  |  | (OP) Operating |  | 2.9 | [6 empty] | 43.9324 | -75.8723 | 0 | 0 | #DIV/0! | 0%
| New York Power Authority | 7909 | Vernon Boulevard | NY | Queens | NYIS | Electric Utility | VG02 |  | 94 | 79.9 | 79.9 | Natural Gas Fired Combustion Turbine | NG | GT | 2001 |  |  | (OP) Operating | [8 empty] | 40.7537 | -73.9508 | 126327.83 | 1263232.883 | 9.9996 | 18.05%
| Cleco Power LLC | 60610 | St. Mary Clean Energy Center | LA | St Mary | MISO | Electric Utility | 1 |  | 50.9 | 41.1 | 41.1 | All Other | WH | ST | 2019 |  |  | (OP) Operating | [8 empty] | 29.6846 | -91.4706 | 0 | 0 | #DIV/0! | 0%
| TalenEnergy Martins Creek LLC | 3148 | TalenEnergy Martins Creek | PA | Northampton | PJM | IPP Non-CHP | 3 |  | 1701 | 1700 | 1700 | Natural Gas Steam Turbine | NG | ST | 1976 |  |  | (OP) Operating | [8 empty] | 40.7978 | -75.1054 | 2693135.64 | 29286821.181 | 10.8746 | 18.08%
| St. Matthews Solar, LLC | 60293 | St. Matthews Solar | SC | Calhoun | SCEG | IPP Non-CHP | PV1 |  | 10.2 | 10.2 | 10.2 | Solar Photovoltaic | SUN | PV | 2017 |  |  | (OP) Operating |  | 14.8 | [6 empty] | 33.6867 | -80.7586 | 0 | 0 | #DIV/0! | 0%
| Tampa Electric Co | 7873 | H L Culbreath Bayside Power Station | FL | Hillsborough | TEC | Electric Utility | 1A | CC1 | 2293.7 | 1974 | 2212 | Natural Gas Fired Combined Cycle | NG | CT | 1999.4615 |  |  | (OP) Operating | [8 empty] | 27.9072 | -82.4231 | 3339935.98 | 36757794.705 | 11.0055 | 18.22%
| ExxonMobil Oil Corp | 50627 | ExxonMobil Oil Joliet Refinery | IL | Will | PJM | Industrial CHP | GTG1 |  | 43.4 | 36.5 | 36.5 | Other Gases | OG | GT | 1986.6667 |  |  | (OP) Operating | [8 empty] | 41.4167 | -88.1833 | 58260.06 | 0 | 0 | 18.22%
| St. Olaf College | 58995 | St. Olaf Wind Turbine | MN | Rice | MISO | Commercial Non-CHP | OLFWT |  | 1.6 | 1.6 | 1.6 | Onshore Wind Turbine | WND | WT | 2006 |  |  | (OP) Operating | [8 empty] | 44.4622 | -93.1928 | 0 | 0 | #DIV/0! | 0%
| Metropolitan Airports Commission | 59709 | St. Paul Intl Airport Red & Blue Parking | MN | Hennepin | MISO | IPP Non-CHP | PV1 |  | 3.2 | 3.2 | 3.2 | Solar Photovoltaic | SUN | PV | 2015.5 |  |  | (OP) Operating |  | 3 | [6 empty] | 44.88 | -93.21 | 0 | 0 | #DIV/0! | 0%
| Today's Power, Inc. | 68721 | St. Paul-Howard Greeley | NE | Howard | SWPP | Electric Utility | STPHG |  | 1 | 1 | 1 | Solar Photovoltaic | SUN | PV | 2023 |  |  | (OP) Operating |  | 1.4 | [6 empty] | 41.2136 | -98.4456 | 0 | 0 | #DIV/0! | 0%
| Cypress Creek Renewables | 60396 | St. Pauls Solar 1, LLC | NC | Robeson | DUK | IPP Non-CHP | FLS1 |  | 4.9 | 4.9 | 4.9 | Solar Photovoltaic | SUN | PV | 2017 |  |  | (OP) Operating |  | 6.7 | [6 empty] | 34.7716 | -78.9836 | 0 | 0 | #DIV/0! | 0%
| Exus New Mexico | 61156 | St. Pauls Solar 2 | NC | Robeson | DUK | IPP Non-CHP | STPAU |  | 5 | 5 | 5 | Solar Photovoltaic | SUN | PV | 2017 |  |  | (OP) Operating |  | 7 | [6 empty] | 34.7691 | -78.981 | 0 | 0 | #DIV/0! | 0%
| San Diego Gas & Electric Co | 55985 | Palomar Energy | CA | San Diego | CISO | Electric Utility | CTG1 | CC1 | 559 | 581.4 | 590 | Natural Gas Fired Combined Cycle | NG | CT | 2005.3333 |  |  | (OP) Operating | [8 empty] | 33.1197 | -117.1178 | 937289.64 | 6613911.164 | 7.0564 | 18.27%
| Procter & Gamble Ppr Prdts Co | 50463 | Procter & Gamble Mehoopany Mill | PA | Wyoming | PJM | Industrial CHP | GEN1 |  | 120.2 | 104.9 | 124.6 | Natural Gas Fired Combustion Turbine | NG | GT | 1994 |  |  | (OP) Operating | [8 empty] | 41.5743 | -76.0432 | 184257.76 | 2058800.059 | 11.1735 | 18.33%
| Green Mountain Power Corp | 60518 | Stafford Hill Solar Hybrid | VT | Rutland | ISNE | Electric Utility | BA1 |  | 4 | 4 | 4 | Batteries | MWH | BA | 2015 |  |  | (OP) Operating | 3.4 | [7 empty] | 43.6194 | -72.9503 | 0 | 0 | #DIV/0! | 0%
| Town of Stafford - (CT) | 60880 | Stafford MS Ground Mount Community Solar | CT | Tolland | ISNE | IPP Non-CHP | MS1 |  | 2 | 2 | 2 | Solar Photovoltaic | SUN | PV | 2016 |  |  | (OP) Operating |  | 1.3 | [6 empty] | 41.964 | -72.309 | 0 | 0 | #DIV/0! | 0%
| Stafford St Solar 2, LLC | 61017 | Stafford St 2 Community Solar | MA | Worcester | ISNE | IPP Non-CHP | STAF2 |  | 1.9 | 1.9 | 1.9 | Solar Photovoltaic | SUN | PV | 2018 |  |  | (OP) Operating |  | 2.8 | [6 empty] | 42.224 | -71.8706 | 0 | 0 | #DIV/0! | 0%
| Stafford St Solar 1, LLC | 61016 | Stafford St Solar 1 CSG | MA | Worcester | ISNE | IPP Non-CHP | STAF1 |  | 2 | 2 | 2 | Solar Photovoltaic | SUN | PV | 2017 |  |  | (OP) Operating |  | 6.9 | [6 empty] | 42.224 | -71.8706 | 0 | 0 | #DIV/0! | 0%
| Stafford St Solar 3, LLC | 61018 | Stafford St Solar 3 CSG | MA | Worcester | ISNE | IPP Non-CHP | STAF3 |  | 1 | 1 | 1 | Solar Photovoltaic | SUN | PV | 2017 |  |  | (OP) Operating |  | 6.9 | [6 empty] | 42.224 | -71.8706 | 0 | 0 | #DIV/0! | 0%
| STAG St. Paul Community Solar LLC | 63178 | STAG St. Paul Project CSG | MN | Dakota | MISO | IPP Non-CHP | TC3 |  | 1 | 1 | 1 | Solar Photovoltaic | SUN | PV | 2020 |  |  | (OP) Operating |  | 1.4 | [6 empty] | 44.8856 | -93.0264 | 0 | 0 | #DIV/0! | 0%
| Stage Gulch Solar, LLC | 61791 | Stage Gulch Solar | CA | Sonoma | CISO | IPP Non-CHP | 5001 |  | 1 | 0.8 | 0.7 | Solar Photovoltaic | SUN | PV | 2018 |  |  | (OP) Operating |  | 1.1 | [6 empty] | 38.2168 | -122.5429 | 0 | 0 | #DIV/0! | 0%
| Cypress Creek Renewables | 59604 | Stagecoach Solar | NC | Vance | DUK | IPP Non-CHP | FLS1 |  | 5 | 5 | 5 | Solar Photovoltaic | SUN | PV | 2015 |  |  | (OP) Operating |  | 6.3 | [6 empty] | 36.4147 | -78.4597 | 0 | 0 | #DIV/0! | 0%
| Stahl Wind Energy, LLC (Longroad) | 56409 | Stahl Wind Energy | MN | Pipestone | MISO | IPP Non-CHP | 1 |  | 1.7 | 1.7 | 1.7 | Onshore Wind Turbine | WND | WT | 2004 |  |  | (OP) Operating | [8 empty] | 44.0256 | -96.4303 | 0 | 0 | #DIV/0! | 0%
| Cypress Creek Renewables | 60257 | Stainback Solar Farm | NC | Vance | DUK | IPP Non-CHP | INV1 |  | 5 | 5 | 5 | Solar Photovoltaic | SUN | PV | 2016 |  |  | (OP) Operating |  | 6.9 | [6 empty] | 36.3953 | -78.3283 | 0 | 0 | #DIV/0! | 0%
| PacifiCorp | 3659 | Stairs | UT | Salt Lake | PACE | Electric Utility | 3 |  | 1 | 1.2 | 1.2 | Conventional Hydroelectric | WAT | HY | 1912 |  |  | (OP) Operating | [8 empty] | 40.6236 | -111.7533 | 0 | 0 | #DIV/0! | 0%
| Headwater Energy, LLC | 62313 | Stamey Solar | SC | Darlington | CPLE | IPP Non-CHP | 77 |  | 2 | 2 | 2 | Solar Photovoltaic | SUN | PV | 2023 |  |  | (OP) Operating |  | 2.8 | [6 empty] | 34.3811 | -80.1343 | 0 | 0 | #DIV/0! | 0%
| Tri-State G & T Assn, Inc | 7975 | Pyramid | NM | Hidalgo | PNM | Electric Utility | 1 |  | 186 | 158 | 182.4 | Natural Gas Fired Combustion Turbine | NG | GT | 2003 |  |  | (OP) Operating | [8 empty] | 32.2363 | -108.5494 | 273955.62 | 2775621.398 | 10.1316 | 18.37%
| Oklahoma Gas & Electric Co | 2956 | Seminole | OK | Seminole | SWPP | Electric Utility | 1 |  | 1701 | 1521.5 | 1521.5 | Natural Gas Steam Turbine | NG | ST | 1973 |  |  | (OP) Operating | [8 empty] | 34.9665 | -96.7258 | 2449624.89 | 25499925.9 | 10.4097 | 18.38%
| U S Bureau of Reclamation | 7066 | Stampede | CA | Sierra | NEVP | Electric Utility | 1 |  | 3.6 | 3.6 | 3.6 | Conventional Hydroelectric | WAT | HY | 1988 |  |  | (OP) Operating | [8 empty] | 39.4704 | -120.1046 | 0 | 0 | #DIV/0! | 0%
| Stampede Solar Project LLC | 67762 | Stampede Solar Hybrid | TX | Hopkins | ERCO | IPP Non-CHP | STMPB |  | 72.2 | 72.2 | 72.2 | Batteries | MWH | BA | 2024 |  |  | (OP) Operating | 115 | [7 empty] | 33.2013 | -95.3192 | 0 | 0 | #DIV/0! | 0%
| Gans Energy LLC | 55377 | Gans | PA | FAYETTE | PJM | IPP Non-CHP | UNT8 |  | 87.6 | 96.8 | 98 | Natural Gas Fired Combustion Turbine | NG | GT | 2000 |  |  | (OP) Operating | [8 empty] | 39.7475 | -79.8389 | 156926.98 | 1594273.893 | 10.1593 | 18.39%
| Luminant Generation Company LLC | 3507 | Trinidad (TX) | TX | Henderson | ERCO | IPP Non-CHP | 6 |  | 243.3 | 239 | 239 | Natural Gas Steam Turbine | NG | ST | 1965.6667 |  |  | (OP) Operating | [8 empty] | 32.1245 | -96.1013 | 387205.54 | 4897325.497 | 12.6479 | 18.49%
| Nautilus Solar Solutions | 67333 | Standish | ME | Cumberland | ISNE | IPP Non-CHP | SC |  | 5 | 5 | 5 | Solar Photovoltaic | SUN | PV | 2023 |  |  | (OP) Operating |  | 6.6 | [6 empty] | 43.7511 | -70.5466 | 0 | 0 | #DIV/0! | 0%
| Altus Power America Management, LLC | 66483 | Stanford | NY | Dutchess | NYIS | IPP Non-CHP | SNFRD |  | 5 | 5 | 5 | Solar Photovoltaic | SUN | PV | 2021 |  |  | (OP) Operating |  | 7.5 | [6 empty] | 41.865 | -73.703 | 0 | 0 | #DIV/0! | 0%
| MN8 Energy LLC | 62020 | Stanford Campus Solar | CA | Santa Clara | CISO | IPP Non-CHP | STANF |  | 3.4 | 3.3 | 1.6 | Solar Photovoltaic | SUN | PV | 2017 |  |  | (OP) Operating |  | 4.5 | [6 empty] | 37.4343 | -122.1608 | 0 | 0 | #DIV/0! | 0%
| Pacific Gas & Electric Co. | 285 | Stanislaus | CA | Tuolumne | CISO | Electric Utility | HC1 |  | 81.9 | 91 | 91 | Conventional Hydroelectric | WAT | HY | 1963 |  |  | (OP) Operating | [8 empty] | 38.139 | -120.3703 | 0 | 0 | #DIV/0! | 0%
| Stanly Solar, LLC | 64702 | Stanly Solar, LLC | NC | Stanly | DUK | IPP Non-CHP | PGR32 |  | 50 | 50 | 50 | Solar Photovoltaic | SUN | PV | 2022 |  |  | (OP) Operating |  | 69 | [6 empty] | 35.2897 | -80.2356 | 0 | 0 | #DIV/0! | 0%
| Wellhead Services, Inc | 66423 | Stanton Battery Energy Storage | CA | Orange | CISO | IPP Non-CHP | BESS1 |  | 68.8 | 68.8 | 68.8 | Batteries | MWH | BA | 2023 |  |  | (OP) Operating | 275.2 | [7 empty] | 33.8068 | -117.9886 | 0 | 0 | #DIV/0! | 0%
| Los Angeles Department of Water & Power | 400 | Haynes | CA | Los Angeles | LDWP | Electric Utility | 1 |  | 1739.1 | 1599.2 | 1614.2 | Natural Gas Steam Turbine | NG | ST | 2001.6364 |  |  | (OP) Operating | [8 empty] | 33.7647 | -118.0991 | 2603713.85 | 19126556.072 | 7.3459 | 18.5%
| Wellhead Services, Inc | 60698 | Stanton Energy Reliability Center Hybrid | CA | Orange | CISO | IPP Non-CHP | BESS1 |  | 161 | 161 | 161 | Batteries | MWH | BA | 2020 |  |  | (OP) Operating | 4.5 | [7 empty] | 33.8068 | -117.9858 | 2611.14 | 28090.991 | 10.7581 | 0.1851%
| Invenergy Services LLC | 56644 | Stanton Wind Energy LLC | TX | Martin | ERCO | IPP Non-CHP | 1 |  | 120 | 120 | 120 | Onshore Wind Turbine | WND | WT | 2008 |  |  | (OP) Operating | [8 empty] | 32.2353 | -101.8367 | 0 | 0 | #DIV/0! | 0%
| SunE WF3-ST Holdings, LLC | 57683 | Staples La Mirada, CA | CA | Los Angeles | CISO | IPP Non-CHP | 1 |  | 1.1 | 0.9 | 0.9 | Solar Photovoltaic | SUN | PV | 2009 |  |  | (OP) Operating |  | 1.1 | [6 empty] | 33.8817 | -118.0175 | 0 | 0 | #DIV/0! | 0%
| Today's Power, Inc. | 68722 | Star City School District | AR | Lincoln | MISO | Electric Utility | STAR |  | 1 | 1 | 1 | Solar Photovoltaic | SUN | PV | 2021 |  |  | (OP) Operating |  | 1.1 | [6 empty] | 33.9612 | -91.8106 | 0 | 0 | #DIV/0! | 0%
| Star Garden LLC | 63395 | Star Garden | MN | Pope | MISO | IPP Non-CHP | CGS |  | 1 | 1 | 1 | Solar Photovoltaic | SUN | PV | 2020 |  |  | (OP) Operating |  | 1.3 | [6 empty] | 45.6506 | -95.5309 | 0 | 0 | #DIV/0! | 0%
| Star Peak Geothermal LLC. | 65773 | Star Peak Geothermal Plant | NV | Pershing | NEVP | IPP Non-CHP | 3500 |  | 21.9 | 21.9 | 21.9 | Geothermal | GEO | BT | 2022 |  |  | (OP) Operating | [8 empty] | 40.5321 | -118.272 | 0 | 0 | #DIV/0! | 0%
| Avangrid Power LLC | 57096 | Star Point Wind Project LLC | OR | Sherman | AVRN | IPP Non-CHP | 1 |  | 98.7 | 98.7 | 98.7 | Onshore Wind Turbine | WND | WT | 2010 |  |  | (OP) Operating | [8 empty] | 45.51 | -120.48 | 0 | 0 | #DIV/0! | 0%
| Star Solar LLC | 58746 | Star Solar | NC | Durham | DUK | IPP Non-CHP | PV1 |  | 5 | 5 | 5 | Solar Photovoltaic | SUN | PV | 2016 |  |  | (OP) Operating |  | 7 | [6 empty] | 36.08 | -78.8239 | 0 | 0 | #DIV/0! | 0%
| Erie Boulevard Hydropower LP | 2613 | Stark | NY | St Lawrence | NYIS | IPP Non-CHP | 1 |  | 26 | 23.3 | 24.5 | Conventional Hydroelectric | WAT | HY | 1957 |  |  | (OP) Operating | [8 empty] | 44.4553 | -74.7614 | 0 | 0 | #DIV/0! | 0%
| Strata Manager, LLC | 62602 | Starr | NC | Sampson | CPLW | IPP Non-CHP | STARR |  | 5 | 4.9 | 4.9 | Solar Photovoltaic | SUN | PV | 2019 |  |  | (OP) Operating |  | 7.1 | [6 empty] | 35.0154 | -78.3508 | 0 | 0 | #DIV/0! | 0%
| Lightsource Renewable Energy Asset Management, LLC | 65975 | Starr Solar Ranch | TX | Starr | ERCO | IPP Non-CHP | TXST1 |  | 136 | 136 | 136 | Solar Photovoltaic | SUN | PV | 2024 |  |  | (OP) Operating |  | 163.6 | [6 empty] | 26.5234 | -99.0171 | 0 | 0 | #DIV/0! | 0%
| C2 Starratt Solar LLC | 62940 | Starratt Solar | FL | Duval | JEA | IPP Non-CHP | PV |  | 5 | 5 | 5 | Solar Photovoltaic | SUN | PV | 2017 |  |  | (OP) Operating |  | 7 | [6 empty] | 30.4944 | -81.6006 | 0 | 0 | #DIV/0! | 0%
| Starvation Solar I, LLC | 63344 | Starvation | OR | Harney | BPAT | IPP Non-CHP | STAR |  | 9.9 | 9.9 | 9.9 | Solar Photovoltaic | SUN | PV | 2019 |  |  | (OP) Operating |  | 15.3 | [6 empty] | 43.5022 | -119.1485 | 0 | 0 | #DIV/0! | 0%
| Midwest Generations EME LLC | 879 | Powerton | IL | Tazewell | PJM | IPP Non-CHP | 5 |  | 1785.6 | 1538 | 1538 | Conventional Steam Coal | SUB | ST | 1973.5 |  |  | (OP) Operating | [8 empty] | 40.5408 | -89.6786 | 2527913.97 | 27715476.858 | 10.9638 | 18.76%
| Duke Energy Carolinas, LLC | 55116 | Rockingham County CT Station | NC | Rockingham | DUK | Electric Utility | CT1 |  | 977.5 | 825 | 895 | Natural Gas Fired Combustion Turbine | NG | GT | 2000 |  |  | (SB) Standby/Backup: available for service but not normally used | [8 empty] | 36.3297 | -79.8297 | 1418321.24 | 15212541.467 | 10.7257 | 18.83%
| West Deptford Energy LLC | 56963 | West Deptford Energy Station | NJ | Gloucester | PJM | IPP Non-CHP | E101 | 700 | 754.6 | 734.6 | 772.1 | Natural Gas Fired Combined Cycle | NG | CT | 2014 |  |  | (OP) Operating | [8 empty] | 39.8414 | -75.2214 | 1247188.66 | 9191350.218 | 7.3697 | 18.9%
| Tenaska Alabama Partners LP | 55271 | Tenaska Lindsay Hill Generating Station | AL | Autauga | SOCO | IPP Non-CHP | GTG1 | STG1 | 939.4 | 848 | 874 | Natural Gas Fired Combined Cycle | NG | CT | 2002 |  |  | (OP) Operating | [8 empty] | 32.6514 | -86.7386 | 1427474.21 | 10365943.577 | 7.2617 | 18.93%
| Invenergy Services LLC | 56445 | Spindle Hill Energy Center | CO | Weld | PSCO | IPP Non-CHP | GEN1 |  | 420 | 270 | 310 | Natural Gas Fired Combustion Turbine | NG | GT | 2007 |  |  | (OP) Operating | [8 empty] | 40.0922 | -104.8878 | 482226.56 | 5205817.008 | 10.7954 | 18.98%
| Generate Capital | 66231 | State Highway 17B Solar | NY | Sullivan | NYIS | IPP Non-CHP | 10988 |  | 4.4 | 4.4 | 4.4 | Solar Photovoltaic | SUN | PV | 2021 |  |  | (OP) Operating |  | 6.1 | [6 empty] | 41.6823 | -74.8765 | 0 | 0 | #DIV/0! | 0%
| Duke Energy Indiana, LLC | 55110 | Madison | OH | Butler | PJM | Electric Utility | CT1 |  | 692 | 566 | 704 | Natural Gas Fired Combustion Turbine | NG | GT | 2000 |  |  | (OP) Operating | [8 empty] | 39.4522 | -84.4647 | 1074398.05 | 13482054.923 | 12.5485 | 19.31%
| Generate Capital | 66230 | State Route 14A Solar | NY | Yates | NYIS | IPP Non-CHP | 10997 |  | 5 | 5 | 5 | Solar Photovoltaic | SUN | PV | 2021 |  |  | (OP) Operating |  | 6.9 | [6 empty] | 42.7408 | -77.0724 | 0 | 0 | #DIV/0! | 0%
| AETS OpCo Holdings LLC | 67550 | State Route 5 | NY | Oneida | NYIS | IPP Non-CHP | SR5 |  | 4.4 | 4.4 | 4.4 | Solar Photovoltaic | SUN | PV | 2023 |  |  | (OP) Operating |  | 5.9 | [6 empty] | 43.0707 | -75.4944 | 0 | 0 | #DIV/0! | 0%
| Bullrock-NxtGenREA | 62520 | State Route 64N Community Solar Farm | NY | Ontario | NYIS | IPP Non-CHP | 1089 |  | 1.2 | 1.2 | 1.2 | Solar Photovoltaic | SUN | PV | 2025 |  |  | (OP) Operating |  | 1.7 | [6 empty] | 42.915 | -77.454 | 0 | 0 | #DIV/0! | 0%
| CVI CleanCapital Solar 1 LLC | 59363 | State Street Solar LLC | MA | Hampden | ISNE | IPP Non-CHP | PV1 |  | 1 | 1 | 1 | Solar Photovoltaic | SUN | PV | 2014 |  |  | (OP) Operating |  | 1.4 | [6 empty] | 42.2008 | -72.3222 | 0 | 0 | #DIV/0! | 0%
| Southern Power Co | 58646 | Stateline Solar | CA | San Bernardino | CISO | IPP Non-CHP | STL |  | 299.5 | 300 | 300 | Solar Photovoltaic | SUN | PV | 2015.7143 |  |  | (OP) Operating |  | 87.8 | [6 empty] | 35.6 | -115.4 | 0 | 0 | #DIV/0! | 0%
| Cardinal Renewables | 65727 | Statesboro Solar LLC | GA | Bulloch | SOCO | IPP Non-CHP | GAST |  | 3 | 3 | 3 | Solar Photovoltaic | SUN | PV | 2022 |  |  | (OP) Operating |  | 4 | [6 empty] | 32.468 | -81.8037 | 0 | 0 | #DIV/0! | 0%
| MidAmerican Energy Co | 1091 | George Neal North | IA | Woodbury | MISO | Electric Utility | 3 |  | 584.1 | 510 | 514 | Conventional Steam Coal | SUB | ST | 1975 |  |  | (OP) Operating | [8 empty] | 42.3252 | -96.3797 | 868139.13 | 8344270.199 | 9.6117 | 19.36%
| Cypress Creek Renewables | 61535 | Statesville Solar | NC | Rowan | DUK | IPP Non-CHP | GEN1 |  | 5 | 5 | 5 | Solar Photovoltaic | SUN | PV | 2017 |  |  | (OP) Operating |  | 6.2 | [6 empty] | 35.7397 | -80.7124 | 0 | 0 | #DIV/0! | 0%
| Duke Energy Florida, LLC | 8048 | Anclote | FL | Pasco | FPC | Electric Utility | 1 |  | 1112.4 | 1005 | 1025 | Natural Gas Steam Turbine | NG | ST | 1976 |  |  | (OP) Operating | [8 empty] | 28.1844 | -82.7886 | 1738383.24 | 18948061.653 | 10.8998 | 19.55%
| Town of Braintree - (MA) | 62257 | Station 9 Energy Storage System | MA | Norfolk | ISNE | Electric Utility | ESS1 |  | 2 | 2 | 2 | Batteries | MWH | BA | 2018 |  |  | (OP) Operating | 4.2 | [7 empty] | 42.1877 | -70.9764 | 0 | 0 | #DIV/0! | 0%
| Tenaska Gateway Partners Ltd | 55132 | Tenaska Gateway Generating Station | TX | Rusk | ERCO | IPP Non-CHP | GTG1 | STG1 | 939.6 | 826 | 921 | Natural Gas Fired Combined Cycle | NG | CT | 2001 |  |  | (OP) Operating | [8 empty] | 32.0178 | -94.6197 | 1498055.84 | 13409565.734 | 8.9513 | 19.58%
| Salem Harbor Power Development LP | 60903 | Salem Harbor Power Development LP | MA | Essex | ISNE | IPP Non-CHP | 1 | 0001 | 798.2 | 675 | 710.4 | Natural Gas Fired Combined Cycle | NG | CA | 2018 |  |  | (OP) Operating | [8 empty] | 42.5255 | -70.8782 | 1190047.6 | 8344059.904 | 7.0115 | 19.61%
| Cypress Creek Renewables | 61885 | Staunton | IN | Clay | MISO | IPP Non-CHP | GEN1 |  | 4 | 4 | 4 | Solar Photovoltaic | SUN | PV | 2018 |  |  | (OP) Operating |  | 6.1 | [6 empty] | 39.4575 | -87.2082 | 0 | 0 | #DIV/0! | 0%
| Ormat Nevada Inc | 50654 | Steamboat Hills LP | NV | Washoe | NEVP | IPP Non-CHP | OEC51 |  | 37.2 | 26.7 | 34.4 | Geothermal | GEO | BT | 2021.5 |  |  | (OP) Operating | [8 empty] | 39.37 | -119.7669 | 0 | 0 | #DIV/0! | 0%
| Steamboat Development Corp | 54665 | Steamboat II | NV | Washoe | NEVP | IPP Non-CHP | SB2SL |  | 23.7 | 16.3 | 19 | Solar Photovoltaic | SUN | PV | 2002.3333 |  |  | (OP) Operating |  | 8.3 | [6 empty] | 39.3956 | -119.7468 | 0 | 0 | #DIV/0! | 0%
| Steamboat Development Corp | 54666 | Steamboat III | NV | Washoe | NEVP | IPP Non-CHP | SB3SL |  | 23.7 | 16.3 | 19 | Solar Photovoltaic | SUN | PV | 2002.3333 |  |  | (OP) Operating |  | 8.3 | [6 empty] | 39.3944 | -119.7475 | 0 | 0 | #DIV/0! | 0%
| Madison Energy Holdings LLC | 63121 | Stearns Community Solar One LLC CSG | MN | Stearns | MISO | IPP Non-CHP | 52825 |  | 1 | 1 | 1 | Solar Photovoltaic | SUN | PV | 2019 |  |  | (OP) Operating |  | 1.4 | [6 empty] | 45.618 | -94.486 | 0 | 0 | #DIV/0! | 0%
| Stearns Solar I LLC | 63400 | Stearns Solar I | MN | Stearns | MISO | IPP Non-CHP | STE |  | 1 | 1 | 1 | Solar Photovoltaic | SUN | PV | 2019 |  |  | (OP) Operating |  | 1.4 | [6 empty] | 45.6502 | -94.5575 | 0 | 0 | #DIV/0! | 0%
| Luminant Generation Company LLC | 3490 | Graham | TX | Young | ERCO | IPP Non-CHP | 1 |  | 634.7 | 629 | 629 | Natural Gas Steam Turbine | NG | ST | 1964.5 |  |  | (OP) Operating | [8 empty] | 33.1344 | -98.6117 | 1091034.4 | 11327892.806 | 10.3827 | 19.8%
| Steel Bridge Solar. LLC | 60057 | Steel Bridge Solar, LLC | OR | Polk | PGE | IPP Non-CHP | STEEL |  | 2.3 | 2.3 | 2.3 | Solar Photovoltaic | SUN | PV | 2016 |  |  | (OP) Operating |  | 2.9 | [6 empty] | 45.068 | -123.47 | 0 | 0 | #DIV/0! | 0%
| Steel Solar, LLC | 66267 | Steel Solar LLC | UT | Box Elder | WAUW | IPP Non-CHP | SS8 |  | 80 | 80 | 80 | Solar Photovoltaic | SUN | PV | 2024 |  |  | (OP) Operating |  | 84 | [6 empty] | 41.886 | -112.1817 | 0 | 0 | #DIV/0! | 0%
| CleanCapital Holdings | 59705 | Steel Sun | NY | Erie | NYIS | IPP Non-CHP | SSUN2 |  | 2 | 2 | 1.7 | Solar Photovoltaic | SUN | PV | 2016 |  |  | (OP) Operating |  | 2.8 | [6 empty] | 42.8128 | -78.8453 | 0 | 0 | #DIV/0! | 0%
| CleanCapital Holdings | 62723 | Steel Sun 2: 2303-III-2 Hamburg Tpke | NY | Erie | NYIS | IPP Non-CHP | SS22 |  | 2 | 2 | 2 | Solar Photovoltaic | SUN | PV | 2019 |  |  | (OP) Operating |  | 3 | [6 empty] | 42.809 | -78.8534 | 0 | 0 | #DIV/0! | 0%
| CleanCapital Holdings | 62722 | Steel Sun 2: 2303-III-4 Hamburg Tpke | NY | Erie | NYIS | IPP Non-CHP | SS24 |  | 2 | 2 | 2 | Solar Photovoltaic | SUN | PV | 2019 |  |  | (OP) Operating |  | 3 | [6 empty] | 42.8111 | -78.8542 | 0 | 0 | #DIV/0! | 0%
| CleanCapital Holdings | 62721 | Steel Sun 2: 2303-III-9 Hamburg Tpke | NY | Erie | NYIS | IPP Non-CHP | SS29 |  | 2 | 2 | 2 | Solar Photovoltaic | SUN | PV | 2019 |  |  | (OP) Operating |  | 3 | [6 empty] | 42.8185 | -78.8554 | 0 | 0 | #DIV/0! | 0%
| Evergreen Wind, LLC | 57078 | Steel Winds II | NY | Erie | NYIS | IPP Non-CHP | 1 |  | 15 | 15 | 15 | Onshore Wind Turbine | WND | WT | 2012 |  |  | (OP) Operating | [8 empty] | 42.8072 | -78.8617 | 0 | 0 | #DIV/0! | 0%
| Evergreen Wind, LLC | 56575 | Steel Winds Wind Farm | NY | Erie | NYIS | IPP Non-CHP | 1 |  | 20 | 20 | 20 | Onshore Wind Turbine | WND | WT | 2007 |  |  | (OP) Operating | [8 empty] | 42.8167 | -78.8675 | 0 | 0 | #DIV/0! | 0%
| Steele Flats Wind Project LLC | 58594 | Steele Flats Wind Project LLC | NE | Jefferson | SWPP | IPP Non-CHP | 1 |  | 74.8 | 74.8 | 74.8 | Onshore Wind Turbine | WND | WT | 2013 |  |  | (OP) Operating | [8 empty] | 40.0489 | -96.9522 | 0 | 0 | #DIV/0! | 0%
| Big Sky Wind, LLC | 59063 | Stella Wind Farm | TX | Kenedy | ERCO | IPP Non-CHP | WT1 |  | 201 | 201 | 201 | Onshore Wind Turbine | WND | WT | 2018 |  |  | (OP) Operating | [8 empty] | 26.9417 | -97.6425 | 0 | 0 | #DIV/0! | 0%
| Stenner Creek Solar LLC | 61607 | Stenner Creek Solar | CA | San Luis Obispo | CISO | IPP Non-CHP | CPOLY |  | 4.5 | 4.5 | 4.5 | Solar Photovoltaic | SUN | PV | 2018 |  |  | (OP) Operating |  | 5.6 | [6 empty] | 35.32 | -120.691 | 0 | 0 | #DIV/0! | 0%
| Stephens Ranch Wind Energy LLC | 57983 | Stephens Ranch Wind Energy LLC | TX | Borden | ERCO | IPP Non-CHP | 1 |  | 376 | 376 | 376 | Onshore Wind Turbine | WND | WT | 2014.5 |  |  | (OP) Operating | [8 empty] | 32.9264 | -101.6478 | 0 | 0 | #DIV/0! | 0%
| Convergent Energy and Power LP | 57710 | Stephentown Spindle | NY | Rensselaer | NYIS | IPP Non-CHP | SRS1 |  | 20 | 20 | 20 | Flywheels | MWH | FW | 2011 |  |  | (OP) Operating | 15 | [7 empty] | 42.5565 | -73.3775 | 0 | 0 | #DIV/0! | 0%
| Oklahoma Municipal Power Authority | 58325 | Charles D. Lamb Energy Center | OK | Kay | SWPP | Electric Utility | 1 |  | 122 | 122 | 122 | Natural Gas Fired Combustion Turbine | NG | GT | 2015 |  |  | (OP) Operating | [8 empty] | 36.8139 | -97.1253 | 211792.17 | 2475411.254 | 11.6879 | 19.82%
| AEM Wind LLC | 60991 | Sterling I Wind Farm | NM | Lea | SWPP | IPP Non-CHP | STER1 |  | 29.9 | 29.9 | 29.9 | Onshore Wind Turbine | WND | WT | 2017 |  |  | (OP) Operating | [8 empty] | 33.3596 | -103.2506 | 0 | 0 | #DIV/0! | 0%
| ALLETE, Inc. | 1891 | Syl Laskin | MN | St Louis | MISO | Electric Utility | 1 |  | 116 | 98 | 98 | Natural Gas Steam Turbine | NG | ST | 1953 |  |  | (OP) Operating | [8 empty] | 47.5306 | -92.1619 | 170256.1 | 2153097.173 | 12.6462 | 19.83%
| Greenbacker Renewable Energy Corporation | 59198 | Sterling PV 3 | CO | Logan | PSCO | IPP Non-CHP | STER3 |  | 1.6 | 1.6 | 1.6 | Solar Photovoltaic | SUN | PV | 2014 |  |  | (OP) Operating |  | 2 | [6 empty] | 40.6316 | -103.1947 | 0 | 0 | #DIV/0! | 0%
| Cypress Creek Renewables | 61871 | Sterling Solar (TX) | TX | Hunt | ERCO | IPP Non-CHP | GEN1 |  | 10 | 10 | 10 | Solar Photovoltaic | SUN | PV | 2018 |  |  | (OP) Operating |  | 14.2 | [6 empty] | 33.1662 | -96.1726 | 0 | 0 | #DIV/0! | 0%
| Basin Electric Power Coop | 57881 | Pioneer Generation Station | ND | Williams | SWPP | Electric Utility | 01 |  | 405.9 | 342.6 | 351.6 | Natural Gas Fired Combustion Turbine | NG | GT | 2018.8095 |  |  | (OP) Operating | [8 empty] | 48.2325 | -103.9528 | 605638.03 | 6292015.732 | 10.3891 | 19.92%
| AES Distributed Energy | 59275 | Sterlington Greenworks LLC | NY | Suffolk | NYIS | IPP Non-CHP | STERG |  | 1.3 | 1 | 1 | Solar Photovoltaic | SUN | PV | 2015 |  |  | (OP) Operating |  | 1.8 | [6 empty] | 41.0675 | -72.4403 | 0 | 0 | #DIV/0! | 0%
| Kearsarge Solar LLC | 59765 | Stetson Road Solar - Barre I | MA | Worcester | ISNE | IPP Non-CHP | BI |  | 2 | 2 | 2 | Solar Photovoltaic | SUN | PV | 2014 |  |  | (OP) Operating |  | 2.4 | [6 empty] | 42.4029 | -72.1027 | 0 | 0 | #DIV/0! | 0%
| Evergreen Wind, LLC | 56989 | Stetson Wind I | ME | Washington | ISNE | IPP Non-CHP | 1 |  | 57 | 57 | 57 | Onshore Wind Turbine | WND | WT | 2009 |  |  | (OP) Operating | [8 empty] | 45.4822 | -67.9944 | 0 | 0 | #DIV/0! | 0%
| Evergreen Wind, LLC | 56991 | Stetson Wind II | ME | Washington | ISNE | IPP Non-CHP | 1 |  | 25.5 | 25.5 | 25.5 | Onshore Wind Turbine | WND | WT | 2010 |  |  | (OP) Operating | [8 empty] | 45.615 | -67.971 | 0 | 0 | #DIV/0! | 0%
| Rolling Hills Generating LLC | 55401 | Rolling Hills Generating | OH | Vinton | PJM | IPP Non-CHP | CT1 |  | 977.5 | 925 | 1045 | Natural Gas Fired Combustion Turbine | NG | GT | 2003 |  |  | (OP) Operating | [8 empty] | 39.0839 | -82.3328 | 1722279.32 | 24172037.528 | 14.0349 | 19.96%
| Madison Energy Holdings LLC | 63794 | Stevens Community Solar LLC | MN | Benton | MISO | IPP Non-CHP | ST001 |  | 1 | 1 | 1 | Solar Photovoltaic | SUN | PV | 2020 |  |  | (OP) Operating |  | 1.4 | [6 empty] | 45.6613 | -93.9423 | 0 | 0 | #DIV/0! | 0%
| Dominion Energy South Carolina, Inc | 736 | Stevens Creek | GA | Columbia | SCEG | Electric Utility | 1 |  | 17.6 | 12 | 15.2 | Conventional Hydroelectric | WAT | HY | 1918.375 |  |  | (OP) Operating | [8 empty] | 33.5626 | -82.0512 | 0 | 0 | #DIV/0! | 0%
| Eagle Creek Renewable Energy, LLC | 10109 | Stevens Mills Dam | NH | Merrimack | ISNE | IPP Non-CHP | 1G |  | 1.9 | 2 | 2 | Conventional Hydroelectric | WAT | HY | 1985 |  |  | (OP) Operating | [8 empty] | 43.4461 | -71.6446 | 0 | 0 | #DIV/0! | 0%
| Consolidated Water Power Co | 3973 | Stevens Point | WI | Portage | MISO | Electric Utility | 1 |  | 4.8 | 4.8 | 4.8 | Conventional Hydroelectric | WAT | HY | 1918 |  |  | (OP) Operating | [8 empty] | 44.5153 | -89.585 | 0 | 0 | #DIV/0! | 0%
| Big Rivers Electric Corp | 6639 | R D Green | KY | Webster | MISO | Electric Utility | 1 |  | 586 | 454 | 454 | Conventional Steam Coal | BIT | ST | 1980 |  |  | (OP) Operating | [8 empty] | 37.6461 | -87.5 | 796778.56 | 8524387.129 | 10.6986 | 20.03%
| FirstLight Power Resources Services LLC | 553 | Stevenson | CT | Fairfield | ISNE | IPP Non-CHP | 1 |  | 30.5 | 28.9 | 28.9 | Conventional Hydroelectric | WAT | HY | 1923.25 |  |  | (OP) Operating | [8 empty] | 41.3833 | -73.1714 | 0 | 0 | #DIV/0! | 0%
| Nautilus Solar Solutions | 63599 | Stewart CSG1, LLC | MN | McLeod | MISO | IPP Non-CHP | SC |  | 1 | 1 | 1 | Solar Photovoltaic | SUN | PV | 2021 |  |  | (OP) Operating |  | 1.4 | [6 empty] | 44.7256 | -94.4951 | 0 | 0 | #DIV/0! | 0%
| Salt River Project | 150 | Stewart Mountain | AZ | Maricopa | SRP | Electric Utility | SM |  | 13 | 13 | 13 | Conventional Hydroelectric | WAT | HY | 1930 |  |  | (OP) Operating | [8 empty] | 33.5661 | -111.536 | 0 | 0 | #DIV/0! | 0%
| Erie Boulevard Hydropower LP | 2614 | Stewarts Bridge | NY | Saratoga | NYIS | IPP Non-CHP | 1 |  | 38.5 | 40 | 40 | Conventional Hydroelectric | WAT | HY | 1982.5 |  |  | (OP) Operating | [8 empty] | 43.2978 | -73.8853 | 0 | 0 | #DIV/0! | 0%
| Stikeleather Farm, LLC | 59595 | Stikeleather Farm | NC | Alexander | DUK | IPP Non-CHP | PV1 |  | 5 | 5 | 5 | Solar Photovoltaic | SUN | PV | 2015 |  |  | (OP) Operating |  | 6.3 | [6 empty] | 35.9022 | -81.1061 | 0 | 0 | #DIV/0! | 0%
| Oconto Electric Cooperative | 4147 | Stiles | WI | Oconto | MISO | Electric Utility | 1 |  | 1 | 0.6 | 0.6 | Conventional Hydroelectric | WAT | HY | 1949 |  |  | (OP) Operating | [8 empty] | 44.8747 | -88.1586 | 0 | 0 | #DIV/0! | 0%
| City of San Antonio - (TX) | 4939 | Barney M Davis | TX | Nueces | ERCO | Electric Utility | 1 |  | 1082.2 | 925 | 947 | Natural Gas Steam Turbine | NG | ST | 1992.5 |  |  | (OP) Operating | [8 empty] | 27.6064 | -97.3117 | 1648227.7 | 12568062.72 | 7.6252 | 20.1%
| Brookfield Black Bear Hydro, LLC | 59437 | Stillwater B | ME | Penobscot | ISNE | IPP Non-CHP | SWB-1 |  | 2.4 | 2.4 | 2.4 | Conventional Hydroelectric | WAT | HY | 2013 |  |  | (OP) Operating | [8 empty] | 44.9127 | -68.6838 | 0 | 0 | #DIV/0! | 0%
| Entergy Arkansas LLC | 6009 | White Bluff | AR | Jefferson | MISO | Electric Utility | 1 |  | 1800 | 1243.6 | 1261.2 | Conventional Steam Coal | SUB | ST | 1980.5 |  |  | (OP) Operating | [8 empty] | 34.4228 | -92.1406 | 2207746.52 | 24360186.928 | 11.034 | 20.12%
| Ormat Stillwater LLC | 50765 | Stillwater Facility | NV | Churchill | NEVP | IPP Non-CHP | 1 |  | 69.2 | 62.2 | 79 | Solar Photovoltaic | SUN | PV | 2009.6 |  |  | (OP) Operating |  | 26.2 | [6 empty] | 39.5475 | -118.5556 | 0 | 0 | #DIV/0! | 0%
| GR Catalyst One, LLC | 54395 | Stillwater Hydro Electric Project | NY | Saratoga | NYIS | IPP Non-CHP | 1 |  | 3.4 | 3.4 | 3.4 | Conventional Hydroelectric | WAT | HY | 1993 |  |  | (OP) Operating | [8 empty] | 42.9375 | -73.6544 | 0 | 0 | #DIV/0! | 0%
| Brookfield Black Bear Hydro, LLC | 1478 | Stillwater Hydro Station | ME | Penobscot | ISNE | IPP Non-CHP | SW01 |  | 1.8 | 2.1 | 2.1 | Conventional Hydroelectric | WAT | HY | 1917.75 |  |  | (OP) Operating | [8 empty] | 44.9094 | -68.6833 | 0 | 0 | #DIV/0! | 0%
| Northern Power & Light | 50513 | Stillwater Reservoir Hydro | NY | Herkimer | NYIS | IPP Non-CHP | GEN1 |  | 1.8 | 1.8 | 1.8 | Conventional Hydroelectric | WAT | HY | 1987 |  |  | (OP) Operating | [8 empty] | 43.8974 | -75.04 | 0 | 0 | #DIV/0! | 0%
| Ormat Stillwater Solar PV II, LLC | 61809 | Stillwater Solar PV II | NV | Churchill | NEVP | IPP Non-CHP | STWII |  | 20 | 20 | 20 | Solar Photovoltaic | SUN | PV | 2018 |  |  | (OP) Operating |  | 24 | [6 empty] | 39.542 | -118.5601 | 0 | 0 | #DIV/0! | 0%
| Pattern Operators LP | 61858 | Stillwater Wind, LLC | MT | Stillwater | NWMT | IPP Non-CHP | WT |  | 79.7 | 79.7 | 79.7 | Onshore Wind Turbine | WND | WT | 2018 |  |  | (OP) Operating | [8 empty] | 45.8658 | -109.4766 | 0 | 0 | #DIV/0! | 0%
| Sayreville Power Generation LP | 10308 | Sayreville Cogeneration Facility | NJ | Middlesex | PJM | IPP Non-CHP | CT1 | CC1 | 430.2 | 292 | 333.1 | Natural Gas Fired Combined Cycle | NG | CT | 1991 |  |  | (OP) Operating | [8 empty] | 40.439 | -74.3444 | 556375.97 | 4599182.216 | 8.2663 | 20.32%
| Gregory Power Partners LLC | 55086 | Gregory Power Plant | TX | San Patricio | ERCO | IPP Non-CHP | GT1A | CC1 | 469.8 | 366 | 411 | Natural Gas Fired Combined Cycle | NG | CT | 2000 |  |  | (OP) Operating | [8 empty] | 27.8893 | -97.2584 | 693667.25 | 7558295.11 | 10.8961 | 20.38%
| Greenbacker Renewable Energy Corporation | 64930 | Stockton (MN) | MN | Winona | MISO | IPP Non-CHP | 514 |  | 2 | 2 | 2 | Solar Photovoltaic | SUN | PV | 2021 |  |  | (OP) Operating |  | 2.6 | [6 empty] | 44.041 | -91.7669 | 0 | 0 | #DIV/0! | 0%
| MN8 Energy LLC | 57864 | Stockton Athletic Center | NJ | Atlantic | PJM | IPP Non-CHP | 2LOT7 |  | 1.3 | 1.3 | 1.3 | Solar Photovoltaic | SUN | PV | 2009 |  |  | (OP) Operating |  | 0.4 | [6 empty] | 39.4884 | -74.5353 | 0 | 0 | #DIV/0! | 0%
| New York Power Authority | 8053 | Pouch | NY | Richmond | NYIS | Electric Utility | N01 |  | 47 | 45.4 | 46 | Natural Gas Fired Combustion Turbine | NG | GT | 2001 |  |  | (OP) Operating | [8 empty] | 40.6182 | -74.0685 | 81770.53 | 801031 | 9.7961 | 20.43%
| USCE-Kansas City District | 2124 | Stockton Hydro | MO | Cedar | SPA | Electric Utility | 1 |  | 52 | 52 | 52 | Conventional Hydroelectric | WAT | HY | 1973 |  |  | (OP) Operating | [8 empty] | 37.6936 | -93.7691 | 0 | 0 | #DIV/0! | 0%
| Lower Colorado River Authority | 3601 | Sim Gideon | TX | Bastrop | ERCO | Electric Utility | 1 |  | 623 | 607 | 620 | Natural Gas Steam Turbine | NG | ST | 1968.3333 |  |  | (OP) Operating | [8 empty] | 30.1456 | -97.2708 | 1114412.78 | 11382000.708 | 10.2135 | 20.74%
| Eugene Water & Electric Board | 7508 | Stone Creek | OR | Clackamas | PGE | Electric Utility | 1 |  | 12 | 7 | 10.7 | Conventional Hydroelectric | WAT | HY | 1994 |  |  | (OP) Operating | [8 empty] | 45.0811 | -121.8866 | 0 | 0 | #DIV/0! | 0%
| MN8 Energy LLC | 60710 | Stone Hill Solar CSG | MA | Bristol | ISNE | IPP Non-CHP | PV1 |  | 2 | 2 | 2 | Solar Photovoltaic | SUN | PV | 2014 |  |  | (OP) Operating |  | 2.7 | [6 empty] | 42.0591 | -71.0892 | 0 | 0 | #DIV/0! | 0%
| Strata Manager, LLC | 61085 | Stone Solar | NC | Robeson | CPLE | IPP Non-CHP | 1 |  | 5 | 5 | 5 | Solar Photovoltaic | SUN | PV | 2016 |  |  | (OP) Operating |  | 6.7 | [6 empty] | 34.5831 | -79.0318 | 0 | 0 | #DIV/0! | 0%
| National Grid Generation LLC | 2511 | E F Barrett | NY | Nassau | NYIS | Electric Utility | 10 |  | 669.2 | 653.6 | 725.2 | Natural Gas Fired Combustion Turbine | NG | GT | 1968.6923 |  |  | (OP) Operating | [8 empty] | 40.6167 | -73.6479 | 1253345.76 | 13235475.369 | 10.5601 | 20.75%
| Stoneheart Solar, LLC | 64462 | Stoneheart Solar, LLC | MI | Saginaw | MISO | IPP Non-CHP | FACSH |  | 2 | 2 | 2 | Solar Photovoltaic | SUN | PV | 2020 |  |  | (OP) Operating |  | 2.8 | [6 empty] | 43.5068 | -83.9966 | 0 | 0 | #DIV/0! | 0%
| EDF Renewable Asset Holdings, Inc. | 62269 | Stoneray Power Partners, LLC | MN | Pipestone | MISO | IPP Non-CHP | STNRY |  | 100 | 100 | 100 | Onshore Wind Turbine | WND | WT | 2019 |  |  | (OP) Operating | [8 empty] | 44.1044 | -96.1267 | 0 | 0 | #DIV/0! | 0%
| DTE Sustainable Generation | 57131 | Stoney Corners Wind Farm | MI | Missaukee | MISO | IPP Non-CHP | SCWF1 |  | 60 | 59 | 59 | Onshore Wind Turbine | WND | WT | 2009 |  |  | (OP) Operating | [8 empty] | 44.19 | -85.2983 | 0 | 0 | #DIV/0! | 0%
| Cooperative Energy | 7988 | Silver Creek | MS | Jefferson Davis | MISO | Electric Utility | 1 |  | 250.5 | 225 | 250.5 | Natural Gas Fired Combustion Turbine | NG | GT | 2004 |  |  | (OP) Operating | [8 empty] | 31.6004 | -89.9468 | 433784.53 | 5045660.526 | 11.6317 | 20.83%
| Oklahoma Gas & Electric Co | 6095 | Sooner | OK | Noble | SWPP | Electric Utility | 1 |  | 1138 | 1038 | 1038 | Conventional Steam Coal | SUB | ST | 1979.5 |  |  | (OP) Operating | [8 empty] | 36.4531 | -97.0528 | 1902475.25 | 20071557.902 | 10.5502 | 20.92%
| Big Sky Wind, LLC | 56980 | Stony Creek Wind Farm LLC | PA | Somerset | PJM | IPP Non-CHP | 1 |  | 52.5 | 52.5 | 52.5 | Onshore Wind Turbine | WND | WT | 2009 |  |  | (OP) Operating | [8 empty] | 40.0311 | -78.8153 | 0 | 0 | #DIV/0! | 0%
| Invenergy Services LLC | 58088 | Stony Creek Wind Farm NY | NY | Wyoming | NYIS | IPP Non-CHP | 1 |  | 94.4 | 94.4 | 94.4 | Onshore Wind Turbine | WND | WT | 2013 |  |  | (OP) Operating | [8 empty] | 42.7676 | -78.4158 | 0 | 0 | #DIV/0! | 0%
| City of Santa Clara - (CA) | 7151 | Stony Gorge | CA | Glenn | CISO | Electric Utility | 1 |  | 5 | 5 | 5 | Conventional Hydroelectric | WAT | HY | 1986 |  |  | (OP) Operating | [8 empty] | 39.5869 | -122.5332 | 0 | 0 | #DIV/0! | 0%
| Duke Energy Renewables Services | 62820 | Stony Knoll Solar, LLC | NC | Surry | DUK | IPP Non-CHP | GEN1 |  | 22.6 | 22.6 | 22.6 | Solar Photovoltaic | SUN | PV | 2022 |  |  | (OP) Operating |  | 33.7 | [6 empty] | 36.288 | -80.656 | 0 | 0 | #DIV/0! | 0%
| Storey Bend Solar, LLC | 67209 | Storey Bend Solar | FL | Osceola | FPC | IPP Non-CHP | STOS |  | 74.5 | 74.5 | 74.5 | Solar Photovoltaic | SUN | PV | 2024 |  |  | (OP) Operating |  | 108.14 | [6 empty] | 28.2826 | -81.0815 | 0 | 0 | #DIV/0! | 0%
| Storey Energy Center, LLC | 65956 | Storey Solar and Storage | AZ | Pinal | SRP | IPP Non-CHP | STOBA |  | 210 | 176 | 176 | Batteries | MWH | BA | 2023 |  |  | (OP) Operating | 264 | [7 empty] | 32.8882 | -111.4978 | 0 | 0 | #DIV/0! | 0%
| ALLETE Clean Energy | 54793 | Storm Lake 1 | IA | Buena Vista | MISO | IPP Non-CHP | 2 |  | 113.9 | 105.7 | 105.7 | Onshore Wind Turbine | WND | WT | 1999 |  |  | (OP) Operating | [8 empty] | 42.6878 | -95.405 | 0 | 0 | #DIV/0! | 0%
| ALLETE Clean Energy | 55287 | Storm Lake II | IA | Buena Vista | MISO | IPP Non-CHP | EXIS |  | 80.2 | 76.5 | 76.5 | Onshore Wind Turbine | WND | WT | 1999 |  |  | (OP) Operating | [8 empty] | 42.8417 | -95.405 | 0 | 0 | #DIV/0! | 0%
| MSM Solar LLC | 58794 | Storrie Lake Solar Project | NM | San Miguel | PNM | IPP Non-CHP | MSMPV |  | 1.5 | 1.5 | 1.5 | Solar Photovoltaic | SUN | PV | 2014 |  |  | (OP) Operating |  | 1.9 | [6 empty] | 35.6569 | -105.1839 | 0 | 0 | #DIV/0! | 0%
| Bergen Generating Station | 2398 | Bergen Generating Station | NJ | Bergen | PJM | IPP Non-CHP | 1101 | CC1 | 1400.8 | 1255 | 1255 | Natural Gas Fired Combined Cycle | NG | CT | 1993.125 |  |  | (OP) Operating | [8 empty] | 40.8375 | -74.0244 | 2301441.86 | 17408326.286 | 7.5641 | 20.93%
| Hamilton Wind Energy LLC | 58927 | Story City Wind Project | IA | Story | MISO | IPP Non-CHP | WT01 |  | 1.5 | 1.5 | 1.5 | Onshore Wind Turbine | WND | WT | 2010 |  |  | (OP) Operating | [8 empty] | 42.2081 | -93.5994 | 0 | 0 | #DIV/0! | 0%
| Strata Manager, LLC | 59581 | Stout Farm | NC | Orange | DUK | IPP Non-CHP | PV1 |  | 5 | 5 | 5 | Solar Photovoltaic | SUN | PV | 2014 |  |  | (OP) Operating |  | 6.6 | [6 empty] | 36.0792 | -79.1997 | 0 | 0 | #DIV/0! | 0%
| AES Distributed Energy | 59015 | Stow PV | MA | Middlesex | ISNE | IPP Non-CHP | STW |  | 2 | 2 | 2 | Solar Photovoltaic | SUN | PV | 2013 |  |  | (OP) Operating |  | 2.5 | [6 empty] | 42.4369 | -71.5061 | 0 | 0 | #DIV/0! | 0%
| Straight Garden LLC | 63424 | Straight Garden Solar | MN | Rice | MISO | IPP Non-CHP | CGS |  | 1 | 1 | 1 | Solar Photovoltaic | SUN | PV | 2020 |  |  | (OP) Operating |  | 1.3 | [6 empty] | 44.2527 | -93.273 | 0 | 0 | #DIV/0! | 0%
| Strandness Garden LLC | 63367 | Strandness Garden | MN | Pope | MISO | IPP Non-CHP | CGS |  | 1 | 1 | 1 | Solar Photovoltaic | SUN | PV | 2020 |  |  | (OP) Operating |  | 1.3 | [6 empty] | 45.6573 | -95.5298 | 0 | 0 | #DIV/0! | 0%
| Strata Manager, LLC | 60219 | Strata Roof 1 | CA | Sacramento | BANC | IPP Non-CHP | UNIT1 |  | 1 | 1 | 0.6 | Solar Photovoltaic | SUN | PV | 2013 |  |  | (OP) Operating |  | 1.1 | [6 empty] | 38.6435 | -121.5055 | 0 | 0 | #DIV/0! | 0%
| Stratford Solar Center, LLC | 61908 | Stratford Solar Center, LLC | VA | Suffolk City | PJM | IPP Non-CHP | STRAT |  | 15 | 15 | 15 | Solar Photovoltaic | SUN | PV | 2022 |  |  | (OP) Operating |  | 20 | [6 empty] | 36.6605 | -76.5609 | 0 | 0 | #DIV/0! | 0%
| Nautilus Solar Solutions | 63108 | Strauss CSG | NY | Seneca | NYIS | IPP Non-CHP | 30 |  | 2 | 2 | 2 | Solar Photovoltaic | SUN | PV | 2019 |  |  | (OP) Operating |  | 3.1 | [6 empty] | 42.8915 | -76.9939 | 0 | 0 | #DIV/0! | 0%
| Strauss Wind LLC | 62113 | Strauss Wind Farm | CA | Santa Barbara | CISO | IPP Non-CHP | ST-CA |  | 95.3 | 95.3 | 95.3 | Onshore Wind Turbine | WND | WT | 2023 |  |  | (OP) Operating | [8 empty] | 34.5798 | -120.5643 | 0 | 0 | #DIV/0! | 0%
| Lower Valley Energy Inc | 6393 | Strawberry Creek | WY | Lincoln | BPAT | Electric Utility | 1 |  | 1.5 | 1.5 | 1.5 | Conventional Hydroelectric | WAT | HY | 1943.6667 |  |  | (OP) Operating | [8 empty] | 42.9051 | -110.8934 | 0 | 0 | #DIV/0! | 0%
| SoCore Energy LLC | 60955 | Strawberry Point DPC Solar | IA | Clayton | MISO | IPP Non-CHP | PV1 |  | 1.3 | 1.3 | 1.3 | Solar Photovoltaic | SUN | PV | 2017 |  |  | (OP) Operating |  | 1.6 | [6 empty] | 42.6786 | -91.5452 | 0 | 0 | #DIV/0! | 0%
| Avangrid Power LLC | 57094 | Streator Cayuga Ridge South | IL | Livingston | PJM | IPP Non-CHP | 1 |  | 300 | 300 | 300 | Onshore Wind Turbine | WND | WT | 2010 |  |  | (OP) Operating | [8 empty] | 40.9969 | -88.49 | 0 | 0 | #DIV/0! | 0%
| Northern California Power Agny | 57978 | Lodi Energy Center | CA | San Joaquin | CISO | Electric Utility | CT1 | CC1 | 288.9 | 273 | 286 | Natural Gas Fired Combined Cycle | NG | CT | 2012 |  |  | (OP) Operating | [5 empty] | 2027 | 4 | 15 | 38.0881 | -121.3875 | 518157.14 | 5555736.84 | 10.7221 | 21.16%
| Cardinal Renewables | 63270 | Strider Solar, LLC | NC | Randolph | DUK | IPP Non-CHP | NCSTR |  | 5 | 5 | 5 | Solar Photovoltaic | SUN | PV | 2018 |  |  | (OP) Operating |  | 7 | [6 empty] | 35.6 | -79.79 | 0 | 0 | #DIV/0! | 0%
| Madison Gas & Electric Co | 67907 | Strix Solar | WI | Dane | MISO | Electric Utility | 1 |  | 6 | 6 | 6 | Solar Photovoltaic | SUN | PV | 2025 |  |  | (OP) Operating | [8 empty] | 42.9716 | -89.3946 | 0 | 0 | #DIV/0! | 0%
| Greenbacker Renewable Energy Corporation | 64862 | Strobus | WI | Jackson | MISO | IPP Non-CHP | 515 |  | 1.5 | 1.5 | 1.5 | Solar Photovoltaic | SUN | PV | 2021 |  |  | (OP) Operating |  | 1.9 | [6 empty] | 44.4332 | -90.8571 | 0 | 0 | #DIV/0! | 0%
| Greenbacker Renewable Energy Corporation | 65088 | Stromland Solar | WI | Buffalo | MISO | IPP Non-CHP | 510 |  | 3 | 3 | 3 | Solar Photovoltaic | SUN | PV | 2021 |  |  | (OP) Operating |  | 3.7 | [6 empty] | 44.1996 | -91.809 | 0 | 0 | #DIV/0! | 0%
| Today's Power, Inc. | 68723 | Stromsburg-Polk County | NE | Polk | SWPP | Electric Utility | STROM |  | 1 | 1 | 1 | Solar Photovoltaic | SUN | PV | 2023 |  |  | (OP) Operating |  | 1.4 | [6 empty] | 41.1248 | -97.5794 | 0 | 0 | #DIV/0! | 0%
| Denver City & County of | 10081 | Strontia Springs Hydro Plant | CO | Douglas | PSCO | IPP Non-CHP | GEN1 |  | 1 | 1 | 1 | Conventional Hydroelectric | WAT | HY | 1986 |  |  | (OP) Operating | [5 empty] | 2027 | 10 | 0.3 | 39.4326 | -105.1263 | 0 | 0 | #DIV/0! | 0%
| Pacific Gas & Electric Co. | 57497 | Stroud Solar Station | CA | Fresno | CISO | Electric Utility | 1 |  | 20 | 20 | 20 | Solar Photovoltaic | SUN | PV | 2011 |  |  | (OP) Operating |  | 24.6 | [6 empty] | 36.5314 | -120.1069 | 0 | 0 | #DIV/0! | 0%
| Cleco Power LLC | 6190 | Brame Energy Center | LA | Rapides | MISO | Electric Utility | 1 |  | 1707.3 | 1522.4 | 1543 | Natural Gas Steam Turbine | NG | ST | 1989 |  |  | (OP) Operating | [8 empty] | 31.395 | -92.7167 | 2907818.28 | 30816454.449 | 10.5978 | 21.66%
| Stryker 22, L.L.C. | 61891 | Stryker 22, L.L.C. | NJ | Warren | PJM | IPP Non-CHP | EDGRD |  | 19.8 | 19.8 | 19.8 | Batteries | MWH | BA | 2018 |  |  | (OP) Operating | 19.8 | [7 empty] | 40.6654 | -75.1445 | 0 | 0 | #DIV/0! | 0%
| Luminant Generation Company LLC | 3452 | Lake Hubbard | TX | Dallas | ERCO | IPP Non-CHP | 1 |  | 927.5 | 915 | 915 | Natural Gas Steam Turbine | NG | ST | 1971.5 |  |  | (OP) Operating | [8 empty] | 32.8358 | -96.5458 | 1750522.4 | 19017246.576 | 10.8638 | 21.84%
| Manchester Street, LLC. | 3236 | Manchester Street | RI | Providence | ISNE | IPP Non-CHP | G10A | 0321 | 515 | 471 | 510.1 | Natural Gas Fired Combined Cycle | NG | CT | 1995 |  |  | (OP) Operating | [8 empty] | 41.8167 | -71.4042 | 942300.25 | 11854907.35 | 12.5808 | 21.93%
| Alabama Power Co | 26 | E C Gaston | AL | Shelby | SOCO | Electric Utility | 1 |  | 2034 | 1868 | 1872 | Natural Gas Steam Turbine | NG | ST | 1964.5 |  |  | (OP) Operating | [8 empty] | 33.2442 | -86.4581 | 3599419.25 | 37456169.95 | 10.4062 | 21.97%
| Gainesville Regional Utilities | 663 | Deerhaven Generating Station | FL | Alachua | GVL | Electric Utility | 1 |  | 471 | 414 | 433 | Natural Gas Steam Turbine | NG | ST | 1980.2 | 12 | 2027 | (OP) Operating | [8 empty] | 29.7592 | -82.3878 | 815213.72 | 9156157.308 | 11.2316 | 21.97%
| Today's Power, Inc. | 68724 | Studebaker | KS | Wilson | SWPP | Electric Utility | STDBR |  | 1 | 1 | 1 | Solar Photovoltaic | SUN | PV | 2021 |  |  | (OP) Operating |  | 1.4 | [6 empty] | 37.5076 | -95.7978 | 0 | 0 | #DIV/0! | 0%
| Studenski Community Solar LLC | 63793 | Studenski Community Solar LLC CSG | MN | Benton | MISO | IPP Non-CHP | STU01 |  | 1 | 1 | 1 | Solar Photovoltaic | SUN | PV | 2021 |  |  | (OP) Operating |  | 1.5 | [6 empty] | 45.63 | -94.05 | 0 | 0 | #DIV/0! | 0%
| LSE Ara LLC | 67505 | Sturbridge Barn | MA | Worcester | ISNE | IPP Non-CHP | STB18 |  | 1 | 1 | 1 | Solar Photovoltaic | SUN | PV | 2018 |  |  | (OP) Operating |  | 1.4 | [6 empty] | 42.1772 | -72.0046 | 0 | 0 | #DIV/0! | 0%
| Central Hudson Gas & Elec Corp | 2486 | Sturgeon | NY | Ulster | NYIS | Electric Utility | H1 |  | 14.4 | 14.4 | 14.4 | Conventional Hydroelectric | WAT | HY | 1924 |  |  | (OP) Operating | [8 empty] | 41.8482 | -74.0467 | 0 | 0 | #DIV/0! | 0%
| Sturgeon Garden LLC | 66579 | Sturgeon Garden | MN | Goodhue | MISO | IPP Non-CHP | MNC05 |  | 0.9 | 1 | 1 | Solar Photovoltaic | SUN | PV | 2023 |  |  | (OP) Operating |  | 1.5 | [6 empty] | 44.3845 | -92.5712 | 0 | 0 | #DIV/0! | 0%
| Brandon Shores LLC | 602 | Brandon Shores | MD | Anne Arundel | PJM | IPP Non-CHP | 1 |  | 1370.2 | 1273 | 1273 | Conventional Steam Coal | BIT | ST | 1987.5 | 6 | 2025 | (OP) Operating | [8 empty] | 39.1821 | -76.5371 | 2468835.04 | 26293445.293 | 10.6501 | 22.14%
| Stuttgart Solar, LLC | 61262 | Stuttgart Solar | AR | Arkansas | MISO | IPP Non-CHP | STGRT |  | 81 | 81 | 81 | Solar Photovoltaic | SUN | PV | 2018 |  |  | (OP) Operating |  | 85.1 | [6 empty] | 34.4397 | -91.44 | 0 | 0 | #DIV/0! | 0%
| Albany Engineering Corporation | 58873 | Stuyvesant Falls | NY | Columbia | NYIS | IPP Non-CHP | UNIT1 |  | 6 | 4 | 6 | Conventional Hydroelectric | WAT | HY | 2012 |  |  | (OP) Operating | [8 empty] | 42.3514 | -73.7339 | 0 | 0 | #DIV/0! | 0%
| Chambersburg Energy, LLC | 55654 | Chambersburg | PA | Franklin | PJM | IPP Non-CHP | UN12 |  | 87.6 | 100 | 101 | Natural Gas Fired Combustion Turbine | NG | GT | 2001 |  |  | (OP) Operating | [8 empty] | 39.8669 | -77.6858 | 195197.1 | 1922672.962 | 9.8499 | 22.17%
| Public Service Co of Colorado | 55645 | Blue Spruce Energy Center | CO | Adams | PSCO | Electric Utility | CT01 |  | 397.8 | 264 | 292 | Natural Gas Fired Combustion Turbine | NG | GT | 2003 |  |  | (OP) Operating | [8 empty] | 39.7479 | -104.6814 | 541251.73 | 6315985.273 | 11.6692 | 22.23%
| AES Indiana | 7759 | Georgetown | IN | Marion | MISO | Electric Utility | GT1 |  | 340 | 316.4 | 358 | Natural Gas Fired Combustion Turbine | NG | GT | 2000.25 |  |  | (OP) Operating | [8 empty] | 39.9026 | -86.2441 | 660443.27 | 8175693.034 | 12.3791 | 22.36%
| Tri-State G & T Assn, Inc | 55505 | Frank Knutson | CO | Adams | PSCO | Electric Utility | BR1 |  | 154.2 | 134 | 150 | Natural Gas Fired Combustion Turbine | NG | GT | 2002 |  |  | (OP) Operating | [8 empty] | 39.9411 | -104.682 | 278839.67 | 3718884.035 | 13.337 | 22.42%
| Heliovaas LLC | 58839 | Sudbury Landfill | MA | Middlesex | ISNE | IPP Non-CHP | INV1 |  | 1.3 | 1.3 | 1.3 | Solar Photovoltaic | SUN | PV | 2013 |  |  | (OP) Operating |  | 0.6 | [6 empty] | 42.3639 | -71.385 | 0 | 0 | #DIV/0! | 0%
| Ecos Energy LLC | 60344 | Sudbury Solar | VT | Rutland | ISNE | IPP Non-CHP | SUD |  | 2 | 2 | 2 | Solar Photovoltaic | SUN | PV | 2016 |  |  | (OP) Operating |  | 2.8 | [6 empty] | 43.833 | -73.192 | 0 | 0 | #DIV/0! | 0%
| Terraform Arcadia | 58588 | Sue Cleveland High School | NM | Sandoval | PNM | IPP Non-CHP | SCHS |  | 1 | 1 | 1 | Solar Photovoltaic | SUN | PV | 2013 |  |  | (OP) Operating |  | 1.2 | [6 empty] | 35.3133 | -106.6578 | 0 | 0 | #DIV/0! | 0%
| Dimension Energy LLC | 67531 | Suffolk CSG, LLC | VA | Suffolk | PJM | IPP Non-CHP | SUFFO |  | 3.8 | 3.8 | 3.8 | Solar Photovoltaic | SUN | PV | 2024 |  |  | (OP) Operating |  | 5.22 | [6 empty] | 36.6857 | -76.763 | 0 | 0 | #DIV/0! | 0%
| Wisconsin Power & Light Co | 56166 | Sheboygan Falls | WI | Sheboygan | MISO | Electric Utility | 1 |  | 346.8 | 297.6 | 364 | Natural Gas Fired Combustion Turbine | NG | GT | 2005 |  |  | (OP) Operating | [5 empty] | 2025 | 10 | 50 | 43.7518 | -87.8781 | 649762.98 | 7357864.974 | 11.3239 | 22.42%
| Sugar Creek Wind One LLC | 58924 | Sugar Creek Wind One LLC | IL | Logan | MISO | IPP Non-CHP | SUG1 |  | 202 | 202 | 202 | Onshore Wind Turbine | WND | WT | 2020 |  |  | (OP) Operating | [8 empty] | 40.0742 | -89.2919 | 0 | 0 | #DIV/0! | 0%
| Sugar Hill Solar 1, LLC | 66034 | Sugar Hill Solar 1 | NY | Saratoga | ISNE | IPP Non-CHP | 19826 |  | 5 | 5 | 4.8 | Solar Photovoltaic | SUN | PV | 2020 |  |  | (OP) Operating |  | 6.8 | [6 empty] | 42.8326 | -73.8426 | 0 | 0 | #DIV/0! | 0%
| Erie Boulevard Hydropower LP | 2616 | Sugar Island | NY | St Lawrence | NYIS | IPP Non-CHP | 1 |  | 4 | 4.1 | 4.1 | Conventional Hydroelectric | WAT | HY | 1924 |  |  | (OP) Operating | [8 empty] | 44.6422 | -74.9765 | 0 | 0 | #DIV/0! | 0%
| Sugar Run Solar, LLC | 60189 | Sugar Run Solar | NC | Gates | PJM | IPP Non-CHP | SRS15 |  | 5 | 5 | 5 | Solar Photovoltaic | SUN | PV | 2015 |  |  | (OP) Operating |  | 7 | [6 empty] | 36.4378 | -76.5978 | 0 | 0 | #DIV/0! | 0%
| Sugar Solar, LLC | 63807 | Sugar Solar, LLC | NC | Yadkin | DUK | IPP Non-CHP | PGR29 |  | 60 | 60 | 60 | Solar Photovoltaic | SUN | PV | 2021 |  |  | (OP) Operating |  | 81.1 | [6 empty] | 36.1607 | -80.6574 | 0 | 0 | #DIV/0! | 0%
| Standard Solar | 62788 | Sugarhill Road - Solitude Solar CSG | NY | Saratoga | NYIS | IPP Non-CHP | X0040 |  | 4.7 | 4.7 | 4.7 | Solar Photovoltaic | SUN | PV | 2019 |  |  | (OP) Operating |  | 6.9 | [6 empty] | 42.8226 | -73.8485 | 0 | 0 | #DIV/0! | 0%
| Eagle Creek Renewable Energy, LLC | 50435 | Sugarloaf Hydro Plant | CO | Lake | PSCO | IPP Non-CHP | SUG1 |  | 2.5 | 2.5 | 2.5 | Conventional Hydroelectric | WAT | HY | 1985 |  |  | (OP) Operating | [8 empty] | 39.2527 | -106.3748 | 0 | 0 | #DIV/0! | 0%
| Portland General Electric Co | 3053 | Sullivan | OR | Clackamas | PGE | Electric Utility | 1 |  | 15.4 | 18.3 | 18.3 | Conventional Hydroelectric | WAT | HY | 1949.8462 |  |  | (OP) Operating | [8 empty] | 45.354 | -122.619 | 0 | 0 | #DIV/0! | 0%
| Tennessee Valley Authority | 55251 | Gleason Generating Facility | TN | Weakley | TVA | Electric Utility | CTG1 |  | 567.8 | 360 | 360 | Natural Gas Fired Combustion Turbine | NG | GT | 2000 |  |  | (OP) Operating | [8 empty] | 36.2454 | -88.612 | 711526.28 | 7769682.255 | 10.9197 | 22.56%
| Sullivan B Community Solar LLC | 64243 | Sullivan B Community Solar LLC | IL | McDonough | MISO | IPP Non-CHP | SULL |  | 2 | 2 | 2 | Solar Photovoltaic | SUN | PV | 2020 |  |  | (OP) Operating |  | 2.9 | [6 empty] | 40.4697 | -90.6411 | 0 | 0 | #DIV/0! | 0%
| Tesla Inc. | 60817 | Sullivan County - Adult Care Solar | NY | Sullivan | NYIS | IPP Non-CHP | PV1 |  | 2 | 2 | 2 | Solar Photovoltaic | SUN | PV | 2017 |  |  | (OP) Operating |  | 2.5 | [6 empty] | 41.7966 | -74.7081 | 0 | 0 | #DIV/0! | 0%
| Altus Power America Management, LLC | 59465 | Sullivan Solar | MA | Bristol | ISNE | IPP Non-CHP | 1 |  | 1.5 | 1.5 | 1.5 | Solar Photovoltaic | SUN | PV | 2014 |  |  | (OP) Operating |  | 2 | [6 empty] | 41.655 | -70.9564 | 0 | 0 | #DIV/0! | 0%
| Cypress Creek Renewables | 60410 | Sullivan Solar, LLC | IN | Sullivan | PJM | IPP Non-CHP | SULPV |  | 5.2 | 5.2 | 5.2 | Solar Photovoltaic | SUN | PV | 2016 |  |  | (OP) Operating |  | 7.1 | [6 empty] | 39.132 | -87.4138 | 0 | 0 | #DIV/0! | 0%
| MN8 Energy LLC | 60381 | Sulphur Springs | AZ | Cochise | WALC | IPP Non-CHP | SSSP |  | 20 | 20 | 20 | Solar Photovoltaic | SUN | PV | 2016 |  |  | (OP) Operating |  | 23 | [6 empty] | 32.0628 | -109.9193 | 0 | 0 | #DIV/0! | 0%
| Adapture Renewables, Inc. | 63908 | SulusSolar17 | OR | Clackamas | PGE | IPP Non-CHP | SS17 |  | 3.1 | 3.1 | 3.1 | Solar Photovoltaic | SUN | PV | 2020 |  |  | (OP) Operating |  | 3.8 | [6 empty] | 45.3489 | -122.4335 | 0 | 0 | #DIV/0! | 0%
| Adapture Renewables, Inc. | 64022 | SulusSolar22 | OR | Marion | PGE | IPP Non-CHP | SS22 |  | 3 | 3 | 3 | Solar Photovoltaic | SUN | PV | 2021 |  |  | (OP) Operating |  | 3.5 | [6 empty] | 44.97 | -122.78 | 0 | 0 | #DIV/0! | 0%
| Adapture Renewables, Inc. | 64034 | SulusSolar25 | OR | Marion | PGE | IPP Non-CHP | SS25 |  | 2.2 | 2.2 | 2.2 | Solar Photovoltaic | SUN | PV | 2020 |  |  | (OP) Operating |  | 2.6 | [6 empty] | 45.27 | -122.82 | 0 | 0 | #DIV/0! | 0%
| Adapture Renewables, Inc. | 64007 | SulusSolar28 | OR | Yamhill | PGE | IPP Non-CHP | SS28 |  | 3 | 3 | 3 | Solar Photovoltaic | SUN | PV | 2020 |  |  | (OP) Operating |  | 3.7 | [6 empty] | 45.1 | -123.52 | 0 | 0 | #DIV/0! | 0%
| Adapture Renewables, Inc. | 64048 | SulusSolar29 | OR | Clackamas | PGE | IPP Non-CHP | SS29 |  | 2.6 | 2.6 | 2.6 | Solar Photovoltaic | SUN | PV | 2020 |  |  | (OP) Operating |  | 3 | [6 empty] | 45.46 | -122.29 | 0 | 0 | #DIV/0! | 0%
| Adapture Renewables, Inc. | 64006 | SulusSolar33 | OR | Yamhill | PGE | IPP Non-CHP | SS33 |  | 3 | 3 | 3 | Solar Photovoltaic | SUN | PV | 2021 |  |  | (OP) Operating |  | 3.5 | [6 empty] | 45.08 | -123.4 | 0 | 0 | #DIV/0! | 0%
| Adapture Renewables, Inc. | 63969 | SulusSolar35 | OR | Clackamas | PGE | IPP Non-CHP | SS35 |  | 3 | 3 | 3 | Solar Photovoltaic | SUN | PV | 2020 |  |  | (OP) Operating |  | 3.5 | [6 empty] | 45.1406 | -122.6497 | 0 | 0 | #DIV/0! | 0%
| Salt River Project | 147 | Kyrene | AZ | Maricopa | SRP | Electric Utility | KY1 |  | 573.7 | 525 | 569.5 | Natural Gas Steam Turbine | NG | ST | 1975.2857 |  |  | (OS) Out of service and NOT expected to return to service in next calendar year | [8 empty] | 33.3556 | -111.9353 | 1091824.33 | 7682086.85 | 7.036 | 22.78%
| Columbia Basin Hydropower | 56695 | Summer Falls Power Plant | WA | Grant | AVA | Electric Utility | 1 |  | 92 | 92 | 0 | Conventional Hydroelectric | WAT | HY | 1985 |  |  | (OP) Operating | [8 empty] | 47.5025 | -119.2917 | 0 | 0 | #DIV/0! | 0%
| AES Distributed Energy | 58757 | Summer North Solar | CA | Los Angeles | CISO | IPP Non-CHP | UE2 |  | 6.5 | 6.5 | 6.5 | Solar Photovoltaic | SUN | PV | 2014 |  |  | (OP) Operating |  | 2.1 | [6 empty] | 34.7231 | -118.2897 | 0 | 0 | #DIV/0! | 0%
| AES Distributed Energy | 58753 | Summer Solar A2 | CA | Los Angeles | CISO | IPP Non-CHP | SSA2 |  | 1.5 | 1.5 | 1.5 | Solar Photovoltaic | SUN | PV | 2014 |  |  | (OP) Operating |  | 2.1 | [6 empty] | 34.7231 | -118.2897 | 0 | 0 | #DIV/0! | 0%
| AES Distributed Energy | 58754 | Summer Solar B2 | CA | Los Angeles | CISO | IPP Non-CHP | SSB2 |  | 1.5 | 1.5 | 1.5 | Solar Photovoltaic | SUN | PV | 2014 |  |  | (OP) Operating |  | 2.1 | [6 empty] | 34.7231 | -118.2897 | 0 | 0 | #DIV/0! | 0%
| AES Distributed Energy | 58755 | Summer Solar C2 | CA | Los Angeles | CISO | IPP Non-CHP | SSC2 |  | 1.5 | 1.5 | 1.5 | Solar Photovoltaic | SUN | PV | 2014 |  |  | (OP) Operating |  | 2.1 | [6 empty] | 34.7231 | -118.2897 | 0 | 0 | #DIV/0! | 0%
| AES Distributed Energy | 58756 | Summer Solar D2 | CA | Los Angeles | CISO | IPP Non-CHP | SSD2 |  | 1 | 1 | 1 | Solar Photovoltaic | SUN | PV | 2014 |  |  | (OP) Operating |  | 1.2 | [6 empty] | 34.7231 | -118.2897 | 0 | 0 | #DIV/0! | 0%
| AES Distributed Energy | 60280 | Summer Solar LLC | CA | Los Angeles | CISO | IPP Non-CHP | SUMSL |  | 20 | 19 | 19 | Solar Photovoltaic | SUN | PV | 2016 |  |  | (OP) Operating |  | 25 | [6 empty] | 34.7147 | -118.311 | 0 | 0 | #DIV/0! | 0%
| MN8 Energy LLC | 66273 | Summit - Cicero | NY | Onondaga | NYIS | IPP Non-CHP | GEN1 |  | 5 | 5 | 5 | Solar Photovoltaic | SUN | PV | 2024 |  |  | (OP) Operating |  | 7 | [6 empty] | 43.2 | -76.12 | 0 | 0 | #DIV/0! | 0%
| MN8 Energy LLC | 66274 | Summit - Lysander (CSG) | NY | Onondaga | NYIS | IPP Non-CHP | GEN1 |  | 3.5 | 3.5 | 3.5 | Solar Photovoltaic | SUN | PV | 2023 |  |  | (OP) Operating |  | 4.7 | [6 empty] | 43.1603 | -76.2836 | 0 | 0 | #DIV/0! | 0%
| MN8 Energy LLC | 66275 | Summit - Oswego | NY | Oswego | NYIS | IPP Non-CHP | GEN1 |  | 2.2 | 2.2 | 2.2 | Solar Photovoltaic | SUN | PV | 2023 |  |  | (OP) Operating |  | 3 | [6 empty] | 43.37 | -76.4647 | 0 | 0 | #DIV/0! | 0%
| MN8 Energy LLC | 66322 | Summit - Scriba CSG | NY | Oswego | NYIS | IPP Non-CHP | GEN1 |  | 5 | 5 | 5 | Solar Photovoltaic | SUN | PV | 2023 |  |  | (OP) Operating |  | 6.7 | [6 empty] | 43.46 | -76.4647 | 0 | 0 | #DIV/0! | 0%
| Public Service Elec & Gas Co | 57726 | Summit Associates | NJ | Middlesex | PJM | Electric Utility | SUMA |  | 1.9 | 1.9 | 1.9 | Solar Photovoltaic | SUN | PV | 2011 |  |  | (OP) Operating |  | 2.2 | [6 empty] | 40.5003 | -74.3536 | 0 | 0 | #DIV/0! | 0%
| Dominion Renewable Energy | 60611 | Summit Farms Solar | NC | Currituck | PJM | IPP Non-CHP | PV1 |  | 62.4 | 62.4 | 62.4 | Solar Photovoltaic | SUN | PV | 2017 |  |  | (OP) Operating |  | 83.5 | [6 empty] | 36.4765 | -76.136 | 0 | 0 | #DIV/0! | 0%
| Arkansas Electric Coop Corp | 55221 | Harry L. Oswald | AR | Pulaski | MISO | Electric Utility | G1 | OSW1 | 599.5 | 548 | 548 | Natural Gas Fired Combined Cycle | NG | CT | 2002 |  |  | (OP) Operating | [8 empty] | 34.5923 | -92.2166 | 1099509.13 | 8899509.345 | 8.0941 | 22.9%
| Strata Manager, LLC | 66376 | Summit Solar | NC | Wayne | CPLE | IPP Non-CHP | SUMMT |  | 3 | 3 | 3 | Solar Photovoltaic | SUN | PV | 2022 |  |  | (OP) Operating |  | 4 | [6 empty] | 35.2273 | -78.0375 | 0 | 0 | #DIV/0! | 0%
| New Harquahala Generating Co, LLC | 55372 | Harquahala Generating Project | AZ | Maricopa | HGMA | IPP Non-CHP | CTG1 | BLK1 | 1277.1 | 1042.9 | 1100.3 | Natural Gas Fired Combined Cycle | NG | CT | 2004 |  |  | (OP) Operating | [8 empty] | 33.476 | -113.1134 | 2151912.83 | 23578080.543 | 10.9568 | 22.92%
| Summit Water Nexus, Mount Holly, LLC | 60809 | Summit Water Nexus Mt. Holly, LLC Solar | NJ | Burlington | PJM | IPP Non-CHP | MHWWT |  | 1 | 1 | 0.3 | Solar Photovoltaic | SUN | PV | 2013 |  |  | (OP) Operating |  | 1.1 | [6 empty] | 39.9873 | -74.8018 | 0 | 0 | #DIV/0! | 0%
| Greenbacker Renewable Energy Corporation | 64326 | Summit Winds | CA | Alameda | CISO | IPP Non-CHP | DYER |  | 57.5 | 56.2 | 56.2 | Onshore Wind Turbine | WND | WT | 2021 |  |  | (OP) Operating | [8 empty] | 37.7612 | -121.6907 | 0 | 0 | #DIV/0! | 0%
| Southwestern Public Service Co | 6194 | Tolk | TX | Lamb | SWPP | Electric Utility | 1 |  | 1135.8 | 1067 | 1067 | Conventional Steam Coal | SUB | ST | 1983.5 | 12 | 2028 | (OP) Operating | [8 empty] | 34.1865 | -102.57 | 2145071.68 | 20736149.871 | 9.6669 | 22.95%
| KeyCon Operating LLC | 3136 | Keystone | PA | Armstrong | PJM | IPP Non-CHP | 1 |  | 1883.2 | 1711.2 | 1711.2 | Conventional Steam Coal | BIT | ST | 1967.8333 |  |  | (OP) Operating | [8 empty] | 40.6604 | -79.3411 | 3476235.04 | 32390942.208 | 9.3178 | 23.19%
| SJRR | 62548 | SJRR Power LLC | TX | Harris | ERCO | IPP Non-CHP | SJ-1 |  | 100 | 86 | 96 | Natural Gas Fired Combustion Turbine | NG | GT | 2022 |  |  | (OP) Operating | [8 empty] | 29.8819 | -95.1115 | 185119.34 | 1808808.266 | 9.771 | 23.22%
| MS Solar 2, LLC | 60306 | Sumrall I Solar Farm | MS | Lamar | SOCO | IPP Non-CHP | SUM1 |  | 52 | 52 | 57.2 | Solar Photovoltaic | SUN | PV | 2017 |  |  | (OP) Operating |  | 74.1 | [6 empty] | 31.4035 | -89.4976 | 0 | 0 | #DIV/0! | 0%
| Onward Energy | 60303 | Sumrall II Solar Farm | MS | Lamar | MISO | IPP Non-CHP | SUM2 |  | 52 | 52 | 52 | Solar Photovoltaic | SUN | PV | 2017 |  |  | (OP) Operating |  | 69.8 | [6 empty] | 31.3971 | -89.4859 | 0 | 0 | #DIV/0! | 0%
| Avenal Solar Holdings LLC | 57360 | Sun City Project LLC | CA | Kings | CISO | IPP Non-CHP | 1 |  | 20 | 20 | 20 | Solar Photovoltaic | SUN | PV | 2011 |  |  | (OP) Operating |  | 25 | [6 empty] | 35.9831 | -120.1103 | 0 | 0 | #DIV/0! | 0%
| Cypress Creek Renewables | 59505 | Sun Devil Solar | NC | Warren | CPLE | IPP Non-CHP | PV1 |  | 5 | 5 | 5 | Solar Photovoltaic | SUN | PV | 2015 |  |  | (OP) Operating |  | 6.2 | [6 empty] | 36.432 | -77.9703 | 0 | 0 | #DIV/0! | 0%
| Greenbacker Renewable Energy Corporation | 61287 | Sun Farm V, LLC | NC | Perquimans | PJM | IPP Non-CHP | SF5PV |  | 5 | 4.8 | 4.8 | Solar Photovoltaic | SUN | PV | 2018 |  |  | (OP) Operating |  | 6.9 | [6 empty] | 36.1606 | -76.4894 | 0 | 0 | #DIV/0! | 0%
| Greenbacker Renewable Energy Corporation | 61842 | Sun Farm VI, LLC | NC | Perquimans | PJM | IPP Non-CHP | PV1 |  | 5 | 4.8 | 4.8 | Solar Photovoltaic | SUN | PV | 2018 |  |  | (OP) Operating |  | 6.9 | [6 empty] | 36.1144 | -76.5078 | 0 | 0 | #DIV/0! | 0%
| Sun Farm VIII, LLC | 64311 | Sun Farm VIII, LLC | NC | Nash | PJM | IPP Non-CHP | SFS08 |  | 4 | 4 | 4 | Solar Photovoltaic | SUN | PV | 2020 |  |  | (OP) Operating |  | 5.6 | [6 empty] | 36.06 | -77.75 | 0 | 0 | #DIV/0! | 0%
| Altus Power America Management, LLC | 59687 | Sun Harvest Solar NDP1 | CA | Merced | CISO | IPP Non-CHP | NDP1 |  | 1.5 | 1.5 | 1.5 | Solar Photovoltaic | SUN | PV | 2015 |  |  | (OP) Operating |  | 2 | [6 empty] | 37.0576 | -120.6536 | 0 | 0 | #DIV/0! | 0%
| Lightsource Renewable Energy Asset Management, LLC | 65032 | Sun Mountain Solar 1 | CO | Pueblo | PSCO | IPP Non-CHP | COSM1 |  | 200 | 200 | 200 | Solar Photovoltaic | SUN | PV | 2022 |  |  | (OP) Operating |  | 296.2 | [6 empty] | 38.1803 | -104.5185 | 0 | 0 | #DIV/0! | 0%
| Desert Star Energy Center SDG&E | 55077 | Desert Star Energy Center | NV | Clark | CISO | Electric Utility | ED01 | CC1 | 537.3 | 450 | 490 | Natural Gas Fired Combined Cycle | NG | CT | 2000 | 4 | 2027 | (OP) Operating | [8 empty] | 35.7889 | -114.9942 | 963493.13 | 7290350.864 | 7.5666 | 23.4%
| CHI Operations Inc | 55562 | Sun River LLC | MN | Lincoln | MISO | IPP Non-CHP | SU30 |  | 1.9 | 1.9 | 1.9 | Onshore Wind Turbine | WND | WT | 2001 |  |  | (OP) Operating | [8 empty] | 44.4289 | -96.4358 | 0 | 0 | #DIV/0! | 0%
| Sun Streams 2, LLC | 63440 | Sun Streams 2 | AZ | Maricopa | CISO | IPP Non-CHP | GEN01 |  | 150 | 150 | 150 | Solar Photovoltaic | SUN | PV | 2021 |  |  | (OP) Operating |  | 199.2 | [6 empty] | 33.3204 | -112.8168 | 0 | 0 | #DIV/0! | 0%
| Sun Streams PVS, LLC | 67285 | Sun Streams 3 | AZ | Maricopa | AZPS | IPP Non-CHP | GEN01 |  | 430 | 430 | 430 | Solar Photovoltaic | SUN | PV | 2024 |  |  | (OP) Operating |  | 285.05 | [6 empty] | 33.3317 | -112.8119 | 0 | 0 | #DIV/0! | 0%
| Sun Streams Expansion, LLC | 67291 | Sun Streams 4 | AZ | Maricopa | AZPS | IPP Non-CHP | GEN01 |  | 600 | 600 | 600 | Solar Photovoltaic | SUN | PV | 2025 |  |  | (OP) Operating | [8 empty] | 33.3613 | -112.7801 | 0 | 0 | #DIV/0! | 0%
| EDP Renewables North America LLC | 60827 | Sun Streams, LLC | AZ | Maricopa | CISO | IPP Non-CHP | GEN01 |  | 160 | 160 | 160 | Solar Photovoltaic | SUN | PV | 2020 |  |  | (OP) Operating |  | 199.2 | [6 empty] | 33.3488 | -112.8348 | 0 | 0 | #DIV/0! | 0%
| Cordova Energy Co LLC | 55188 | Cordova Energy | IL | Rock Island | PJM | IPP Non-CHP | PT11 | CC1 | 611.2 | 521.2 | 601.2 | Natural Gas Fired Combined Cycle | NG | CT | 2001 |  |  | (OP) Operating | [8 empty] | 41.7122 | -90.2797 | 1160568.74 | 8012272.925 | 6.9037 | 23.61%
| Sun Valley Solar LLC | 65303 | Sun Valley Solar Project | TX | Hill | ERCO | IPP Non-CHP | SUNS |  | 250 | 250 | 250 | Solar Photovoltaic | SUN | PV | 2022 |  |  | (OP) Operating |  | 347.8 | [6 empty] | 31.8698 | -97.015 | 0 | 0 | #DIV/0! | 0%
| Arizona Electric Pwr Coop Inc | 60791 | SunAnza | CA | Riverside | CISO | Electric Utility | ANZA1 |  | 7.8 | 7.8 | 7.8 | Solar Photovoltaic | SUN | PV | 2020.5 |  |  | (OP) Operating |  | 2.8 | [6 empty] | 33.5553 | -116.6396 | 0 | 0 | #DIV/0! | 0%
| TalenEnergy Montour LLC | 3149 | TalenEnergy Montour | PA | Montour | PJM | IPP Non-CHP | 1 |  | 1757.9 | 1504 | 1504 | Conventional Steam Coal | BIT | ST | 1972.5 |  |  | (OP) Operating | [8 empty] | 41.0714 | -76.6672 | 3116457.86 | 30652074.727 | 9.8355 | 23.65%
| Suncaster, LLC | 64477 | Suncaster, LLC | NC | Wayne | CPLE | IPP Non-CHP | 1 |  | 2.4 | 2.4 | 2.4 | Solar Photovoltaic | SUN | PV | 2021 |  |  | (OP) Operating |  | 3.2 | [6 empty] | 35.5041 | -77.9695 | 0 | 0 | #DIV/0! | 0%
| Ector County Generation, LLC | 58471 | Ector County Energy Center | TX | Ector | ERCO | IPP Non-CHP | CTG1 |  | 358.8 | 300 | 336 | Natural Gas Fired Combustion Turbine | NG | GT | 2015 |  |  | (OP) Operating | [5 empty] | 2025 | 6 | 20 | 32.0692 | -102.5856 | 661048.65 | 7570581.734 | 11.4524 | 23.73%
| Public Service Co of Oklahoma | 63489 | Sundance Wind Project, LLC | OK | Woods | SWPP | Electric Utility | GEN1 |  | 199 | 199 | 199 | Onshore Wind Turbine | WND | WT | 2021 |  |  | (OP) Operating | [8 empty] | 36.5597 | -98.7492 | 0 | 0 | #DIV/0! | 0%
| NSTAR Electric Company | 62090 | Sunderland Solar PV | MA | Franklin | ISNE | Electric Utility | REC34 |  | 1.1 | 1.1 | 1.1 | Solar Photovoltaic | SUN | PV | 2018 |  |  | (OP) Operating |  | 1.4 | [6 empty] | 42.4291 | -72.5399 | 0 | 0 | #DIV/0! | 0%
| Florida Power & Light Co | 65039 | Sundew | FL | St Lucie | FPL | Electric Utility | 1 |  | 74.5 | 74.5 | 74.5 | Solar Photovoltaic | SUN | PV | 2022 |  |  | (OP) Operating |  | 104.3 | [6 empty] | 27.2641 | -80.5469 | 0 | 0 | #DIV/0! | 0%
| Troutdale Grid, LLC | 67869 | Sundial (Troutdale) BESS | OR | Multnomah | PGE | IPP Non-CHP | BTD |  | 200 | 200 | 200 | Batteries | MWH | BA | 2024 |  |  | (OP) Operating | 800 | [7 empty] | 45.5598 | -122.4201 | 0 | 0 | #DIV/0! | 0%
| SunE Alamosa1 LLC | 56481 | SunE Alamosa | CO | Alamosa | PSCO | IPP Non-CHP | 1 |  | 8.2 | 5.5 | 4.4 | Solar Photovoltaic | SUN | PV | 2007 |  |  | (OP) Operating |  | 1 | [6 empty] | 37.6903 | -105.8805 | 0 | 0 | #DIV/0! | 0%
| SunE CPS1 LLC | 58068 | SunE CPS1 LLC | TX | Bexar | ERCO | IPP Non-CHP | 1 |  | 10 | 9.9 | 9.9 | Solar Photovoltaic | SUN | PV | 2012 |  |  | (OP) Operating |  | 11.6 | [6 empty] | 29.245 | -98.4183 | 0 | 0 | #DIV/0! | 0%
| SunE CPS2 LLC | 58027 | SunE CPS2 LLC | TX | Bexar | ERCO | IPP Non-CHP | 1 |  | 10 | 9.9 | 9.9 | Solar Photovoltaic | SUN | PV | 2012 |  |  | (OP) Operating |  | 11.6 | [6 empty] | 29.245 | -98.4183 | 0 | 0 | #DIV/0! | 0%
| SunE CPS3 LLC | 58009 | SunE CPS3 LLC | TX | Bexar | ERCO | IPP Non-CHP | 1 |  | 10.6 | 10.6 | 10.6 | Solar Photovoltaic | SUN | PV | 2012 |  |  | (OP) Operating |  | 6.5 | [6 empty] | 29.2219 | -98.6692 | 0 | 0 | #DIV/0! | 0%
| SunEdison LLC | 59916 | SunE- E Philadelphia Ontario | CA | San Bernardino | CISO | IPP Non-CHP | 12307 |  | 1 | 1 | 1 | Solar Photovoltaic | SUN | PV | 2016 |  |  | (OP) Operating |  | 1 | [6 empty] | 34.0353 | -117.5341 | 0 | 0 | #DIV/0! | 0%
| SunE EPE1 LLC | 57986 | SunE EPE1 LLC | NM | Dona Ana | EPE | IPP Non-CHP | 1 |  | 10 | 10 | 10 | Solar Photovoltaic | SUN | PV | 2012 |  |  | (OP) Operating |  | 11.2 | [6 empty] | 32.0344 | -106.341 | 0 | 0 | #DIV/0! | 0%
| SunE EPE2, LLC | 57985 | SunE EPE2 LLC | NM | Dona Ana | EPE | IPP Non-CHP | 1 |  | 12 | 13.6 | 13.6 | Solar Photovoltaic | SUN | PV | 2012 |  |  | (OP) Operating |  | 16.9 | [6 empty] | 32.2517 | -106.9133 | 0 | 0 | #DIV/0! | 0%
| Ecoplexus, Inc | 61478 | SunE Feely 1 CSG, LLC | MN | Dakota | MISO | IPP Non-CHP | FELY1 |  | 5 | 5 | 5 | Solar Photovoltaic | SUN | PV | 2018 |  |  | (OP) Operating |  | 1.3 | [6 empty] | 44.6552 | -93.1104 | 0 | 0 | #DIV/0! | 0%
| SunE Solar XVI Lessor, LLC | 60032 | SunE Rochester | CA | San Bernardino | CISO | IPP Non-CHP | RCHTR |  | 1 | 1 | 1 | Solar Photovoltaic | SUN | PV | 2016 |  |  | (OP) Operating |  | 1.1 | [6 empty] | 34.0977 | -117.5445 | 0 | 0 | #DIV/0! | 0%
| Ecoplexus, Inc | 61485 | SunE Stolee CSG, LLC | MN | Rice | MISO | IPP Non-CHP | STOL1 |  | 3 | 3 | 3 | Solar Photovoltaic | SUN | PV | 2018 |  |  | (OP) Operating |  | 1.3 | [6 empty] | 44.1739 | -93.3505 | 0 | 0 | #DIV/0! | 0%
| SunE M5 Holdings LLC | 57010 | SunEdison Anheuser Busch Fairfield | CA | Solano | CISO | IPP Non-CHP | 1 |  | 1 | 0.9 | 0.9 | Solar Photovoltaic | SUN | PV | 2008 |  |  | (OP) Operating |  | 1.1 | [6 empty] | 38.2321 | -122.0927 | 0 | 0 | #DIV/0! | 0%
| SunE CPA CDC2 LLC | 57007 | SunEdison Ironwood State Prison | CA | Riverside | CISO | IPP Non-CHP | 1 |  | 1 | 0.9 | 0.9 | Solar Photovoltaic | SUN | PV | 2008 |  |  | (OP) Operating |  | 1.2 | [6 empty] | 33.5673 | -114.918 | 0 | 0 | #DIV/0! | 0%
| SunE NC Progress 1 LLC | 56938 | SunEdison LV Sutton Plant Site | NC | New Hanover | CPLE | IPP Non-CHP | NCP1 |  | 1 | 1 | 1 | Solar Photovoltaic | SUN | PV | 2008 |  |  | (OP) Operating |  | 1.2 | [6 empty] | 34.2867 | -77.9814 | 0 | 0 | #DIV/0! | 0%
| SunE U6 Holdings LLC | 57008 | SunEdison Procter & Gamble Oxnard | CA | Ventura | CISO | IPP Non-CHP | 1 |  | 1 | 0.8 | 0.8 | Solar Photovoltaic | SUN | PV | 2009 |  |  | (OP) Operating |  | 1.1 | [6 empty] | 34.2089 | -119.13 | 0 | 0 | #DIV/0! | 0%
| SunE WG113 Moreno Valley LLC | 57004 | SunEdison Walgreens Moreno Valley | CA | Riverside | CISO | IPP Non-CHP | 1 |  | 1 | 0.9 | 0.9 | Solar Photovoltaic | SUN | PV | 2007 |  |  | (OP) Operating |  | 1.2 | [6 empty] | 33.8672 | -117.23 | 0 | 0 | #DIV/0! | 0%
| SunE M5 Holdings LLC | 57012 | SunEdison Walmart Apple Valley DC | CA | San Bernardino | CISO | IPP Non-CHP | 1 |  | 1 | 0.9 | 0.9 | Solar Photovoltaic | SUN | PV | 2009 |  |  | (OP) Operating |  | 1.1 | [6 empty] | 34.5975 | -117.2 | 0 | 0 | #DIV/0! | 0%
| SunEnergy1-Scotland Neck, LLC | 59898 | SunEnergy1-Scotland Neck, LLC | NC | Halifax | PJM | IPP Non-CHP | SE1SN |  | 3 | 3 | 3 | Solar Photovoltaic | SUN | PV | 2014 | 12 | 2026 | (OP) Operating |  | 4.2 | [6 empty] | 36.125 | -77.4091 | 0 | 0 | #DIV/0! | 0%
| Cypress Creek Renewables | 58864 | Sunfish Farm | NC | Wake | CPLE | IPP Non-CHP | 1 |  | 5 | 5 | 5 | Solar Photovoltaic | SUN | PV | 2015 |  |  | (OP) Operating |  | 6.4 | [6 empty] | 35.5581 | -78.7358 | 0 | 0 | #DIV/0! | 0%
| Sunflower County Solar Project, LLC | 64081 | Sunflower County | MS | Sunflower | MISO | Electric Utility | SUNFL |  | 100 | 100 | 100 | Solar Photovoltaic | SUN | PV | 2022 |  |  | (OP) Operating |  | 110.1 | [6 empty] | 33.7578 | -90.5365 | 0 | 0 | #DIV/0! | 0%
| Sunflower Energy Center, LLC | 65738 | Sunflower Energy Center, LLC | KS | Marion | SWPP | IPP Non-CHP | 1111 |  | 200.6 | 200.6 | 200.6 | Onshore Wind Turbine | WND | WT | 2023 |  |  | (OP) Operating | [8 empty] | 38.2316 | -97.0472 | 0 | 0 | #DIV/0! | 0%
| Sunflower Solar, LLC | 60638 | Sunflower Solar | NC | Halifax | PJM | IPP Non-CHP | NC160 |  | 16 | 16 | 16 | Solar Photovoltaic | SUN | PV | 2017 |  |  | (OP) Operating |  | 21 | [6 empty] | 36.395 | -77.593 | 0 | 0 | #DIV/0! | 0%
| SolRiver Capital LLC | 67051 | Sunflower Solar LLC | SC | Williamsburg | DUK | IPP Non-CHP | PV1 |  | 10 | 10 | 10 | Solar Photovoltaic | SUN | PV | 2024 |  |  | (OP) Operating |  | 14.3 | [6 empty] | 33.731 | -79.8279 | 0 | 0 | #DIV/0! | 0%
| Onward Energy | 60088 | Sunflower Wind Project | ND | Morton | WACM | IPP Non-CHP | SNFLR |  | 104 | 104 | 104 | Onshore Wind Turbine | WND | WT | 2016 |  |  | (OP) Operating | [8 empty] | 46.8376 | -102.0746 | 0 | 0 | #DIV/0! | 0%
| SunGen Sharon 1 LLC | 58541 | SunGen Sharon 1 LLC | VT | Windsor | ISNE | IPP Non-CHP | 1 |  | 1.8 | 1.8 | 1.8 | Solar Photovoltaic | SUN | PV | 2012 |  |  | (OP) Operating |  | 2.5 | [6 empty] | 43.7911 | -72.4976 | 0 | 0 | #DIV/0! | 0%
| BQ Energy LLC | 61922 | Sunlight Beacon | NY | Dutchess | NYIS | IPP Non-CHP | BEACO |  | 2 | 2 | 2 | Solar Photovoltaic | SUN | PV | 2018 |  |  | (OP) Operating |  | 2.1 | [6 empty] | 41.4946 | -73.9816 | 0 | 0 | #DIV/0! | 0%
| Sunlight Road Solar, LLC | 67071 | Sunlight Road Solar | LA | Washington | MISO | IPP Non-CHP | SRS |  | 50 | 50 | 50 | Solar Photovoltaic | SUN | PV | 2024 |  |  | (OP) Operating |  | 68.6 | [6 empty] | 30.7818 | -90.2174 | 0 | 0 | #DIV/0! | 0%
| Sunlight Storage, LLC | 65857 | Sunlight Storage | CA | Riverside | CISO | IPP Non-CHP | SUNS1 |  | 230 | 230 | 230 | Batteries | MWH | BA | 2022 |  |  | (OP) Operating | 920 | [7 empty] | 33.803 | -115.402 | 0 | 0 | #DIV/0! | 0%
| Sunlight Storage II | 66575 | Sunlight Storage II | CA | Riverside | CISO | IPP Non-CHP | SUNS2 |  | 230 | 230 | 230 | Batteries | MWH | BA | 2024 |  |  | (OP) Operating | 920 | [7 empty] | 33.8095 | -115.7939 | 0 | 0 | #DIV/0! | 0%
| Sunny Cow Solar, LLC | 67001 | Sunny Cow Solar, LLC | CA | Kern | CISO | IPP Non-CHP | 93311 |  | 2 | 2 | 2 | Solar Photovoltaic | SUN | PV | 2023 |  |  | (OP) Operating |  | 3 | [6 empty] | 35.2581 | -119.1492 | 0 | 0 | #DIV/0! | 0%
| Sunny Rock Solar, LLC | 67217 | Sunny Rock Solar, LLC | VA | Henry | PJM | IPP Non-CHP | ENX23 |  | 20 | 20 | 20 | Solar Photovoltaic | SUN | PV | 2025 |  |  | (OP) Operating | [8 empty] | 36.6087 | -79.8799 | 0 | 0 | #DIV/0! | 0%
| Sunnybrook Farm Solar, LLC | 65307 | Sunnybrook Solar Project - Hybrid | VA | Halifax | PJM | IPP Non-CHP | SUNS |  | 51 | 51 | 51 | Solar Photovoltaic | SUN | PV | 2022 |  |  | (OP) Operating |  | 57.1 | [6 empty] | 36.7987 | -78.8396 | 0 | 0 | #DIV/0! | 0%
| Solar DG NY Sunnyside 1, LLC | 66504 | Sunnyside 1 Solar | NY | Schenectady | NYIS | IPP Non-CHP | SS1 |  | 5 | 5 | 5 | Solar Photovoltaic | SUN | PV | 2023 |  |  | (OP) Operating |  | 6.5 | [6 empty] | 42.8363 | -73.944 | 0 | 0 | #DIV/0! | 0%
| Solar DG NY Sunnyside 2, LLC | 67574 | Sunnyside 2 Solar | NY | Schenectady | NYIS | IPP Non-CHP | SS2 |  | 5 | 5 | 5 | Solar Photovoltaic | SUN | PV | 2023 |  |  | (OP) Operating |  | 6.5 | [6 empty] | 42.8363 | -73.944 | 0 | 0 | #DIV/0! | 0%
| Indiana Michigan Power Co | 6166 | Rockport | IN | Spencer | PJM | Electric Utility | 1 |  | 2600 | 2600 | 2598 | Conventional Steam Coal | SUB | ST | 1986.5 | 12 | 2028 | (OP) Operating | [8 empty] | 37.9256 | -87.0372 | 5420789.81 | 54009891.864 | 9.9635 | 23.81%
| Holy Cross Electric Assn, Inc | 59742 | Sunnyside Ranch Community Solar Array | CO | Garfield | PSCO | Electric Utility | HCE |  | 1.5 | 1.5 | 1.5 | Solar Photovoltaic | SUN | PV | 2015 |  |  | (OP) Operating |  | 1.8 | [6 empty] | 39.415 | -107.1572 | 0 | 0 | #DIV/0! | 0%
| South Houston Green Power LLC | 55470 | Green Power 2 | TX | Galveston | ERCO | Industrial CHP | ST1 | CC2 | 861 | 624 | 645 | Natural Gas Fired Combined Cycle | NG | CA | 2004.2 |  |  | (OP) Operating | [8 empty] | 29.3781 | -94.9328 | 1327536.3 | 49516472.342 | 37.2995 | 23.88%
| Blandford Sun, LLC | 63942 | Sunpin Blandford | MA | Hampden | ISNE | IPP Non-CHP | SUNBI |  | 4.7 | 4.7 | 4.7 | Solar Photovoltaic | SUN | PV | 2020 |  |  | (OP) Operating |  | 6.9 | [6 empty] | 42.1734 | -73.0247 | 0 | 0 | #DIV/0! | 0%
| Sunray Energy 2, LLC | 10437 | Sunray 2 | CA | San Bernardino | CISO | IPP Non-CHP | SUN2 |  | 20 | 20 | 18.5 | Solar Photovoltaic | SUN | PV | 2017 |  |  | (OP) Operating |  | 26.9 | [6 empty] | 34.8634 | -116.8276 | 0 | 0 | #DIV/0! | 0%
| Sunray Energy 3 LLC | 10438 | Sunray 3 | CA | San Bernardino | CISO | IPP Non-CHP | SUN3 |  | 13.8 | 13.8 | 13.8 | Solar Photovoltaic | SUN | PV | 2017 |  |  | (OP) Operating |  | 17.2 | [6 empty] | 34.8634 | -116.8276 | 0 | 0 | #DIV/0! | 0%
| Diamond Shamrock Refining Company LP | 57326 | Sunray Wind I | TX | Moore | SWPP | IPP Non-CHP | WND1 |  | 49.5 | 49.5 | 49.5 | Onshore Wind Turbine | WND | WT | 2009 |  |  | (OP) Operating | [8 empty] | 35.9454 | -101.9005 | 0 | 0 | #DIV/0! | 0%
| Sunrise Community Solar | 60713 | Sunrise Community Solar | MN | Chisago | MISO | IPP Non-CHP | SCS1 |  | 5 | 4.5 | 4.5 | Solar Photovoltaic | SUN | PV | 2016 |  |  | (OP) Operating |  | 1.3 | [6 empty] | 45.475 | -92.8911 | 0 | 0 | #DIV/0! | 0%
| Essential Power Operating Services, LLC | 55661 | Newington | NH | Rockingham | ISNE | IPP Non-CHP | GT-1 | CC1 | 605.5 | 560.5 | 633 | Natural Gas Fired Combined Cycle | NG | CT | 2002 |  |  | (OP) Operating | [8 empty] | 43.1047 | -70.8061 | 1249208.35 | 9159406.732 | 7.3322 | 23.9%
| JEA | 56799 | Greenland Energy Center | FL | Duval | JEA | Electric Utility | 1 |  | 380.8 | 357.2 | 384.2 | Natural Gas Fired Combustion Turbine | NG | GT | 2011 |  |  | (OP) Operating | [8 empty] | 30.1591 | -81.5184 | 778545.39 | 8295580.772 | 10.6552 | 23.97%
| Midwest Power Partners LLC | 56586 | Sunset Breeze LLC | MN | Nobles | MISO | IPP Non-CHP | 1 |  | 1.3 | 1.3 | 1.3 | Onshore Wind Turbine | WND | WT | 2006 |  |  | (OP) Operating | [8 empty] | 43.5811 | -95.78 | 0 | 0 | #DIV/0! | 0%
| Duke Energy Renewables Services | 57559 | Sunset Reservoir North Basin | CA | San Francisco | CISO | IPP Non-CHP | 1 |  | 4.5 | 4.5 | 4.5 | Solar Photovoltaic | SUN | PV | 2010 |  |  | (OP) Operating |  | 5 | [6 empty] | 37.7509 | -122.4818 | 0 | 0 | #DIV/0! | 0%
| CXA La Paloma LLC | 55151 | La Paloma Generating Plant | CA | Kern | CISO | IPP Non-CHP | GEN1 |  | 1156 | 1010 | 1066 | Natural Gas Fired Combined Cycle | NG | CS | 2003 |  |  | (OP) Operating | [8 empty] | 35.2956 | -119.5919 | 2181175.36 | 16385194.683 | 7.5121 | 23.99%
| Florida Power & Light Co | 61763 | Sunshine Gateway Solar Energy Center | FL | Columbia | FPL | Electric Utility | 1 |  | 104.5 | 104.5 | 104.5 | Solar Photovoltaic | SUN | PV | 2020 |  |  | (OP) Operating |  | 113.2 | [6 empty] | 30.29 | -82.75 | 0 | 0 | #DIV/0! | 0%
| EDP Renewables North America LLC | 59826 | Sunshine Valley Solar | NV | Nye | CISO | IPP Non-CHP | GEN01 |  | 103.5 | 103.5 | 103.5 | Solar Photovoltaic | SUN | PV | 2019 |  |  | (OP) Operating |  | 126 | [6 empty] | 36.518 | -116.497 | 0 | 0 | #DIV/0! | 0%
| SC Oregon 2 Lessor Parent, LLC | 63778 | Suntex Solar, LLC | OR | Harney | BPAT | IPP Non-CHP | 3 |  | 10 | 10 | 10 | Solar Photovoltaic | SUN | PV | 2020 |  |  | (OP) Operating |  | 15.3 | [6 empty] | 43.5615 | -119.6862 | 0 | 0 | #DIV/0! | 0%
| Green Street Power Partners | 64421 | Sunvestment Energy Group NY 63 LLC | NY | Onondaga | NYIS | IPP Non-CHP | DEWIT |  | 2 | 2 | 2 | Solar Photovoltaic | SUN | PV | 2020 |  |  | (OP) Operating |  | 2.7 | [6 empty] | 43.0447 | -76.0419 | 0 | 0 | #DIV/0! | 0%
| City of St George | 56253 | Millcreek Power Generation | UT | Washington | PACE | Electric Utility | MC1 |  | 80 | 73.6 | 78 | Natural Gas Fired Combustion Turbine | NG | GT | 2008 |  |  | (OP) Operating | [8 empty] | 37.1121 | -113.5166 | 159408.89 | 1547392.126 | 9.7071 | 24.01%
| Renewable Solar, Inc | 68749 | Superior Almond Hulling | CA | Fresno | CISO | Industrial Non-CHP | 23864 |  | 2.1 | 2.1 | 2.1 | Solar Photovoltaic | SUN | PV | 2024 |  |  | (OP) Operating |  | 2.7 | [6 empty] | 36.4422 | -120.3874 | 0 | 0 | #DIV/0! | 0%
| Northern States Power Co - Minnesota | 1757 | Superior Falls | MI | Gogebic | MISO | Electric Utility | 1 |  | 1.4 | 1 | 1.2 | Conventional Hydroelectric | WAT | HY | 1917 | 12 | 2064 | (OP) Operating | [8 empty] | 46.5646 | -90.4162 | 0 | 0 | #DIV/0! | 0%
| Victoria Port Power II | 61966 | Victoria Port Power II LLC | TX | Victoria | ERCO | IPP Non-CHP | VP2-1 |  | 100 | 86 | 96 | Natural Gas Fired Combustion Turbine | NG | GT | 2022 |  |  | (OP) Operating | [8 empty] | 28.6985 | -96.9461 | 191680.69 | 2110565.313 | 11.0108 | 24.05%
| Superstition Energy Storage, LLC | 66333 | Superstition Energy Storage | AZ | Maricopa | SRP | IPP Non-CHP | BESS4 |  | 90 | 90 | 90 | Batteries | MWH | BA | 2024 |  |  | (OP) Operating | 360 | [7 empty] | 33.359 | -111.8311 | 0 | 0 | #DIV/0! | 0%
| Surbrook Solar, LLC | 67267 | Surbrook Solar, LLC | MI | Jackson | MISO | IPP Non-CHP | SUR10 |  | 10 | 10 | 10 | Solar Photovoltaic | SUN | PV | 2024 |  |  | (OP) Operating |  | 14 | [6 empty] | 42.3881 | -84.4902 | 0 | 0 | #DIV/0! | 0%
| Greenbacker Renewable Energy Corporation | 67197 | Surrey Road | MI | Clare | MISO | IPP Non-CHP | 643 |  | 2 | 2 | 2 | Solar Photovoltaic | SUN | PV | 2025 |  |  | (OP) Operating | [8 empty] | 43.8585 | -84.7489 | 0 | 0 | #DIV/0! | 0%
| Virginia Electric & Power Co | 3806 | Surry | VA | Surry | PJM | Electric Utility | 1 |  | 1695 | 1676 | 1750 | Nuclear | NUC | ST | 1972.5 |  |  | (OP) Operating | [8 empty] | 37.1661 | -76.6986 | 0 | 0 | #DIV/0! | 0%
| Terraform Arcadia | 61914 | Susquehanna University Solar | PA | Snyder | PJM | IPP Non-CHP | SO829 |  | 3 | 3 | 3 | Solar Photovoltaic | SUN | PV | 2018 |  |  | (OP) Operating |  | 3.9 | [6 empty] | 40.7952 | -76.8825 | 0 | 0 | #DIV/0! | 0%
| Dominion Renewable Energy | 60916 | Sussex Drive, LLC | VA | Sussex | PJM | IPP Non-CHP | PV1 |  | 20 | 20 | 20 | Solar Photovoltaic | SUN | PV | 2017 |  |  | (OP) Operating |  | 28.3 | [6 empty] | 36.9405 | -77.4178 | 0 | 0 | #DIV/0! | 0%
| Platte River Power Authority | 6761 | Rawhide | CO | Larimer | PSCO | Electric Utility | 1 |  | 800.4 | 668 | 668 | Conventional Steam Coal | SUB | ST | 2000.3333 | 12 | 2029 | (OP) Operating | [8 empty] | 40.8609 | -105.0212 | 1408369.82 | 13478138.202 | 9.57 | 24.07%
| AES Distributed Energy | 59274 | Sutter Greenworks LLC | NY | Suffolk | NYIS | IPP Non-CHP | SUTTG |  | 5 | 4 | 4 | Solar Photovoltaic | SUN | PV | 2015 |  |  | (OP) Operating |  | 7.2 | [6 empty] | 40.9281 | -72.7711 | 0 | 0 | #DIV/0! | 0%
| Westbound Solar 3, LLC | 68624 | Sutter Home Winery GIR | CA | Napa | CISO | IPP Non-CHP | SHGIR |  | 1.1 | 1.1 | 1.1 | Solar Photovoltaic | SUN | PV | 2023 |  |  | (OP) Operating |  | 1.2 | [6 empty] | 38.1934 | -122.2604 | 0 | 0 | #DIV/0! | 0%
| REC SHW, LLC | 68630 | Sutter Home Winery TCC | CA | San Luis Obispo | CISO | IPP Non-CHP | SHTCC |  | 1.1 | 1.1 | 1.1 | Solar Photovoltaic | SUN | PV | 2024 |  |  | (OP) Operating |  | 1.2 | [6 empty] | 35.7356 | -120.6853 | 0 | 0 | #DIV/0! | 0%
| Sutter Santa Rosa Solar LLC | 68440 | Sutter Santa Rosa Solar | CA | Sonoma | CISO | IPP Non-CHP | 693 |  | 1.3 | 1.3 | 1.3 | Solar Photovoltaic | SUN | PV | 2019 |  |  | (OP) Operating |  | 1.7 | [6 empty] | 38.4945 | -122.752 | 0 | 0 | #DIV/0! | 0%
| Sutton Solar 2, LLC | 63336 | Sutton Solar 2, LLC CSG | MA | Worcester | ISNE | IPP Non-CHP | 6004 |  | 1 | 1 | 1 | Solar Photovoltaic | SUN | PV | 2020 |  |  | (OP) Operating |  | 1.1 | [6 empty] | 42.1025 | -71.698 | 0 | 0 | #DIV/0! | 0%
| Sutton Solar, LLC | 60878 | Sutton Solar CSG | MA | Worcester | ISNE | IPP Non-CHP | 54508 |  | 1.9 | 1.9 | 1.6 | Solar Photovoltaic | SUN | PV | 2016 |  |  | (OP) Operating |  | 2.5 | [6 empty] | 42.1024 | -71.6977 | 0 | 0 | #DIV/0! | 0%
| Saguaro Power Co | 54271 | Saguaro Power | NV | Clark | NEVP | IPP CHP | CTG1 | CC1 | 127.2 | 101 | 105 | Natural Gas Fired Combined Cycle | NG | CT | 1991 | 12 | 2032 | (OP) Operating | [8 empty] | 36.0417 | -115.0117 | 218157.83 | 1966539.728 | 9.0143 | 24.18%
| Duke Energy Florida, LLC | 60788 | Suwannee Solar Facility | FL | Suwannee | FPC | Electric Utility | XXXXX |  | 8.8 | 8.8 | 8.8 | Solar Photovoltaic | SUN | PV | 2017 |  |  | (OP) Operating |  | 14.2 | [6 empty] | 30.3763 | -83.1741 | 0 | 0 | #DIV/0! | 0%
| SV CSG Afton I, LLC | 67587 | SV CSG AFTON I | MN | Washington | MISO | IPP Non-CHP | SVA |  | 1 | 1 | 1 | Solar Photovoltaic | SUN | PV | 2024 |  |  | (OP) Operating |  | 1.26 | [6 empty] | 44.943 | -92.857 | 0 | 0 | #DIV/0! | 0%
| SV CSG Baileyville 1 LLC | 65796 | SV CSG Baileyville 1 LLC | IL | Stephenson | PJM | IPP Non-CHP | BAIL1 |  | 2 | 1.6 | 0.9 | Solar Photovoltaic | SUN | PV | 2023 |  |  | (OP) Operating |  | 3.1 | [6 empty] | 42.2012 | -89.6088 | 0 | 0 | #DIV/0! | 0%
| SV CSG Baileyville 2 LLC | 65890 | SV CSG Baileyville 2 LLC | IL | Stephenson | PJM | IPP Non-CHP | BAIL2 |  | 2 | 1.6 | 0.9 | Solar Photovoltaic | SUN | PV | 2023 |  |  | (OP) Operating |  | 3.1 | [6 empty] | 42.2014 | -89.611 | 0 | 0 | #DIV/0! | 0%
| SV CSG Barrass Farms II LLC | 65803 | SV CSG Barrass Farms II LL | IL | Williamson | MISO | IPP Non-CHP | BARAS |  | 2 | 1.7 | 0.9 | Solar Photovoltaic | SUN | PV | 2023 |  |  | (OP) Operating |  | 3.1 | [6 empty] | 37.7272 | -88.849 | 0 | 0 | #DIV/0! | 0%
| SV CSG Lily Lake 2 LLC | 64330 | SV CSG Lily Lake 2 LLC | IL | Kane | PJM | IPP Non-CHP | LILY |  | 2 | 2 | 2 | Solar Photovoltaic | SUN | PV | 2020 |  |  | (OP) Operating |  | 2.9 | [6 empty] | 41.9549 | -88.4784 | 0 | 0 | #DIV/0! | 0%
| SV CSG South Dekalb 1 LLC | 65799 | SV CSG South Dekalb 1 LLC | IL | DeKalb | PJM | IPP Non-CHP | DKLB1 |  | 2 | 2 | 2 | Solar Photovoltaic | SUN | PV | 2023 |  |  | (OP) Operating |  | 3 | [6 empty] | 41.8934 | -88.7711 | 0 | 0 | #DIV/0! | 0%
| SV CSG South Dekalb 2 LLC | 65800 | SV CSG South Dekalb 2 LLC | IL | DeKalb | PJM | IPP Non-CHP | DKLB2 |  | 2 | 1.6 | 0.9 | Solar Photovoltaic | SUN | PV | 2023 |  |  | (OP) Operating |  | 3 | [6 empty] | 41.8944 | -88.7713 | 0 | 0 | #DIV/0! | 0%
| SunVest Solar LLC | 67688 | SV CSG Wagner A LLC | IL | Randolph | MISO | IPP Non-CHP | WAGNA |  | 2 | 2 | 2 | Solar Photovoltaic | SUN | PV | 2024 |  |  | (OP) Operating |  | 3.1 | [6 empty] | 38.1613 | -89.7029 | 0 | 0 | #DIV/0! | 0%
| SunVest Solar LLC | 67689 | SV CSG Wagner B LLC | IL | Randolph | MISO | IPP Non-CHP | WAGNB |  | 2 | 2 | 2 | Solar Photovoltaic | SUN | PV | 2024 |  |  | (OP) Operating |  | 3.1 | [6 empty] | 38.1774 | -89.8539 | 0 | 0 | #DIV/0! | 0%
| SV CSG Gardner 1 LLC | 64967 | SV Gardner 1 (Lutz) CSG | IL | Grundy | PJM | IPP Non-CHP | LUTZ |  | 2 | 2 | 2 | Solar Photovoltaic | SUN | PV | 2021 |  |  | (OP) Operating |  | 2.9 | [6 empty] | 41.195 | -88.3013 | 0 | 0 | #DIV/0! | 0%
| Generate Capital | 66232 | Svenski Solar (Hybrid) | NY | Orange | NYIS | IPP Non-CHP | 10894 |  | 4 | 4 | 4 | Solar Photovoltaic | SUN | PV | 2022 |  |  | (OP) Operating |  | 3 | [6 empty] | 41.535 | -74.3229 | 0 | 0 | #DIV/0! | 0%
| CVI CleanCapital Solar 1 LLC | 58144 | SVEP Solar Project Company | VT | Bennington | ISNE | IPP Non-CHP | SVEP1 |  | 2 | 2 | 2 | Solar Photovoltaic | SUN | PV | 2012 |  |  | (OP) Operating |  | 2.2 | [6 empty] | 42.7536 | -73.2261 | 0 | 0 | #DIV/0! | 0%
| Svihel Community Solar LLC | 63792 | Svihel Community Solar LLC CSG | MN | Benton | MISO | IPP Non-CHP | SVH01 |  | 1 | 1 | 1 | Solar Photovoltaic | SUN | PV | 2021 |  |  | (OP) Operating |  | 1.5 | [6 empty] | 45.678 | -93.919 | 0 | 0 | #DIV/0! | 0%
| Green Street Power Partners | 68643 | Swaggertown Solar I | NY | Schenectady | ISNE | IPP Non-CHP | SWAG1 |  | 2.8 | 2.8 | 2.8 | Solar Photovoltaic | SUN | PV | 2024 |  |  | (OP) Operating |  | 3.3 | [6 empty] | 42.8956 | -73.9585 | 0 | 0 | #DIV/0! | 0%
| Green Street Power Partners | 68664 | Swaggertown Solar II | NY | Schenectady | ISNE | IPP Non-CHP | SWAG2 |  | 5 | 5 | 5 | Solar Photovoltaic | SUN | PV | 2024 |  |  | (OP) Operating |  | 5.9 | [6 empty] | 42.8956 | -73.9585 | 0 | 0 | #DIV/0! | 0%
| Florida Power & Light Co | 67673 | Swallowtail | FL | Walton | FPL | Electric Utility | 1 |  | 74.5 | 74.5 | 74.5 | Solar Photovoltaic | SUN | PV | 2025 |  |  | (OP) Operating | [8 empty] | 30.9236 | -86.2311 | 0 | 0 | #DIV/0! | 0%
| Swamp Fox Solar, LLC | 61521 | Swamp Fox Solar | SC | Lexington | SCEG | IPP Non-CHP | PGRD2 |  | 10.8 | 10.8 | 10.8 | Solar Photovoltaic | SUN | PV | 2017 |  |  | (OP) Operating |  | 15.2 | [6 empty] | 33.7915 | -81.2562 | 0 | 0 | #DIV/0! | 0%
| New York Power Authority | 7314 | Richard M Flynn | NY | Suffolk | NYIS | Electric Utility | NA1 | CC1 | 170 | 139.5 | 160 | Natural Gas Fired Combined Cycle | NG | CT | 1994 |  |  | (OP) Operating | [8 empty] | 40.8158 | -73.064 | 317388.13 | 3932477.884 | 12.3901 | 24.19%
| Idaho Power Co | 819 | Swan Falls | ID | Ada | IPCO | Electric Utility | 1 |  | 27.2 | 23.5 | 29.9 | Conventional Hydroelectric | WAT | HY | 1994 |  |  | (OP) Operating | [8 empty] | 43.2435 | -116.3791 | 0 | 0 | #DIV/0! | 0%
| Swan Garden LLC | 64697 | Swan Garden | MN | Pope | MISO | IPP Non-CHP | CGS |  | 1 | 1 | 1 | Solar Photovoltaic | SUN | PV | 2021 |  |  | (OP) Operating |  | 1.5 | [6 empty] | 45.7204 | -95.2653 | 0 | 0 | #DIV/0! | 0%
| Southeast Alaska Power Agency | 70 | Swan Lake | AK | Ketchikan Gateway | NA | Commercial Non-CHP | 1 |  | 22.6 | 22.6 | 22.6 | Conventional Hydroelectric | WAT | HY | 1984 |  |  | (OP) Operating | [8 empty] | 55.6152 | -131.3561 | 0 | 0 | #DIV/0! | 0%
| Swansboro Solar, LLC | 64476 | Swansboro Solar, LLC | NC | Onslow | CPLE | IPP Non-CHP | 1102 |  | 4.9 | 4.9 | 4.9 | Solar Photovoltaic | SUN | PV | 2021 |  |  | (OP) Operating |  | 6.7 | [6 empty] | 34.8109 | -77.2104 | 0 | 0 | #DIV/0! | 0%
| Gamesa Wind US LLC | 58441 | Swauk Wind LLC | WA | Kittitas | PSEI | IPP Non-CHP | SW |  | 4.3 | 4.3 | 4.3 | Onshore Wind Turbine | WND | WT | 2012 |  |  | (OP) Operating | [8 empty] | 47.1392 | -120.7531 | 0 | 0 | #DIV/0! | 0%
| Oklahoma Gas & Electric Co | 2952 | Muskogee | OK | Muskogee | SWPP | Electric Utility | 4 |  | 1716 | 1510 | 1510 | Natural Gas Steam Turbine | NG | ST | 1979.6667 |  |  | (OP) Operating | [8 empty] | 35.7614 | -95.2873 | 3250503.64 | 34524966.533 | 10.6214 | 24.57%
| Helios Energy New York 3 LLC | 67212 | Sweden 1 | NY | Monroe | NYIS | IPP Non-CHP | SWED1 |  | 5 | 5 | 5 | Solar Photovoltaic | SUN | PV | 2021 |  |  | (OP) Operating |  | 6.6 | [6 empty] | 43.17 | -77.941 | 0 | 0 | #DIV/0! | 0%
| Engie North America | 64321 | Sweeny | TX | Brazoria | ERCO | IPP Non-CHP | SWNY |  | 9.9 | 9.9 | 9.9 | Batteries | MWH | BA | 2021 |  |  | (OP) Operating | 9.9 | [7 empty] | 29.0556 | -95.6872 | 0 | 0 | #DIV/0! | 0%
| Austin Energy | 55708 | Nacogdoches Power | TX | Nacogdoches | ERCO | Electric Utility | STG4 |  | 114 | 100 | 100 | Wood/Wood Waste Biomass | WDS | ST | 2012 |  |  | (OP) Operating | [8 empty] | 31.8321 | -94.9006 | 216182.26 | 2912406.766 | 13.472 | 24.68%
| Sweet Tea Solar, LLC | 64273 | Sweet Tea Solar, LLC | NC | Craven | CPLE | IPP Non-CHP | 018 |  | 4.5 | 4.5 | 4.5 | Solar Photovoltaic | SUN | PV | 2021 |  |  | (OP) Operating |  | 4.7 | [6 empty] | 35.1609 | -77.1333 | 0 | 0 | #DIV/0! | 0%
| Florida Power & Light Co | 62394 | Sweetbay Solar Center | FL | Martin | FPL | Electric Utility | 1 |  | 74.5 | 74.5 | 74.5 | Solar Photovoltaic | SUN | PV | 2020 |  |  | (OP) Operating |  | 99 | [6 empty] | 27.0601 | -80.4745 | 0 | 0 | #DIV/0! | 0%
| SRE Utility Solar 1, LLC | 59824 | Sweetgum Solar | NC | Lee | CPLE | IPP Non-CHP | 5732 |  | 5 | 4.9 | 4.9 | Solar Photovoltaic | SUN | PV | 2015 |  |  | (OP) Operating |  | 6.9 | [6 empty] | 35.4583 | -79.1811 | 0 | 0 | #DIV/0! | 0%
| Sweetland Wind Farm, LLC | 66496 | Sweetland Wind Farm, LLC | SD | Hand | SWPP | IPP Non-CHP | SLW |  | 200 | 200 | 200 | Onshore Wind Turbine | WND | WT | 2023 |  |  | (OP) Operating | [8 empty] | 44.3868 | -98.8011 | 0 | 0 | #DIV/0! | 0%
| Onward Energy | 61369 | Sweetwater Solar | WY | Sweetwater | PACE | IPP Non-CHP | PV1 |  | 92 | 92 | 92 | Solar Photovoltaic | SUN | PV | 2018 |  |  | (OP) Operating |  | 98 | [6 empty] | 41.6291 | -109.6835 | 0 | 0 | #DIV/0! | 0%
| Leeward Asset Management, LLC | 56211 | Sweetwater Wind 1 LLC | TX | Nolan | ERCO | IPP Non-CHP | SW1 |  | 37.5 | 37.5 | 37.5 | Onshore Wind Turbine | WND | WT | 2003 |  |  | (OP) Operating | [8 empty] | 32.3606 | -100.3389 | 0 | 0 | #DIV/0! | 0%
| Leeward Asset Management, LLC | 56212 | Sweetwater Wind 2 LLC | TX | Nolan | ERCO | IPP Non-CHP | SW2 |  | 98.8 | 98.8 | 98.8 | Onshore Wind Turbine | WND | WT | 2005 |  |  | (OP) Operating | [8 empty] | 32.3472 | -100.3703 | 0 | 0 | #DIV/0! | 0%
| Leeward Asset Management, LLC | 56311 | Sweetwater Wind 3 LLC | TX | Nolan | ERCO | IPP Non-CHP | SW3 |  | 135 | 144 | 144 | Onshore Wind Turbine | WND | WT | 2005 |  |  | (OP) Operating | [8 empty] | 32.2908 | -100.4219 | 0 | 0 | #DIV/0! | 0%
| Leeward Asset Management, LLC | 56337 | Sweetwater Wind 4 LLC | TX | Nolan | ERCO | IPP Non-CHP | SW4 |  | 241 | 241 | 241 | Onshore Wind Turbine | WND | WT | 2007 |  |  | (OP) Operating | [8 empty] | 32.3122 | -100.5303 | 0 | 0 | #DIV/0! | 0%
| Leeward Asset Management, LLC | 56372 | Sweetwater Wind 5 | TX | Nolan | ERCO | IPP Non-CHP | SW5 |  | 80.5 | 80.5 | 80.5 | Onshore Wind Turbine | WND | WT | 2007 |  |  | (OP) Operating | [8 empty] | 32.2369 | -100.4833 | 0 | 0 | #DIV/0! | 0%
| PacifiCorp | 3850 | Swift 1 | WA | Skamania | PACW | Electric Utility | HY11 |  | 240 | 263.7 | 263.7 | Conventional Hydroelectric | WAT | HY | 1958 |  |  | (OP) Operating | [8 empty] | 46.0608 | -122.2017 | 0 | 0 | #DIV/0! | 0%
| PacifiCorp | 6265 | Swift 2 | WA | Cowlitz | PACW | Electric Utility | 21 |  | 72 | 65 | 65 | Conventional Hydroelectric | WAT | HY | 1958.5 |  |  | (OS) Out of service and NOT expected to return to service in next calendar year | [8 empty] | 46.0594 | -122.2594 | 0 | 0 | #DIV/0! | 0%
| OE_SAS1 | 68537 | Swift Air Solar I | TX | Ector | ERCO | IPP Non-CHP | OSAS1 |  | 145 | 145 | 145 | Solar Photovoltaic | SUN | PV | 2025 |  |  | (OP) Operating | [8 empty] | 31.7688 | -102.696 | 0 | 0 | #DIV/0! | 0%
| Lower Valley Energy Inc | 6394 | Swift Creek | WY | Lincoln | BPAT | Electric Utility | 3 |  | 1.7 | 1.7 | 1.7 | Conventional Hydroelectric | WAT | HY | 2009.6667 |  |  | (OP) Operating | [8 empty] | 42.7284 | -110.9166 | 0 | 0 | #DIV/0! | 0%
| White Springs Agrici Chem Inc | 50474 | Swift Creek Chemical Complex | FL | Hamilton | FPC | Industrial CHP | SCC |  | 18.8 | 15.9 | 15.9 | All Other | OTH | ST | 1980 |  |  | (OP) Operating | [8 empty] | 30.4522 | -82.8644 | 0 | 0 | #DIV/0! | 0%
| Eagle Creek Renewable Energy, LLC | 2634 | Swinging Bridge 2 | NY | Sullivan | NYIS | IPP Non-CHP | SWI2 |  | 8 | 8.6 | 8.6 | Conventional Hydroelectric | WAT | HY | 1979 |  |  | (OP) Operating | [8 empty] | 41.5717 | -74.7828 | 0 | 0 | #DIV/0! | 0%
| SWG Arapahoe, LLC | 55200 | Arapahoe Combustion Turbine Project | CO | Denver | PSCO | IPP Non-CHP | UN5 | A567 | 194 | 122.5 | 126.6 | Natural Gas Fired Combined Cycle | NG | CT | 2000.6667 |  |  | (OP) Operating | [8 empty] | 39.6692 | -105.0018 | 271136.54 | 2273757.084 | 8.386 | 24.85%
| Swoose | 64916 | Swoose I | TX | Ward | ERCO | IPP Non-CHP | SWOO1 |  | 9.9 | 9.9 | 9.9 | Batteries | MWH | BA | 2021 |  |  | (OP) Operating | 19.8 | [7 empty] | 31.4511 | -103.0962 | 0 | 0 | #DIV/0! | 0%
| Swoose II | 66008 | Swoose II | TX | Ward | ERCO | IPP Non-CHP | BA |  | 101 | 101 | 101 | Batteries | MWH | BA | 2022 |  |  | (OP) Operating | 200 | [7 empty] | 31.4511 | -103.3618 | 0 | 0 | #DIV/0! | 0%
| Madison Energy Investments LLC | 67459 | Sycamore | OH | Wyandot | PJM | IPP Non-CHP | SYCPV |  | 1.3 | 1.3 | 1.3 | Solar Photovoltaic | SUN | PV | 2023 |  |  | (OP) Operating |  | 1.6 | [6 empty] | 40.9469 | -83.1624 | 0 | 0 | #DIV/0! | 0%
| AES Alamitos LLC | 315 | AES Alamitos LLC | CA | Los Angeles | CISO | IPP Non-CHP | 3 |  | 1115 | 1142 | 1142 | Natural Gas Steam Turbine | NG | ST | 1962.3333 | 12 | 2026 | (OP) Operating | [8 empty] | 33.7688 | -118.1009 | 2494457.52 | 17287444.276 | 6.9303 | 24.93%
| NRG Texas Power LLC | 3460 | Cedar Bayou | TX | Chambers | ERCO | IPP Non-CHP | 1 |  | 1530 | 1494 | 1494 | Natural Gas Steam Turbine | NG | ST | 1971 |  |  | (OP) Operating | [8 empty] | 29.75 | -94.9256 | 3270061.72 | 32743671.536 | 10.0132 | 24.99%
| Dynegy Kincaid Generation | 876 | Kincaid Generation LLC | IL | Christian | PJM | IPP Non-CHP | 1 |  | 1319 | 1112 | 1112 | Conventional Steam Coal | SUB | ST | 1967.5 | 12 | 2027 | (OP) Operating | [8 empty] | 39.5906 | -89.4964 | 2441304.37 | 24261976.041 | 9.9381 | 25.06%
| DTE Electric Company | 55718 | Dean | MI | St Clair | MISO | Electric Utility | GT1 |  | 357.6 | 312 | 384 | Natural Gas Fired Combustion Turbine | NG | GT | 2002 |  |  | (OP) Operating | [8 empty] | 42.7741 | -82.482 | 771284.71 | 8897797.775 | 11.5363 | 25.3%
| Dominion Energy Inc. | 64136 | Sycamore Solar | VA | Pittsylvania | PJM | Electric Utility | SYSO |  | 42 | 42 | 42 | Solar Photovoltaic | SUN | PV | 2023 |  |  | (OP) Operating |  | 59.2 | [6 empty] | 36.9426 | -79.1928 | 0 | 0 | #DIV/0! | 0%
| Ecos Energy LLC | 63244 | Sydney Solar | CT | Windham | ISNE | IPP Non-CHP | SYDN |  | 2 | 2 | 2 | Solar Photovoltaic | SUN | PV | 2020 |  |  | (OP) Operating |  | 2.4 | [6 empty] | 41.7683 | -72.0783 | 0 | 0 | #DIV/0! | 0%
| Tucson Electric Power Co | 126 | H Wilson Sundt Generating Station | AZ | Pima | TEPC | Electric Utility | 4 |  | 528.9 | 490 | 500.6 | Natural Gas Steam Turbine | NG | ST | 2004.8571 |  |  | (OP) Operating | [8 empty] | 32.16 | -110.9047 | 1101501.48 | 11159485.824 | 10.1312 | 25.39%
| Evergy Kansas Central, Inc | 56502 | Emporia Energy Center | KS | Lyon | SWPP | Electric Utility | 1 |  | 730.2 | 654 | 745.4 | Natural Gas Fired Combustion Turbine | NG | GT | 2008.2857 |  |  | (OP) Operating | [8 empty] | 38.4459 | -96.0653 | 1562060.94 | 17907187.989 | 11.4638 | 25.48%
| ALLETE, Inc. | 1900 | Sylvan | MN | Cass | MISO | Electric Utility | 1 |  | 1.8 | 1.8 | 1.8 | Conventional Hydroelectric | WAT | HY | 1913.6667 |  |  | (OP) Operating | [8 empty] | 46.305 | -94.3775 | 0 | 0 | #DIV/0! | 0%
| ALLETE, Inc. | 66683 | Sylvan Solar | MN | Cass | MISO | Electric Utility | SYV |  | 15.2 | 15.2 | 15.2 | Solar Photovoltaic | SUN | PV | 2023 |  |  | (OP) Operating |  | 16.9 | [6 empty] | 46.3241 | -94.3879 | 0 | 0 | #DIV/0! | 0%
| Wisconsin Power & Light Co | 55135 | Alliant Energy Neenah | WI | Winnebago | MISO | Electric Utility | CT01 |  | 371 | 297.6 | 366 | Natural Gas Fired Combustion Turbine | NG | GT | 2000 |  |  | (OP) Operating | [5 empty] | 2025 | 10 | 50 | 44.1936 | -88.5064 | 743105.26 | 8417096.3 | 11.3269 | 25.57%
| Syncarpha Blandford, LLC | 62975 | Syncarpha Blandford Hybrid CSG | MA | Hampden | ISNE | IPP Non-CHP | SYBLB |  | 8.8 | 8.8 | 8.8 | Batteries | MWH | BA | 2019.5 |  |  | (OP) Operating | 7.9 | [7 empty] | 42.2131 | -72.9389 | 0 | 0 | #DIV/0! | 0%
| Clara City CSG I, LLC | 61980 | Syncarpha Clara City CSG I (Stamer) | MN | Chippewa | MISO | IPP Non-CHP | SCSG1 |  | 1 | 1 | 1 | Solar Photovoltaic | SUN | PV | 2018 |  |  | (OP) Operating |  | 1.4 | [6 empty] | 44.9555 | -95.3571 | 0 | 0 | #DIV/0! | 0%
| Solar Provider Group MN I LLC | 62053 | Syncarpha Dodge 1 CSG | MN | Dodge | MISO | IPP Non-CHP | SPGD1 |  | 1 | 1 | 1 | Solar Photovoltaic | SUN | PV | 2019 |  |  | (OP) Operating |  | 1.3 | [6 empty] | 44.045 | -92.8807 | 0 | 0 | #DIV/0! | 0%
| Syncarpha Eagle Nest I, LLC | 62149 | Syncarpha Eagle Nest | NM | Colfax | PNM | IPP Non-CHP | SYEN1 |  | 1 | 1 | 1 | Solar Photovoltaic | SUN | PV | 2018 |  |  | (OP) Operating |  | 1.3 | [6 empty] | 36.5442 | -105.2772 | 0 | 0 | #DIV/0! | 0%
| Syncarpha El Rito I, LLC | 63124 | Syncarpha El Rito | NM | Rio Arriba | PNM | IPP Non-CHP | SYNEL |  | 1.6 | 1.6 | 1.6 | Solar Photovoltaic | SUN | PV | 2019 |  |  | (OP) Operating |  | 2 | [6 empty] | 36.3317 | -106.1901 | 0 | 0 | #DIV/0! | 0%
| Marie's Way Solar I, LLC | 61097 | Syncarpha Freetown | MA | Bristol | ISNE | IPP Non-CHP | SYNFR |  | 3.9 | 3.9 | 3.9 | Solar Photovoltaic | SUN | PV | 2016 |  |  | (OP) Operating |  | 5.2 | [6 empty] | 41.7689 | -70.7865 | 0 | 0 | #DIV/0! | 0%
| Syncarpha Halifax, LLC | 62973 | Syncarpha Halifax Hybrid CSG | MA | Plymouth | ISNE | IPP Non-CHP | SYHAB |  | 3.3 | 3.3 | 3.3 | Batteries | MWH | BA | 2020 |  |  | (OP) Operating | 3.2 | [7 empty] | 41.9837 | -70.8568 | 0 | 0 | #DIV/0! | 0%
| Syncarpha Hancock I, LLC | 61769 | Syncarpha Hancock I CSG | MA | Berkshire | ISNE | IPP Non-CHP | SYNH1 |  | 2 | 2 | 2 | Solar Photovoltaic | SUN | PV | 2017 |  |  | (OP) Operating |  | 2.8 | [6 empty] | 42.433 | -73.3361 | 0 | 0 | #DIV/0! | 0%
| Syncarpha Hancock II, LLC | 61770 | Syncarpha Hancock II CSG | MA | Berkshire | ISNE | IPP Non-CHP | SYNH2 |  | 2 | 2 | 2 | Solar Photovoltaic | SUN | PV | 2017 |  |  | (OP) Operating |  | 2.8 | [6 empty] | 42.4269 | -73.347 | 0 | 0 | #DIV/0! | 0%
| Syncarpha Hancock III, LLC | 61771 | Syncarpha Hancock III CSG | MA | Berkshire | ISNE | IPP Non-CHP | SYNH3 |  | 1 | 1 | 1 | Solar Photovoltaic | SUN | PV | 2017 |  |  | (OP) Operating |  | 1.4 | [6 empty] | 42.4281 | -73.3326 | 0 | 0 | #DIV/0! | 0%
| Syncarpha Leicester, LLC | 62972 | Syncarpha Leicester Hybrid CSG | MA | Worcester | ISNE | IPP Non-CHP | SYLEB |  | 4.6 | 4.6 | 4.6 | Batteries | MWH | BA | 2021 |  |  | (OP) Operating | 4.2 | [7 empty] | 42.2543 | -71.8879 | 0 | 0 | #DIV/0! | 0%
| Syncarpha Millbury, LLC | 62974 | Syncarpha Millbury Hybrid (CSG) | MA | Worcester | ISNE | IPP Non-CHP | SYMIB |  | 8.8 | 8.8 | 8.8 | Batteries | MWH | BA | 2022.5 |  |  | (OP) Operating | 7.9 | [7 empty] | 42.1752 | -71.793 | 0 | 0 | #DIV/0! | 0%
| Syncarpha Northampton, LLC | 62976 | Syncarpha Northampton Hybrid CSG | MA | Hampshire | ISNE | IPP Non-CHP | SYNOB |  | 5.6 | 5.6 | 5.6 | Batteries | MWH | BA | 2020 |  |  | (OP) Operating | 4 | [7 empty] | 42.2905 | -72.7094 | 0 | 0 | #DIV/0! | 0%
| Syncarpha Northbridge I, LLC | 62977 | Syncarpha Northbridge I Hybrid(CSG) | MA | Worcester | ISNE | IPP Non-CHP | SYN1B |  | 9 | 9 | 9 | Batteries | MWH | BA | 2021.5 |  |  | (OP) Operating | 8 | [7 empty] | 42.1124 | -71.6483 | 0 | 0 | #DIV/0! | 0%
| Syncarpha Northbridge II, LLC | 62978 | Syncarpha Northbridge II Hybrid CSG | MA | Worcester | ISNE | IPP Non-CHP | SYN2B |  | 8 | 8 | 8 | Batteries | MWH | BA | 2021 |  |  | (OP) Operating | 6 | [7 empty] | 42.1157 | -71.644 | 0 | 0 | #DIV/0! | 0%
| Syncarpha Palmer, LLC | 60056 | Syncarpha Palmer, LLC | MA | Hampden | ISNE | IPP Non-CHP | SYNPA |  | 4.8 | 4.8 | 4.8 | Solar Photovoltaic | SUN | PV | 2015 |  |  | (OP) Operating |  | 6 | [6 empty] | 42.2228 | -72.3095 | 0 | 0 | #DIV/0! | 0%
| Prinsburg CSG I, LLC | 61979 | Syncarpha Prinsburg CSG (Ledeboer) | MN | Kandiyohi | MISO | IPP Non-CHP | SYPRN |  | 1 | 1 | 1 | Solar Photovoltaic | SUN | PV | 2018 |  |  | (OP) Operating |  | 1.4 | [6 empty] | 44.9318 | -95.1884 | 0 | 0 | #DIV/0! | 0%
| Syncarpha Puddon I, LLC | 62969 | Syncarpha Puddon I Hybrid CSG | MA | Worcester | ISNE | IPP Non-CHP | SYP1B |  | 9 | 9 | 9 | Batteries | MWH | BA | 2021 |  |  | (OP) Operating | 8 | [7 empty] | 42.1395 | -71.6331 | 0 | 0 | #DIV/0! | 0%
| Syncarpha Puddon II, LLC | 62970 | Syncarpha Puddon II Hybrid CSG | MA | Worcester | ISNE | IPP Non-CHP | SYP2B |  | 9 | 9 | 9 | Batteries | MWH | BA | 2021 |  |  | (OP) Operating | 8 | [7 empty] | 42.1339 | -71.6311 | 0 | 0 | #DIV/0! | 0%
| Syncarpha Questa I, LLC | 63125 | Syncarpha Questa | NM | Taos | PNM | IPP Non-CHP | SYNQU |  | 1.6 | 1.6 | 1.6 | Solar Photovoltaic | SUN | PV | 2020 |  |  | (OP) Operating |  | 2.1 | [6 empty] | 36.8107 | -105.5884 | 0 | 0 | #DIV/0! | 0%
| Syncarpha Still River, LLC | 61774 | Syncarpha Still River, LLC CSG | MA | Worcester | ISNE | IPP Non-CHP | SYNBO |  | 2 | 2 | 2 | Solar Photovoltaic | SUN | PV | 2016 |  |  | (OP) Operating |  | 2.8 | [6 empty] | 42.4207 | -71.6415 | 0 | 0 | #DIV/0! | 0%
| Syncarpha Taos I, LLC | 63123 | Syncarpha Taos | NM | Taos | PNM | IPP Non-CHP | SYNTA |  | 3.1 | 3.1 | 3.1 | Solar Photovoltaic | SUN | PV | 2020 |  |  | (OP) Operating |  | 4.2 | [6 empty] | 36.3713 | -105.6602 | 0 | 0 | #DIV/0! | 0%
| Syncarpha Tewksbury, LLC | 62968 | Syncarpha Tewksbury Hybrid CSG | MA | Middlesex | ISNE | IPP Non-CHP | SYTKB |  | 4.8 | 4.8 | 4.8 | Batteries | MWH | BA | 2022 |  |  | (OP) Operating | 4 | [7 empty] | 42.5937 | -71.1775 | 0 | 0 | #DIV/0! | 0%
| Syncarpha Westminster, LLC | 62971 | Syncarpha Westminster Hybrid CSG | MA | Worcester | ISNE | IPP Non-CHP | SYWEB |  | 7.6 | 7.6 | 7.6 | Batteries | MWH | BA | 2022.5 |  |  | (OP) Operating | 6 | [7 empty] | 42.593 | -71.8658 | 0 | 0 | #DIV/0! | 0%
| Altus Power America Management, LLC | 62327 | Synergen Panorama, LLC CSG | MD | Prince Georges | PJM | IPP Non-CHP | SP |  | 5 | 5 | 5 | Solar Photovoltaic | SUN | PV | 2019 |  |  | (OP) Operating |  | 6.6 | [6 empty] | 38.7721 | -76.9734 | 0 | 0 | #DIV/0! | 0%
| New Castle Power, LLC | 3138 | New Castle Plant | PA | Lawrence | PJM | IPP Non-CHP | 3 |  | 354.4 | 331.3 | 325 | Natural Gas Steam Turbine | NG | ST | 1962 |  |  | (OP) Operating | [8 empty] | 40.9379 | -80.369 | 738526.7 | 7798174.947 | 10.5591 | 25.69%
| Cooperative Energy | 7989 | Sylvarena | MS | Smith | MISO | Electric Utility | 1 |  | 141 | 129 | 141 | Natural Gas Fired Combustion Turbine | NG | GT | 2003 |  |  | (OP) Operating | [8 empty] | 31.9821 | -89.4127 | 304442.56 | 2978448.821 | 9.7833 | 25.74%
| Austin Energy | 61742 | System Control Center | TX | Travis | ERCO | Electric Utility | GEN1 |  | 5 | 5 | 5 | Flywheels | MWH | FW | 2012 |  |  | (SB) Standby/Backup: available for service but not normally used | 2.5 | [7 empty] | 30.2199 | -97.7088 | 0 | 0 | #DIV/0! | 0%
| Invenergy Services LLC | 60387 | Invenergy Nelson Expansion LLC | IL | Lee | PJM | IPP Non-CHP | GEN3 |  | 380 | 314 | 314 | Natural Gas Fired Combustion Turbine | NG | GT | 2023 |  |  | (OP) Operating | [8 empty] | 41.7744 | -89.6065 | 715692.86 | 7389779.285 | 10.3254 | 26.02%
| Tennessee Valley Authority | 7845 | Lagoon Creek | TN | Haywood | TVA | Electric Utility | CTG1 | CC1 | 1625.2 | 1407 | 1740.6 | Natural Gas Fired Combined Cycle | NG | CT | 2003.0667 |  |  | (OP) Operating | [8 empty] | 35.6578 | -89.3964 | 3588700.13 | 23270754.663 | 6.4845 | 26.03%
| KeyCon Operating LLC | 3118 | Conemaugh | PA | Indiana | PJM | IPP Non-CHP | 1 |  | 1963 | 1711.2 | 1711.2 | Conventional Steam Coal | BIT | ST | 1970.1667 |  |  | (OP) Operating | [8 empty] | 40.3842 | -79.0611 | 3903917.14 | 37355248.159 | 9.5687 | 26.04%
| Madison Energy Holdings LLC | 64056 | T Luhman CSG | MN | Goodhue | MISO | IPP Non-CHP | TLU01 |  | 1 | 1 | 1 | Solar Photovoltaic | SUN | PV | 2021 |  |  | (OP) Operating |  | 1.4 | [6 empty] | 44.282 | -92.682 | 0 | 0 | #DIV/0! | 0%
| SoCore Energy LLC | 61199 | T0588 Phoenix - AZ | AZ | Maricopa | SRP | IPP Non-CHP | PV1 |  | 1.2 | 1.2 | 1.2 | Solar Photovoltaic | SUN | PV | 2017 |  |  | (OP) Operating |  | 1.7 | [6 empty] | 33.4472 | -112.2177 | 0 | 0 | #DIV/0! | 0%
| Onward Energy | 59443 | TA-Acacia, LLC | CA | Los Angeles | CISO | IPP Non-CHP | WAS1 |  | 20 | 20 | 20 | Solar Photovoltaic | SUN | PV | 2014 |  |  | (OP) Operating |  | 28.4 | [6 empty] | 34.6892 | -118.3247 | 0 | 0 | #DIV/0! | 0%
| USCE-Little Rock District | 2166 | Table Rock | MO | Taney | SPA | Electric Utility | 1 |  | 200 | 216.5 | 216.5 | Conventional Hydroelectric | WAT | HY | 1960 |  |  | (OP) Operating | [8 empty] | 36.597 | -93.3086 | 0 | 0 | #DIV/0! | 0%
| Ameren Illinois | 61990 | TAC-Distributed Energy Resource Hybrid | IL | Champaign | MISO | Electric Utility | BA |  | 1.5 | 1.5 | 1.5 | Batteries | MWH | BA | 2017 |  |  | (OP) Operating | 0.5 | [7 empty] | 40.0898 | -88.2436 | 0 | 0 | #DIV/0! | 0%
| Public Service Co of Colorado | 6206 | Tacoma | CO | La Plata | WACM | Electric Utility | 1 |  | 4.6 | 4.6 | 4.6 | Conventional Hydroelectric | WAT | HY | 1905.5 |  |  | (OP) Operating | [8 empty] | 37.5237 | -107.7828 | 0 | 0 | #DIV/0! | 0%
| ALLETE, Inc. | 56630 | Taconite Ridge 1 Wind Energy Center | MN | St Louis | MISO | Electric Utility | 1 |  | 25 | 25 | 25 | Onshore Wind Turbine | WND | WT | 2008 |  |  | (OP) Operating | [8 empty] | 47.5747 | -92.5917 | 0 | 0 | #DIV/0! | 0%
| Russell City Energy Company LLC | 56467 | Russell City Energy Center | CA | Alameda | CISO | IPP Non-CHP | CTG1 | CC1 | 655 | 605 | 632 | Natural Gas Fired Combined Cycle | NG | CT | 2013 |  |  | (OP) Operating | [8 empty] | 37.6347 | -122.1338 | 1412090.88 | 10191418.55 | 7.2173 | 26.06%
| Western Minnesota Mun Pwr Agny | 56013 | Exira | IA | Audubon | SWPP | Electric Utility | U1 |  | 181.5 | 140.1 | 140.1 | Natural Gas Fired Combustion Turbine | NG | GT | 2005 |  |  | (OP) Operating | [8 empty] | 41.5144 | -94.9197 | 320680.37 | 3291938.616 | 10.2655 | 26.13%
| FirstLight Power Resources Services LLC | 554 | Taftville | CT | New London | ISNE | IPP Non-CHP | 1 |  | 1.6 | 2 | 2 | Conventional Hydroelectric | WAT | HY | 1927.2 |  |  | (OP) Operating | [8 empty] | 41.5725 | -72.0458 | 0 | 0 | #DIV/0! | 0%
| TA-High Desert LLC | 58149 | TA-High Desert LLC | CA | Los Angeles | CISO | IPP Non-CHP | TAHD |  | 20 | 20 | 20 | Solar Photovoltaic | SUN | PV | 2013 |  |  | (OP) Operating |  | 25.6 | [6 empty] | 34.7089 | -118.3047 | 0 | 0 | #DIV/0! | 0%
| Tahoka Wind, LLC | 61921 | Tahoka Wind | TX | Lynn | ERCO | IPP Non-CHP | TAH |  | 300 | 300 | 300 | Onshore Wind Turbine | WND | WT | 2018 |  |  | (OP) Operating | [8 empty] | 33.1509 | -101.6792 | 0 | 0 | #DIV/0! | 0%
| AES Distributed Energy | 58232 | Tahquitz High School | CA | Riverside | CISO | Commercial Non-CHP | TAHQ |  | 1 | 1 | 1 | Solar Photovoltaic | SUN | PV | 2012 |  |  | (OP) Operating |  | 1.1 | [6 empty] | 33.7672 | -117.0175 | 0 | 0 | #DIV/0! | 0%
| TAI Huntsville Solar, LLC | 67488 | TAI Huntsville Solar Hybrid | AL | Madison | TVA | IPP Non-CHP | PV1 |  | 32.4 | 32.4 | 32.4 | Solar Photovoltaic | SUN | PV | 2024 |  |  | (OP) Operating |  | 39.1 | [6 empty] | 34.8296 | -86.6304 | 0 | 0 | #DIV/0! | 0%
| Louisiana Energy & Power Authority | 58478 | LEPA Unit No. 1 | LA | St Mary | MISO | Electric Utility | LEPA1 | LEPA | 74.1 | 64 | 67 | Natural Gas Fired Combined Cycle | NG | CT | 2016 |  |  | (OP) Operating | [8 empty] | 29.6911 | -91.1928 | 149956.5 | 1200293.675 | 8.0043 | 26.13%
| Nebraska Public Power District | 8000 | Beatrice | NE | Gage | SWPP | Electric Utility | CT1 | CC1 | 247.1 | 219.5 | 219.5 | Natural Gas Fired Combined Cycle | NG | CT | 2005 |  |  | (OP) Operating | [8 empty] | 40.3302 | -96.8081 | 502659.85 | 4323965.087 | 8.6022 | 26.14%
| Erie Boulevard Hydropower LP | 7583 | Talcville | NY | St Lawrence | NYIS | IPP Non-CHP | 1 |  | 1.1 | 0.8 | 0.8 | Conventional Hydroelectric | WAT | HY | 1986 |  |  | (OS) Out of service and NOT expected to return to service in next calendar year | [8 empty] | 44.3083 | -75.3083 | 0 | 0 | #DIV/0! | 0%
| Seminole Electric Cooperative Inc | 7380 | Midulla Generating Station | FL | Hardee | SEC | Electric Utility | CT1 | CCU1 | 853.3 | 786 | 862 | Natural Gas Fired Combined Cycle | NG | CT | 2004.5 |  |  | (OP) Operating | [8 empty] | 27.6417 | -81.9625 | 1897245.35 | 20748045.308 | 10.9359 | 26.28%
| Public Service Co of NM | 55210 | Afton Generating Station | NM | Dona Ana | PNM | Electric Utility | 0001 | CC1 | 287 | 238.6 | 259.4 | Natural Gas Fired Combined Cycle | NG | CT | 2004.5 |  |  | (OP) Operating | [8 empty] | 32.1142 | -106.8465 | 575202.22 | 4510201.337 | 7.8411 | 26.37%
| TalenEnergy Susquehanna LLC | 6103 | TalenEnergy Susquehanna | PA | Luzerne | PJM | IPP Non-CHP | 1 |  | 2532 | 2494 | 2494 | Nuclear | NUC | ST | 1984 |  |  | (OP) Operating | [8 empty] | 41.0919 | -76.1462 | 0 | 0 | #DIV/0! | 0%
| Tallassee Shoals LLC | 7191 | Tallassee Hydro Project | GA | Clarke | SOCO | IPP Non-CHP | 1 |  | 2.3 | 2.1 | 2.1 | Conventional Hydroelectric | WAT | HY | 1986 |  |  | (OP) Operating | [8 empty] | 33.9892 | -83.4985 | 0 | 0 | #DIV/0! | 0%
| Georgia Power Co | 723 | Tallulah Falls | GA | Habersham | SOCO | Electric Utility | 1 |  | 72 | 72.9 | 72.9 | Conventional Hydroelectric | WAT | HY | 1914.3333 |  |  | (OP) Operating | [8 empty] | 34.7388 | -83.3956 | 0 | 0 | #DIV/0! | 0%
| Taloga Wind LLC | 57261 | Taloga Wind LLC | OK | Dewey | SWPP | IPP Non-CHP | 1 |  | 130 | 130 | 130 | Onshore Wind Turbine | WND | WT | 2011 |  |  | (OP) Operating | [8 empty] | 35.8556 | -98.9683 | 0 | 0 | #DIV/0! | 0%
| Northern Indiana Pub Serv Co | 997 | Michigan City | IN | LaPorte | MISO | Electric Utility | 12 |  | 540 | 455 | 455 | Conventional Steam Coal | SUB | ST | 1974 | 5 | 2028 | (OP) Operating | [8 empty] | 41.7208 | -86.9086 | 1062864.5 | 10593718.279 | 9.9671 | 26.67%
| Big Sky Wind, LLC | 60394 | Tamworth Holdings | NC | Bladen | DUK | IPP Non-CHP | PV1 |  | 5 | 5 | 5 | Solar Photovoltaic | SUN | PV | 2019 |  |  | (OP) Operating |  | 6.8 | [6 empty] | 34.7456 | -78.4212 | 0 | 0 | #DIV/0! | 0%
| Big Sky Wind, LLC | 60691 | Tanager Holdings | NC | Randolph | CPLE | IPP Non-CHP | PV1 |  | 5 | 5 | 5 | Solar Photovoltaic | SUN | PV | 2019 |  |  | (OP) Operating |  | 6.8 | [6 empty] | 35.7527 | -79.7846 | 0 | 0 | #DIV/0! | 0%
| KMC Thermo, LLC | 54832 | Brandywine Power Facility | MD | Prince Georges | PJM | IPP CHP | 1 | F701 | 288.8 | 230 | 254 | Natural Gas Fired Combined Cycle | NG | CT | 1996 |  |  | (OP) Operating | [8 empty] | 38.6681 | -76.8678 | 572916.29 | 4829920.917 | 8.4304 | 27.03%
| Tanglewood Circle Solar 1 LLC | 62583 | Tanglewood Circle Solar 1 LLC | MA | Berkshire | ISNE | IPP Non-CHP | 5823 |  | 5 | 5 | 4.3 | Solar Photovoltaic | SUN | PV | 2018 |  |  | (OP) Operating |  | 6 | [6 empty] | 42.252 | -73.11 | 0 | 0 | #DIV/0! | 0%
| Solar Breakers LLC | 67143 | Tank Farm 4 | RI | Newport | ISNE | IPP Non-CHP | TF4 |  | 10 | 10 | 10 | Solar Photovoltaic | SUN | PV | 2022 |  |  | (OP) Operating |  | 14.4 | [6 empty] | 41.572 | -71.2898 | 0 | 0 | #DIV/0! | 0%
| Relevate Power Management LLC | 50416 | Tannery Island Power | NY | Jefferson | NYIS | IPP Non-CHP | GEN1 |  | 1.5 | 1 | 1 | Conventional Hydroelectric | WAT | HY | 1986 |  |  | (OP) Operating | [8 empty] | 43.98 | -75.6131 | 0 | 0 | #DIV/0! | 0%
| Tannery Road Solar, LLC | 60677 | Tannery Road Landfill | NY | Oneida | NYIS | Commercial Non-CHP | TRSP |  | 2 | 2 | 2 | Solar Photovoltaic | SUN | PV | 2016 |  |  | (OP) Operating |  | 2.8 | [6 empty] | 43.239 | -75.5346 | 0 | 0 | #DIV/0! | 0%
| Taos Mesa Energy Facility, LLC | 63728 | Taos Mesa Energy Facility Hybrid | NM | Taos | PNM | Electric Utility | BESS |  | 27.5 | 27.5 | 27.5 | Batteries | MWH | BA | 2022 |  |  | (OP) Operating | 25 | [7 empty] | 36.44 | -105.62 | 0 | 0 | #DIV/0! | 0%
| Duke Energy Renewables Services | 59648 | Tarboro Solar | NC | Edgecombe | PJM | IPP Non-CHP | 5MWPV |  | 5 | 5 | 5 | Solar Photovoltaic | SUN | PV | 2016 |  |  | (OP) Operating |  | 6.2 | [6 empty] | 35.8581 | -77.4992 | 0 | 0 | #DIV/0! | 0%
| MN8 Energy LLC | 62246 | Target Woodland Solar Project | CA | Yolo | CISO | IPP Non-CHP | TWSP |  | 2.3 | 1.8 | 2 | Solar Photovoltaic | SUN | PV | 2018 |  |  | (OP) Operating |  | 2.5 | [6 empty] | 38.6827 | -121.7235 | 0 | 0 | #DIV/0! | 0%
| Strata Manager, LLC | 59583 | Tart Farm | NC | Cumberland | CPLE | IPP Non-CHP | PV1 |  | 5 | 5 | 5 | Solar Photovoltaic | SUN | PV | 2016 |  |  | (OP) Operating |  | 6.5 | [6 empty] | 35.2044 | -78.6811 | 0 | 0 | #DIV/0! | 0%
| Northern Indiana Pub Serv Co | 6085 | R M Schahfer | IN | Jasper | MISO | Electric Utility | 16A |  | 1105 | 877 | 877 | Natural Gas Fired Combustion Turbine | NG | GT | 1981.75 |  |  | (OP) Operating | [8 empty] | 41.2164 | -87.0261 | 2085891.37 | 20121080.496 | 9.6463 | 27.15%
| Tatanka Ridge LLC | 61046 | Tatanka Ridge | SD | Deuel | MISO | IPP Non-CHP | WT1 |  | 154 | 154 | 154 | Onshore Wind Turbine | WND | WT | 2021 |  |  | (OP) Operating | [8 empty] | 44.592 | -96.576 | 0 | 0 | #DIV/0! | 0%
| HQC Tatanka Wi Solar Power Generation LLC | 61680 | Tatanka Wi | MN | Wright | MISO | IPP Non-CHP | MMPA |  | 7.1 | 7.1 | 7.1 | Solar Photovoltaic | SUN | PV | 2017 |  |  | (OP) Operating |  | 8.7 | [6 empty] | 45.2108 | -93.8843 | 0 | 0 | #DIV/0! | 0%
| Acciona Wind Energy USA LLC | 56669 | Tatanka Wind Power LLC | ND | Dickey | MISO | IPP Non-CHP | TW1 |  | 180 | 180 | 180 | Onshore Wind Turbine | WND | WT | 2008 |  |  | (OP) Operating | [8 empty] | 45.9593 | -98.9463 | 0 | 0 | #DIV/0! | 0%
| USF Essex Lessor, LLC | 60160 | Tate Solar | NC | Nash | CPLE | IPP Non-CHP | PV1 |  | 5 | 5 | 5 | Solar Photovoltaic | SUN | PV | 2020 |  |  | (OP) Operating |  | 6.5 | [6 empty] | 36.0661 | -78.0296 | 0 | 0 | #DIV/0! | 0%
| Union Electric Co - (MO) | 2108 | Taum Sauk | MO | Reynolds | MISO | Electric Utility | 1 |  | 408 | 440 | 440 | Hydroelectric Pumped Storage | WAT | PS | 1963 |  |  | (OP) Operating | [8 empty] | 37.5208 | -90.8347 | 0 | 0 | #DIV/0! | 0%
| Taurus Community Solar | 61174 | Taurus Community Solar | MN | Chippewa | MISO | IPP Non-CHP | ETCS1 |  | 4 | 3.6 | 3.6 | Solar Photovoltaic | SUN | PV | 2018 |  |  | (OP) Operating |  | 1.3 | [6 empty] | 44.9503 | -95.6915 | 0 | 0 | #DIV/0! | 0%
| Taygete Energy Project LLC | 62483 | Taygete Energy Project LLC | TX | Pecos | ERCO | IPP Non-CHP | PV1 |  | 255 | 255 | 255 | Solar Photovoltaic | SUN | PV | 2021 |  |  | (OP) Operating |  | 344.1 | [6 empty] | 31.1652 | -103.1259 | 0 | 0 | #DIV/0! | 0%
| West Texas Solar Project II LLC | 64075 | Taygete II Energy Project | TX | Pecos | ERCO | IPP Non-CHP | TAYG2 |  | 203.8 | 203.8 | 203.8 | Solar Photovoltaic | SUN | PV | 2023 |  |  | (OP) Operating |  | 258.4 | [6 empty] | 31.186 | -103.128 | 0 | 0 | #DIV/0! | 0%
| Invenergy Services LLC | 56241 | Cannon Falls Energy Center | MN | Goodhue | MISO | IPP Non-CHP | UNT1 |  | 346.8 | 316 | 362 | Natural Gas Fired Combustion Turbine | NG | GT | 2008 |  |  | (OP) Operating | [8 empty] | 44.5367 | -92.9155 | 808362.14 | 9254839.8 | 11.4489 | 27.22%
| Southern Power Co | 59897 | Taylor County Solar | GA | Taylor | SOCO | IPP Non-CHP | 1 |  | 148 | 143 | 143 | Solar Photovoltaic | SUN | PV | 2016 |  |  | (OP) Operating |  | 180 | [6 empty] | 32.5831 | -84.2972 | 0 | 0 | #DIV/0! | 0%
| Taylor Creek Solar LLC | 63583 | Taylor Creek Solar | FL | Orange | FMPP | IPP Non-CHP | TCS |  | 74.5 | 74.5 | 74.5 | Solar Photovoltaic | SUN | PV | 2020 |  |  | (OP) Operating |  | 85.1 | [6 empty] | 28.5035 | -81.0483 | 0 | 0 | #DIV/0! | 0%
| Rio Blanco Water Conserv Dist | 54729 | Taylor Draw Hydroelectric Facility | CO | Rio Blanco | WACM | IPP Non-CHP | COX1 |  | 2.3 | 2 | 2 | Conventional Hydroelectric | WAT | HY | 1993 |  |  | (OP) Operating | [8 empty] | 40.1063 | -108.7112 | 0 | 0 | #DIV/0! | 0%
| Foundation HA Energy Generation, LLC | 59330 | Taylor Farms | CA | Monterey | CISO | IPP Non-CHP | TAY1 |  | 1 | 1 | 1 | Onshore Wind Turbine | WND | WT | 2014 |  |  | (OP) Operating | [8 empty] | 36.505 | -121.4517 | 0 | 0 | #DIV/0! | 0%
| Sierra Pacific Power Co | 2330 | Fort Churchill | NV | Lyon | NEVP | Electric Utility | 1 |  | 230 | 226 | 226 | Natural Gas Steam Turbine | NG | ST | 1969.5 | 9 | 2028 | (OP) Operating | [8 empty] | 39.1281 | -119.1322 | 539100.39 | 6110731.351 | 11.3351 | 27.23%
| SoCore Energy LLC | 61428 | Taylors Falls CSG | MN | Chisago | MISO | IPP Non-CHP | PV1 |  | 5 | 5 | 5 | Solar Photovoltaic | SUN | PV | 2018 |  |  | (OP) Operating |  | 7.2 | [6 empty] | 45.3918 | -92.6843 | 0 | 0 | #DIV/0! | 0%
| Duke Energy Renewables Services | 57402 | Taylorsville Solar LLC | NC | Alexander | DUK | IPP Non-CHP | TAY1 |  | 1 | 1 | 1 | Solar Photovoltaic | SUN | PV | 2010 |  |  | (OP) Operating |  | 1.2 | [6 empty] | 35.9091 | -81.1525 | 0 | 0 | #DIV/0! | 0%
| Erie Boulevard Hydropower LP | 2617 | Taylorville | NY | Lewis | NYIS | IPP Non-CHP | 1 |  | 4 | 4.4 | 4.4 | Conventional Hydroelectric | WAT | HY | 1916.5 |  |  | (OP) Operating | [8 empty] | 43.927 | -75.3219 | 0 | 0 | #DIV/0! | 0%
| Arizona Public Service Co | 117 | West Phoenix | AZ | Maricopa | AZPS | Electric Utility | 1B |  | 1206.8 | 909 | 980 | Natural Gas Fired Combined Cycle | NG | CS | 1988.4 |  |  | (OP) Operating | [8 empty] | 33.4417 | -112.1583 | 2256072.73 | 17154369.019 | 7.6036 | 27.27%
| PacifiCorp | 62516 | TB Flats | WY | Carbon | PACE | Electric Utility | 1 |  | 503.2 | 503.2 | 503.2 | Onshore Wind Turbine | WND | WT | 2021 |  |  | (OP) Operating | [8 empty] | 42.1772 | -106.2341 | 0 | 0 | #DIV/0! | 0%
| UPC Power Solutions | 56836 | T-Bone Wind (10) LLC | TX | Moore | SWPP | IPP Non-CHP | 1 |  | 8.8 | 8.8 | 8.8 | Onshore Wind Turbine | WND | WT | 2008 |  |  | (OP) Operating | [8 empty] | 35.8081 | -101.9986 | 0 | 0 | #DIV/0! | 0%
| Entergy New Orleans, LLC | 64306 | TCI Alvar | LA | Orleans | MISO | Electric Utility | TCI2 |  | 1.9 | 1.9 | 1.9 | Solar Photovoltaic | SUN | PV | 2019 |  |  | (OP) Operating |  | 2.4 | [6 empty] | 29.9922 | -90.0286 | 0 | 0 | #DIV/0! | 0%
| Entergy New Orleans, LLC | 64305 | TCI France | LA | Orleans | MISO | Electric Utility | TCL1 |  | 1.5 | 1.5 | 1.5 | Solar Photovoltaic | SUN | PV | 2019 |  |  | (OP) Operating |  | 2 | [6 empty] | 29.9842 | -90.0289 | 0 | 0 | #DIV/0! | 0%
| Heritage Sustainable Energy. LLC | 63020 | TCLP Solar Phase 1 | MI | Leelanau | MISO | IPP Non-CHP | TCLP1 |  | 1 | 1 | 1 | Solar Photovoltaic | SUN | PV | 2017 |  |  | (OP) Operating |  | 1.2 | [6 empty] | 44.7767 | -85.6923 | 0 | 0 | #DIV/0! | 0%
| Big Sky Wind, LLC | 59455 | Tech Park Solar | AZ | Pima | TEPC | IPP Non-CHP | TECHP |  | 5 | 5 | 5 | Solar Photovoltaic | SUN | PV | 2012 |  |  | (OP) Operating |  | 6.6 | [6 empty] | 32.0979 | -110.8157 | 0 | 0 | #DIV/0! | 0%
| Georgia Power Co | 63775 | Tech Square Microgrid | GA | Fulton | SOCO | Electric Utility | BESS1 |  | 1.4 | 1.4 | 1.4 | Batteries | MWH | BA | 2020 |  |  | (OP) Operating | 0.4 | [7 empty] | 33.7756 | -84.3899 | 0 | 0 | #DIV/0! | 0%
| Florida Power & Light Co | 6042 | Manatee | FL | Manatee | FPL | Electric Utility | 1 |  | 2951.2 | 2751 | 2903 | Natural Gas Steam Turbine | NG | ST | 1996.8571 |  |  | (OP) Operating | [8 empty] | 27.6058 | -82.3456 | 6829417.86 | 50106349.833 | 7.3368 | 27.58%
| Consolidated Edison Development Inc. | 58964 | Technology Drive Solar | VT | Windham | ISNE | IPP Non-CHP | PV1 |  | 2 | 2 | 2 | Solar Photovoltaic | SUN | PV | 2014 |  |  | (OP) Operating |  | 2.5 | [6 empty] | 42.8761 | -72.5658 | 0 | 0 | #DIV/0! | 0%
| Techren Solar I LLC | 61611 | Techren Solar I LLC | NV | Clark | NEVP | IPP Non-CHP | TECH1 |  | 100 | 100 | 100 | Solar Photovoltaic | SUN | PV | 2019 |  |  | (OP) Operating |  | 132 | [6 empty] | 35.8513 | -114.9744 | 0 | 0 | #DIV/0! | 0%
| Techren Solar II LLC | 61930 | Techren Solar II LLC | NV | Clark | NEVP | IPP Non-CHP | TECH2 |  | 200 | 200 | 200 | Solar Photovoltaic | SUN | PV | 2019 |  |  | (OP) Operating |  | 251 | [6 empty] | 35.8673 | -114.9564 | 0 | 0 | #DIV/0! | 0%
| Techren Solar III LLC | 61931 | Techren Solar III LLC | NV | Clark | NEVP | IPP Non-CHP | TECH3 |  | 25 | 25 | 25 | Solar Photovoltaic | SUN | PV | 2020 |  |  | (OP) Operating |  | 33 | [6 empty] | 35.8441 | -114.9713 | 0 | 0 | #DIV/0! | 0%
| Techren Solar IV LLC | 61932 | Techren Solar IV LLC | NV | Clark | NEVP | IPP Non-CHP | TECH4 |  | 25 | 25 | 25 | Solar Photovoltaic | SUN | PV | 2020 |  |  | (OP) Operating |  | 33 | [6 empty] | 35.8927 | -114.9365 | 0 | 0 | #DIV/0! | 0%
| Techren Solar V LLC | 62440 | Techren Solar V | NV | Clark | NEVP | IPP Non-CHP | TECH5 |  | 50 | 50 | 50 | Solar Photovoltaic | SUN | PV | 2020 |  |  | (OP) Operating |  | 65 | [6 empty] | 35.8997 | -114.9263 | 0 | 0 | #DIV/0! | 0%
| Southern California Edison Co | 358 | Mountainview Generating Station | CA | San Bernardino | CISO | Electric Utility | MV3A | 3 | 1036.8 | 1018 | 1110 | Natural Gas Fired Combined Cycle | NG | CT | 2005.5 |  |  | (OP) Operating | [8 empty] | 34.0818 | -117.2418 | 2574171.3 | 18486360.155 | 7.1815 | 27.62%
| Pattern Operators LP | 64066 | Tecolote Wind LLC | NM | Lincoln | PNM | IPP Non-CHP | 1 |  | 272 | 272 | 272 | Onshore Wind Turbine | WND | WT | 2021 |  |  | (OP) Operating | [8 empty] | 34.36 | -105.44 | 0 | 0 | #DIV/0! | 0%
| JEA | 667 | Northside Generating Station | FL | Duval | JEA | Electric Utility | 1 |  | 1407.1 | 1322 | 1356.4 | Conventional Steam Coal | BIT | ST | 1973.2857 |  |  | (OP) Operating | [8 empty] | 30.4172 | -81.5525 | 3263029.05 | 38148207.136 | 11.691 | 27.81%
| Tedder Solar | 62315 | Tedder Solar | SC | Darlington | CPLE | IPP Non-CHP | 79 |  | 2 | 2 | 2 | Solar Photovoltaic | SUN | PV | 2021 |  |  | (OP) Operating |  | 2.8 | [6 empty] | 34.3018 | -79.9245 | 0 | 0 | #DIV/0! | 0%
| CalWind Resources Inc | 10191 | Tehachapi Wind Resource I | CA | Kern | CISO | IPP Non-CHP | EXIS |  | 8.7 | 8.7 | 8.7 | Onshore Wind Turbine | WND | WT | 1984 |  |  | (OP) Operating | [8 empty] | 35.0606 | -118.3897 | 0 | 0 | #DIV/0! | 0%
| CalWind Resources Inc | 54909 | Tehachapi Wind Resource II | CA | Kern | CISO | IPP Non-CHP | EXI2 |  | 21.9 | 21.9 | 21.9 | Onshore Wind Turbine | WND | WT | 1999.5 |  |  | (OP) Operating | [8 empty] | 35.1061 | -118.3114 | 0 | 0 | #DIV/0! | 0%
| Foundation HA Energy Generation, LLC | 57594 | Teichert Materials-Teichert Vernalis | CA | San Joaquin | CISO | IPP Non-CHP | WTG1 |  | 1 | 1 | 1 | Onshore Wind Turbine | WND | WT | 2010 |  |  | (OP) Operating | [8 empty] | 37.6167 | -121.3564 | 0 | 0 | #DIV/0! | 0%
| CTMW Solar, LLC | 67365 | Tejon Castac Water District Solar | CA | Kern | CISO | Commercial Non-CHP | 17180 |  | 1.3 | 1.3 | 0.9 | Solar Photovoltaic | SUN | PV | 2024 |  |  | (OP) Operating |  | 2 | [6 empty] | 35.0009 | -118.8983 | 0 | 0 | #DIV/0! | 0%
| Generate Capital | 62496 | Telegraph Rd #1 Community Solar Farm | NY | Wyoming | NYIS | IPP Non-CHP | 1268 |  | 3.8 | 3.8 | 3.8 | Solar Photovoltaic | SUN | PV | 2021 |  |  | (OP) Operating |  | 4.9 | [6 empty] | 42.5617 | -78.1795 | 0 | 0 | #DIV/0! | 0%
| Generate Capital | 62498 | Telegraph Rd #2 Community Solar Farm | NY | Wyoming | NYIS | IPP Non-CHP | 1413 |  | 2 | 2 | 2 | Solar Photovoltaic | SUN | PV | 2021 |  |  | (OP) Operating |  | 2.6 | [6 empty] | 42.5595 | -78.1794 | 0 | 0 | #DIV/0! | 0%
| Westbound Solar LLC | 62883 | Telfair Thompson | GA | Telfair | SOCO | IPP Non-CHP | TELTO |  | 1.9 | 1.9 | 1.9 | Solar Photovoltaic | SUN | PV | 2018 |  |  | (OP) Operating |  | 2.7 | [6 empty] | 32.0586 | -82.8718 | 0 | 0 | #DIV/0! | 0%
| Indiana Municipal Power Agency | 62790 | Tell City Solar Park | IN | Perry | MISO | Electric Utility | STEL2 |  | 3.2 | 3.2 | 2.5 | Solar Photovoltaic | SUN | PV | 2020 |  |  | (OP) Operating |  | 4.3 | [6 empty] | 37.9659 | -86.7373 | 0 | 0 | #DIV/0! | 0%
| Metropolitan Water District of S CA | 479 | Temescal | CA | Riverside | CISO | Electric Utility | 1 |  | 2.9 | 2.8 | 2.8 | Conventional Hydroelectric | WAT | HY | 1983 |  |  | (OP) Operating | [8 empty] | 33.8343 | -117.4971 | 0 | 0 | #DIV/0! | 0%
| Temescal Canyon RV, LLC | 57656 | Temescal Canyon RV, LLC | CA | Riverside | CISO | IPP Non-CHP | 1 |  | 1.5 | 1.5 | 1.5 | Solar Photovoltaic | SUN | PV | 2011 |  |  | (OP) Operating |  | 1.8 | [6 empty] | 33.8264 | -117.5117 | 0 | 0 | #DIV/0! | 0%
| National Grid Renewables | 63322 | Temperance Solar, LLC | MI | Monroe | MISO | IPP Non-CHP | TEMPR |  | 20 | 20 | 20 | Solar Photovoltaic | SUN | PV | 2020 |  |  | (OP) Operating |  | 29.6 | [6 empty] | 41.753 | -83.524 | 0 | 0 | #DIV/0! | 0%
| City of Lakeland - (FL) | 676 | C D McIntosh Jr | FL | Polk | FMPP | Electric Utility | 5CT | 5CC | 666.5 | 613.5 | 666.5 | Natural Gas Fired Combined Cycle | NG | CT | 2006.9167 |  |  | (OP) Operating | [8 empty] | 28.0801 | -81.9229 | 1562937.34 | 17374811.208 | 11.1168 | 27.88%
| National Grid Generation LLC | 2516 | Northport | NY | Suffolk | NYIS | Electric Utility | 2 |  | 1564 | 1604 | 1601.7 | Natural Gas Steam Turbine | NG | ST | 1970.2 |  |  | (OP) Operating | [8 empty] | 40.9236 | -73.3423 | 3917826.92 | 39797288.381 | 10.158 | 27.9%
| UGI Energy Services, LLC | 60848 | Temple Solar Arrays | PA | Berks | PJM | IPP Non-CHP | 51599 |  | 2.2 | 2.2 | 2.2 | Solar Photovoltaic | SUN | PV | 2011 |  |  | (OP) Operating |  | 2.5 | [6 empty] | 40.4235 | -75.9252 | 0 | 0 | #DIV/0! | 0%
| Sunny Templeton, LLC | 59731 | Templeton | MA | Worcester | ISNE | IPP Non-CHP | TEMPL |  | 3 | 3 | 3 | Solar Photovoltaic | SUN | PV | 2014 |  |  | (OP) Operating |  | 4.5 | [6 empty] | 42.5212 | -72.0673 | 0 | 0 | #DIV/0! | 0%
| Nautilus Solar Solutions | 67334 | Ten Oaks | MD | Howard | PJM | IPP Non-CHP | SC |  | 2 | 2 | 2 | Solar Photovoltaic | SUN | PV | 2024 |  |  | (OP) Operating |  | 2.3 | [6 empty] | 39.2028 | -76.9561 | 0 | 0 | #DIV/0! | 0%
| Rumford Power | 55100 | Rumford Power LLC | ME | Oxford | ISNE | IPP Non-CHP | UNT1 | CC1 | 274.5 | 253.8 | 278.6 | Natural Gas Fired Combined Cycle | NG | CT | 2000 |  |  | (OP) Operating | [8 empty] | 44.5303 | -70.5219 | 654282.05 | 4610004.193 | 7.0459 | 28.06%
| Southwestern Public Service Co | 6193 | Harrington | TX | Potter | SWPP | Electric Utility | 1 |  | 1080 | 1018 | 1018 | Natural Gas Steam Turbine | NG | ST | 1978 | 12 | 2036 | (OP) Operating | [8 empty] | 35.2982 | -101.7472 | 2507472.99 | 26597525.863 | 10.6073 | 28.12%
| Berkshire Power Co LLC | 55041 | Berkshire Power | MA | Hampden | ISNE | IPP Non-CHP | GEN2 |  | 289 | 229.3 | 246.3 | Natural Gas Fired Combined Cycle | NG | CS | 1999 |  |  | (OP) Operating | [8 empty] | 42.0476 | -72.6478 | 586929.48 | 4167535 | 7.1006 | 28.18%
| Board of Water Electric & Communications | 1167 | Muscatine Plant #1 | IA | Muscatine | MISO | Electric Utility | 7 |  | 275.5 | 248.9 | 248.9 | Conventional Steam Coal | SUB | ST | 1970 |  |  | (OP) Operating | [8 empty] | 41.3917 | -91.0569 | 619708.07 | 6961652.643 | 11.2338 | 28.42%
| City of Fremont - (NE) | 2240 | Lon Wright | NE | Dodge | SWPP | Electric Utility | 5OT |  | 172.3 | 158.8 | 160.8 | Natural Gas Fired Combustion Turbine | NG | GT | 1989.1667 |  |  | (OP) Operating | [8 empty] | 41.4281 | -96.4623 | 399434.42 | 4420203.423 | 11.0662 | 28.53%
| Garrison Energy Center LLC | 57349 | Garrison Energy Center LLC | DE | Kent | PJM | IPP Non-CHP | CTG1 | GEC1 | 361 | 309 | 323 | Natural Gas Fired Combined Cycle | NG | CT | 2015 |  |  | (OP) Operating | [8 empty] | 39.1872 | -75.4994 | 805275.96 | 5855338.233 | 7.2712 | 29.09%
| UPC Power Solutions | 56562 | Tenderloin Wind (6) LLC | TX | Sherman | SWPP | IPP Non-CHP | JDW6 |  | 10 | 10 | 10 | Onshore Wind Turbine | WND | WT | 2007 |  |  | (OP) Operating | [8 empty] | 36.4669 | -101.8222 | 0 | 0 | #DIV/0! | 0%
| Omaha Public Power District | 2291 | North Omaha | NE | Douglas | SWPP | Electric Utility | 1 |  | 644.7 | 563.9 | 389.6 | Natural Gas Steam Turbine | NG | ST | 1960.2 | 12 | 2026 | (OP) Operating | [8 empty] | 41.3291 | -95.9447 | 1233422.94 | 13013745.529 | 10.5509 | 29.53%
| USCE-Tulsa District | 3004 | Tenkiller Ferry | OK | Sequoyah | SPA | Electric Utility | 1 |  | 39 | 42 | 42 | Conventional Hydroelectric | WAT | HY | 1953 |  |  | (OP) Operating | [8 empty] | 35.595 | -95.0511 | 0 | 0 | #DIV/0! | 0%
| Florida Power & Light Co | 65886 | Tenmile Creek | FL | Calhoun | FPL | Electric Utility | 1 |  | 74.5 | 74.5 | 74.5 | Solar Photovoltaic | SUN | PV | 2025 |  |  | (OP) Operating | [8 empty] | 30.5036 | -85.1674 | 0 | 0 | #DIV/0! | 0%
| Duke Energy Carolinas, LLC | 2749 | Tennessee Creek | NC | Jackson | DUK | Electric Utility | 1 |  | 10.8 | 11.5 | 11.5 | Conventional Hydroelectric | WAT | HY | 1955 |  |  | (OP) Operating | [8 empty] | 35.2139 | -83.0028 | 0 | 0 | #DIV/0! | 0%
| City of Roseville - (CA) | 56298 | Roseville Energy Park | CA | Placer | BANC | Electric Utility | 0001 | A101 | 225 | 212.2 | 229.2 | Natural Gas Fired Combined Cycle | NG | CT | 2013 |  |  | (OP) Operating | [8 empty] | 38.7928 | -121.3811 | 572070.01 | 4611599.473 | 8.0613 | 29.59%
| City of Norwich - (CT) | 583 | Tenth Street | CT | New London | ISNE | Electric Utility | 1 |  | 1.4 | 1 | 1.2 | Conventional Hydroelectric | WAT | HY | 1967 |  |  | (OP) Operating | [8 empty] | 41.539 | -72.0509 | 0 | 0 | #DIV/0! | 0%
| Solar Star California XXXI, LLC | 60035 | Tequesquite Landfill Solar PV Project | CA | Riverside | CISO | IPP Non-CHP | RPU1 |  | 7.3 | 7.3 | 7.3 | Solar Photovoltaic | SUN | PV | 2015 |  |  | (OP) Operating |  | 9.4 | [6 empty] | 33.9782 | -117.3851 | 0 | 0 | #DIV/0! | 0%
| Eagle Creek Renewable Energy, LLC | 54343 | Terminus Hydroelectric Project | CA | Tulare | CISO | IPP Non-CHP | GEN1 |  | 20.1 | 20 | 20 | Conventional Hydroelectric | WAT | HY | 1990 |  |  | (OP) Operating | [8 empty] | 36.4156 | -119.0069 | 0 | 0 | #DIV/0! | 0%
| Altus Power America Management, LLC | 59541 | Terra Francesco | CA | San Bernardino | CISO | IPP Non-CHP | 3 |  | 1.5 | 1.5 | 1.5 | Solar Photovoltaic | SUN | PV | 2015 |  |  | (OP) Operating |  | 1.8 | [6 empty] | 34.0397 | -117.6067 | 0 | 0 | #DIV/0! | 0%
| Terra-Gen Operating Co-Wind | 56570 | Terra-Gen VG Wind LLC | CA | Kern | CISO | IPP Non-CHP | WGNS |  | 7.4 | 7.4 | 7.4 | Onshore Wind Turbine | WND | WT | 1984 |  |  | (OP) Operating | [8 empty] | 35.1161 | -118.3789 | 0 | 0 | #DIV/0! | 0%
| Safari Energy, LLC | 64283 | Terrell Riles Stovall | GA | Terrell | SOCO | IPP Non-CHP | TRS |  | 1.7 | 1.7 | 1.7 | Solar Photovoltaic | SUN | PV | 2020 |  |  | (OP) Operating |  | 2.3 | [6 empty] | 31.7855 | -84.4484 | 0 | 0 | #DIV/0! | 0%
| Florida Power & Light Co | 65882 | Terrill Creek | FL | Clay | FPL | Electric Utility | 1 |  | 74.5 | 74.5 | 74.5 | Solar Photovoltaic | SUN | PV | 2024 |  |  | (OP) Operating |  | 102.14 | [6 empty] | 29.8814 | -81.7626 | 0 | 0 | #DIV/0! | 0%
| Kodiak Electric Assn Inc | 71 | Terror Lake Microgrid | AK | Kodiak Island |  | Electric Utility | 1 |  | 33.6 | 33.6 | 33.6 | Conventional Hydroelectric | WAT | HY | 1994 |  |  | (OP) Operating | [8 empty] | 57.6861 | -152.895 | 0 | 0 | #DIV/0! | 0%
| Georgia Power Co | 724 | Terrora | GA | Rabun | SOCO | Electric Utility | 1 |  | 16 | 17.6 | 17.6 | Conventional Hydroelectric | WAT | HY | 1925 |  |  | (OP) Operating | [8 empty] | 34.7653 | -83.4162 | 0 | 0 | #DIV/0! | 0%
| Standard Solar | 67748 | Terry 1818-WD | CA | Kern | CISO | IPP Non-CHP | TERRY |  | 4.6 | 4.6 | 4.6 | Solar Photovoltaic | SUN | PV | 2024 |  |  | (OP) Operating | [8 empty] | 35.6078 | -119.3288 | 0 | 0 | #DIV/0! | 0%
| ANP Blackstone Energy Company LLC | 55212 | ANP Blackstone Energy Project | MA | Worcester | ISNE | IPP Non-CHP | U1 |  | 578 | 487.8 | 558 | Natural Gas Fired Combined Cycle | NG | CS | 2001 |  |  | (OP) Operating | [8 empty] | 42.0599 | -71.5158 | 1357610.71 | 14847540.282 | 10.9365 | 29.64%
| Dairyland Power Coop | 4271 | John P Madgett | WI | Buffalo | MISO | Electric Utility | 1 |  | 387 | 389.8 | 392.5 | Conventional Steam Coal | SUB | ST | 1979 |  |  | (OP) Operating | [8 empty] | 44.3036 | -91.9126 | 1015834.91 | 13215491.523 | 13.0095 | 29.65%
| SkyHigh 2 Solar | 65653 | TES Rowtier | MA | Worcester | ISNE | IPP Non-CHP | NBRIA |  | 3 | 3 | 3 | Solar Photovoltaic | SUN | PV | 2021 |  |  | (OP) Operating |  | 4.1 | [6 empty] | 42.5419 | -71.8567 | 0 | 0 | #DIV/0! | 0%
| City of Colorado Springs - (CO) | 7233 | Tesla | CO | El Paso | WACM | Electric Utility | 1 |  | 26.6 | 28 | 28 | Conventional Hydroelectric | WAT | HY | 1997 |  |  | (OP) Operating | [8 empty] | 38.9737 | -104.9011 | 0 | 0 | #DIV/0! | 0%
| Tesla Inc. | 64098 | Tesla Reno GigaFactory | NV | Storey | NEVP | Industrial Non-CHP | 1 |  | 6.7 | 6.7 | 6.7 | Solar Photovoltaic | SUN | PV | 2020.8333 |  |  | (OP) Operating |  | 0.5 | [6 empty] | 39.5395 | -119.4392 | 0 | 0 | #DIV/0! | 0%
| Brunner Island LLC | 3140 | Brunner Island | PA | York | PJM | IPP Non-CHP | 1 |  | 1616.1 | 1411 | 1411 | Natural Gas Steam Turbine | NG | ST | 1965 |  |  | (OP) Operating | [8 empty] | 40.0961 | -76.6962 | 3670550.61 | 37112913.671 | 10.111 | 29.7%
| Madison Gas & Electric Co | 7991 | West Campus Cogeneration Facility | WI | Dane | MISO | Electric Utility | 1 | CC1 | 169.3 | 129.1 | 134 | Natural Gas Fired Combined Cycle | NG | CT | 2005 |  |  | (OP) Operating | [8 empty] | 43.0751 | -89.4251 | 342469.8 | 3246514.538 | 9.4797 | 29.72%
| MidAmerican Energy Co | 7985 | Greater Des Moines | IA | Polk | MISO | Electric Utility | GT1 | CC1 | 576.3 | 503.7 | 590.5 | Natural Gas Fired Combined Cycle | NG | CT | 2003.3333 |  |  | (OP) Operating | [8 empty] | 41.5563 | -93.5283 | 1435814.27 | 15676529.521 | 10.9182 | 29.96%
| Paris Generation LP | 50109 | Paris Energy Center | TX | Lamar | ERCO | IPP Non-CHP | GEN1 | CC1 | 265.6 | 239 | 263 | Natural Gas Fired Combined Cycle | NG | CT | 1989 |  |  | (OP) Operating | [8 empty] | 33.6968 | -95.5577 | 667909.03 | 5961927.44 | 8.9263 | 30.38%
| Union Carbide Corp-Texas City | 50153 | Texas City Plant Union Carbide | TX | Galveston | ERCO | Industrial CHP | STG |  | 45 | 38 | 38 | All Other | PUR | ST | 1996 |  |  | (OP) Operating | [8 empty] | 29.3761 | -94.9465 | 0 | 0 | #DIV/0! | 0%
| Otter Tail Power Co | 7947 | Solway CT | MN | Beltrami | MISO | Electric Utility | 1 |  | 51.3 | 43.6 | 51.3 | Natural Gas Fired Combustion Turbine | NG | GT | 2004 |  |  | (OP) Operating | [8 empty] | 47.5446 | -95.1296 | 126610.11 | 1245482.003 | 9.8371 | 30.46%
| Ocean State Power II | 54324 | Ocean State Power II | RI | Providence | ISNE | IPP Non-CHP | GEN1 | OSP2 | 254.2 | 218.6 | 238.9 | Natural Gas Fired Combined Cycle | NG | CT | 1991 |  |  | (OP) Operating | [5 empty] | 2025 | 11 | 26.1 | 42.0099 | -71.6701 | 610711.39 | 7540600.029 | 12.3472 | 30.48%
| Texas Solar Nova 1, LLC | 65654 | Texas Solar Nova 1 | TX | Kent | ERCO | IPP Non-CHP | TSN1 |  | 252 | 252 | 252 | Solar Photovoltaic | SUN | PV | 2023 |  |  | (OP) Operating |  | 1.8 | [6 empty] | 33.3206 | -100.9822 | 0 | 0 | #DIV/0! | 0%
| Texas Solar Nova 2, LLC | 65660 | Texas Solar Nova 2 | TX | Kent | ERCO | IPP Non-CHP | TSN2 |  | 200 | 200 | 200 | Solar Photovoltaic | SUN | PV | 2024 |  |  | (OP) Operating |  | 200 | [6 empty] | 33.3206 | -100.9817 | 0 | 0 | #DIV/0! | 0%
| Hitchcock Hydro, LLC | 61640 | Texon Hydroelectric Project | MA | Hampden | ISNE | IPP Non-CHP | 1 |  | 1.5 | 1.5 | 1.5 | Conventional Hydroelectric | WAT | HY | 1982 |  |  | (OP) Operating | [8 empty] | 42.2214 | -72.8596 | 0 | 0 | #DIV/0! | 0%
| TG East Wind Project LLC | 64639 | TG East | TX | Knox | ERCO | IPP Non-CHP | ESCA |  | 336 | 336 | 336 | Onshore Wind Turbine | WND | WT | 2022 |  |  | (OP) Operating | [8 empty] | 33.7463 | -99.6655 | 0 | 0 | #DIV/0! | 0%
| TG Windfarm LLC | 56199 | TG Windfarm LLC | MN | Pipestone | MISO | IPP Non-CHP | 1 |  | 2 | 2 | 2 | Onshore Wind Turbine | WND | WT | 2003 |  |  | (OP) Operating | [8 empty] | 43.9897 | -96.2236 | 0 | 0 | #DIV/0! | 0%
| City of Vernon | 56041 | Malburg | CA | Los Angeles | CISO | Electric Utility | M1 | MGS | 130 | 139 | 139 | Natural Gas Fired Combined Cycle | NG | CT | 2005 |  |  | (OP) Operating | [8 empty] | 33.9986 | -118.2219 | 371404.8 | 3078986.922 | 8.2901 | 30.5%
| Sol Systems | 62786 | Thanksgiving Fire Solar Farm, LLC | NC | Johnston | CPLE | IPP Non-CHP | 12087 |  | 2 | 2 | 2 | Solar Photovoltaic | SUN | PV | 2019 |  |  | (OP) Operating |  | 2.8 | [6 empty] | 35.701 | -78.327 | 0 | 0 | #DIV/0! | 0%
| Distributed Solar Development, LLC | 66770 | THD Baltimore DC - 5830 Project Tiger | MD | Baltimore | PJM | IPP Non-CHP | P3685 |  | 1.6 | 1.6 | 1.6 | Solar Photovoltaic | SUN | PV | 2021 |  |  | (OP) Operating |  | 2.6 | [6 empty] | 39.2236 | -76.4835 | 0 | 0 | #DIV/0! | 0%
| Distributed Solar Development, LLC | 67270 | THD Baltimore DCs - 5829 Project Lion | MD | Baltimore | PJM | IPP Non-CHP | P3887 |  | 3.8 | 3.8 | 3.8 | Solar Photovoltaic | SUN | PV | 2021 |  |  | (OP) Operating |  | 5.1 | [6 empty] | 39.222 | -76.4832 | 0 | 0 | #DIV/0! | 0%
| THD NJ Riverview Main Distribution Center Solar Project 2020, LLC | 67087 | THD Quicksilver - MDC Perth Amboy | NJ | Middlesex | NYIS | IPP Non-CHP | P4256 |  | 2.5 | 2.5 | 2.5 | Solar Photovoltaic | SUN | PV | 2022 |  |  | (OP) Operating |  | 4.4 | [6 empty] | 40.55 | -74.25 | 0 | 0 | #DIV/0! | 0%
| Southwestern Public Service Co | 3485 | Plant X | TX | Lamb | SWPP | Electric Utility | 1 |  | 336.4 | 318 | 318 | Natural Gas Steam Turbine | NG | ST | 1956.3333 |  |  | (OP) Operating | [8 empty] | 34.1661 | -102.4114 | 852464.22 | 7704202.23 | 9.0376 | 30.6%
| Nevada Power Co | 55841 | Silverhawk | NV | Clark | NEVP | Electric Utility | CT1 | PB1 | 1120.3 | 1064 | 1052.8 | Natural Gas Fired Combined Cycle | NG | CT | 2012 |  |  | (OP) Operating | [8 empty] | 36.4078 | -114.9606 | 2888904.31 | 21914683.042 | 7.5858 | 31.16%
| Sierra Pacific Power Co | 8224 | North Valmy | NV | Humboldt | NEVP | Electric Utility | 1 |  | 567 | 522 | 522 | Conventional Steam Coal | SUB | ST | 1983 |  |  | (OP) Operating | [8 empty] | 40.8813 | -117.1516 | 1430767.05 | 15585318.017 | 10.893 | 31.29%
| Luminace Solar New Jersey, LLC | 57746 | The City of Vineland at North Vineland | NJ | Cumberland | PJM | IPP Non-CHP | PV1 |  | 2.3 | 2.3 | 2.3 | Solar Photovoltaic | SUN | PV | 2011 |  |  | (OP) Operating |  | 3 | [6 empty] | 39.505 | -74.9977 | 0 | 0 | #DIV/0! | 0%
| Luminace Solar New Jersey, LLC | 57745 | The City of Vineland at West Vineland | NJ | Cumberland | PJM | IPP Non-CHP | PV1 |  | 3.7 | 3.7 | 3.7 | Solar Photovoltaic | SUN | PV | 2011 |  |  | (OP) Operating |  | 4.8 | [6 empty] | 39.4624 | -75.07 | 0 | 0 | #DIV/0! | 0%
| Tesla Inc. | 60461 | The Clorox Company | MD | Harford | PJM | IPP Non-CHP | PV1 |  | 1.6 | 1.6 | 1.6 | Solar Photovoltaic | SUN | PV | 2016 |  |  | (OP) Operating |  | 2.2 | [6 empty] | 39.4721 | -76.2013 | 0 | 0 | #DIV/0! | 0%
| USACE Northwestern Division | 3895 | The Dalles | OR | Wasco | BPAT | Electric Utility | 1 |  | 1819.7 | 1822.7 | 1822 | Conventional Hydroelectric | WAT | HY | 1963.3333 |  |  | (OP) Operating | [8 empty] | 45.614 | -121.1346 | 0 | 0 | #DIV/0! | 0%
| Luminace Solar Illinois 2, LLC | 63968 | The GSI Group LLC at Assumption | IL | Christian | MISO | IPP Non-CHP | GSI |  | 1.5 | 1.5 | 1.5 | Solar Photovoltaic | SUN | PV | 2021 |  |  | (OP) Operating |  | 2 | [6 empty] | 39.513 | -89.0373 | 0 | 0 | #DIV/0! | 0%
| CVI CleanCapital Solar 4 LLC | 58356 | The Lawrenceville School Solar Facility | NJ | Mercer | PJM | IPP Non-CHP | TLS |  | 5.2 | 5.2 | 5.2 | Solar Photovoltaic | SUN | PV | 2012 |  |  | (OP) Operating |  | 6.1 | [6 empty] | 40.3014 | -74.7221 | 0 | 0 | #DIV/0! | 0%
| Duke Energy Indiana, LLC | 7763 | Henry County | IN | Henry | MISO | Electric Utility | 1 |  | 181.5 | 126 | 134 | Natural Gas Fired Combustion Turbine | NG | GT | 2001 |  |  | (OP) Operating | [8 empty] | 39.9528 | -85.5039 | 356528.68 | 3686333.608 | 10.3395 | 31.31%
| Virginia Electric & Power Co | 3954 | Mt Storm | WV | Grant | PJM | Electric Utility | 1 |  | 1680.9 | 1624.5 | 1651.8 | Conventional Steam Coal | BIT | ST | 1967.75 |  |  | (OP) Operating | [8 empty] | 39.2008 | -79.2636 | 4498481 | 44313734.314 | 9.8508 | 31.35%
| Distributed Solar Development, LLC | 67271 | The Source at White Plains (UBS) | NY | Westchester | NYIS | IPP Non-CHP | P3879 |  | 1 | 1 | 1 | Solar Photovoltaic | SUN | PV | 2022 |  |  | (OP) Operating |  | 1.4 | [6 empty] | 41.0285 | -73.7591 | 0 | 0 | #DIV/0! | 0%
| Distributed Solar Development, LLC | 67272 | The Village at Orchard Ridge (TVOR) | VA | Frederick | PJM | IPP Non-CHP | P5412 |  | 1.4 | 1.4 | 1.4 | Solar Photovoltaic | SUN | PV | 2023 |  |  | (OP) Operating |  | 1.8 | [6 empty] | 39.2016 | -78.2139 | 0 | 0 | #DIV/0! | 0%
| Evergy Kansas Central, Inc | 1250 | Lawrence Energy Center | KS | Douglas | SWPP | Electric Utility | 4 |  | 517 | 488 | 488 | Conventional Steam Coal | SUB | ST | 1965.5 |  |  | (OP) Operating | [8 empty] | 39.0072 | -95.2692 | 1342804.29 | 11382740.743 | 8.4768 | 31.41%
| Theodore Drive Solar, LLC | 61296 | Theodore Drive Community Solar | MA | Worcester | ISNE | IPP Non-CHP | 02529 |  | 1.5 | 1.5 | 1.2 | Solar Photovoltaic | SUN | PV | 2018 |  |  | (OP) Operating |  | 2 | [6 empty] | 42.5 | -71.8 | 0 | 0 | #DIV/0! | 0%
| Central Rivers Power US, LLC | 10539 | Theresa Plant | NY | Jefferson | NYIS | IPP Non-CHP | GEN1 |  | 1.3 | 1.3 | 1.2 | Conventional Hydroelectric | WAT | HY | 1928 |  |  | (OP) Operating | [8 empty] | 44.2174 | -75.7952 | 0 | 0 | #DIV/0! | 0%
| Los Angeles Department of Water & Power | 408 | Valley (CA) | CA | Los Angeles | LDWP | Electric Utility | 5 |  | 690.5 | 563 | 563 | Natural Gas Fired Combustion Turbine | NG | GT | 2002.5 |  |  | (OP) Operating | [8 empty] | 34.245 | -118.3913 | 1551616.62 | 10939168.829 | 7.0502 | 31.46%
| California Dept. of Water Resources | 438 | Thermalito | CA | Butte | CISO | Electric Utility | 1 |  | 115.1 | 115.1 | 111.9 | Conventional Hydroelectric | WAT | HY | 1968 |  |  | (OP) Operating | [8 empty] | 39.5149 | -121.6301 | 0 | 0 | #DIV/0! | 0%
| California Dept. of Water Resources | 7129 | Thermalito Diverson Dam | CA | Butte | CISO | Electric Utility | TD1 |  | 3.4 | 3 | 3 | Conventional Hydroelectric | WAT | HY | 1987 |  |  | (OP) Operating | [8 empty] | 39.5287 | -121.5464 | 0 | 0 | #DIV/0! | 0%
| MN8 Energy LLC | 63404 | Thermo Fisher | NJ | Somerset | PJM | IPP Non-CHP | 1 |  | 1.5 | 1.5 | 1.5 | Solar Photovoltaic | SUN | PV | 2013 |  |  | (OP) Operating |  | 1.7 | [6 empty] | 40.5737 | -74.6295 | 0 | 0 | #DIV/0! | 0%
| Thermo No 1 BE 01 LLC | 57353 | Thermo No 1 | UT | Beaver | PACE | IPP Non-CHP | 2 |  | 14 | 14 | 14 | Geothermal | GEO | BT | 2013 |  |  | (OP) Operating | [8 empty] | 38.1607 | -113.1945 | 0 | 0 | #DIV/0! | 0%
| City of Thief River Falls | 2014 | Thief River Falls | MN | Pennington | MISO | Electric Utility | HY1 |  | 6.5 | 5.8 | 5.8 | Conventional Hydroelectric | WAT | HY | 1951.8333 |  |  | (OP) Operating | [8 empty] | 48.1143 | -96.1792 | 0 | 0 | #DIV/0! | 0%
| Thigpen Solar, LLC | 60850 | Thigpen Farms Solar, LLC | NC | Robeson | DUK | IPP Non-CHP | PV1 |  | 5 | 5 | 5 | Solar Photovoltaic | SUN | PV | 2023 |  |  | (OP) Operating |  | 7.5 | [6 empty] | 34.7092 | -79.3519 | 0 | 0 | #DIV/0! | 0%
| City of Kansas City - (KS) | 6064 | Nearman Creek | KS | Wyandotte | SWPP | Electric Utility | 1 |  | 365 | 315 | 315 | Conventional Steam Coal | SUB | ST | 1993.5 |  |  | (OP) Operating | [8 empty] | 39.1681 | -94.6975 | 869587.1 | 10378279.859 | 11.9347 | 31.51%
| Oklahoma Gas & Electric Co | 55457 | McClain Energy Facility | OK | McClain | SWPP | Electric Utility | CT1 | G011 | 551.3 | 486.7 | 486.7 | Natural Gas Fired Combined Cycle | NG | CT | 2001 |  |  | (OP) Operating | [8 empty] | 35.2977 | -97.5898 | 1350214.93 | 14174070.987 | 10.4976 | 31.67%
| Florida Power & Light Co | 65917 | Thomas Creek | FL | Nassau | FPL | Electric Utility | 1 |  | 74.5 | 74.5 | 74.5 | Solar Photovoltaic | SUN | PV | 2025 |  |  | (OP) Operating | [8 empty] | 30.52 | -81.8868 | 0 | 0 | #DIV/0! | 0%
| Neighborhood Power Corp. | 63443 | Thomas Creek Solar | OR | Clackamas | PGE | IPP Non-CHP | W9318 |  | 2.2 | 2.2 | 2.2 | Solar Photovoltaic | SUN | PV | 2019 |  |  | (OP) Operating |  | 3 | [6 empty] | 45.1314 | -122.6195 | 0 | 0 | #DIV/0! | 0%
| Shawville Power, LLC | 3131 | Shawville | PA | Clearfield | PJM | IPP Non-CHP | 1 |  | 632 | 602 | 595.7 | Natural Gas Steam Turbine | NG | ST | 1959 |  |  | (OP) Operating | [8 empty] | 41.0675 | -78.3662 | 1662161.26 | 17226003.289 | 10.3636 | 31.68%
| Evergy Metro | 6065 | Iatan | MO | Platte | SWPP | Electric Utility | 1 |  | 1753.9 | 1602.2 | 1602.2 | Conventional Steam Coal | SUB | ST | 1995 |  |  | (OP) Operating | [8 empty] | 39.4472 | -94.98 | 4473944.03 | 43323381.399 | 9.6835 | 31.88%
| Evergy Kansas Central, Inc | 6068 | Jeffrey Energy Center | KS | Pottawatomie | SWPP | Electric Utility | 1 |  | 2160 | 2178.8 | 2178.8 | Conventional Steam Coal | SUB | ST | 1980.3333 |  |  | (OP) Operating | [8 empty] | 39.2865 | -96.1172 | 6131820.65 | 59341253.194 | 9.6776 | 32.13%
| Thomas Solar | 62352 | Thomas Solar | SC | Lee | CPLE | IPP Non-CHP | 81 |  | 2 | 2 | 2 | Solar Photovoltaic | SUN | PV | 2024 |  |  | (OP) Operating |  | 2.8 | [6 empty] | 34.0879 | -80.1155 | 0 | 0 | #DIV/0! | 0%
| NorthWestern Energy (MT Hydro) | 2195 | Thompson Falls | MT | Sanders | NWMT | Electric Utility | TF1 |  | 98.1 | 93.5 | 94 | Conventional Hydroelectric | WAT | HY | 1915.8571 |  |  | (OP) Operating | [8 empty] | 47.5932 | -115.3582 | 0 | 0 | #DIV/0! | 0%
| ALLETE, Inc. | 1901 | Thomson | MN | Carlton | MISO | Electric Utility | 1 |  | 72.6 | 76.2 | 76.2 | Conventional Hydroelectric | WAT | HY | 1917.1667 |  |  | (OP) Operating | [8 empty] | 46.655 | -92.3333 | 0 | 0 | #DIV/0! | 0%
| Tennessee Valley Authority | 3403 | Gallatin (TN) | TN | Sumner | TVA | Electric Utility | 1 |  | 1918.4 | 1555.6 | 1717.6 | Conventional Steam Coal | BIT | ST | 1977.5833 | 12 | 2031 | (OP) Operating | [8 empty] | 36.3156 | -86.4006 | 4628021.87 | 46599128.579 | 10.0689 | 32.28%
| Wisconsin Electric Power Co | 55011 | Whitewater Generating Station | WI | Jefferson | MISO | Electric Utility | CTG1 | CC1 | 283.5 | 261 | 272 | Natural Gas Fired Combined Cycle | NG | CT | 1997 |  |  | (OP) Operating | [8 empty] | 42.8555 | -88.7299 | 759716.93 | 5931312.373 | 7.8073 | 32.54%
| Northern States Power Co - Minnesota | 3988 | Thornapple | WI | Rusk | MISO | Electric Utility | 1 |  | 1.4 | 0.8 | 0.8 | Conventional Hydroelectric | WAT | HY | 1928 |  |  | (OP) Operating | [8 empty] | 45.4111 | -91.2183 | 0 | 0 | #DIV/0! | 0%
| Black Hills Service Company LLC | 57703 | Cheyenne Prairie Generating Station | WY | Laramie | WACM | Electric Utility | 01A | PB1 | 140 | 131 | 131 | Natural Gas Fired Combined Cycle | NG | CT | 2014 |  |  | (OP) Operating | [8 empty] | 41.1236 | -104.72 | 373617.38 | 3638469.282 | 9.7385 | 32.56%
| Public Service Co of Oklahoma | 2963 | Northeastern | OK | Rogers | SWPP | Electric Utility | 1 | NE1S | 1477.5 | 1342 | 1389 | Natural Gas Fired Combined Cycle | NG | CA | 1982 |  |  | (OP) Operating | [8 empty] | 36.4317 | -95.7008 | 3894962.46 | 43120310.622 | 11.0708 | 32.56%
| Ecoplexus, Inc | 59152 | Thornton PV1 | NC | Greene | DUK | IPP Non-CHP | THOR1 |  | 5 | 5 | 5 | Solar Photovoltaic | SUN | PV | 2015 |  |  | (OP) Operating |  | 6.5 | [6 empty] | 35.3958 | -77.6617 | 0 | 0 | #DIV/0! | 0%
| NRG Cedar Bayou Development Company LLC | 56806 | Cedar Bayou 4 | TX | Chambers | ERCO | IPP Non-CHP | 4 | CBY4 | 535.5 | 504 | 532 | Natural Gas Fired Combined Cycle | NG | CA | 2009 |  |  | (OP) Operating | [8 empty] | 29.7516 | -94.9231 | 1479834.29 | 14794607.595 | 9.9975 | 32.61%
| Duke Energy Carolinas, LLC | 2750 | Thorpe | NC | Jackson | DUK | Electric Utility | 1 |  | 21.6 | 19.7 | 19.7 | Conventional Hydroelectric | WAT | HY | 1941 |  |  | (OP) Operating | [8 empty] | 35.234 | -83.1254 | 0 | 0 | #DIV/0! | 0%
| Idaho Power Co | 820 | Thousand Springs | ID | Gooding | IPCO | Electric Utility | 3 |  | 6.8 | 6.7 | 6.7 | Conventional Hydroelectric | WAT | HY | 1920 |  |  | (OP) Operating | [8 empty] | 42.7405 | -114.8367 | 0 | 0 | #DIV/0! | 0%
| Idaho Wind Partners 1 LLC | 56442 | Thousand Springs Wind Park | ID | Twin Falls | IPCO | IPP Non-CHP | TSWP |  | 12 | 12 | 12 | Onshore Wind Turbine | WND | WT | 2011 |  |  | (OP) Operating | [8 empty] | 42.8703 | -114.9678 | 0 | 0 | #DIV/0! | 0%
| Three Bridge Farm, LLC | 62540 | Three Bridge | NC | Robeson | CPLE | IPP Non-CHP | PGR01 |  | 2 | 2 | 2 | Solar Photovoltaic | SUN | PV | 2018 |  |  | (OP) Operating |  | 2.6 | [6 empty] | 34.6705 | -79.2001 | 0 | 0 | #DIV/0! | 0%
| Three Corners Solar, LLC | 66955 | Three Corners Solar | ME | Waldo | ISNE | IPP Non-CHP | 18099 |  | 110 | 110 | 110 | Solar Photovoltaic | SUN | PV | 2024 |  |  | (OP) Operating |  | 151.7 | [6 empty] | 44.6126 | -69.4518 | 0 | 0 | #DIV/0! | 0%
| Florida Power & Light Co | 65863 | Three Creeks | FL | Manatee | FPL | Electric Utility | 1 |  | 74.5 | 74.5 | 74.5 | Solar Photovoltaic | SUN | PV | 2024 |  |  | (OP) Operating |  | 102.03 | [6 empty] | 27.5793 | -82.2606 | 0 | 0 | #DIV/0! | 0%
| Grizzly Mountain Ranch | 54308 | Three Forks Water Power Project | CA | Trinity | CISO | IPP Non-CHP | 1 |  | 1.3 | 1.2 | 1.2 | Conventional Hydroelectric | WAT | HY | 1984 |  |  | (OP) Operating | [8 empty] | 40.1998 | -123.5231 | 0 | 0 | #DIV/0! | 0%
| Onward Energy | 60432 | Three Peaks Power | UT | Iron | PACE | IPP Non-CHP | TPP |  | 80 | 80 | 80 | Solar Photovoltaic | SUN | PV | 2016 |  |  | (OP) Operating |  | 107.8 | [6 empty] | 37.8271 | -113.1371 | 0 | 0 | #DIV/0! | 0%
| ASD Three Rivers Road MA Solar LLC | 64844 | Three Rivers Solar LLC | MA | Hampden | ISNE | IPP Non-CHP | TRB |  | 5.4 | 5.4 | 5.4 | Batteries | MWH | BA | 2024 |  |  | (OP) Operating | 2.8 | [7 empty] | 42.1688 | -72.3944 | 0 | 0 | #DIV/0! | 0%
| Threemile Canyon Wind I, LLC | 56933 | Threemile Canyon | OR | Morrow | PACW | IPP Non-CHP | 1 |  | 9.9 | 9.9 | 9.9 | Onshore Wind Turbine | WND | WT | 2009 |  |  | (OP) Operating | [8 empty] | 45.6758 | -119.9375 | 0 | 0 | #DIV/0! | 0%
| City of San Antonio - (TX) | 3441 | Nueces Bay | TX | Nueces | ERCO | Electric Utility | 7 | CC1 | 730.2 | 633 | 655 | Natural Gas Fired Combined Cycle | NG | CA | 1997.3333 |  |  | (OP) Operating | [8 empty] | 27.8194 | -97.4192 | 1853817.36 | 13143123.947 | 7.0898 | 32.86%
| Gainesville Regional Utilities | 57241 | Deerhaven Renewable | FL | Alachua | GVL | Electric Utility | 1 |  | 116.1 | 102.5 | 102.5 | Wood/Wood Waste Biomass | WDS | ST | 2013 |  |  | (OP) Operating | [8 empty] | 29.7675 | -82.3964 | 295362.83 | 4101776.666 | 13.8872 | 32.89%
| Thunder Ranch Wind Project, LLC | 61269 | Thunder Ranch Wind Project | OK | Noble | SWPP | IPP Non-CHP | WT1 |  | 297.8 | 297.8 | 297.8 | Onshore Wind Turbine | WND | WT | 2017 |  |  | (OP) Operating | [8 empty] | 36.522 | -97.145 | 0 | 0 | #DIV/0! | 0%
| Montana-Dakota Utilities Co | 58965 | Thunder Spirit Wind, LLC | ND | Adams | MISO | Electric Utility | 2 |  | 155.5 | 155.5 | 155.5 | Onshore Wind Turbine | WND | WT | 2016.5 |  |  | (OP) Operating | [8 empty] | 46.075 | -102.5633 | 0 | 0 | #DIV/0! | 0%
| Thunder Wolf Energy Center, LLC | 63776 | Thunder Wolf Energy Center Hybrid | CO | Pueblo | PSCO | IPP Non-CHP | TW100 |  | 348 | 348 | 348 | Batteries | MWH | BA | 2023 |  |  | (OP) Operating | 400 | [7 empty] | 38.1899 | -104.398 | 0 | 0 | #DIV/0! | 0%
| Basin Electric Power Coop | 56606 | Culbertson Generation Station | MT | Roosevelt | SWPP | Electric Utility | 01 |  | 108.2 | 85 | 95 | Natural Gas Fired Combustion Turbine | NG | GT | 2010 |  |  | (OP) Operating | [8 empty] | 48.21 | -104.3917 | 259384 | 2280059.591 | 8.7903 | 32.9%
| Cypress Creek Renewables | 60334 | Thunderegg Solar Center, LLC | OR | Malheur | IPCO | IPP Non-CHP | TSC1 |  | 10 | 10 | 10 | Solar Photovoltaic | SUN | PV | 2016 |  |  | (OP) Operating |  | 13 | [6 empty] | 43.931 | -116.9876 | 0 | 0 | #DIV/0! | 0%
| Thunderhead Solar, LLC | 65111 | Thunderhead | NC | Randolph | CPLE | IPP Non-CHP | THU |  | 2.6 | 2.6 | 2.6 | Solar Photovoltaic | SUN | PV | 2021 |  |  | (OP) Operating |  | 2.7 | [6 empty] | 35.751 | -79.7899 | 0 | 0 | #DIV/0! | 0%
| Invenergy Services LLC | 62956 | Thunderhead Wind Energy LLC | NE | Antelope | SWPP | IPP Non-CHP | GEN1 |  | 300 | 300 | 300 | Onshore Wind Turbine | WND | WT | 2022 |  |  | (OP) Operating | [8 empty] | 42.062 | -98.239 | 0 | 0 | #DIV/0! | 0%
| City of Woonsocket | 54688 | Thundermist Hydro | RI | Providence | ISNE | IPP Non-CHP | HYD1 |  | 1.2 | 1.1 | 1.1 | Conventional Hydroelectric | WAT | HY | 1981 |  |  | (OP) Operating | [8 empty] | 41.999 | -71.5174 | 0 | 0 | #DIV/0! | 0%
| Alabama Power Co | 19 | Thurlow Dam | AL | Elmore | SOCO | Electric Utility | 1 |  | 91 | 79.9 | 77.9 | Conventional Hydroelectric | WAT | HY | 1931 |  |  | (OP) Operating | [8 empty] | 32.5354 | -85.8876 | 0 | 0 | #DIV/0! | 0%
| Tampa Electric Co | 59769 | TIA Solar | FL | Hillsborough | TEC | Electric Utility | 1 |  | 1.6 | 1.6 | 1.6 | Solar Photovoltaic | SUN | PV | 2015 |  |  | (OP) Operating |  | 2 | [6 empty] | 27.9658 | -82.5328 | 0 | 0 | #DIV/0! | 0%
| Tiber Montana LLC | 56499 | Tiber Dam Hydroelectric Plant | MT | Liberty | WAUW | IPP Non-CHP | HY1 |  | 7.5 | 7.5 | 7.5 | Conventional Hydroelectric | WAT | HY | 2004 |  |  | (OP) Operating | [8 empty] | 48.318 | -111.1018 | 0 | 0 | #DIV/0! | 0%
| Heelstone Energy Holdings, LLC | 59217 | Tiburon Holdings | NC | Davie | DUK | IPP Non-CHP | PV1 |  | 5 | 5 | 5 | Solar Photovoltaic | SUN | PV | 2016 |  |  | (OP) Operating |  | 6.6 | [6 empty] | 35.9033 | -80.4169 | 0 | 0 | #DIV/0! | 0%
| EnterSolar | 63354 | Ticket Network South Windsor | CT | Hartford | ISNE | IPP Non-CHP | TNSW |  | 1 | 1 | 1 | Solar Photovoltaic | SUN | PV | 2018 |  |  | (OP) Operating |  | 1.4 | [6 empty] | 41.8215 | -72.5074 | 0 | 0 | #DIV/0! | 0%
| Neighborhood Power Corp. | 63442 | Tickle Creek Solar | OR | Clackamas | PGE | IPP Non-CHP | W9317 |  | 1.9 | 1.9 | 1.9 | Solar Photovoltaic | SUN | PV | 2019 |  |  | (OP) Operating |  | 2.3 | [6 empty] | 45.375 | -122.265 | 0 | 0 | #DIV/0! | 0%
| Ticon Solar, LLC | 68115 | Ticon Solar | NY | Essex | NYIS | IPP Non-CHP | TICON |  | 5 | 5 | 5 | Solar Photovoltaic | SUN | PV | 2024 |  |  | (OP) Operating |  | 7.5 | [6 empty] | 43.868 | -73.44 | 0 | 0 | #DIV/0! | 0%
| Southern Illinois Power Coop | 976 | Marion | IL | Williamson | MISO | Electric Utility | 1 |  | 249 | 260 | 300 | Conventional Steam Coal | BIT | ST | 1979 |  |  | (OP) Operating | [8 empty] | 37.6197 | -88.9531 | 807479.81 | 11720742.845 | 14.5152 | 32.92%
| PowerSouth Energy Cooperative | 533 | McWilliams | AL | Covington | SOCO | Electric Utility | 1 | MCWM | 654 | 650 | 744 | Natural Gas Fired Combined Cycle | NG | CA | 1981.2857 |  |  | (OP) Operating | [8 empty] | 31.4003 | -86.4764 | 2017612.21 | 21201643.386 | 10.5083 | 33.04%
| Strata Manager, LLC | 60429 | Tides Lane Farm | NC | Franklin | CPLE | IPP Non-CHP | PV1 |  | 3.7 | 3.7 | 3.7 | Solar Photovoltaic | SUN | PV | 2019 |  |  | (OP) Operating |  | 4.8 | [6 empty] | 36.0694 | -78.2988 | 0 | 0 | #DIV/0! | 0%
| VESI 10 LLC | 64743 | Tierra Buena Energy Storage | CA | Sutter | CISO | IPP Non-CHP | TB1 |  | 5 | 5 | 5 | Batteries | MWH | BA | 2022 |  |  | (OP) Operating | 2.5 | [7 empty] | 39.1713 | -121.6621 | 0 | 0 | #DIV/0! | 0%
| City of Burbank Water and Power | 57496 | Tieton Dam Hydro Electric Project | WA | Yakima | PACW | Electric Utility | UNIT1 |  | 13.8 | 13.8 | 13.8 | Conventional Hydroelectric | WAT | HY | 2006 |  |  | (OP) Operating | [8 empty] | 46.658 | -121.1287 | 0 | 0 | #DIV/0! | 0%
| Nautilus Solar Solutions | 67335 | Tiffany | NY | Chenango | NYIS | IPP Non-CHP | SC |  | 5 | 5 | 5 | Solar Photovoltaic | SUN | PV | 2022 |  |  | (OP) Operating |  | 6.4 | [6 empty] | 42.5832 | -75.4703 | 0 | 0 | #DIV/0! | 0%
| Madison Energy Investments LLC | 67246 | Tift Bowen | GA | Tift | SOCO | IPP Non-CHP | TBPV1 |  | 1.9 | 1.9 | 1.9 | Solar Photovoltaic | SUN | PV | 2023 |  |  | (OP) Operating |  | 2.7 | [6 empty] | 31.4576 | -83.5589 | 0 | 0 | #DIV/0! | 0%
| Westbound Solar 3, LLC | 68609 | Tift Boyd | GA | Tift | SOCO | IPP Non-CHP | TBOYD |  | 2.9 | 2.9 | 2.9 | Solar Photovoltaic | SUN | PV | 2022 |  |  | (OP) Operating |  | 4 | [6 empty] | 31.5059 | -83.5115 | 0 | 0 | #DIV/0! | 0%
| Madison Energy Investments LLC | 67245 | Tift Fletcher | GA | Tift | SOCO | IPP Non-CHP | TFPV1 |  | 3 | 3 | 3 | Solar Photovoltaic | SUN | PV | 2023 |  |  | (OP) Operating |  | 4 | [6 empty] | 31.4938 | -83.4967 | 0 | 0 | #DIV/0! | 0%
| Entergy Texas Inc. | 3459 | Sabine | TX | Orange | MISO | Electric Utility | 1 |  | 1811.8 | 1493.5 | 1510.6 | Natural Gas Steam Turbine | NG | ST | 1970.25 | 10 | 2026 | (OP) Operating | [8 empty] | 30.0242 | -93.878 | 4362461.9 | 44176514.342 | 10.1265 | 33.15%
| Pacific Gas & Electric Co. | 287 | Tiger Creek | CA | Amador | CISO | Electric Utility | H1 |  | 52.2 | 58 | 58 | Conventional Hydroelectric | WAT | HY | 1931 |  |  | (OP) Operating | [8 empty] | 38.4493 | -120.4926 | 0 | 0 | #DIV/0! | 0%
| Consolidated Edison Solutions Inc. | 58749 | Tihonet Solar | MA | Plymouth | ISNE | IPP Non-CHP | TSMA |  | 1 | 1 | 1 | Solar Photovoltaic | SUN | PV | 2014 |  |  | (OP) Operating |  | 1.4 | [6 empty] | 41.7875 | -70.7233 | 0 | 0 | #DIV/0! | 0%
| DG Minnesota CSG, LLC | 62098 | Tiller CSG | MN | Sherburne | MISO | IPP Non-CHP | TILLE |  | 5 | 5 | 5 | Solar Photovoltaic | SUN | PV | 2018 |  |  | (OP) Operating |  | 6.3 | [6 empty] | 45.435 | -94.0403 | 0 | 0 | #DIV/0! | 0%
| Duke Energy Progress - (NC) | 2714 | Tillery | NC | Montgomery | CPLE | Electric Utility | 1 |  | 84 | 85 | 85 | Conventional Hydroelectric | WAT | HY | 1936 |  |  | (OP) Operating | [8 empty] | 35.2067 | -80.0648 | 0 | 0 | #DIV/0! | 0%
| Kentucky Power Co | 3948 | Mitchell (WV) | WV | Marshall | PJM | Electric Utility | 1 |  | 1632.6 | 1560 | 1560 | Conventional Steam Coal | BIT | ST | 1971 |  |  | (OP) Operating | [8 empty] | 39.8297 | -80.8153 | 4556242.84 | 45983134.706 | 10.0923 | 33.34%
| MN8 Energy LLC | 60771 | Timber Creek HS | NJ | Camden | PJM | IPP Non-CHP | PV1 |  | 1.3 | 1.3 | 1.3 | Solar Photovoltaic | SUN | PV | 2013 |  |  | (OP) Operating |  | 1.4 | [6 empty] | 39.7602 | -75.0148 | 0 | 0 | #DIV/0! | 0%
| Paulding Wind Farm IV LLC | 62944 | Timber Road IV | OH | Paulding | PJM | IPP Non-CHP | TRIV |  | 125.1 | 125.1 | 125.1 | Onshore Wind Turbine | WND | WT | 2020 |  |  | (OP) Operating | [8 empty] | 41.121 | -84.751 | 0 | 0 | #DIV/0! | 0%
| Timber Road Solar Park | 66250 | Timber Road Solar Park | OH | Paulding | PJM | IPP Non-CHP | GEN01 |  | 49.9 | 49.9 | 49.9 | Solar Photovoltaic | SUN | PV | 2023 |  |  | (OP) Operating |  | 72 | [6 empty] | 41.0923 | -84.7257 | 0 | 0 | #DIV/0! | 0%
| Public Service Co of NM | 55039 | Rio Bravo | NM | Bernalillo | PNM | Electric Utility | GT1 |  | 150 | 140.7 | 149 | Natural Gas Fired Combustion Turbine | NG | GT | 2000 |  |  | (OP) Operating | [8 empty] | 35.026 | -106.644 | 423442.15 | 4903615.078 | 11.5804 | 33.37%
| Timbermill Wind | 67910 | Timbermill Wind, LLC | NC | Chowan | PJM | IPP Non-CHP | TIMBY |  | 189 | 189 | 189 | Onshore Wind Turbine | WND | WT | 2024 |  |  | (OP) Operating | [8 empty] | 36.1519 | -76.601 | 0 | 0 | #DIV/0! | 0%
| Tesla Inc. | 60904 | Time Warner Cable - Knowles | NY | Steuben | NYIS | IPP Non-CHP | PV1 |  | 2 | 2 | 2 | Solar Photovoltaic | SUN | PV | 2018 |  |  | (OP) Operating |  | 2.8 | [6 empty] | 42.3374 | -77.3753 | 0 | 0 | #DIV/0! | 0%
| AES Distributed Energy | 61577 | Time Warner Cable Enterprises - Martino | NY | Oneida | NYIS | IPP Non-CHP | MRT01 |  | 2 | 2 | 2 | Solar Photovoltaic | SUN | PV | 2018 |  |  | (OP) Operating |  | 2.8 | [6 empty] | 43.1837 | -75.4305 | 0 | 0 | #DIV/0! | 0%
| Elora LLC | 65974 | Timmerman (CSG) | MN | Lyon | MISO | IPP Non-CHP | TIMM |  | 1 | 1 | 1 | Solar Photovoltaic | SUN | PV | 2022 |  |  | (OP) Operating |  | 1.7 | [6 empty] | 44.2346 | -95.8813 | 0 | 0 | #DIV/0! | 0%
| Madison Energy Holdings LLC | 63904 | Timonium Fairgrounds | MD | Baltimore | PJM | IPP Non-CHP | FAIR1 |  | 1.9 | 1.9 | 1.9 | Solar Photovoltaic | SUN | PV | 2020 |  |  | (OP) Operating |  | 2.6 | [6 empty] | 39.447 | -76.63 | 0 | 0 | #DIV/0! | 0%
| Portland General Electric Co | 60868 | Timothy Lake Powerhouse | OR | Clackamas | PGE | Electric Utility | 1 |  | 1.2 | 1.1 | 1.1 | Conventional Hydroelectric | WAT | HY | 2018 |  |  | (OP) Operating | [8 empty] | 45.3705 | -121.7565 | 0 | 0 | #DIV/0! | 0%
| Tennessee Valley Authority | 3417 | Tims Ford | TN | Franklin | TVA | Electric Utility | 1 |  | 45.7 | 40.2 | 36.7 | Conventional Hydroelectric | WAT | HY | 1979.5 |  |  | (OP) Operating | [8 empty] | 35.1967 | -86.2783 | 0 | 0 | #DIV/0! | 0%
| Interstate Power and Light Co | 6254 | Ottumwa | IA | Wapello | MISO | Electric Utility | 1 |  | 725.9 | 705.2 | 719.7 | Conventional Steam Coal | SUB | ST | 1981 |  |  | (OP) Operating | [8 empty] | 41.0961 | -92.5558 | 2088197.41 | 22206851.986 | 10.6345 | 33.46%
| Strata Manager, LLC | 65550 | Tinker (NC) | NC | Chatham | CPLE | IPP Non-CHP | TINKR |  | 4.8 | 4.8 | 4.8 | Solar Photovoltaic | SUN | PV | 2018 |  |  | (OP) Operating |  | 6.6 | [6 empty] | 35.6883 | -79.1369 | 0 | 0 | #DIV/0! | 0%
| Tinton Falls Solar | 58483 | Tinton Falls Solar Farm | NJ | Monmouth | PJM | IPP Non-CHP | UNIT1 |  | 16 | 16 | 16 | Solar Photovoltaic | SUN | PV | 2012 |  |  | (OP) Operating |  | 19 | [6 empty] | 40.2639 | -74.0842 | 0 | 0 | #DIV/0! | 0%
| Sunlight General Morris Solar LLC | 58917 | Tioga Solar Morris County 1 LLC | NJ | Morris | PJM | Commercial Non-CHP | MMIR |  | 1 | 0.9 | 0.9 | Solar Photovoltaic | SUN | PV | 2011 |  |  | (OP) Operating |  | 0.96 | [6 empty] | 40.8153 | -74.4758 | 0 | 0 | #DIV/0! | 0%
| 237 State Route 96 Site 1, LLC | 64561 | Tioga Solar North(CSG) | NY | Tioga | NYIS | IPP Non-CHP | TSN |  | 5 | 5 | 5 | Solar Photovoltaic | SUN | PV | 2021 |  |  | (OP) Operating |  | 6.6 | [6 empty] | 42.1413 | -76.288 | 0 | 0 | #DIV/0! | 0%
| 237 State Route 96 Site 2, LLC | 64560 | Tioga Solar South(CSG) | NY | Tioga | NYIS | IPP Non-CHP | TSS |  | 5 | 5 | 5 | Solar Photovoltaic | SUN | PV | 2021 |  |  | (OP) Operating |  | 6.6 | [6 empty] | 42.1413 | -76.288 | 0 | 0 | #DIV/0! | 0%
| Duke Energy Indiana, LLC | 63137 | Tippecanoe Solar Power Plant | IN | Tippecanoe | MISO | Electric Utility | PV1 |  | 1.6 | 1.6 | 1.6 | Solar Photovoltaic | SUN | PV | 2019 |  |  | (OP) Operating |  | 2.4 | [6 empty] | 40.4211 | -86.9402 | 0 | 0 | #DIV/0! | 0%
| Old Dominion Electric Coop | 59220 | Wildcat Point Generation Facility | MD | Cecil | PJM | Electric Utility | CT1 | CC1 | 1113.6 | 991.3 | 1089.6 | Natural Gas Fired Combined Cycle | NG | CT | 2018 |  |  | (OP) Operating | [8 empty] | 39.7194 | -76.1616 | 3053211.04 | 20999443.304 | 6.8778 | 33.5%
| Pacifico Power | 68547 | Tipton 1 - (CA) | CA | Tulare | CISO | IPP Non-CHP | TIP1B |  | 5.2 | 5.2 | 5.2 | Batteries | MWH | BA | 2024 |  |  | (OP) Operating | 3.9 | [7 empty] | 36.0502 | -119.3147 | 0 | 0 | #DIV/0! | 0%
| Pacifico Power | 68548 | Tipton 2 - (CA) | CA | Tulare | CISO | IPP Non-CHP | TIP2B |  | 2.8 | 2.8 | 2.8 | Batteries | MWH | BA | 2024 |  |  | (OP) Operating | 2.9 | [7 empty] | 36.0502 | -119.3147 | 0 | 0 | #DIV/0! | 0%
| Indiana Municipal Power Agency | 62305 | Tipton Solar Park | IN | Tipton | MISO | Electric Utility | STIP |  | 5.3 | 5.3 | 4.2 | Solar Photovoltaic | SUN | PV | 2019 |  |  | (OP) Operating |  | 6.7 | [6 empty] | 40.2761 | -86.0769 | 0 | 0 | #DIV/0! | 0%
| Clean Focus Yield, LLC | 59573 | Tisbury Landfill Solar | MA | Dukes | ISNE | IPP Non-CHP | TIS1 |  | 1.1 | 1.1 | 1.1 | Solar Photovoltaic | SUN | PV | 2014 |  |  | (OP) Operating |  | 1.2 | [6 empty] | 41.4447 | -70.6131 | 0 | 0 | #DIV/0! | 0%
| MN8 Energy LLC | 58364 | Tissington Solar | NJ | Sussex | PJM | IPP Non-CHP | MC |  | 3 | 3 | 3 | Solar Photovoltaic | SUN | PV | 2019 |  |  | (OP) Operating |  | 3.6 | [6 empty] | 41.2003 | -74.4919 | 0 | 0 | #DIV/0! | 0%
| Titan Solar, LLC | 61811 | Titan Solar | CO | Arapahoe | PSCO | IPP Non-CHP | PCEC |  | 50 | 50 | 50 | Solar Photovoltaic | SUN | PV | 2018 |  |  | (OP) Operating |  | 67.6 | [6 empty] | 39.6865 | -104.014 | 0 | 0 | #DIV/0! | 0%
| Titan Solar 1, LLC | 63932 | Titan Solar 1 (CA) | CA | Imperial | CISO | IPP Non-CHP | TITN1 |  | 70 | 70 | 70 | Solar Photovoltaic | SUN | PV | 2020 |  |  | (OP) Operating |  | 98 | [6 empty] | 33.1258 | -115.9111 | 0 | 0 | #DIV/0! | 0%
| SE Titan, LLC | 63320 | Titan Solar Project | TX | Culberson | ERCO | IPP Non-CHP | IPTTN |  | 260 | 260 | 260 | Solar Photovoltaic | SUN | PV | 2021 |  |  | (OP) Operating |  | 367 | [6 empty] | 31.7004 | -104.4581 | 0 | 0 | #DIV/0! | 0%
| Titlow Garden LLC | 66004 | Titlow Garden LLC CSG | MN | Sibley | MISO | IPP Non-CHP | TTLOW |  | 1 | 1 | 1 | Solar Photovoltaic | SUN | PV | 2023 |  |  | (OP) Operating |  | 1.4 | [6 empty] | 44.5434 | -94.2229 | 0 | 0 | #DIV/0! | 0%
| Wabash Valley Power Assn, Inc | 57842 | Wabash Valley Power IGCC | IN | Vigo | MISO | Electric Utility | 1A |  | 192 | 154 | 182 | Natural Gas Fired Combustion Turbine | NG | GT | 1995 |  |  | (OP) Operating | [8 empty] | 39.53 | -87.4247 | 494104.79 | 5156544.602 | 10.4361 | 33.57%
| Janssen Pharmaceutical Co | 57815 | Titusville Solar | NJ | Mercer | PJM | Commercial Non-CHP | PV1 |  | 3.5 | 3.5 | 3.5 | Solar Photovoltaic | SUN | PV | 2010 |  |  | (OP) Operating |  | 4.1 | [6 empty] | 40.2928 | -74.8472 | 0 | 0 | #DIV/0! | 0%
| City of Tallahassee - (FL) | 688 | Arvah B Hopkins | FL | Leon | TAL | Electric Utility | 2 | CC1 | 673.1 | 484.5 | 518.5 | Natural Gas Fired Combined Cycle | NG | CA | 2010.1111 |  |  | (OP) Operating | [8 empty] | 30.4522 | -84.4 | 1481090.93 | 11391611.37 | 7.6914 | 33.71%
| Dimension Energy LLC | 68399 | TJA-NY- Dix Solar Farm LLC | NY | Schuyler | NYIS | IPP Non-CHP | DIXNY |  | 3.9 | 3.8 | 3.9 | Solar Photovoltaic | SUN | PV | 2024 |  |  | (OP) Operating |  | 4.7 | [6 empty] | 42.3085 | -76.891 | 0 | 0 | #DIV/0! | 0%
| Dimension Energy LLC | 68401 | TJA-NY-1454 CR 15 Oswegatchie, LLC | NY | St Lawrence | NYIS | IPP Non-CHP | OSWEG |  | 4.9 | 4.9 | 4.9 | Solar Photovoltaic | SUN | PV | 2024 |  |  | (OP) Operating |  | 6.7 | [6 empty] | 44.6013 | -75.354 | 0 | 0 | #DIV/0! | 0%
| Dimension Energy LLC | 68404 | TJA-NY-Barrett Rd New Woodstock, LLC | NY | Madison | NYIS | IPP Non-CHP | BARNY |  | 4.7 | 4.7 | 4.7 | Solar Photovoltaic | SUN | PV | 2024 |  |  | (OP) Operating |  | 6 | [6 empty] | 42.8303 | -75.8271 | 0 | 0 | #DIV/0! | 0%
| Dimension Energy LLC | 68403 | TJA-NY-Canton Solar Farm LLC | NY | St Lawrence | NYIS | IPP Non-CHP | CANTO |  | 4.9 | 4.9 | 4.9 | Solar Photovoltaic | SUN | PV | 2024 |  |  | (OP) Operating |  | 6.6 | [6 empty] | 44.6016 | -75.1316 | 0 | 0 | #DIV/0! | 0%
| Dimension Energy LLC | 68400 | TJA-NY-Chestnut Ridge Rd Moravia, LLC | NY | Cayuga | NYIS | IPP Non-CHP | CHEST |  | 3.6 | 3.6 | 3.6 | Solar Photovoltaic | SUN | PV | 2024 |  |  | (OP) Operating |  | 4.7 | [6 empty] | 42.7266 | -76.3946 | 0 | 0 | #DIV/0! | 0%
| Dimension Energy LLC | 68402 | TJA-NY-Cohocton Solar Farm, LLC | NY | Steuben | NYIS | IPP Non-CHP | COHOC |  | 5 | 5 | 5 | Solar Photovoltaic | SUN | PV | 2024 |  |  | (OP) Operating |  | 6.8 | [6 empty] | 42.5451 | -77.4569 | 0 | 0 | #DIV/0! | 0%
| SoCore Energy LLC | 67827 | TJX 2021 DG El Paso DC | TX | El Paso | EPE | IPP Non-CHP | PV1 |  | 1.5 | 1.5 | 1.5 | Solar Photovoltaic | SUN | PV | 2024 |  |  | (OP) Operating |  | 1.8 | [6 empty] | 31.8077 | -106.3378 | 0 | 0 | #DIV/0! | 0%
| SoCore Energy LLC | 67825 | TJX Las Vegas | NV | Clark | NEVP | IPP Non-CHP | PV1 |  | 1 | 1 | 1 | Solar Photovoltaic | SUN | PV | 2019 |  |  | (OP) Operating |  | 1.4 | [6 empty] | 36.251 | -115.0816 | 0 | 0 | #DIV/0! | 0%
| SoCore Energy LLC | 67824 | TJX Phoenix | AZ | Maricopa | SRP | IPP Non-CHP | PV1 |  | 2.9 | 2.9 | 2.9 | Solar Photovoltaic | SUN | PV | 2018 |  |  | (OP) Operating |  | 4 | [6 empty] | 33.4185 | -112.1781 | 0 | 0 | #DIV/0! | 0%
| SoCore Energy LLC | 67821 | TJX Tucson | AZ | Pima | TEPC | IPP Non-CHP | PV1 |  | 1 | 1 | 1 | Solar Photovoltaic | SUN | PV | 2018 |  |  | (OP) Operating |  | 1.4 | [6 empty] | 32.125 | -110.9139 | 0 | 0 | #DIV/0! | 0%
| Arkansas Electric Coop Corp | 201 | Thomas Fitzhugh | AR | Franklin | SWPP | Electric Utility | 1 | FIT1 | 185 | 162 | 172 | Natural Gas Fired Combined Cycle | NG | CA | 1982.5 |  |  | (OP) Operating | [8 empty] | 35.4624 | -93.8049 | 494811.17 | 4231317.884 | 8.5514 | 33.82%
| Morris Cogeneration LLC | 55216 | Morris Cogeneration LLC | IL | Grundy | PJM | IPP CHP | STG1 | MCG1 | 218.8 | 194 | 195 | Natural Gas Fired Combined Cycle | NG | CA | 1998.5 |  |  | (OP) Operating | [8 empty] | 41.4119 | -88.3328 | 578905.63 | 7673003.139 | 13.2543 | 33.98%
| Bellingham Power Generation LLC | 55211 | ANP Bellingham Energy Project | MA | Norfolk | ISNE | IPP Non-CHP | U1 |  | 578 | 532.9 | 598.2 | Natural Gas Fired Combined Cycle | NG | CS | 2002 |  |  | (OP) Operating | [8 empty] | 42.1106 | -71.4535 | 1684381.07 | 18942172.745 | 11.2458 | 34%
| Pacific Gas & Electric Co. | 714 | Toadtown | CA | Butte | CISO | Electric Utility | 1 |  | 1.8 | 1.5 | 1.5 | Conventional Hydroelectric | WAT | HY | 1986 |  |  | (OP) Operating | [8 empty] | 39.8935 | -121.5934 | 0 | 0 | #DIV/0! | 0%
| Invenergy Services LLC | 64690 | Todd Solar | MD | Dorchester | PJM | IPP Non-CHP | 65004 |  | 20 | 20 | 20 | Solar Photovoltaic | SUN | PV | 2021 |  |  | (OP) Operating |  | 29 | [6 empty] | 38.6133 | -75.8352 | 0 | 0 | #DIV/0! | 0%
| Tofteland Windfarm LLC | 56202 | Tofteland Windfarm LLC | MN | Pipestone | MISO | IPP Non-CHP | I |  | 2 | 2 | 2 | Onshore Wind Turbine | WND | WT | 2003 |  |  | (OP) Operating | [8 empty] | 43.9803 | -96.2233 | 0 | 0 | #DIV/0! | 0%
| Dighton Power, LLC | 55026 | Dighton Power Plant | MA | Bristol | ISNE | IPP Non-CHP | UNT1 |  | 200 | 165.6 | 189.5 | Natural Gas Fired Combined Cycle | NG | CS | 1999 |  |  | (OP) Operating | [8 empty] | 41.8312 | -71.1239 | 530333.67 | 4102484.444 | 7.7357 | 34.1%
| Linden Combined Cycle | 2406 | PSEG Linden Generating Station | NJ | Union | PJM | IPP Non-CHP | 1001 | CC1 | 1740 | 1636.2 | 1636.2 | Natural Gas Fired Combined Cycle | NG | CA | 2002.6 |  |  | (OP) Operating | [8 empty] | 40.6217 | -74.2072 | 4893076.8 | 35427994.324 | 7.2404 | 34.14%
| PacifiCorp | 3040 | Toketee Falls | OR | Douglas | PACW | Electric Utility | 1 |  | 42.6 | 45 | 45 | Conventional Hydroelectric | WAT | HY | 1949.6667 |  |  | (OP) Operating | [8 empty] | 43.2727 | -122.4475 | 0 | 0 | #DIV/0! | 0%
| Tri-State G & T Assn, Inc | 50707 | JM Shafer Generating Station | CO | Weld | PSCO | Electric Utility | LMA | J272 | 396.9 | 272 | 272 | Natural Gas Fired Combined Cycle | NG | CT | 1994 |  |  | (OP) Operating | [8 empty] | 40.0986 | -104.7736 | 819679.29 | 7978321.686 | 9.7335 | 34.4%
| 180th Fighter Wing | 67967 | Toledo Air National Guard | OH | Lucas | PJM | Commercial Non-CHP | 180FW |  | 1.5 | 1.5 | 1 | Solar Photovoltaic | SUN | PV | 2010 |  |  | (OP) Operating |  | 2.3 | [6 empty] | 41.5864 | -83.7878 | 0 | 0 | #DIV/0! | 0%
| Entergy Texas Inc. | 6595 | Toledo Bend | TX | Newton | MISO | Electric Utility | 1 |  | 81 | 80 | 80 | Conventional Hydroelectric | WAT | HY | 1969 |  |  | (OP) Operating | [8 empty] | 31.1735 | -93.5659 | 0 | 0 | #DIV/0! | 0%
| Oglethorpe Power Corporation | 55406 | Bobby C Smith Jr Energy Facility | GA | Effingham | SOCO | Electric Utility | STG | CC01 | 596.6 | 532 | 566.1 | Natural Gas Fired Combined Cycle | NG | CA | 2003 |  |  | (OP) Operating | [8 empty] | 32.2773 | -81.2844 | 1671473.51 | 12101107.703 | 7.2398 | 34.75%
| Granite Ridge Energy LLC | 55170 | Granite Ridge | NH | Rockingham | ISNE | IPP Non-CHP | CT11 | CC1 | 790 | 668 | 729 | Natural Gas Fired Combined Cycle | NG | CT | 2003 |  |  | (OP) Operating | [8 empty] | 42.9042 | -71.4261 | 2143046.05 | 22299013.834 | 10.4053 | 35.02%
| Sunrise on Clubhouse Rd. LLC | 68656 | Tolland | MA | Hampden | ISNE | IPP Non-CHP | 10 |  | 5 | 5 | 5 | Solar Photovoltaic | SUN | PV | 2020 |  |  | (OP) Operating |  | 6.7 | [6 empty] | 42.0872 | -73.0116 | 0 | 0 | #DIV/0! | 0%
| NuGen Capital Management | 62581 | Tolland Solar NG LLC | MA | Hampden | ISNE | IPP Non-CHP | 3011 |  | 3.5 | 3.5 | 3.5 | Solar Photovoltaic | SUN | PV | 2014 |  |  | (OP) Operating |  | 4 | [6 empty] | 42.0895 | -73.0614 | 0 | 0 | #DIV/0! | 0%
| Nevada Gold Energy, LLC | 56224 | TS Power Plant | NV | Eureka | NEVP | IPP Non-CHP | 001 |  | 442 | 418.4 | 419.2 | Conventional Steam Coal | SUB | ST | 2018.6667 |  |  | (OP) Operating | [8 empty] | 40.7461 | -116.5297 | 1285477.38 | 12318514.812 | 9.5828 | 35.04%
| Oppidum Renewables USA, LLC | 61131 | Tolson Solar | NC | Edgecombe | PJM | IPP Non-CHP | 12345 |  | 3 | 3 | 3 | Solar Photovoltaic | SUN | PV | 2015 |  |  | (OP) Operating |  | 4 | [6 empty] | 35.8296 | -77.6159 | 0 | 0 | #DIV/0! | 0%
| City of Ames - (IA) | 1122 | Ames Electric Services Power Plant | IA | Story | MISO | Electric Utility | 7 |  | 108.8 | 108.7 | 108.7 | Natural Gas Steam Turbine | NG | ST | 1975 |  |  | (OP) Operating | [8 empty] | 42.0258 | -93.6089 | 335260 | 4373167.394 | 13.0441 | 35.21%
| Mountain Parks Services, Inc. | 63163 | Tom Sifers Solar | CO | Grand | WACM | IPP Non-CHP | SIFRS |  | 1 | 1 | 1 | Solar Photovoltaic | SUN | PV | 2019 |  |  | (OP) Operating |  | 1.3 | [6 empty] | 39.9592 | -105.846 | 0 | 0 | #DIV/0! | 0%
| Wisconsin Public Service Corp | 4075 | Tomahawk | WI | Lincoln | MISO | Electric Utility | 1 |  | 2.6 | 2.6 | 2.6 | Conventional Hydroelectric | WAT | HY | 1938 |  |  | (OP) Operating | [8 empty] | 45.4411 | -89.7306 | 0 | 0 | #DIV/0! | 0%
| SEC LHNY Solar One, LLC | 60431 | Tompkins Cortland Community College | NY | Tompkins | NYIS | IPP Non-CHP | TC3 |  | 2 | 2 | 2 | Solar Photovoltaic | SUN | PV | 2015 |  |  | (OP) Operating |  | 2.6 | [6 empty] | 42.5025 | -76.2865 | 0 | 0 | #DIV/0! | 0%
| Madison Energy Investments LLC | 67243 | Tom's River (Lowes) | NJ | Ocean | PJM | IPP Non-CHP | TRPV1 |  | 1 | 1 | 1 | Solar Photovoltaic | SUN | PV | 2023 |  |  | (OP) Operating |  | 1.3 | [6 empty] | 39.989 | -74.173 | 0 | 0 | #DIV/0! | 0%
| MN8 Energy LLC | 66751 | Toms River CSG | NJ | Ocean | PJM | IPP Non-CHP | GEN1 |  | 4 | 4 | 4 | Solar Photovoltaic | SUN | PV | 2023 |  |  | (OP) Operating |  | 4.9 | [6 empty] | 39.9875 | -74.2364 | 0 | 0 | #DIV/0! | 0%
| Tooele Army Depot | 59817 | Tooele Army Depot(CSG) | UT | Tooele | PACE | IPP Non-CHP | BATT1 |  | 7.2 | 5.8 | 5.5 | Batteries | MWH | BA | 2018.4 |  |  | (OS) Out of service and NOT expected to return to service in next calendar year | 1 | [7 empty] | 40.503 | -112.3706 | 0 | 0 | #DIV/0! | 0%
| San Diego Gas & Electric Co | 61366 | Top Gun Energy Storage | CA | San Diego | CISO | Electric Utility | TGES |  | 30 | 30 | 30 | Batteries | MWH | BA | 2021 |  |  | (OP) Operating | 120 | [7 empty] | 32.8762 | -117.1678 | 0 | 0 | #DIV/0! | 0%
| Madison Gas & Electric Co | 56386 | Top of Iowa Windfarm III | IA | Worth | MISO | Electric Utility | TOI3 |  | 29.7 | 29.7 | 29.7 | Onshore Wind Turbine | WND | WT | 2008 |  |  | (OP) Operating | [8 empty] | 43.3597 | -93.3208 | 0 | 0 | #DIV/0! | 0%
| Duke Energy Renewables Services | 57327 | Top of the World Windpower Project | WY | Converse | PACE | IPP Non-CHP | TOTW1 |  | 200 | 200 | 200 | Onshore Wind Turbine | WND | WT | 2010 |  |  | (OP) Operating | [8 empty] | 42.9258 | -105.7872 | 0 | 0 | #DIV/0! | 0%
| Casco Bay Energy Co LLC | 55068 | Maine Independence Station | ME | Penobscot | ISNE | IPP Non-CHP | GEN1 | CC1 | 550.2 | 491.6 | 541.2 | Natural Gas Fired Combined Cycle | NG | CT | 2000 |  |  | (OP) Operating | [8 empty] | 44.8242 | -68.7094 | 1601942.17 | 18322756.75 | 11.4378 | 35.41%
| Topaz Solar Farms LLC | 57695 | Topaz Solar Farm | CA | San Luis Obispo | CISO | IPP Non-CHP | TPZ1 |  | 585.9 | 585.9 | 585.9 | Solar Photovoltaic | SUN | PV | 2013.6 |  |  | (OP) Operating |  | 166 | [6 empty] | 35.4056 | -120.0686 | 0 | 0 | #DIV/0! | 0%
| Georgia Power Co | 728 | Yates | GA | Coweta | SOCO | Electric Utility | 6 |  | 807.4 | 714 | 714 | Natural Gas Steam Turbine | NG | ST | 1974 |  |  | (OP) Operating | [8 empty] | 33.4622 | -84.8986 | 2221187.39 | 22698573.354 | 10.2191 | 35.51%
| Torrance Refining Company, LLC | 50624 | Torrance Refining Company, LLC | CA | Los Angeles | CISO | Industrial CHP | EXP1 |  | 49.3 | 49.3 | 49.3 | All Other | WH | ST | 1986.3333 |  |  | (OP) Operating | [8 empty] | 33.8534 | -118.33 | 0 | 0 | #DIV/0! | 0%
| Torrecillas Wind Energy, LLC | 61969 | Torrecillas Wind Energy, LLC | TX | Webb | ERCO | IPP Non-CHP | TWE |  | 300 | 300 | 300 | Onshore Wind Turbine | WND | WT | 2019 |  |  | (OP) Operating | [8 empty] | 27.6144 | -98.7945 | 0 | 0 | #DIV/0! | 0%
| Reactivate | 67114 | Torrence Ave Solar 1 LLC | IL | Cook | PJM | IPP Non-CHP | GEN1 |  | 2 | 2 | 2 | Solar Photovoltaic | SUN | PV | 2024 |  |  | (OP) Operating |  | 2.9 | [6 empty] | 41.496 | -87.56 | 0 | 0 | #DIV/0! | 0%
| DG Connecticut III, LLC | 64977 | Torrington Solar One, LLC | CT | Litchfield | ISNE | IPP Non-CHP | TORS1 |  | 2 | 2 | 2 | Solar Photovoltaic | SUN | PV | 2021 |  |  | (OP) Operating |  | 2.8 | [6 empty] | 41.8302 | -73.078 | 0 | 0 | #DIV/0! | 0%
| Puget Sound Energy Inc | 7870 | Encogen | WA | Whatcom | PSEI | Electric Utility | CTG1 | CC1 | 176.4 | 159.4 | 182.5 | Natural Gas Fired Combined Cycle | NG | CT | 1993 |  |  | (OP) Operating | [8 empty] | 48.746 | -122.486 | 531929.92 | 6747096.253 | 12.6842 | 35.52%
| Engie North America | 65493 | Tortolas | TX | Brazoria | ERCO | IPP Non-CHP | TORTO |  | 50 | 50 | 50 | Batteries | MWH | BA | 2024 |  |  | (OP) Operating | 50 | [7 empty] | 29.4324 | -95.2507 | 0 | 0 | #DIV/0! | 0%
| Southwestern Public Service Co | 3482 | Jones | TX | Lubbock | SWPP | Electric Utility | 1 |  | 860.4 | 820 | 852 | Natural Gas Steam Turbine | NG | ST | 1992.25 | 12 | 2031 | (OP) Operating | [8 empty] | 33.5239 | -101.7392 | 2603674.04 | 26651700.328 | 10.2362 | 35.55%
| Duke Energy Florida, LLC | 7699 | Tiger Bay | FL | Polk | FPC | Electric Utility | CT1 | G200 | 278.1 | 199 | 230 | Natural Gas Fired Combined Cycle | NG | CT | 1997 |  |  | (OP) Operating | [8 empty] | 27.7464 | -81.8495 | 670369.86 | 7488367.951 | 11.1705 | 35.68%
| U S Bureau of Reclamation | 7373 | Towaoc | CO | Montezuma | WACM | Electric Utility | 1 |  | 11.4 | 11.4 | 10.5 | Conventional Hydroelectric | WAT | HY | 1993 |  |  | (OP) Operating | [8 empty] | 37.4295 | -108.5749 | 0 | 0 | #DIV/0! | 0%
| DTE Calvert City LLC | 55308 | Calvert City | KY | Marshall | TVA | Industrial CHP | GEN1 |  | 26.7 | 23 | 28.5 | Natural Gas Fired Combustion Turbine | NG | GT | 2000 |  |  | (OP) Operating | [8 empty] | 37.0483 | -88.3539 | 80881.19 | 1461007.253 | 18.0636 | 35.86%
| Tower Road Solar, LLC | 64468 | Tower Road Solar, LLC CSG | IL | Dekalb | PJM | IPP Non-CHP | BOIG |  | 2 | 2 | 2 | Solar Photovoltaic | SUN | PV | 2021 |  |  | (OP) Operating |  | 3 | [6 empty] | 41.8052 | -88.9252 | 0 | 0 | #DIV/0! | 0%
| Nautilus Solar Solutions | 67336 | Town House | ME | Kennebec | ISNE | IPP Non-CHP | SC |  | 5 | 5 | 5 | Solar Photovoltaic | SUN | PV | 2022 |  |  | (OP) Operating |  | 7.5 | [6 empty] | 44.28 | -69.7446 | 0 | 0 | #DIV/0! | 0%
| Town of Amherst Solar, LLC | 66182 | Town of Amherst Solar | MA | Hampshire | ISNE | IPP Non-CHP | AMHBA |  | 5 | 5 | 5 | Batteries | MWH | BA | 2022 |  |  | (OP) Operating | 2 | [7 empty] | 42.356 | -72.479 | 0 | 0 | #DIV/0! | 0%
| Tesla Inc. | 62076 | Town of Branford | CT | New Haven | ISNE | IPP Non-CHP | PV1 |  | 1.1 | 1.1 | 1.1 | Solar Photovoltaic | SUN | PV | 2018 |  |  | (OP) Operating |  | 1.4 | [6 empty] | 41.2811 | -72.8103 | 0 | 0 | #DIV/0! | 0%
| Standard Solar | 62898 | Town of Burrillville Solar CSG | RI | Providence | ISNE | IPP Non-CHP | X0042 |  | 3.3 | 3.3 | 3.3 | Solar Photovoltaic | SUN | PV | 2020 |  |  | (OP) Operating |  | 4.2 | [6 empty] | 41.9542 | -71.6612 | 0 | 0 | #DIV/0! | 0%
| Tesla Inc. | 60096 | Town of Chestertown- Chestertown WWTP | MD | Kent | PJM | IPP Non-CHP | PV1 |  | 1 | 1 | 1 | Solar Photovoltaic | SUN | PV | 2015 |  |  | (OP) Operating |  | 1.3 | [6 empty] | 39.1995 | -76.0767 | 0 | 0 | #DIV/0! | 0%
| Tesla Inc. | 58586 | Town of East Bridgewater CSG | MA | Plymouth | ISNE | IPP Non-CHP | 1 |  | 2 | 2 | 2 | Solar Photovoltaic | SUN | PV | 2013 |  |  | (OP) Operating |  | 2.4 | [6 empty] | 42.0511 | -70.9558 | 0 | 0 | #DIV/0! | 0%
| Town of Foxborough - Landfill (SREC II) | 61591 | Town of Foxborough - Landfill (SREC II) | MA | Norfolk | ISNE | IPP Non-CHP | FOXLA |  | 1.2 | 1.2 | 1.2 | Solar Photovoltaic | SUN | PV | 2017 |  |  | (OP) Operating |  | 1.6 | [6 empty] | 42.0597 | -71.1354 | 0 | 0 | #DIV/0! | 0%
| Tesla Inc. | 60115 | Town of Halfmoon | NY | Saratoga | ISNE | IPP Non-CHP | PV1 |  | 1 | 1 | 1 | Solar Photovoltaic | SUN | PV | 2017 |  |  | (OP) Operating |  | 1.3 | [6 empty] | 42.835 | -73.6757 | 0 | 0 | #DIV/0! | 0%
| Syncarpha Lexington, LLC | 60816 | Town of Lexington Solar | MA | Middlesex | ISNE | IPP Non-CHP | PV1 |  | 1.6 | 1.6 | 1.6 | Solar Photovoltaic | SUN | PV | 2017 |  |  | (OP) Operating |  | 2.2 | [6 empty] | 42.4691 | -71.2555 | 0 | 0 | #DIV/0! | 0%
| Tesla Inc. | 60110 | Town of Needham VNEM CSG | MA | Norfolk | ISNE | IPP Non-CHP | PV1 |  | 3 | 3 | 3 | Solar Photovoltaic | SUN | PV | 2016 |  |  | (OP) Operating |  | 3.6 | [6 empty] | 42.2767 | -71.2594 | 0 | 0 | #DIV/0! | 0%
| Luminace Solar Massachusetts, LLC | 57942 | Town of Norfolk MA at Medway Branch | MA | Norfolk | ISNE | IPP Non-CHP | PV1 |  | 1.2 | 1.2 | 1.2 | Solar Photovoltaic | SUN | PV | 2012 |  |  | (OP) Operating |  | 1.6 | [6 empty] | 42.1278 | -71.3403 | 0 | 0 | #DIV/0! | 0%
| Town of Otis | 61775 | Town of Otis Wind Energy Project | MA | Berkshire | ISNE | Commercial Non-CHP | OT196 |  | 1.5 | 1.5 | 1.5 | Onshore Wind Turbine | WND | WT | 2018 |  |  | (OP) Operating | [8 empty] | 42.2258 | -73.0258 | 0 | 0 | #DIV/0! | 0%
| Tesla Inc. | 61541 | Town of Rocky Hill PV CSG | CT | Hartford | ISNE | IPP Non-CHP | PV1 |  | 3 | 3 | 3 | Solar Photovoltaic | SUN | PV | 2018 |  |  | (OP) Operating |  | 1.3 | [6 empty] | 41.6432 | -72.633 | 0 | 0 | #DIV/0! | 0%
| Luminace Solar Net Metering, LLC | 57941 | Town of Uxbridge MA at Commerce Dr | MA | Worcester | ISNE | IPP Non-CHP | PV1 |  | 1.8 | 1.8 | 1.8 | Solar Photovoltaic | SUN | PV | 2012 |  |  | (OP) Operating |  | 2.3 | [6 empty] | 42.0439 | -71.6175 | 0 | 0 | #DIV/0! | 0%
| MA CS Ware West, LLC | 64435 | Town of Ware - Canadian Tree(CSG) | MA | Hampshire | ISNE | IPP Non-CHP | TOW |  | 1.4 | 1.4 | 1.4 | Solar Photovoltaic | SUN | PV | 2021 |  |  | (OP) Operating |  | 1.8 | [6 empty] | 42.2635 | -72.2955 | 0 | 0 | #DIV/0! | 0%
| MN8 Energy LLC | 59613 | Town of Williamson Landfill PV | NY | Wayne | NYIS | Commercial Non-CHP | TWLL |  | 1.2 | 1.2 | 1.2 | Solar Photovoltaic | SUN | PV | 2014 |  |  | (OP) Operating |  | 1.5 | [6 empty] | 43.2444 | -77.1747 | 0 | 0 | #DIV/0! | 0%
| AES Distributed Energy | 64724 | Townline Community Solar | NY | Genesee | ISNE | IPP Non-CHP | TWNLN |  | 5 | 5 | 5 | Solar Photovoltaic | SUN | PV | 2022 |  |  | (OP) Operating |  | 6.4 | [6 empty] | 43.0421 | -78.1337 | 0 | 0 | #DIV/0! | 0%
| Beaver Falls Municipal Auth | 10285 | Townsend Hydro | PA | Beaver | PJM | IPP Non-CHP | GEN1 |  | 5.2 | 4.2 | 4.2 | Conventional Hydroelectric | WAT | HY | 1987 |  |  | (OP) Operating | [8 empty] | 40.7335 | -80.3148 | 0 | 0 | #DIV/0! | 0%
| KSI II Consolidated, LLC | 64127 | Townsend Road(CSG) | NY | Schuyler | NYIS | IPP Non-CHP | PODNQ |  | 3.7 | 3.7 | 3.7 | Solar Photovoltaic | SUN | PV | 2021 |  |  | (OP) Operating |  | 5.1 | [6 empty] | 42.3501 | -76.938 | 0 | 0 | #DIV/0! | 0%
| Distributed Solar Development, LLC | 67273 | Township of Monroe - Williamstown HS | NJ | Gloucester | PJM | IPP Non-CHP | 4328C |  | 2.6 | 2.6 | 2.6 | Solar Photovoltaic | SUN | PV | 2022 |  |  | (OP) Operating |  | 2 | [6 empty] | 39.6828 | -75.0109 | 0 | 0 | #DIV/0! | 0%
| Distributed Solar Development, LLC | 67274 | Township of Monroe - Williamstown MS | NJ | Gloucester | PJM | IPP Non-CHP | 4329C |  | 1.8 | 1.8 | 1.8 | Solar Photovoltaic | SUN | PV | 2022 |  |  | (OP) Operating |  | 2.1 | [6 empty] | 39.6805 | -75.0034 | 0 | 0 | #DIV/0! | 0%
| Townsite Solar, LLC | 60654 | Townsite Solar Project Hybrid | NV | Clark | WALC | IPP Non-CHP | GEN01 |  | 270 | 250 | 220 | Solar Photovoltaic | SUN | PV | 2021 |  |  | (OP) Operating |  | 232 | [6 empty] | 35.9373 | -114.884 | 0 | 0 | #DIV/0! | 0%
| HEN Infrastructure, L.L.C. | 65836 | Toyah Power Station | TX | Reeves | ERCO | IPP Non-CHP | TOYAH |  | 10.4 | 9.9 | 9.9 | Batteries | MWH | BA | 2021 |  |  | (OP) Operating | 9.9 | [7 empty] | 31.1139 | -103.6655 | 0 | 0 | #DIV/0! | 0%
| Georgia Power Co | 6257 | Scherer | GA | Monroe | SOCO | Electric Utility | 1 |  | 2673 | 2580 | 2580 | Conventional Steam Coal | SUB | ST | 1984.3333 |  |  | (OP) Operating | [8 empty] | 33.0606 | -83.8075 | 8105121.88 | 86901183.253 | 10.7218 | 35.86%
| MN8 Energy LLC | 61895 | Toyota HQ Plan | TX | Collin | ERCO | IPP Non-CHP | TOYHQ |  | 7.7 | 5.9 | 3.5 | Solar Photovoltaic | SUN | PV | 2017 |  |  | (OP) Operating |  | 8.8 | [6 empty] | 33.0842 | -96.8411 | 0 | 0 | #DIV/0! | 0%
| City of San Antonio - (TX) | 3611 | O W Sommers | TX | Bexar | ERCO | Electric Utility | 1 |  | 892 | 830 | 830 | Natural Gas Steam Turbine | NG | ST | 1973 | 3 | 2027 | (OP) Operating | [8 empty] | 29.3081 | -98.3242 | 2620856.44 | 27031462.81 | 10.314 | 36.05%
| Luminace Solar New Jersey II, LLC | 57647 | Toys R Us- DE, Inc. at Mt. Olive, NJ | NJ | Morris | PJM | IPP Non-CHP | PV1 |  | 4.1 | 4.1 | 4.1 | Solar Photovoltaic | SUN | PV | 2011 |  |  | (OP) Operating |  | 5.4 | [6 empty] | 40.8189 | -74.7186 | 0 | 0 | #DIV/0! | 0%
| Guadalupe Blanco River Authority | 3586 | TP 4 | TX | Guadalupe | ERCO | Electric Utility | 1 |  | 2.4 | 2.4 | 2.4 | Conventional Hydroelectric | WAT | HY | 1932 |  |  | (OS) Out of service and NOT expected to return to service in next calendar year | [8 empty] | 29.5481 | -97.9996 | 0 | 0 | #DIV/0! | 0%
| Terra-Gen Operating Co-Wind | 54647 | TPC Windfarms LLC | CA | Kern | CISO | IPP Non-CHP | EXIS |  | 28.7 | 28.7 | 28.7 | Onshore Wind Turbine | WND | WT | 1986 |  |  | (OP) Operating | [8 empty] | 35.05 | -118.2572 | 0 | 0 | #DIV/0! | 0%
| Navisun LLC | 64892 | TPE Erath Solar, LLC | TX | Erath | ERCO | IPP Non-CHP | ERATH |  | 9.9 | 9.9 | 9.9 | Solar Photovoltaic | SUN | PV | 2021 |  |  | (OP) Operating |  | 14 | [6 empty] | 32.2625 | -98.2075 | 0 | 0 | #DIV/0! | 0%
| Navisun LLC | 67373 | TPE Irish Road Solar, LLC | VA | Pittsylvania | PJM | IPP Non-CHP | IRISH |  | 5 | 5 | 5 | Solar Photovoltaic | SUN | PV | 2020 |  |  | (OP) Operating |  | 7 | [6 empty] | 36.7272 | -79.5065 | 0 | 0 | #DIV/0! | 0%
| Nautilus Solar Solutions | 64603 | TPE King Solar Holdings1, LLC (CSG) | RI | Providence | ISNE | IPP Non-CHP | KING1 |  | 12.7 | 12.7 | 12.7 | Solar Photovoltaic | SUN | PV | 2022 |  |  | (OP) Operating |  | 16.3 | [6 empty] | 41.9792 | -71.5813 | 0 | 0 | #DIV/0! | 0%
| Cardinal Renewables | 62686 | TPE Pennsylvania Solar 1, LLC | PA | Lancaster | PJM | IPP Non-CHP | PABOE |  | 3.6 | 3.6 | 3.6 | Solar Photovoltaic | SUN | PV | 2019 |  |  | (OP) Operating |  | 4 | [6 empty] | 40.1985 | -76.1616 | 0 | 0 | #DIV/0! | 0%
| TPE RI WA1, LLC | 66045 | TPE RI WA1 Solar | RI | Bristol | ISNE | IPP Non-CHP | 70825 |  | 3.5 | 3.5 | 3.5 | Solar Photovoltaic | SUN | PV | 2024 |  |  | (OP) Operating |  | 4.8 | [6 empty] | 41.7393 | -71.2673 | 0 | 0 | #DIV/0! | 0%
| TPE RI WA2, LLC | 66044 | TPE RI WA2 Solar | RI | Bristol | ISNE | IPP Non-CHP | 70824 |  | 3.4 | 3.4 | 3.2 | Solar Photovoltaic | SUN | PV | 2024 |  |  | (OP) Operating |  | 4.5 | [6 empty] | 41.7384 | -71.2674 | 0 | 0 | #DIV/0! | 0%
| Navisun LLC | 67374 | TPE Whitmell Solar, LLC | VA | Pittsylvania | PJM | IPP Non-CHP | WHITM |  | 5 | 5 | 5 | Solar Photovoltaic | SUN | PV | 2020 |  |  | (OP) Operating |  | 6.7 | [6 empty] | 36.7272 | -79.5065 | 0 | 0 | #DIV/0! | 0%
| Cardinal Renewables | 63180 | TPE Whitney Solar, LLC | TX | Bosque | ERCO | IPP Non-CHP | TXWHT |  | 9.9 | 9.9 | 9.9 | Solar Photovoltaic | SUN | PV | 2017 |  |  | (OP) Operating |  | 14.3 | [6 empty] | 32.05 | -97.35 | 0 | 0 | #DIV/0! | 0%
| TPW Petersburg LLC | 57755 | TPW Petersburg | NE | Boone | SWPP | IPP Non-CHP | PETE |  | 40.5 | 40.5 | 40.5 | Onshore Wind Turbine | WND | WT | 2011 |  |  | (OP) Operating | [8 empty] | 41.8646 | -97.9612 | 0 | 0 | #DIV/0! | 0%
| MRP San Joaquin Energy LLC. | 55933 | Tracy Combined Cycle Power Plant | CA | San Joaquin | CISO | IPP Non-CHP | TCC1 | CC12 | 336.1 | 320.1 | 342.2 | Natural Gas Fired Combined Cycle | NG | CA | 2006 |  |  | (OP) Operating | [8 empty] | 37.7107 | -121.4906 | 1049521.66 | 8524923.774 | 8.1227 | 36.18%
| Dogwood Power Management, LLC | 55178 | Dogwood Energy Facility | MO | Cass | SWPP | IPP Non-CHP | CT-1 | CC1 | 655.2 | 656.5 | 676.8 | Natural Gas Fired Combined Cycle | NG | CT | 2001.3333 |  |  | (OP) Operating | [8 empty] | 38.7931 | -94.3006 | 2123402.66 | 15479364.319 | 7.2899 | 36.36%
| Virginia Electric & Power Co | 3804 | Possum Point | VA | Prince William | PJM | Electric Utility | 6A | G784 | 709 | 644.5 | 761 | Natural Gas Fired Combined Cycle | NG | CT | 1979.6667 |  |  | (OP) Operating | [8 empty] | 38.5367 | -77.2806 | 2248823.28 | 15783271.411 | 7.0185 | 36.53%
| Cypress Creek Renewables | 59498 | Tracy Solar | NC | Nash | DUK | IPP Non-CHP | PV1 |  | 10 | 10 | 10 | Solar Photovoltaic | SUN | PV | 2015 |  |  | (OP) Operating |  | 15 | [6 empty] | 35.7998 | -78.1398 | 0 | 0 | #DIV/0! | 0%
| Imperial Irrigation District | 389 | El Centro Hybrid | CA | Imperial | IID | Electric Utility | 2 | STM2 | 388.3 | 323.1 | 352.5 | Natural Gas Fired Combined Cycle | NG | CA | 1995 |  |  | (OP) Operating | [8 empty] | 32.8022 | -115.54 | 1087756.64 | 9079846.271 | 8.3473 | 36.76%
| Indeck-Corinth Ltd Partnership | 50458 | Indeck Corinth Energy Center | NY | Saratoga | NYIS | IPP CHP | GEN1 | G723 | 147 | 127.4 | 132 | Natural Gas Fired Combined Cycle | NG | CT | 1995 |  |  | (OP) Operating | [8 empty] | 43.25 | -73.8125 | 419985.25 | 3464523.85 | 8.2492 | 36.96%
| AES Indiana | 994 | AES Petersburg | IN | Pike | MISO | Electric Utility | 4 |  | 1349.9 | 1066.2 | 1083.9 | Conventional Steam Coal | BIT | ST | 1972.8 |  |  | (OP) Operating | [8 empty] | 38.5281 | -87.2525 | 3485389.95 | 35530018.043 | 10.194 | 37.01%
| City of Traer - (IA) | 58932 | Traer Wind Project | IA | Tama | MISO | Electric Utility | WT01 |  | 1.5 | 1.5 | 1.5 | Onshore Wind Turbine | WND | WT | 2010 |  |  | (OP) Operating | [8 empty] | 42.1614 | -92.4425 | 0 | 0 | #DIV/0! | 0%
| NorthStar Clean Energy | 54751 | Genesee Power Station LP | MI | Genesee | MISO | IPP Non-CHP | GEN1 |  | 39.5 | 35 | 35 | Wood/Wood Waste Biomass | WDS | ST | 1995 |  |  | (OP) Operating | [8 empty] | 43.0851 | -83.6694 | 113489.8 | 1897251.839 | 16.7174 | 37.02%
| Florida Power & Light Co | 62916 | Trailside Solar Center | FL | St Johns | FPL | Electric Utility | 1 |  | 74.5 | 74.5 | 74.5 | Solar Photovoltaic | SUN | PV | 2020 |  |  | (OP) Operating |  | 108.3 | [6 empty] | 29.775 | -81.4279 | 0 | 0 | #DIV/0! | 0%
| Tranquillity Solar 1, LLC | 64376 | Tranquillity ID | CA | Fresno | CISO | IPP Non-CHP | TRANQ |  | 1.3 | 1.3 | 1.3 | Solar Photovoltaic | SUN | PV | 2018 |  |  | (OP) Operating |  | 1.6 | [6 empty] | 36.648 | -120.2459 | 0 | 0 | #DIV/0! | 0%
| El Paso Electric Co | 2444 | Rio Grande | NM | Dona Ana | EPE | Electric Utility | 6 |  | 398.3 | 313 | 335 | Natural Gas Steam Turbine | NG | ST | 1975 | 12 | 2026 | (OP) Operating | [8 empty] | 31.8047 | -106.5472 | 1051624.77 | 10223350.334 | 9.7215 | 37.05%
| TransAlta Wyoming Wind LLC | 56093 | TransAlta Wyoming Wind | WY | Uinta | PACE | IPP Non-CHP | GE15 |  | 144 | 142.2 | 142.2 | Onshore Wind Turbine | WND | WT | 2003 |  |  | (OP) Operating | [8 empty] | 41.2874 | -110.5556 | 0 | 0 | #DIV/0! | 0%
| City of Springfield - (IL) | 963 | Dallman | IL | Sangamon | MISO | Electric Utility | 4 |  | 230.1 | 204.7 | 204.7 | Conventional Steam Coal | BIT | ST | 2009 |  |  | (OP) Operating | [8 empty] | 39.7548 | -89.6024 | 664778.63 | 6968915.869 | 10.4831 | 37.07%
| City of Tallahassee - (FL) | 689 | S O Purdom | FL | Wakulla | TAL | Electric Utility | 8 | CC1 | 270.1 | 226 | 258 | Natural Gas Fired Combined Cycle | NG | CT | 2000 |  |  | (OP) Operating | [8 empty] | 30.1623 | -84.2007 | 788056.47 | 9432119.474 | 11.9688 | 37.17%
| Dominion Renewable Energy | 62346 | Trask East Solar | SC | Beaufort | SCEG | IPP Non-CHP | 83 |  | 12 | 12 | 12 | Solar Photovoltaic | SUN | PV | 2020 |  |  | (OP) Operating |  | 17 | [6 empty] | 32.4706 | -80.7482 | 0 | 0 | #DIV/0! | 0%
| Southwestern Electric Power Co | 63479 | Traverse Wind Project, LLC | OK | Custer | SWPP | Electric Utility | GEN1 |  | 999 | 999 | 999 | Onshore Wind Turbine | WND | WT | 2022 |  |  | (OP) Operating | [8 empty] | 35.711 | -98.8347 | 0 | 0 | #DIV/0! | 0%
| Calpine Corp-Sutter | 55112 | Sutter Energy Center | CA | Sutter | BANC | IPP Non-CHP | CT01 | CC1 | 636 | 528 | 547 | Natural Gas Fired Combined Cycle | NG | CT | 2001 |  |  | (OP) Operating | [8 empty] | 39.0531 | -121.6959 | 1750953.83 | 11845591.183 | 6.7652 | 37.19%
| AES Clean Energy | 66174 | Treasure Lane Solar 1 | ME | Kennebec | ISNE | IPP Non-CHP | TREAS |  | 4.5 | 4.5 | 4.5 | Solar Photovoltaic | SUN | PV | 2023 |  |  | (OP) Operating |  | 6.4 | [6 empty] | 44.3352 | -69.8401 | 0 | 0 | #DIV/0! | 0%
| Northern States Power Co - Minnesota | 4012 | Trego | WI | Washburn | MISO | Electric Utility | 1 |  | 1.2 | 0.7 | 0.7 | Conventional Hydroelectric | WAT | HY | 1927 |  |  | (OP) Operating | [8 empty] | 45.9479 | -91.8884 | 0 | 0 | #DIV/0! | 0%
| Strata Manager, LLC | 65549 | Trent River Farm | NC | Jones | CPLE | IPP Non-CHP | TRENT |  | 5 | 5 | 5 | Solar Photovoltaic | SUN | PV | 2018 |  |  | (OP) Operating |  | 7.2 | [6 empty] | 35.0596 | -77.1866 | 0 | 0 | #DIV/0! | 0%
| Trent River Solar, LLC | 63842 | Trent River Solar, LLC | NC | Jones | CPLE | IPP Non-CHP | PGR25 |  | 78.7 | 78.7 | 78.7 | Solar Photovoltaic | SUN | PV | 2021 |  |  | (OP) Operating |  | 108.5 | [6 empty] | 34.9915 | -77.2514 | 0 | 0 | #DIV/0! | 0%
| Trent Wind Farm LLC | 55968 | Trent Wind Farm | TX | Nolan | ERCO | IPP Non-CHP | WTG1 |  | 152 | 152 | 152 | Onshore Wind Turbine | WND | WT | 2001 |  |  | (OP) Operating | [8 empty] | 32.4301 | -100.2357 | 0 | 0 | #DIV/0! | 0%
| Duke Energy Florida, LLC | 63995 | Trenton | FL | Gilchrist | FPC | Electric Utility | ES1 |  | 11 | 11 | 11 | Batteries | MWH | BA | 2021 |  |  | (OP) Operating | 10.1 | [7 empty] | 29.6136 | -82.8069 | 0 | 0 | #DIV/0! | 0%
| Generate Capital | 67626 | Trenton East | IL | Clinton | PJM | IPP Non-CHP | 11060 |  | 2 | 2 | 2 | Solar Photovoltaic | SUN | PV | 2024 |  |  | (OP) Operating | [8 empty] | 38.5823 | -89.6912 | 0 | 0 | #DIV/0! | 0%
| Erie Boulevard Hydropower LP | 2619 | Trenton Falls | NY | Oneida | NYIS | IPP Non-CHP | 5 |  | 21.9 | 25.9 | 21.9 | Conventional Hydroelectric | WAT | HY | 1919 |  |  | (OP) Operating | [8 empty] | 43.2758 | -75.1567 | 0 | 0 | #DIV/0! | 0%
| El Paso Electric Co | 58562 | Montana Power Station | TX | El Paso | EPE | Electric Utility | GT-1 |  | 527.2 | 352 | 372 | Natural Gas Fired Combustion Turbine | NG | GT | 2015.5 |  |  | (OP) Operating | [8 empty] | 31.8239 | -106.2119 | 1183343.23 | 10764771.404 | 9.0969 | 37.32%
| Public Service Elec & Gas Co | 57352 | Trenton Solar Farm | NJ | Mercer | PJM | Electric Utility | TREN |  | 1 | 1 | 1 | Solar Photovoltaic | SUN | PV | 2010 |  |  | (OP) Operating |  | 1.3 | [6 empty] | 40.2314 | -74.7539 | 0 | 0 | #DIV/0! | 0%
| Missouri Jnt Muni.Pwr Elec. Ut. Comm. | 60704 | Trenton Solar Farm (MO) | MO | Grundy | SWPP | IPP Non-CHP | TSF1 |  | 2.8 | 2.8 | 2.8 | Solar Photovoltaic | SUN | PV | 2015 |  |  | (OP) Operating |  | 3.3 | [6 empty] | 40.1155 | -93.6122 | 0 | 0 | #DIV/0! | 0%
| Duke Energy Florida, LLC | 62543 | Trenton Solar Power Plant | FL | Gilchrist | FPC | Electric Utility | PV1 |  | 74.9 | 74.9 | 74.9 | Solar Photovoltaic | SUN | PV | 2019 |  |  | (OP) Operating |  | 104.9 | [6 empty] | 29.6351 | -82.8431 | 0 | 0 | #DIV/0! | 0%
| CMS Generation MI Power LLC | 55101 | Kalamazoo River Generating Station | MI | Kalamazoo | MISO | IPP Non-CHP | 0001 |  | 77.4 | 72 | 76 | Natural Gas Fired Combustion Turbine | NG | GT | 1999 |  |  | (OP) Operating | [8 empty] | 42.2813 | -85.495 | 242075.59 | 2991896.704 | 12.3593 | 37.34%
| Generate Capital | 67627 | Trenton West | IL | Clinton | PJM | IPP Non-CHP | 11061 |  | 2 | 2 | 2 | Solar Photovoltaic | SUN | PV | 2024 |  |  | (OP) Operating | [8 empty] | 38.5823 | -89.7004 | 0 | 0 | #DIV/0! | 0%
| Tres Bahias Solar Power, LLC | 65947 | Tres Bahias | TX | Calhoun | ERCO | IPP Non-CHP | TB |  | 196.3 | 196.3 | 196.3 | Solar Photovoltaic | SUN | PV | 2024 |  |  | (OP) Operating |  | 260.82 | [6 empty] | 28.6885 | -96.5098 | 0 | 0 | #DIV/0! | 0%
| Vermillion Power LLC | 2869 | West Lorain | OH | Lorain | PJM | IPP Non-CHP | 1A |  | 555.6 | 500.5 | 533.2 | Petroleum Liquids | DFO | GT | 1993 |  |  | (OP) Operating | [8 empty] | 41.4294 | -82.2644 | 1715687.85 | 20877066.258 | 12.1683 | 37.89%
| Consolidated Edison Co-NY Inc | 2493 | East River | NY | New York | NYIS | Electric Utility | 1 |  | 716.2 | 630.7 | 715 | Natural Gas Fired Combustion Turbine | NG | GT | 1979 |  |  | (OP) Operating | [8 empty] | 40.7281 | -73.9742 | 2258545 | 34913574.925 | 15.4584 | 38.32%
| Today's Power, Inc. | 68725 | Tri County - TenK | OK | Texas | SWPP | Electric Utility | TRICO |  | 1 | 1 | 1 | Solar Photovoltaic | SUN | PV | 2016 |  |  | (OP) Operating |  | 1.6 | [6 empty] | 36.8635 | -101.194 | 0 | 0 | #DIV/0! | 0%
| Georgia Power Co | 60544 | Tri-County Solar Facility | GA | Putnam | SOCO | Electric Utility | PV1 |  | 1 | 1 | 1 | Solar Photovoltaic | SUN | PV | 2016 |  |  | (OP) Operating |  | 1.4 | [6 empty] | 33.3081 | -83.3896 | 0 | 0 | #DIV/0! | 0%
| Tri-County Water Conservancy District | 58901 | Tri-County Water Hydropower Project | CO | Ouray | WACM | IPP Non-CHP | TCWG1 |  | 8 | 8 | 0.9 | Conventional Hydroelectric | WAT | HY | 2014 |  |  | (OP) Operating | [8 empty] | 38.2392 | -107.7581 | 0 | 0 | #DIV/0! | 0%
| Mississippi Power Co | 2049 | Jack Watson | MS | Harrison | SOCO | Electric Utility | 4 |  | 919.1 | 754 | 762.2 | Natural Gas Steam Turbine | NG | ST | 1970.3333 |  |  | (OP) Operating | [8 empty] | 30.4392 | -89.0286 | 2545532.64 | 25040212.009 | 9.8369 | 38.33%
| Greenbacker Renewable Energy Corporation | 67054 | Trimbelle (Pierce Pepin) | WI | Pierce | MISO | IPP Non-CHP | 705 |  | 2 | 2 | 2 | Solar Photovoltaic | SUN | PV | 2024 |  |  | (OP) Operating |  | 2.3 | [6 empty] | 44.6252 | -92.5757 | 0 | 0 | #DIV/0! | 0%
| Panoche Energy Center, LLC | 56803 | Panoche Energy Center | CA | Fresno | CISO | IPP Non-CHP | 1 |  | 432 | 388 | 416.8 | Natural Gas Fired Combustion Turbine | NG | GT | 2009 |  |  | (OP) Operating | [8 empty] | 36.6514 | -120.5833 | 1353767.32 | 12020128.006 | 8.879 | 38.4%
| Avangrid Power LLC | 56296 | Trimont Area Wind Farm | MN | Martin | MISO | IPP Non-CHP | 1 |  | 100.5 | 100.5 | 100.5 | Onshore Wind Turbine | WND | WT | 2005 |  |  | (OP) Operating | [8 empty] | 43.7938 | -94.8499 | 0 | 0 | #DIV/0! | 0%
| Tennessee Valley Authority | 3407 | Kingston | TN | Roane | TVA | Electric Utility | 1 |  | 1700 | 1147 | 1175 | Conventional Steam Coal | SUB | ST | 1954.5556 | 12 | 2027 | (OP) Operating | [8 empty] | 35.8992 | -84.5194 | 3906311.79 | 42311195.553 | 10.8315 | 38.41%
| Merck & Co Inc-West Point | 52149 | West Point (PA) | PA | Montgomery | PJM | Industrial CHP | COG3 |  | 90.6 | 81.5 | 85 | Natural Gas Fired Combustion Turbine | NG | GT | 2008 |  |  | (OP) Operating | [8 empty] | 40.218 | -75.2988 | 280347.72 | 3676871.74 | 13.1154 | 38.44%
| U S Bureau of Reclamation | 451 | Trinity | CA | Trinity | BANC | Electric Utility | 1 |  | 140 | 140 | 140 | Conventional Hydroelectric | WAT | HY | 1964 |  |  | (OP) Operating | [8 empty] | 40.7973 | -122.7626 | 0 | 0 | #DIV/0! | 0%
| PacifiCorp | 8069 | Huntington | UT | Emery | PACE | Electric Utility | 1 |  | 1015.5 | 909 | 909 | Conventional Steam Coal | BIT | ST | 1975.5 |  |  | (OP) Operating | [8 empty] | 39.3792 | -111.0781 | 3071963.68 | 32485568.767 | 10.5749 | 38.58%
| Generate Capital | 67628 | Trinity Freeport | IL | Stephenson | PJM | IPP Non-CHP | 11057 |  | 2 | 2 | 2 | Solar Photovoltaic | SUN | PV | 2024 |  |  | (OP) Operating | [8 empty] | 42.2745 | -89.5602 | 0 | 0 | #DIV/0! | 0%
| Trinity Hills Wind Farm LLC | 57520 | Trinity Hills | TX | Young | ERCO | IPP Non-CHP | 1 |  | 198 | 198 | 198 | Onshore Wind Turbine | WND | WT | 2011 |  |  | (OP) Operating | [8 empty] | 33.3836 | -98.7119 | 0 | 0 | #DIV/0! | 0%
| Capital Dynamics | 60291 | Trinity Solar | NC | Randolph | DUK | IPP Non-CHP | PV1 |  | 5 | 4.9 | 4.9 | Solar Photovoltaic | SUN | PV | 2019 |  |  | (OP) Operating |  | 7 | [6 empty] | 35.8702 | -79.9282 | 0 | 0 | #DIV/0! | 0%
| Triple Butte | 64917 | Triple Butte I | TX | Pecos | ERCO | IPP Non-CHP | TRBT1 |  | 7.5 | 7.5 | 7.5 | Batteries | MWH | BA | 2021 |  |  | (OP) Operating | 15 | [7 empty] | 30.7596 | -103.0679 | 0 | 0 | #DIV/0! | 0%
| Engie North America | 63103 | Triple H Wind Project | SD | Hyde | SWPP | IPP Non-CHP | WTG |  | 250.2 | 250.2 | 250.2 | Onshore Wind Turbine | WND | WT | 2020 |  |  | (OP) Operating | [8 empty] | 44.401 | -99.6038 | 0 | 0 | #DIV/0! | 0%
| Strata Manager, LLC | 61086 | Tripple State Farm | NC | Iredell | DUK | IPP Non-CHP | 1 |  | 5 | 5 | 5 | Solar Photovoltaic | SUN | PV | 2016 |  |  | (OP) Operating |  | 6.8 | [6 empty] | 35.735 | -80.7749 | 0 | 0 | #DIV/0! | 0%
| UPC Power Solutions | 56837 | Tri-Tip Wind (9) LLC | TX | Moore | SWPP | IPP Non-CHP | 1 |  | 10 | 10 | 10 | Onshore Wind Turbine | WND | WT | 2008 |  |  | (OP) Operating | [8 empty] | 35.9614 | -101.8033 | 0 | 0 | #DIV/0! | 0%
| Florida Power & Light Co | 6043 | Martin | FL | Martin | FPL | Electric Utility | 3GT1 | C796 | 2448.5 | 2209 | 2337 | Natural Gas Fired Combined Cycle | NG | CT | 1998.2727 |  |  | (OP) Operating | [8 empty] | 27.0536 | -80.5628 | 7693351.7 | 54862929.168 | 7.1312 | 38.64%
| Sol Systems | 64366 | Trojan Solar, LLC | NC | Columbus | CPLE | IPP Non-CHP | 30007 |  | 5 | 5 | 5 | Solar Photovoltaic | SUN | PV | 2020 |  |  | (OP) Operating |  | 7 | [6 empty] | 34.3125 | -78.2043 | 0 | 0 | #DIV/0! | 0%
| Trona Solar III LLC | 64914 | Trona Solar III | CA | Inyo | CISO | IPP Non-CHP | 71466 |  | 2 | 2 | 2 | Solar Photovoltaic | SUN | PV | 2023 |  |  | (OP) Operating |  | 2.2 | [6 empty] | 35.805 | -117.3506 | 0 | 0 | #DIV/0! | 0%
| Calpine Eastern Corp | 50292 | Bethpage Power Plant | NY | Nassau | NYIS | IPP Non-CHP | GEN1 | G602 | 239.6 | 173.1 | 179.5 | Natural Gas Fired Combined Cycle | NG | CT | 1996.5 |  |  | (OP) Operating | [8 empty] | 40.7469 | -73.4994 | 598689.27 | 5524353.206 | 9.2274 | 38.77%
| Arevon Energy, Inc. | 59599 | Tropico Solar PV Plant | CA | Tulare | CISO | IPP Non-CHP | GEN1 |  | 14 | 13 | 11 | Solar Photovoltaic | SUN | PV | 2016 |  |  | (OP) Operating |  | 18.2 | [6 empty] | 35.8319 | -119.0561 | 0 | 0 | #DIV/0! | 0%
| Westbound Solar LLC | 62885 | Troup RC50 | GA | Harris | SOCO | IPP Non-CHP | TROUP |  | 2.3 | 2.3 | 2.3 | Solar Photovoltaic | SUN | PV | 2019 |  |  | (OP) Operating |  | 2.9 | [6 empty] | 32.8959 | -84.8495 | 0 | 0 | #DIV/0! | 0%
| Safari Energy, LLC | 64284 | Troup RC50 II | GA | Troup | SOCO | IPP Non-CHP | TRC50 |  | 1.5 | 1.5 | 1.5 | Solar Photovoltaic | SUN | PV | 2020 |  |  | (OP) Operating |  | 2 | [6 empty] | 32.8988 | -84.8962 | 0 | 0 | #DIV/0! | 0%
| Solar Planet Power | 64525 | Troupsburg | NY | Steuben | NYIS | IPP Non-CHP | TB1 |  | 7 | 7 | 7 | Solar Photovoltaic | SUN | PV | 2020 |  |  | (OP) Operating |  | 8.7 | [6 empty] | 42.0121 | -77.3751 | 0 | 0 | #DIV/0! | 0%
| AEP Onsite Partners, LLC | 62260 | Trout Creek Solar | CO | Chaffee | PSCO | IPP Non-CHP | 44901 |  | 2 | 2 | 2 | Solar Photovoltaic | SUN | PV | 2019 |  |  | (OP) Operating |  | 2.7 | [6 empty] | 38.8151 | -106.1104 | 0 | 0 | #DIV/0! | 0%
| South Carolina Public Service Authority | 7834 | John S Rainey | SC | Anderson | SC | Electric Utility | CT1A | PB1 | 1154.3 | 977 | 1150 | Natural Gas Fired Combined Cycle | NG | CT | 2002.375 |  |  | (OP) Operating | [5 empty] | 2027 | 5 | 18 | 34.3477 | -82.7745 | 3625839.53 | 39750769.367 | 10.9632 | 38.92%
| Southern Indiana Gas & Elec Co | 63929 | Troy Solar | IN | Spencer | MISO | Electric Utility | TROY1 |  | 50.4 | 50.4 | 50.4 | Solar Photovoltaic | SUN | PV | 2021 |  |  | (OP) Operating |  | 65 | [6 empty] | 38.0154 | -86.7916 | 0 | 0 | #DIV/0! | 0%
| Lower Colorado River Authority | 55154 | Lost Pines 1 Power Project | TX | Bastrop | ERCO | Electric Utility | CTA | CC1 | 609 | 510 | 540 | Natural Gas Fired Combined Cycle | NG | CT | 2001 |  |  | (OP) Operating | [8 empty] | 30.1478 | -97.2714 | 1792108.53 | 19490327.897 | 10.8756 | 38.97%
| LSE Corona Austrina LLC | 65560 | Truck Stop | MA | Berkshire | ISNE | IPP Non-CHP | TRUCK |  | 2 | 2 | 2 | Solar Photovoltaic | SUN | PV | 2017 |  |  | (OP) Operating |  | 3 | [6 empty] | 42.3411 | -73.3967 | 0 | 0 | #DIV/0! | 0%
| CD US Solar MT1 LLC | 59390 | True North | MA | Essex | ISNE | IPP Non-CHP | TNE1 |  | 4.8 | 4.8 | 4.8 | Solar Photovoltaic | SUN | PV | 2012 |  |  | (OP) Operating |  | 5.7 | [6 empty] | 42.8475 | -70.8983 | 0 | 0 | #DIV/0! | 0%
| Avangrid Power LLC | 65998 | True North Solar, LLC | TX | Falls | ERCO | IPP Non-CHP | TNS1 |  | 238.8 | 238.8 | 238.8 | Solar Photovoltaic | SUN | PV | 2024 |  |  | (OP) Operating | [8 empty] | 31.4686 | -96.7942 | 0 | 0 | #DIV/0! | 0%
| South Carolina Genertg Co, Inc | 3298 | Williams | SC | Berkeley | SCEG | Electric Utility | ST1 |  | 659.7 | 605 | 610 | Conventional Steam Coal | BIT | ST | 1973 |  |  | (OP) Operating | [8 empty] | 33.0158 | -79.9297 | 2073743.41 | 22348717.332 | 10.777 | 38.97%
| Strata Manager, LLC | 65548 | Truman (NC) | NC | Johnston | CPLE | IPP Non-CHP | TRUMN |  | 5 | 5 | 5 | Solar Photovoltaic | SUN | PV | 2019 |  |  | (OP) Operating |  | 6.6 | [6 empty] | 35.7133 | -78.3269 | 0 | 0 | #DIV/0! | 0%
| Truman Solar, LLC | 65230 | Truman Solar | MO | Boone | MISO | IPP Non-CHP | TMS |  | 10 | 10 | 10 | Solar Photovoltaic | SUN | PV | 2021 |  |  | (OP) Operating |  | 14 | [6 empty] | 38.956 | -92.243 | 0 | 0 | #DIV/0! | 0%
| SkyHigh 2 Solar | 64388 | TruStile Doors - Denver | CO | Adams | PSCO | IPP Non-CHP | TRUCO |  | 1.2 | 1.2 | 1.2 | Solar Photovoltaic | SUN | PV | 2021 |  |  | (OP) Operating |  | 1.5 | [6 empty] | 39.8257 | -104.9731 | 0 | 0 | #DIV/0! | 0%
| Nebraska Public Power District | 2277 | Sheldon | NE | Lancaster | SWPP | Electric Utility | 1 |  | 228.7 | 216 | 216 | Conventional Steam Coal | SUB | ST | 1963 |  |  | (OP) Operating | [8 empty] | 40.5589 | -96.7847 | 737620.28 | 7767645.236 | 10.5307 | 38.98%
| CHI Operations Inc | 55561 | Tsar Nicholas LLC | MN | Lincoln | MISO | IPP Non-CHP | TN30 |  | 1.9 | 1.9 | 1.9 | Onshore Wind Turbine | WND | WT | 2001 |  |  | (OP) Operating | [8 empty] | 44.42 | -96.4347 | 0 | 0 | #DIV/0! | 0%
| Idaho Wind Partners 1 LLC | 56443 | Tuana Gulch Wind Park | ID | Twin Falls | IPCO | IPP Non-CHP | TGWP |  | 10.5 | 10.5 | 10.5 | Onshore Wind Turbine | WND | WT | 2011 |  |  | (OP) Operating | [8 empty] | 42.8369 | -114.9693 | 0 | 0 | #DIV/0! | 0%
| Tuana Springs Energy, LLC | 57136 | Tuana Springs | ID | Twin Falls | IPCO | IPP Non-CHP | 1 |  | 16.8 | 16.8 | 16.8 | Onshore Wind Turbine | WND | WT | 2010 |  |  | (OP) Operating | [8 empty] | 42.8925 | -115.0164 | 0 | 0 | #DIV/0! | 0%
| AES Clean Energy | 67693 | Tubolino CSG | NY | Jefferson | NYIS | IPP Non-CHP | TUBOL |  | 5 | 5 | 5 | Solar Photovoltaic | SUN | PV | 2025 |  |  | (OP) Operating | [8 empty] | 43.8037 | -76.03 | 0 | 0 | #DIV/0! | 0%
| Portland General Electric Co | 58571 | Tucannon River Wind Farm | WA | Columbia | PGE | Electric Utility | 1 |  | 266.8 | 266.8 | 266.8 | Onshore Wind Turbine | WND | WT | 2014 |  |  | (OP) Operating | [8 empty] | 46.4211 | -118.0269 | 0 | 0 | #DIV/0! | 0%
| Duke Energy Carolinas, LLC | 2751 | Tuckasegee | NC | Jackson | DUK | Electric Utility | 1 |  | 3 | 2.5 | 2.5 | Conventional Hydroelectric | WAT | HY | 1950 |  |  | (OP) Operating | [8 empty] | 35.247 | -83.1281 | 0 | 0 | #DIV/0! | 0%
| Eagle Creek Renewable Energy, LLC | 54897 | Tuckertown Hydro | NC | Montgomery | YAD | Electric Utility | TT1 |  | 42 | 39 | 39 | Conventional Hydroelectric | WAT | HY | 1962 |  |  | (OP) Operating | [8 empty] | 35.4856 | -80.1758 | 0 | 0 | #DIV/0! | 0%
| Georgia Power Co | 725 | Tugalo | GA | Habersham | SOCO | Electric Utility | 1 |  | 44.8 | 52 | 52.4 | Conventional Hydroelectric | WAT | HY | 1923.5 |  |  | (OP) Operating | [8 empty] | 34.714 | -83.3522 | 0 | 0 | #DIV/0! | 0%
| Arevon Energy, Inc. | 58642 | Tulare 1 and 2 | CA | Tulare | CISO | IPP Non-CHP | 1 |  | 3 | 3 | 3 | Solar Photovoltaic | SUN | PV | 2014 |  |  | (OP) Operating |  | 1.8 | [6 empty] | 36.2 | -119.42 | 0 | 0 | #DIV/0! | 0%
| SoCore Energy LLC | 68268 | Tulare Akers Professional Center | CA | Tulare | CISO | IPP Non-CHP | PV1 |  | 1 | 1 | 1 | Solar Photovoltaic | SUN | PV | 2019 |  |  | (OP) Operating |  | 1.1 | [6 empty] | 36.322 | -119.351 | 0 | 0 | #DIV/0! | 0%
| Otter Tail Power Co | 6098 | Big Stone | SD | Grant | MISO | Electric Utility | 1 |  | 451 | 477.9 | 491.9 | Conventional Steam Coal | SUB | ST | 1975 |  |  | (OP) Operating | [8 empty] | 45.3037 | -96.5101 | 1659183.84 | 21074250.461 | 12.7016 | 39.06%
| Dimension Energy LLC | 66679 | Tulare CSG LLC | CA | Tulare | CISO | IPP Non-CHP | TULAR |  | 3 | 3 | 3 | Solar Photovoltaic | SUN | PV | 2024 |  |  | (OP) Operating |  | 4.34 | [6 empty] | 35.9874 | -119.4804 | 0 | 0 | #DIV/0! | 0%
| Lower Tule River Irrgtn Dist | 10222 | Tulare Success Power Project | CA | Tulare | CISO | IPP Non-CHP | SPP1 |  | 1.4 | 1.4 | 1.4 | Conventional Hydroelectric | WAT | HY | 1989 |  |  | (SB) Standby/Backup: available for service but not normally used | [8 empty] | 36.0586 | -118.9241 | 0 | 0 | #DIV/0! | 0%
| Tule Hydro LLC | 289 | Tule River | CA | Tulare | CISO | Electric Utility | 1 |  | 8.4 | 6.4 | 6.4 | Conventional Hydroelectric | WAT | HY | 1914 |  |  | (OS) Out of service and NOT expected to return to service in next calendar year | [8 empty] | 36.1631 | -118.7071 | 0 | 0 | #DIV/0! | 0%
| Avangrid Power LLC | 57913 | Tule Wind LLC | CA | San Diego | CISO | IPP Non-CHP | 1 |  | 143 | 143 | 143 | Onshore Wind Turbine | WND | WT | 2017 |  |  | (OP) Operating | [8 empty] | 32.6639 | -116.2897 | 0 | 0 | #DIV/0! | 0%
| Oakdale&South San Joaquin Irrigation D. | 416 | Tulloch | CA | Tuolumne | CISO | IPP Non-CHP | 1 |  | 29.9 | 25.5 | 22.5 | Conventional Hydroelectric | WAT | HY | 1976 |  |  | (OP) Operating | [8 empty] | 37.8761 | -120.605 | 0 | 0 | #DIV/0! | 0%
| PacifiCorp | 6165 | Hunter | UT | Emery | PACE | Electric Utility | 1 |  | 1472.2 | 1363 | 1363 | Conventional Steam Coal | BIT | ST | 1980.3333 |  |  | (OP) Operating | [8 empty] | 39.1747 | -111.0289 | 4665238.49 | 47910322.205 | 10.2696 | 39.07%
| Black Hills Power, Inc. | 55478 | Lange Generating Station | SD | Pennington | WACM | Electric Utility | 0001 |  | 40 | 34 | 38 | Natural Gas Fired Combustion Turbine | NG | GT | 2002 |  |  | (OP) Operating | [8 empty] | 44.1218 | -103.2641 | 123440.42 | 1271093.255 | 10.2972 | 39.14%
| Entergy Arkansas LLC | 6641 | Independence Steam Electric Station | AR | Independence | MISO | Electric Utility | 1 |  | 1800 | 1662 | 1678 | Conventional Steam Coal | SUB | ST | 1983.5 |  |  | (OP) Operating | [8 empty] | 35.6784 | -91.4088 | 5745115.46 | 64247388.23 | 11.183 | 39.27%
| Western Farmers Elec Coop, Inc | 6772 | Hugo | OK | Choctaw | SWPP | Electric Utility | 1 |  | 446 | 440 | 440 | Conventional Steam Coal | SUB | ST | 1982 |  |  | (OP) Operating | [8 empty] | 34.0158 | -95.3206 | 1515612.43 | 16438270.218 | 10.846 | 39.32%
| Tumbleweed Energy Storage, LLC | 66666 | Tumbleweed Energy Storage | CA | Kern | CISO | IPP Non-CHP | TWES1 |  | 125 | 125 | 125 | Batteries | MWH | BA | 2024 |  |  | (OP) Operating | 200 | [7 empty] | 34.8343 | -118.339 | 0 | 0 | #DIV/0! | 0%
| Heelstone Energy Holdings, LLC | 61580 | Tumbleweed Solar, LLC | OR | Deschutes | PACW | IPP Non-CHP | TUMBL |  | 9.9 | 9.9 | 9.9 | Solar Photovoltaic | SUN | PV | 2017 |  |  | (OP) Operating |  | 14 | [6 empty] | 44.1926 | -121.2331 | 0 | 0 | #DIV/0! | 0%
| Tungsten Mountain | 60785 | Tungsten Mountain | NV | Churchill | NEVP | IPP Non-CHP | OEC2 |  | 74.8 | 53.7 | 68.6 | Geothermal | GEO | BT | 2020.25 |  |  | (OP) Operating | [8 empty] | 39.667 | -117.6937 | 0 | 0 | #DIV/0! | 0%
| FirstLight Power Resources Services LLC | 557 | Tunnel | CT | New London | ISNE | IPP Non-CHP | 1 |  | 20.5 | 18.1 | 24 | Conventional Hydroelectric | WAT | HY | 1945.6667 |  |  | (OP) Operating | [8 empty] | 41.5554 | -72.0418 | 0 | 0 | #DIV/0! | 0%
| Owyhee Irrigation District | 50362 | Tunnel 1 Power Project | OR | Malheur | IPCO | IPP Non-CHP | GEN1 |  | 8.5 | 8.5 | 8.5 | Conventional Hydroelectric | WAT | HY | 1993 |  |  | (OP) Operating | [8 empty] | 43.642 | -117.2327 | 0 | 0 | #DIV/0! | 0%
| Turlock Irrigation District | 56702 | Tuolumne Wind Project | WA | Klickitat | BPAT | Electric Utility | WPT1 |  | 136.3 | 136.3 | 136.3 | Onshore Wind Turbine | WND | WT | 2009 |  |  | (OP) Operating | [8 empty] | 45.8797 | -120.8072 | 0 | 0 | #DIV/0! | 0%
| FRP Tupelo Solar, LLC | 67182 | Tupelo Solar | FL | Putnam | FPL | IPP Non-CHP | TUPS |  | 74.5 | 74.5 | 74.5 | Solar Photovoltaic | SUN | PV | 2024 |  |  | (OP) Operating |  | 108.14 | [6 empty] | 29.6037 | -81.5272 | 0 | 0 | #DIV/0! | 0%
| AES Distributed Energy | 58670 | Turkey Branch Solar LLC | NC | Robeson | DUK | IPP Non-CHP | TURKY |  | 5 | 4 | 4 | Solar Photovoltaic | SUN | PV | 2014 |  |  | (OP) Operating |  | 6.5 | [6 empty] | 34.5244 | -79.1044 | 0 | 0 | #DIV/0! | 0%
| Fresh Air Energy XXXV, LLC | 60000 | Turkey Creek PV1 | NC | Northampton | DUK | IPP Non-CHP | TRKCK |  | 13.5 | 13.5 | 13.5 | Solar Photovoltaic | SUN | PV | 2017 |  |  | (OP) Operating |  | 16.8 | [6 empty] | 36.4414 | -77.1356 | 0 | 0 | #DIV/0! | 0%
| Florida Power & Light Co | 621 | Turkey Point | FL | Miami Dade | FPL | Electric Utility | 3 |  | 2861.2 | 2952.1 | 3035 | Nuclear | NUC | ST | 1997.1429 |  |  | (OP) Operating | [8 empty] | 25.4356 | -80.3308 | 7105958.72 | 49115280.469 | 6.9118 | 27.1%
| Invenergy Services LLC | 56774 | Turkey Track Wind Energy LLC | TX | Nolan | ERCO | IPP Non-CHP | 1 |  | 169.5 | 169.5 | 169.5 | Onshore Wind Turbine | WND | WT | 2008 |  |  | (OP) Operating | [8 empty] | 32.1981 | -100.2686 | 0 | 0 | #DIV/0! | 0%
| Turlock Irrigation District | 161 | Turlock Lake | CA | Stanislaus | TIDC | Electric Utility | 1 |  | 3.3 | 3.3 | 3.3 | Conventional Hydroelectric | WAT | HY | 1980 |  |  | (OP) Operating | [8 empty] | 37.6115 | -120.5947 | 0 | 0 | #DIV/0! | 0%
| Turnbull Hydro LLC | 57690 | Turnbull Hydro | MT | Teton | NWMT | IPP Non-CHP | 1 |  | 13 | 13 | 0 | Conventional Hydroelectric | WAT | HY | 2011 |  |  | (OP) Operating | [8 empty] | 47.6053 | -112.0969 | 0 | 0 | #DIV/0! | 0%
| Scale Sustainable I, LLC | 62160 | Turner Rd Community Solar Project | NY | Chemung | NYIS | IPP Non-CHP | 300 |  | 2 | 2 | 2 | Solar Photovoltaic | SUN | PV | 2019 |  |  | (OP) Operating |  | 2.7 | [6 empty] | 42.093 | -76.6785 | 0 | 0 | #DIV/0! | 0%
| Northbrook Carolina Hydro LLC | 2735 | Turner Shoals | NC | Polk | DUK | IPP Non-CHP | 1 |  | 5.4 | 5.4 | 5.4 | Conventional Hydroelectric | WAT | HY | 1996 |  |  | (OA) Out of service but expected to return to service in next calendar year | [8 empty] | 35.3348 | -82.1864 | 0 | 0 | #DIV/0! | 0%
| FirstLight Power Resources, Inc. - MA | 6388 | Turners Falls | MA | Franklin | ISNE | IPP Non-CHP | 1 |  | 5.7 | 6.4 | 6.4 | Conventional Hydroelectric | WAT | HY | 1910.2 |  |  | (OP) Operating | [8 empty] | 42.608 | -72.5615 | 0 | 0 | #DIV/0! | 0%
| Southeastern Solar Farm Fund, LLC | 66205 | Turnipseed Solar, LLC | GA | Douglas | SOCO | IPP Non-CHP | TURNI |  | 3 | 3 | 3 | Solar Photovoltaic | SUN | PV | 2017 |  |  | (OP) Operating |  | 3.9 | [6 empty] | 33.6992 | -84.6789 | 0 | 0 | #DIV/0! | 0%
| Los Angeles Department of Water & Power | 6481 | Intermountain Power Project | UT | Millard | LDWP | Electric Utility | 1 |  | 1640 | 1800 | 1800 | Conventional Steam Coal | BIT | ST | 1986.5 | 7 | 2025 | (OP) Operating | [8 empty] | 39.5097 | -112.5802 | 6215108.75 | 58792283.925 | 9.4596 | 39.42%
| Florida Power & Light Co | 65873 | Turnpike | FL | Indian River | FPL | Electric Utility | 1 |  | 74.5 | 74.5 | 74.5 | Solar Photovoltaic | SUN | PV | 2024 |  |  | (OP) Operating |  | 104.3 | [6 empty] | 27.567 | -80.645 | 0 | 0 | #DIV/0! | 0%
| Liberty Utilities (CalPeco Electric) LLC | 62980 | Turquoise Liberty Solar | NV | Washoe | NEVP | Electric Utility | PV |  | 10 | 10 | 10 | Solar Photovoltaic | SUN | PV | 2019 |  |  | (OP) Operating |  | 11 | [6 empty] | 39.59 | -119.52 | 0 | 0 | #DIV/0! | 0%
| Greenbacker Renewable Energy Corporation | 63906 | Turquoise Nevada, LLC | NV | Washoe | NEVP | IPP Non-CHP | 142 |  | 60 | 60 | 60 | Solar Photovoltaic | SUN | PV | 2020 |  |  | (OP) Operating |  | 61.2 | [6 empty] | 39.574 | -119.5242 | 0 | 0 | #DIV/0! | 0%
| DTE Electric Company | 60347 | Turrill Solar Farm | MI | Lapeer | MISO | Electric Utility | 1 |  | 19.6 | 19.6 | 19.6 | Solar Photovoltaic | SUN | PV | 2017 |  |  | (OP) Operating |  | 22.9 | [6 empty] | 43.0347 | -83.3089 | 0 | 0 | #DIV/0! | 0%
| Turtle Creek Wind Farm LLC | 61638 | Turtle Creek Wind Farm LLC | IA | Mitchell | MISO | IPP Non-CHP | TC1 |  | 199.2 | 199.2 | 199.2 | Onshore Wind Turbine | WND | WT | 2018 |  |  | (OP) Operating | [8 empty] | 43.4296 | -92.8395 | 0 | 0 | #DIV/0! | 0%
| Ormat Nevada Inc | 57451 | Tuscarora Geothermal Power Plant | NV | Elko | NEVP | IPP Non-CHP | G9200 |  | 32 | 21.4 | 32 | Geothermal | GEO | BT | 2012 |  |  | (OP) Operating | [8 empty] | 41.4828 | -116.1511 | 0 | 0 | #DIV/0! | 0%
| Tuscola Bay Wind LLC | 58351 | Tuscola Bay Wind | MI | Tuscola | MISO | IPP Non-CHP | GE16 |  | 120 | 120 | 120 | Onshore Wind Turbine | WND | WT | 2012 |  |  | (OP) Operating | [8 empty] | 43.5253 | -83.65 | 0 | 0 | #DIV/0! | 0%
| Tuscola Wind II LLC | 58587 | Tuscola Wind II LLC | MI | Tuscola | MISO | IPP Non-CHP | 1 |  | 100.3 | 100.3 | 100.3 | Onshore Wind Turbine | WND | WT | 2013 |  |  | (OP) Operating | [8 empty] | 43.5269 | -83.5669 | 0 | 0 | #DIV/0! | 0%
| Western Farmers Elec Coop, Inc | 61618 | Tuttle | OK | Grady | SWPP | Electric Utility | 1 |  | 4 | 4 | 4 | Solar Photovoltaic | SUN | PV | 2017 |  |  | (OP) Operating |  | 5.1 | [6 empty] | 35.2666 | -97.8465 | 0 | 0 | #DIV/0! | 0%
| Northbrook Tuxedo, LLC | 2736 | Tuxedo | NC | Henderson | DUK | IPP Non-CHP | 1 |  | 5 | 6.4 | 6.4 | Conventional Hydroelectric | WAT | HY | 1920 |  |  | (OS) Out of service and NOT expected to return to service in next calendar year | [8 empty] | 35.245 | -82.3894 | 0 | 0 | #DIV/0! | 0%
| Entergy Arkansas LLC | 55418 | Hot Spring Generating Facility | AR | Hot Spring | MISO | Electric Utility | CT1 | PB01 | 714.8 | 562.7 | 636.2 | Natural Gas Fired Combined Cycle | NG | CT | 2002 |  |  | (OP) Operating | [8 empty] | 34.2976 | -92.8683 | 2081118.3 | 15201470.686 | 7.3045 | 39.63%
| Bravo REC Management LLC | 67863 | TWC | CA | Tulare | CISO | Industrial Non-CHP | TWC |  | 1.2 | 1.2 | 1 | Solar Photovoltaic | SUN | PV | 2024 |  |  | (OP) Operating |  | 1.3 | [6 empty] | 36.1228 | -119.4477 | 0 | 0 | #DIV/0! | 0%
| TWE Bowman Solar Project, LLC | 62828 | TWE Bowman Solar Project | SC | Orangeburg | SCEG | IPP Non-CHP | BOW |  | 75 | 73.1 | 73.1 | Solar Photovoltaic | SUN | PV | 2020 |  |  | (OP) Operating |  | 102 | [6 empty] | 33.3162 | -80.6824 | 0 | 0 | #DIV/0! | 0%
| Cypress Creek Renewables | 60048 | TWE Chocowinity Solar, LLC | NC | Beaufort | DUK | IPP Non-CHP | FLS1 |  | 4.5 | 4.5 | 4.5 | Solar Photovoltaic | SUN | PV | 2015 |  |  | (OP) Operating |  | 4.9 | [6 empty] | 35.5017 | -77.1056 | 0 | 0 | #DIV/0! | 0%
| Dominion Energy Inc. | 63746 | TWE Myrtle Solar Farm, LLC | VA | Suffolk City | PJM | IPP Non-CHP | MYSO |  | 15 | 15 | 15 | Solar Photovoltaic | SUN | PV | 2020 |  |  | (OP) Operating |  | 20.8 | [6 empty] | 36.79 | -76.67 | 0 | 0 | #DIV/0! | 0%
| Cypress Creek Renewables | 60191 | TWE New Bern Solar Project, LLC | NC | Craven | DUK | IPP Non-CHP | FLS1 |  | 4 | 4 | 4 | Solar Photovoltaic | SUN | PV | 2016 |  |  | (OP) Operating |  | 4.5 | [6 empty] | 35.1543 | -77.1343 | 0 | 0 | #DIV/0! | 0%
| Tweite Community Solar LLC | 64099 | Tweite Community Solar LLC | MN | Olmsted | MISO | IPP Non-CHP | TWEIT |  | 1 | 1 | 1 | Solar Photovoltaic | SUN | PV | 2020 |  |  | (OP) Operating |  | 1.5 | [6 empty] | 44.0251 | -92.6745 | 0 | 0 | #DIV/0! | 0%
| Onward Energy | 61696 | Twiggs Solar | GA | Twiggs | SOCO | IPP Non-CHP | TWIGG |  | 204 | 204 | 204 | Solar Photovoltaic | SUN | PV | 2020 |  |  | (OP) Operating |  | 261 | [6 empty] | 32.605 | -83.4912 | 0 | 0 | #DIV/0! | 0%
| Indiana Michigan Power Co | 989 | Twin Branch | IN | St Joseph | PJM | Electric Utility | H1E |  | 4.8 | 4 | 4.8 | Conventional Hydroelectric | WAT | HY | 1989 |  |  | (OP) Operating | [8 empty] | 41.665 | -86.1322 | 0 | 0 | #DIV/0! | 0%
| Indiana Michigan Power Co | 59861 | Twin Branch PV | IN | St Joseph | PJM | Electric Utility | TBPV1 |  | 2.6 | 2.6 | 2.6 | Solar Photovoltaic | SUN | PV | 2016 |  |  | (OP) Operating |  | 3.2 | [6 empty] | 41.69 | -86.12 | 0 | 0 | #DIV/0! | 0%
| Ocean State Power Co | 51030 | Ocean State Power | RI | Providence | ISNE | IPP Non-CHP | GEN1 | OSP1 | 254.2 | 218.6 | 238.9 | Natural Gas Fired Combined Cycle | NG | CT | 1990 |  |  | (OP) Operating | [8 empty] | 42.0097 | -71.6689 | 798754.12 | 9810685.985 | 12.2825 | 39.86%
| Avangrid Power LLC | 61040 | Twin Buttes II Wind | CO | Prowers | WACM | IPP Non-CHP | WT1 |  | 75 | 75 | 75 | Onshore Wind Turbine | WND | WT | 2017 |  |  | (OP) Operating | [8 empty] | 37.773 | -102.546 | 0 | 0 | #DIV/0! | 0%
| Avangrid Power LLC | 56460 | Twin Buttes Wind Project | CO | Bent | PSCO | IPP Non-CHP | WT1 |  | 75 | 75 | 75 | Onshore Wind Turbine | WND | WT | 2007 |  |  | (OP) Operating | [8 empty] | 37.6735 | -102.8622 | 0 | 0 | #DIV/0! | 0%
| Twin Cities Hydro LLC | 57069 | Twin Cities Hydro LLC | MN | Ramsey | MISO | IPP Non-CHP | 1 |  | 18 | 18 | 18 | Conventional Hydroelectric | WAT | HY | 1924 |  |  | (OP) Operating | [8 empty] | 44.9156 | -93.1994 | 0 | 0 | #DIV/0! | 0%
| Idaho Power Co | 821 | Twin Falls (ID) | ID | Twin Falls | IPCO | Electric Utility | 1 |  | 52.7 | 52.6 | 7.3 | Conventional Hydroelectric | WAT | HY | 1965 |  |  | (OP) Operating | [8 empty] | 42.5892 | -114.3553 | 0 | 0 | #DIV/0! | 0%
| Wisconsin Electric Power Co | 59836 | Twin Falls (WI) | WI | Florence | MISO | Electric Utility | 11 |  | 9.2 | 9.2 | 9.2 | Conventional Hydroelectric | WAT | HY | 2016 |  |  | (OP) Operating | [8 empty] | 45.8728 | -88.0708 | 0 | 0 | #DIV/0! | 0%
| Central Rivers Power US, LLC | 50827 | Twin Falls Hydro | WA | King | PSEI | IPP Non-CHP | UNI1 |  | 24 | 22.8 | 22 | Conventional Hydroelectric | WAT | HY | 1989 |  |  | (OP) Operating | [8 empty] | 47.4446 | -121.6878 | 0 | 0 | #DIV/0! | 0%
| CHI Operations Inc | 55568 | Twin Lake Hills LLC | MN | Lincoln | MISO | IPP Non-CHP | TL30 |  | 1.9 | 1.9 | 1.9 | Onshore Wind Turbine | WND | WT | 2000 |  |  | (OP) Operating | [8 empty] | 44.2258 | -96.2789 | 0 | 0 | #DIV/0! | 0%
| Florida Power & Light Co | 62633 | Twin Lakes | FL | Putnam | FPL | Electric Utility | 1 |  | 74.5 | 74.5 | 74.5 | Solar Photovoltaic | SUN | PV | 2020 |  |  | (OP) Operating |  | 95.1 | [6 empty] | 29.6122 | -81.8445 | 0 | 0 | #DIV/0! | 0%
| Twin Lakes Solar LLC | 67696 | Twin Lakes Solar LLC | IN | White | MISO | IPP Non-CHP | TWNLK |  | 150 | 150 | 150 | Solar Photovoltaic | SUN | PV | 2024 |  |  | (OP) Operating |  | 206.38 | [6 empty] | 40.7154 | -86.7758 | 0 | 0 | #DIV/0! | 0%
| Walla Walla City of | 50382 | Twin Reservoirs | WA | Walla Walla | BPAT | IPP Non-CHP | GEN1 |  | 2.2 | 1.8 | 1.5 | Conventional Hydroelectric | WAT | HY | 1988 |  |  | (OP) Operating | [8 empty] | 46.0883 | -118.2547 | 0 | 0 | #DIV/0! | 0%
| Exus Pennsylvania Wind Holdings | 57998 | Twin Ridges Wind Farm | PA | Somerset | PJM | IPP Non-CHP | 1 |  | 139.4 | 139.4 | 139.4 | Onshore Wind Turbine | WND | WT | 2012 |  |  | (OP) Operating | [8 empty] | 39.7606 | -78.8747 | 0 | 0 | #DIV/0! | 0%
| Twin Rivers Paper Co LLC | 58146 | Twin Rivers Paper Co LLC | ME | Aroostook | NBSO | Industrial CHP | GEN5 |  | 22 | 22 | 22 | All Other | PUR | ST | 1987 |  |  | (OP) Operating | [8 empty] | 47.3581 | -68.3309 | 0 | 0 | #DIV/0! | 0%
| Duke Energy Florida, LLC | 63518 | Twin Rivers Solar Power Plant | FL | Hamilton | FPC | Electric Utility | PV1 |  | 74.9 | 74.9 | 74.9 | Solar Photovoltaic | SUN | PV | 2021 |  |  | (OP) Operating |  | 104.9 | [6 empty] | 30.4664 | -82.9687 | 0 | 0 | #DIV/0! | 0%
| Citizens Enterprises Corporation | 59624 | Twiss Street Solar | MA | Hampden | ISNE | IPP Non-CHP | PV1 |  | 1.5 | 1.5 | 1.5 | Solar Photovoltaic | SUN | PV | 2015 |  |  | (OP) Operating |  | 2 | [6 empty] | 42.1483 | -72.7481 | 0 | 0 | #DIV/0! | 0%
| Cardinal Renewables | 63077 | Twittys Creek Solar, LLC | VA | Charlotte | PJM | IPP Non-CHP | VATC |  | 13.8 | 13.8 | 13.8 | Solar Photovoltaic | SUN | PV | 2020 |  |  | (OP) Operating |  | 17.4 | [6 empty] | 37.0184 | -78.5813 | 0 | 0 | #DIV/0! | 0%
| Wisconsin Public Service Corp | 63105 | Two Creeks Solar | WI | Manitowoc | MISO | Electric Utility | 1 |  | 150 | 150 | 150 | Solar Photovoltaic | SUN | PV | 2020 |  |  | (OP) Operating |  | 213 | [6 empty] | 44.2496 | -87.5453 | 0 | 0 | #DIV/0! | 0%
| Two Dot Wind Broadview East LLC | 64332 | Two Dot Wind Broadview East LLC | MT | Yellowstone | NWMT | IPP Non-CHP | CHL2 |  | 1.8 | 1.6 | 1.6 | Onshore Wind Turbine | WND | WT | 2018 |  |  | (OP) Operating | [8 empty] | 46.1026 | -108.8066 | 0 | 0 | #DIV/0! | 0%
| NorthWestern Energy (MT wind/thermal) | 59003 | Two Dot Wind Farm | MT | Wheatland | NWMT | Electric Utility | 1 |  | 9.7 | 9.7 | 9.7 | Onshore Wind Turbine | WND | WT | 2014 |  |  | (OP) Operating | [8 empty] | 46.4494 | -110.0872 | 0 | 0 | #DIV/0! | 0%
| Strata Manager, LLC | 58348 | Two Lines Farm | NC | Catawba | DUK | IPP Non-CHP | 1 |  | 5 | 5 | 5 | Solar Photovoltaic | SUN | PV | 2013 |  |  | (OP) Operating |  | 6.4 | [6 empty] | 35.6292 | -81.3267 | 0 | 0 | #DIV/0! | 0%
| Citizens Enterprises Corporation | 60510 | Two Mile Desert Project | NC | Perquimans | PJM | IPP Non-CHP | PV1 |  | 16.2 | 16.2 | 16.2 | Solar Photovoltaic | SUN | PV | 2019 |  |  | (OP) Operating |  | 21 | [6 empty] | 36.22 | -76.46 | 0 | 0 | #DIV/0! | 0%
| Cypress Creek Renewables | 59427 | Two Mile Solar | NC | Perquimans | PJM | IPP Non-CHP | TMS1 |  | 5 | 5 | 5 | Solar Photovoltaic | SUN | PV | 2015 |  |  | (OP) Operating |  | 6.5 | [6 empty] | 36.2231 | -76.4619 | 0 | 0 | #DIV/0! | 0%
| Duke Energy Indiana, LLC | 6113 | Gibson | IN | Gibson | MISO | Electric Utility | 1 |  | 3339.5 | 3132 | 3157 | Conventional Steam Coal | BIT | ST | 1978 |  |  | (OP) Operating | [8 empty] | 38.3722 | -87.7658 | 11021871.05 | 105010828.336 | 9.5275 | 40.01%
| Mountain Air Projects, LLC | 57444 | Two Ponds Windfarm | ID | Elmore | IPCO | IPP Non-CHP | 1 |  | 23 | 23 | 23 | Onshore Wind Turbine | WND | WT | 2012 |  |  | (OP) Operating | [8 empty] | 43.0338 | -115.4826 | 0 | 0 | #DIV/0! | 0%
| Catalyze Fort Worth 5200 Gold Spike Drive Microgrid, LLC | 67058 | TX Fort Worth 5200 Gold Spike Drive | TX | Tarrant | ERCO | IPP Non-CHP | 19599 |  | 4 | 4 | 4 | Solar Photovoltaic | SUN | PV | 2025 |  |  | (OP) Operating | [8 empty] | 32.8313 | -97.3473 | 0 | 0 | #DIV/0! | 0%
| Boralex US Operations LLC | 58773 | TX Hereford Wind | TX | Deaf Smith | ERCO | IPP Non-CHP | GEN1 |  | 200 | 200 | 200 | Onshore Wind Turbine | WND | WT | 2014 |  |  | (OP) Operating | [8 empty] | 34.7481 | -102.1744 | 0 | 0 | #DIV/0! | 0%
| Catalyze Houston Express Lane Microgrid, LLC | 66517 | TX Houston 7080 Express Lane | TX | Harris | ERCO | IPP Non-CHP | 19344 |  | 1.9 | 1.9 | 1.9 | Solar Photovoltaic | SUN | PV | 2025 |  |  | (OP) Operating | [8 empty] | 29.8251 | -95.2471 | 0 | 0 | #DIV/0! | 0%
| TX Jumbo Road Wind, LLC | 59621 | TX Jumbo Road Wind | TX | Deaf Smith | ERCO | IPP Non-CHP | JRWND |  | 299.7 | 299.7 | 299.7 | Onshore Wind Turbine | WND | WT | 2015 |  |  | (OP) Operating | [8 empty] | 34.72 | -102.2533 | 0 | 0 | #DIV/0! | 0%
| Key Capture Energy | 65693 | TX10 Hummingbird Storage | TX | Denton | ERCO | IPP Non-CHP | TX10 |  | 100 | 100 | 100 | Batteries | MWH | BA | 2024 |  |  | (OP) Operating | 227 | [7 empty] | 33.3256 | -97.3143 | 0 | 0 | #DIV/0! | 0%
| Key Capture Energy | 65694 | TX11 Republic Road Storage | TX | Robertson | ERCO | IPP Non-CHP | TX11 |  | 50 | 50 | 50 | Batteries | MWH | BA | 2022 |  |  | (OP) Operating | 50 | [7 empty] | 30.8814 | -96.6254 | 0 | 0 | #DIV/0! | 0%
| Key Capture Energy | 65695 | TX12 Silicon Hill Storage | TX | Travis | ERCO | IPP Non-CHP | TX12 |  | 100 | 100 | 100 | Batteries | MWH | BA | 2022 |  |  | (OP) Operating | 100 | [7 empty] | 30.4122 | -97.574 | 0 | 0 | #DIV/0! | 0%
| Key Capture Energy | 65696 | TX13 Endurance Park Storage | TX | Scurry | ERCO | IPP Non-CHP | TX13 |  | 50 | 50 | 50 | Batteries | MWH | BA | 2022 |  |  | (OP) Operating | 50 | [7 empty] | 32.8558 | -100.9917 | 0 | 0 | #DIV/0! | 0%
| Key Capture Energy | 65698 | TX15 Limousin Oak Storage | TX | Grimes | ERCO | IPP Non-CHP | TX15 |  | 100 | 100 | 100 | Batteries | MWH | BA | 2024 |  |  | (OP) Operating | 227 | [7 empty] | 30.6599 | -95.9738 | 0 | 0 | #DIV/0! | 0%
| Key Capture Energy | 65699 | TX19 River Valley Storage 1 | TX | Williamson | ERCO | IPP Non-CHP | TX19 |  | 50 | 50 | 50 | Batteries | MWH | BA | 2023 |  |  | (OP) Operating | 111 | [7 empty] | 30.4148 | -97.357 | 0 | 0 | #DIV/0! | 0%
| Key Capture Energy | 64425 | TX2 Port Lavaca | TX | Calhoun | ERCO | IPP Non-CHP | TX2 |  | 9.9 | 9.9 | 9.9 | Batteries | MWH | BA | 2020 |  |  | (OP) Operating | 11.9 | [7 empty] | 28.5867 | -96.6838 | 0 | 0 | #DIV/0! | 0%
| Key Capture Energy | 65700 | TX21 River Valley Storage 2 | TX | Williamson | ERCO | IPP Non-CHP | TX21 |  | 50 | 50 | 50 | Batteries | MWH | BA | 2023 |  |  | (OP) Operating | 107 | [7 empty] | 30.4143 | -97.3552 | 0 | 0 | #DIV/0! | 0%
| Key Capture Energy | 65701 | TX23 Roughneck Storage | TX | Brazoria | ERCO | IPP Non-CHP | TX23 |  | 50 | 50 | 50 | Batteries | MWH | BA | 2022 |  |  | (OP) Operating | 50 | [7 empty] | 29.1592 | -95.6626 | 0 | 0 | #DIV/0! | 0%
| Key Capture Energy | 64423 | TX7 Flat Top | TX | Reeves | ERCO | IPP Non-CHP | TX7 |  | 9.9 | 9.9 | 9.9 | Batteries | MWH | BA | 2020 |  |  | (OP) Operating | 16.5 | [7 empty] | 31.1979 | -103.3607 | 0 | 0 | #DIV/0! | 0%
| Key Capture Energy | 64424 | TX8 Worsham | TX | Pecos | ERCO | IPP Non-CHP | TX8 |  | 9.9 | 9.9 | 9.9 | Batteries | MWH | BA | 2020 |  |  | (OP) Operating | 17.9 | [7 empty] | 31.3566 | -103.3365 | 0 | 0 | #DIV/0! | 0%
| Southeast Alaska Power Agency | 61166 | Tyee Lake Hydroelectric Facility | AK | Wrangell Petersburg | NA | Commercial Non-CHP | UNIT1 |  | 22.6 | 22.6 | 22.6 | Conventional Hydroelectric | WAT | HY | 1983 |  |  | (OP) Operating | [8 empty] | 56.2164 | -131.5043 | 0 | 0 | #DIV/0! | 0%
| Southern Power Co | 60502 | Tyler Bluff Wind Project, LLC | TX | Cooke | ERCO | IPP Non-CHP | GEN1 |  | 125.6 | 125 | 125 | Onshore Wind Turbine | WND | WT | 2016 |  |  | (OP) Operating | [8 empty] | 33.7039 | -97.372 | 0 | 0 | #DIV/0! | 0%
| Citizens Enterprises Corporation | 61598 | Tyngsborough Solar | MA | Middlesex | ISNE | IPP Non-CHP | PV1 |  | 2.6 | 2.6 | 2.6 | Solar Photovoltaic | SUN | PV | 2017 |  |  | (OP) Operating |  | 3.5 | [6 empty] | 42.6697 | -71.4465 | 0 | 0 | #DIV/0! | 0%
| Madison Gas & Electric Co | 67196 | Tyto Solar | WI | Dane | MISO | Electric Utility | 1 |  | 6 | 6 | 6 | Solar Photovoltaic | SUN | PV | 2024 |  |  | (OP) Operating |  | 7.2 | [6 empty] | 42.9877 | -89.378 | 0 | 0 | #DIV/0! | 0%
| Sandy Creek Energy Associates LP | 56611 | Sandy Creek Energy Station | TX | McLennan | ERCO | IPP Non-CHP | S01 |  | 1008 | 932.6 | 932.6 | Conventional Steam Coal | SUB | ST | 2013 |  |  | (OP) Operating | [8 empty] | 31.4744 | -96.9571 | 3276075.74 | 33917310.565 | 10.353 | 40.1%
| North American Energy Services | 54131 | World Generation X | NY | Niagara | NYIS | IPP CHP | GEN1 | CC1 | 65.7 | 51.7 | 64.2 | Natural Gas Fired Combined Cycle | NG | CT | 1993 |  |  | (OP) Operating | [8 empty] | 43.0483 | -78.8539 | 204130.91 | 2367319.302 | 11.5971 | 40.21%
| Entegrity Solar UA AG, LLC | 67526 | UADA | AR | Howard | SWPP | IPP Non-CHP | 62293 |  | 2.8 | 2.8 | 2.2 | Solar Photovoltaic | SUN | PV | 2023 |  |  | (OP) Operating |  | 3.7 | [6 empty] | 33.9266 | -93.8589 | 0 | 0 | #DIV/0! | 0%
| Tucson Electric Power Co | 57392 | UASTP I | AZ | Pima | TEPC | Electric Utility | UATP1 |  | 1.2 | 1.5 | 1.5 | Solar Photovoltaic | SUN | PV | 2010 |  |  | (OP) Operating |  | 1.6 | [6 empty] | 32.097 | -110.8106 | 0 | 0 | #DIV/0! | 0%
| Black Hills Service Company LLC | 56998 | Pueblo Airport Generating Station | CO | Pueblo | PSCO | IPP Non-CHP | 4 | PB4 | 440 | 408 | 408 | Natural Gas Fired Combined Cycle | NG | CT | 2012.4444 |  |  | (OP) Operating | [8 empty] | 38.3208 | -104.5264 | 1440114.29 | 14559473.733 | 10.1099 | 40.29%
| Dominion Energy South Carolina, Inc | 3287 | McMeekin | SC | Lexington | SCEG | Electric Utility | 1 |  | 293.6 | 250 | 250 | Natural Gas Steam Turbine | NG | ST | 1958 |  |  | (OP) Operating | [8 empty] | 34.0556 | -81.2172 | 883510.01 | 7646664.568 | 8.6549 | 40.34%
| Solar Star California XXXII, LLC | 59872 | UC Davis South Campus | CA | Yolo | CISO | Commercial Non-CHP | UCD1 |  | 13 | 13 | 13 | Solar Photovoltaic | SUN | PV | 2015 |  |  | (OP) Operating |  | 16.3 | [6 empty] | 38.55 | -121.75 | 0 | 0 | #DIV/0! | 0%
| MN8 Energy LLC | 61995 | UC Merced Solar Hybrid | CA | Merced | CISO | IPP Non-CHP | UCMBA |  | 5 | 4.8 | 2.3 | Batteries | MWH | BA | 2018 |  |  | (OP) Operating | 0.9 | [7 empty] | 37.3657 | -120.4322 | 0 | 0 | #DIV/0! | 0%
| MN8 Energy LLC | 62016 | UC Riverside Lots 30 & 32 | CA | Riverside | CISO | IPP Non-CHP | UCRIV |  | 4 | 3.5 | 2 | Solar Photovoltaic | SUN | PV | 2017 |  |  | (OP) Operating |  | 4.3 | [6 empty] | 33.9704 | -117.331 | 0 | 0 | #DIV/0! | 0%
| Florida Municipal Power Agency | 54426 | Mulberry Cogeneration Facility | FL | Polk | FPC | IPP CHP | GT1 | CC1 | 127.7 | 115 | 120 | Natural Gas Fired Combined Cycle | NG | CT | 1994 |  |  | (OP) Operating | [8 empty] | 27.8489 | -81.8775 | 415811.42 | 3302781.63 | 7.943 | 40.4%
| Evergy Metro | 2079 | Hawthorn | MO | Jackson | SWPP | Electric Utility | 5 |  | 1046.2 | 954.9 | 744.2 | Conventional Steam Coal | SUB | ST | 1993.2 |  |  | (OP) Operating | [8 empty] | 39.1306 | -94.4778 | 3014634.22 | 28817352.723 | 9.5592 | 40.51%
| Orlando Utilities Comm | 564 | Stanton Energy Center | FL | Orange | FMPP | Electric Utility | 1 |  | 1262 | 1214.7 | 1229.7 | Conventional Steam Coal | BIT | ST | 2000.75 |  |  | (OP) Operating | [8 empty] | 28.4822 | -81.1678 | 4340825.86 | 39384240.677 | 9.073 | 40.54%
| Cadillac Renewable Energy LLC | 54415 | Cadillac Renewable Energy | MI | Wexford | MISO | IPP Non-CHP | GEN2 |  | 44 | 38 | 38 | Wood/Wood Waste Biomass | WDS | ST | 2020 |  |  | (OP) Operating | [8 empty] | 44.2617 | -85.4352 | 134971 | 2441302.544 | 18.0876 | 40.55%
| NorthWestern Energy (MT wind/thermal) | 56908 | Dave Gates Generating Station | MT | Deer Lodge | NWMT | Electric Utility | 1 |  | 203.1 | 132.3 | 144.3 | Natural Gas Fired Combustion Turbine | NG | GT | 2011 |  |  | (OP) Operating | [8 empty] | 46.1047 | -112.8766 | 491421.67 | 5297423.373 | 10.7798 | 40.56%
| Western Farmers Elec Coop, Inc | 3006 | Anadarko Plant | OK | Caddo | SWPP | Electric Utility | 10 |  | 450.3 | 417 | 417 | Natural Gas Fired Combustion Turbine | NG | GT | 1993 |  |  | (OP) Operating | [8 empty] | 35.0847 | -98.23 | 1486746.86 | 13172917.118 | 8.8602 | 40.7%
| NRG Texas Power LLC | 298 | Limestone | TX | Limestone | ERCO | IPP Non-CHP | 1 |  | 1849.8 | 1660 | 1660 | Conventional Steam Coal | SUB | ST | 1985.5 |  |  | (OP) Operating | [8 empty] | 31.4219 | -96.2525 | 5936572.99 | 59213869.341 | 9.9744 | 40.82%
| RENEW Energy Inc | 57351 | Uilk Wind LLC | MN | Pipestone | MISO | Commercial Non-CHP | FA01 |  | 4.5 | 4.5 | 4.5 | Onshore Wind Turbine | WND | WT | 2010 |  |  | (OP) Operating | [8 empty] | 43.9811 | -96.4269 | 0 | 0 | #DIV/0! | 0%
| Moon Lake Electric Assn Inc | 3704 | Uintah | UT | Duchesne | WACM | Electric Utility | 1 |  | 1.2 | 1.2 | 1.2 | Conventional Hydroelectric | WAT | HY | 1930 |  |  | (OP) Operating | [8 empty] | 40.5381 | -110.0661 | 0 | 0 | #DIV/0! | 0%
| West Texas A&M University | 61589 | UL Advanced Wind Turbine Test Facility | TX | Randall | SWPP | Commercial Non-CHP | MT-1 |  | 3.5 | 3.5 | 3.5 | Onshore Wind Turbine | WND | WT | 2017 |  |  | (OP) Operating | [8 empty] | 34.966 | -101.7841 | 0 | 0 | #DIV/0! | 0%
| Ulster Solar LLC | 62777 | Ulster County Solar | NY | Ulster | NYIS | IPP Non-CHP | ULSTE |  | 1.4 | 1.4 | 1.4 | Solar Photovoltaic | SUN | PV | 2018 |  |  | (OP) Operating |  | 1.9 | [6 empty] | 41.9619 | -73.9812 | 0 | 0 | #DIV/0! | 0%
| Consolidated Edison Development Inc. | 61603 | UMASS | MA | Hampshire | ISNE | IPP Non-CHP | UMASS |  | 4 | 4 | 4 | Solar Photovoltaic | SUN | PV | 2016 |  |  | (OP) Operating |  | 5.3 | [6 empty] | 42.3913 | -72.5325 | 0 | 0 | #DIV/0! | 0%
| Sacramento Municipal Util Dist | 7551 | SCA Cogen 2 | CA | Sacramento | BANC | Electric Utility | CCST | CCC1 | 193.4 | 176.6 | 180.1 | Natural Gas Fired Combined Cycle | NG | CA | 1998 |  |  | (OP) Operating | [8 empty] | 38.5309 | -121.4001 | 639651.03 | 5465977.479 | 8.5452 | 40.94%
| Consolidated Edison Development Inc. | 65154 | UMass PV Lot 22 | MA | Hampshire | ISNE | IPP Non-CHP | U22ES |  | 4.1 | 4.1 | 2.4 | Batteries | MWH | BA | 2022 |  |  | (OP) Operating | 4.3 | [7 empty] | 42.393 | -72.5202 | 0 | 0 | #DIV/0! | 0%
| Consolidated Edison Development Inc. | 65153 | UMass PV Lot 49 | MA | Hampshire | ISNE | IPP Non-CHP | U49PV |  | 0.8 | 0.9 | 0.5 | Solar Photovoltaic | SUN | PV | 2022 |  |  | (OP) Operating |  | 1.2 | [6 empty] | 42.393 | -72.5202 | 0 | 0 | #DIV/0! | 0%
| Umbriel Solar, LLC | 66954 | Umbriel Solar | TX | Polk | MISO | IPP Non-CHP | 23001 |  | 150 | 150 | 150 | Solar Photovoltaic | SUN | PV | 2023 |  |  | (OP) Operating |  | 163.3 | [6 empty] | 30.6688 | -94.7835 | 0 | 0 | #DIV/0! | 0%
| Standard Solar | 62405 | UMCES Ground Mount | MD | Dorchester | PJM | IPP Non-CHP | X0009 |  | 2 | 2 | 2 | Solar Photovoltaic | SUN | PV | 2018 |  |  | (OP) Operating |  | 2.7 | [6 empty] | 38.5831 | -76.1347 | 0 | 0 | #DIV/0! | 0%
| NRG Texas Power LLC | 3470 | W A Parish | TX | Fort Bend | ERCO | IPP Non-CHP | 1 |  | 4008.4 | 3632 | 3675 | Natural Gas Steam Turbine | NG | ST | 1969.8889 |  |  | (OP) Operating | [8 empty] | 29.4828 | -95.6311 | 13132787.47 | 131114764.169 | 9.9838 | 41.03%
| NVT LICENSES, LLC | 59749 | UMES (MD) - Princess Anne | MD | Somerset | PJM | IPP Non-CHP | 1 |  | 2 | 2.1 | 1.3 | Solar Photovoltaic | SUN | PV | 2011 |  |  | (OP) Operating |  | 2.2 | [6 empty] | 38.2026 | -75.6764 | 0 | 0 | #DIV/0! | 0%
| University of Minnesota Morris Campus | 57732 | UMM Wind Turbine | MN | Stevens | MISO | Commercial Non-CHP | UMM1 |  | 1.7 | 0.6 | 0.9 | Onshore Wind Turbine | WND | WT | 2011 |  |  | (OP) Operating | [8 empty] | 45.5897 | -95.877 | 0 | 0 | #DIV/0! | 0%
| Luminace Solar Maryland II, LLC | 58329 | UMMS at Pocomoke | MD | Somerset | PJM | IPP Non-CHP | PV1 |  | 2.8 | 2.8 | 2.8 | Solar Photovoltaic | SUN | PV | 2013 |  |  | (OP) Operating |  | 3.7 | [6 empty] | 38.0981 | -75.6111 | 0 | 0 | #DIV/0! | 0%
| Grand River Dam Authority | 165 | GREC | OK | Mayes | SWPP | Electric Utility | 2 |  | 1194.3 | 959.6 | 982.9 | Conventional Steam Coal | SUB | ST | 2006.3333 | 6 | 2026 | (OP) Operating | [8 empty] | 36.1903 | -95.2894 | 3491306.8 | 26597131.741 | 7.6181 | 41.03%
| Calpine Corp-Magic Valley | 55123 | Magic Valley Generating Station | TX | Hidalgo | ERCO | IPP Non-CHP | CTG1 | STG | 801 | 667 | 697 | Natural Gas Fired Combined Cycle | NG | CT | 2002 |  |  | (OP) Operating | [8 empty] | 26.3403 | -98.19 | 2453144.4 | 16290680.219 | 6.6407 | 41.06%
| National Grid Renewables | 67165 | Unbridled Solar | KY | Henderson | MISO | IPP Non-CHP | UBSLR |  | 160 | 160 | 160 | Solar Photovoltaic | SUN | PV | 2025 |  |  | (OP) Operating | [8 empty] | 37.652 | -87.552 | 0 | 0 | #DIV/0! | 0%
| Underhill Solar LLC | 63751 | Underhill | NY | Dutchess | NYIS | IPP Non-CHP | UND |  | 2 | 2 | 2 | Solar Photovoltaic | SUN | PV | 2019 |  |  | (OP) Operating |  | 3 | [6 empty] | 41.7163 | -73.8843 | 0 | 0 | #DIV/0! | 0%
| Ecoplexus, Inc | 60998 | Underwood PV2 | NC | Hertford | PJM | IPP Non-CHP | UNWD2 |  | 16 | 16 | 16 | Solar Photovoltaic | SUN | PV | 2020 |  |  | (OP) Operating |  | 20 | [6 empty] | 36.4194 | -77.0495 | 0 | 0 | #DIV/0! | 0%
| Puget Sound Energy Inc | 54476 | Sumas Power Plant | WA | Whatcom | PSEI | Electric Utility | GEN1 | CC1 | 125.5 | 125.5 | 137.3 | Natural Gas Fired Combined Cycle | NG | CT | 1993 |  |  | (OP) Operating | [8 empty] | 48.9905 | -122.2733 | 473020.36 | 5863288.045 | 12.3954 | 41.09%
| Citizens Enterprises Corporation | 67145 | Union Bridge Solar | MD | Carroll | PJM | IPP Non-CHP | PV1 |  | 8.2 | 8.2 | 8.2 | Solar Photovoltaic | SUN | PV | 2022 |  |  | (OP) Operating |  | 10.7 | [6 empty] | 39.563 | -77.183 | 0 | 0 | #DIV/0! | 0%
| Sunflower Electric Power Corp | 108 | Holcomb | KS | Finney | SWPP | Electric Utility | 1 |  | 348.7 | 358.9 | 358.9 | Conventional Steam Coal | SUB | ST | 1983 |  |  | (OP) Operating | [8 empty] | 37.9308 | -100.9725 | 1292758.9 | 12572199.715 | 9.7251 | 41.12%
| Dominion Energy South Carolina, Inc | 3297 | Wateree | SC | Richland | SCEG | Electric Utility | 1 |  | 771.8 | 684 | 684 | Conventional Steam Coal | BIT | ST | 1970.5 |  |  | (OP) Operating | [8 empty] | 33.8264 | -80.6228 | 2463963.08 | 23102014.793 | 9.376 | 41.12%
| Union Falls Hydro Power LP | 50176 | Union Falls | NY | Clinton | NYIS | IPP Non-CHP | GEN1 |  | 2.6 | 2.6 | 2.6 | Conventional Hydroelectric | WAT | HY | 1987 |  |  | (OP) Operating | [8 empty] | 44.5107 | -73.9131 | 0 | 0 | #DIV/0! | 0%
| Excelsior Energy Capital | 63939 | Union Garden | MN | Rice | MISO | IPP Non-CHP | CGS |  | 1 | 1 | 1 | Solar Photovoltaic | SUN | PV | 2021 |  |  | (OP) Operating |  | 1.2 | [6 empty] | 44.4694 | -93.1356 | 0 | 0 | #DIV/0! | 0%
| Luminace Solar Holding, LLC | 58516 | Union HS at Casa Grande | AZ | Pinal | AZPS | IPP Non-CHP | PV1 |  | 1.6 | 1.6 | 1.6 | Solar Photovoltaic | SUN | PV | 2012 |  |  | (OP) Operating |  | 2.1 | [6 empty] | 32.9369 | -111.7386 | 0 | 0 | #DIV/0! | 0%
| Southwestern Public Service Co | 2446 | Maddox | NM | Lea | SWPP | Electric Utility | 1 |  | 212 | 188 | 185 | Natural Gas Steam Turbine | NG | ST | 1968.6667 | 12 | 2028 | (OP) Operating | [8 empty] | 32.7142 | -103.3015 | 673394.44 | 6827282.599 | 10.1386 | 41.22%
| Empire District Electric Co | 7296 | State Line Combined Cycle | MO | Jasper | SWPP | Electric Utility | 1 |  | 690.5 | 624 | 686 | Natural Gas Fired Combustion Turbine | NG | GT | 1998.5 |  |  | (OP) Operating | [8 empty] | 37.0659 | -94.614 | 2368575.43 | 16515152.519 | 6.9726 | 41.28%
| KIAC Partners | 54114 | Kennedy International Airport Cogen | NY | Queens | NYIS | IPP CHP | GEN1 | CC1 | 121.2 | 125.1 | 126 | Natural Gas Fired Combined Cycle | NG | CT | 1994.3333 |  |  | (OP) Operating | [8 empty] | 40.6417 | -73.7778 | 455150.04 | 3797244.128 | 8.3428 | 41.38%
| EF NY CDG 011, LLC | 65624 | Union Springs 40 | NY | Cayuga | NYIS | IPP Non-CHP | US40 |  | 5 | 5 | 5 | Solar Photovoltaic | SUN | PV | 2022 |  |  | (OP) Operating |  | 7.5 | [6 empty] | 42.85 | -76.65 | 0 | 0 | #DIV/0! | 0%
| EF NY CDG 003, LLC | 65625 | Union Springs 963 | NY | Cayuga | NYIS | IPP Non-CHP | US963 |  | 5 | 5 | 5 | Solar Photovoltaic | SUN | PV | 2022 |  |  | (OP) Operating |  | 7.4 | [6 empty] | 42.85 | -76.65 | 0 | 0 | #DIV/0! | 0%
| Florida Power & Light Co | 62923 | Union Springs Solar Center | FL | Union | FPL | Electric Utility | 1 |  | 74.5 | 74.5 | 74.5 | Solar Photovoltaic | SUN | PV | 2020 |  |  | (OP) Operating |  | 93.9 | [6 empty] | 29.974 | -82.301 | 0 | 0 | #DIV/0! | 0%
| Altus Power America Management, LLC | 66481 | Union Vale | NY | Dutchess | NYIS | IPP Non-CHP | UVALE |  | 1.7 | 1.7 | 1.7 | Solar Photovoltaic | SUN | PV | 2021 |  |  | (OP) Operating |  | 2.6 | [6 empty] | 41.661 | -73.742 | 0 | 0 | #DIV/0! | 0%
| Sacramento Municipal Util Dist | 6612 | Union Valley | CA | El Dorado | BANC | Electric Utility | 1 |  | 38.6 | 38.6 | 38.6 | Conventional Hydroelectric | WAT | HY | 1963 |  |  | (OP) Operating | [8 empty] | 38.8643 | -120.4443 | 0 | 0 | #DIV/0! | 0%
| Austin Energy | 7900 | Sand Hill | TX | Travis | ERCO | Electric Utility | 5A | CC1 | 696.4 | 595.8 | 627.8 | Natural Gas Fired Combined Cycle | NG | CT | 2004 |  |  | (OP) Operating | [8 empty] | 30.2098 | -97.6129 | 2223597.52 | 17181085.074 | 7.7267 | 41.49%
| Appalachian Power Co | 3935 | John E Amos | WV | Putnam | PJM | Electric Utility | 1 |  | 2932.6 | 2900 | 2899 | Conventional Steam Coal | BIT | ST | 1972 |  |  | (OP) Operating | [8 empty] | 38.4731 | -81.8233 | 10549696.3 | 102152981.33 | 9.683 | 41.53%
| Erie Boulevard Hydropower LP | 50269 | Unionville Hydro Project 2499 NY | NY | St Lawrence | NYIS | IPP Non-CHP | HY1 |  | 3 | 2.2 | 2.2 | Conventional Hydroelectric | WAT | HY | 1984 |  |  | (OP) Operating | [8 empty] | 44.7145 | -74.9966 | 0 | 0 | #DIV/0! | 0%
| Florida Power & Light Co | 612 | Fort Myers | FL | Lee | FPL | Electric Utility | 2A | F901 | 2680.9 | 2735.5 | 2756 | Natural Gas Fired Combined Cycle | NG | CT | 1994 |  |  | (OP) Operating | [8 empty] | 26.6967 | -81.7831 | 9997617.23 | 77365964.732 | 7.7384 | 41.57%
| City of Mt Pleasant - (UT) | 7015 | Unit 4 | UT | Sanpete | PACE | Electric Utility | 1 |  | 1.3 | 1.3 | 0.3 | Conventional Hydroelectric | WAT | HY | 1993 |  |  | (OP) Operating | [8 empty] | 39.5441 | -111.4187 | 0 | 0 | #DIV/0! | 0%
| CVI CleanCapital Solar 4 LLC | 58040 | United Stationers Supply Solar Electric | NJ | Middlesex | PJM | Commercial Non-CHP | SEF-A |  | 2.8 | 2.8 | 2.8 | Solar Photovoltaic | SUN | PV | 2011 |  |  | (OP) Operating |  | 2.3 | [6 empty] | 40.3206 | -74.5017 | 0 | 0 | #DIV/0! | 0%
| Madison Energy Holdings LLC | 65461 | Unity Solar | ME | Waldo | ISNE | IPP Non-CHP | UNITY |  | 5 | 5 | 5 | Solar Photovoltaic | SUN | PV | 2021 |  |  | (OP) Operating |  | 6.5 | [6 empty] | 44.598 | -69.357 | 0 | 0 | #DIV/0! | 0%
| SoCore Energy LLC | 67822 | Unity Solar Project (IL) | IL | Stephenson | PJM | IPP Non-CHP | PV1 |  | 2 | 2 | 2 | Solar Photovoltaic | SUN | PV | 2024 |  |  | (OP) Operating |  | 2.4 | [6 empty] | 42.369 | -89.78 | 0 | 0 | #DIV/0! | 0%
| Golden Spread Electric Cooperative, Inc | 56326 | Mustang Station Unit 4 | TX | Yoakum | SWPP | Electric Utility | GEN1 |  | 472.1 | 459.3 | 487 | Natural Gas Fired Combustion Turbine | NG | GT | 2008.6667 |  |  | (OP) Operating | [8 empty] | 32.9746 | -102.7436 | 1724740.02 | 18294275.044 | 10.607 | 41.61%
| University of California San Diego | 57856 | Univ of California San Diego Solar | CA | San Diego | CISO | Commercial Non-CHP | SGU1 |  | 1 | 1 | 1 | Solar Photovoltaic | SUN | PV | 2008 |  |  | (OP) Operating |  | 1.2 | [6 empty] | 32.8744 | -117.2389 | 0 | 0 | #DIV/0! | 0%
| South Carolina Public Service Authority | 6249 | Winyah | SC | Georgetown | SC | Electric Utility | 1 |  | 1275.8 | 1130 | 1150 | Conventional Steam Coal | BIT | ST | 1978.25 | 12 | 2030 | (OP) Operating | [8 empty] | 33.3318 | -79.3572 | 4172258.96 | 42202685.673 | 10.1151 | 41.78%
| Georgia Power Co | 703 | Bowen | GA | Bartow | SOCO | Electric Utility | 1 |  | 3498.6 | 3200 | 3200 | Conventional Steam Coal | BIT | ST | 1973 |  |  | (OP) Operating | [8 empty] | 34.1256 | -84.9222 | 11712820.26 | 111386921.241 | 9.5098 | 41.78%
| Union Electric Co - (MO) | 2107 | Sioux | MO | St Charles | MISO | Electric Utility | 1 |  | 1099.4 | 974 | 994 | Conventional Steam Coal | SUB | ST | 1967.5 | 12 | 2028 | (OP) Operating | [8 empty] | 38.9155 | -90.2903 | 3627605.45 | 35447837.606 | 9.7717 | 42.08%
| Apex Generating Station | 55514 | Apex Generating Station | NV | Clark | NEVP | Electric Utility | CTG1 | CC1 | 600.6 | 524.4 | 576.6 | Natural Gas Fired Combined Cycle | NG | CT | 2003 |  |  | (OP) Operating | [8 empty] | 36.416 | -114.9609 | 2030369.96 | 14200037.969 | 6.9938 | 42.1%
| New Athens Generating Company LLC | 55405 | Athens Generating Plant | NY | Greene | NYIS | IPP Non-CHP | CT1 | 3668 | 1221.6 | 990.1 | 1199.4 | Natural Gas Fired Combined Cycle | NG | CT | 2003.8333 |  |  | (OP) Operating | [8 empty] | 42.2728 | -73.8492 | 4043685.45 | 28028254.576 | 6.9314 | 42.17%
| Delta Energy Center LLC | 55333 | Delta Energy Center | CA | Contra Costa | CISO | IPP Non-CHP | CTG1 | CC1 | 943.5 | 842 | 882 | Natural Gas Fired Combined Cycle | NG | CT | 2002 |  |  | (OP) Operating | [8 empty] | 38.0169 | -121.8439 | 3198708.69 | 22138373.749 | 6.921 | 42.36%
| University of California San Diego | 57584 | University of California San Diego Hybri | CA | San Diego | CISO | Commercial CHP | BS1 |  | 35.5 | 32.5 | 32.5 | Batteries | MWH | BA | 2004.5 |  |  | (OP) Operating | 5 | [7 empty] | 32.8747 | -117.2392 | 0 | 0 | #DIV/0! | 0%
| Shell Chemical Appalachia LLC | 58933 | Shell Chemical Appalachia LLC | PA | Beaver | PJM | Industrial CHP | GTG1 | COGN | 309.8 | 256.7 | 291.1 | Natural Gas Fired Combined Cycle | NG | CT | 2021 |  |  | (OP) Operating | [8 empty] | 40.6717 | -80.3364 | 1020921 | 13957284.6 | 13.6713 | 42.55%
| Duke Energy Florida, LLC | 7302 | Hines Energy Complex | FL | Polk | FPC | Electric Utility | 1GT | E100 | 2266.3 | 2100 | 2149 | Natural Gas Fired Combined Cycle | NG | CT | 2003.5 |  |  | (OP) Operating | [8 empty] | 27.7882 | -81.87 | 7964409.96 | 87135011.623 | 10.9405 | 42.79%
| First State Marine Wind | 57176 | University of Delaware Wind Turbine | DE | Sussex | PJM | Commercial Non-CHP | FSMW |  | 2 | 2 | 2 | Onshore Wind Turbine | WND | WT | 2010 |  |  | (OP) Operating | [8 empty] | 38.7829 | -75.1649 | 0 | 0 | #DIV/0! | 0%
| Consumers Energy Co - (MI) | 55270 | Jackson Generating Station | MI | Jackson | MISO | Electric Utility | 7EA | CC1 | 649 | 534.4 | 578.8 | Natural Gas Fired Combined Cycle | NG | CT | 2002 |  |  | (OP) Operating | [8 empty] | 42.2488 | -84.3767 | 2087838.14 | 17104016.79 | 8.1922 | 42.82%
| Otsego Paper Inc | 55799 | Otsego Mill Power Plant | MI | Allegan | MISO | Industrial CHP | NRTH |  | 21.2 | 17.6 | 21 | Natural Gas Fired Combustion Turbine | NG | GT | 1995 |  |  | (OP) Operating | [8 empty] | 42.4628 | -85.6961 | 72632.5 | 862996.275 | 11.8817 | 42.96%
| Entergy Louisiana LLC | 1403 | Nine Mile Point | LA | Jefferson | MISO | Electric Utility | 5 |  | 2439.7 | 2375.5 | 2488.1 | Natural Gas Steam Turbine | NG | ST | 1997.2 | 6 | 2033 | (OP) Operating | [8 empty] | 29.9472 | -90.1458 | 9155445.41 | 78072737.949 | 8.5275 | 42.98%
| Northern Star Generation Services Co LLC | 54365 | Orange Cogeneration Facility | FL | Polk | FPC | IPP CHP | APC1 | CC1 | 157.2 | 110.6 | 110.6 | Natural Gas Fired Combined Cycle | NG | CT | 1995 |  |  | (OP) Operating | [8 empty] | 27.8708 | -81.8251 | 417707.95 | 3167527.979 | 7.5831 | 43.11%
| Southern Power Co | 7897 | E B Harris Electric Generating Plant | AL | Autauga | SOCO | IPP Non-CHP | CT1A | G103 | 1304 | 1314.8 | 1367.8 | Natural Gas Fired Combined Cycle | NG | CT | 2003 |  |  | (OP) Operating | [8 empty] | 32.3814 | -86.5744 | 5084431.25 | 34865293.175 | 6.8573 | 43.27%
| Alabama Power Co | 55440 | Central Alabama Generating Station | AL | Autauga | SOCO | Electric Utility | CTG1 | STG1 | 927.1 | 917 | 969.9 | Natural Gas Fired Combined Cycle | NG | CT | 2003 |  |  | (OP) Operating | [8 empty] | 32.6497 | -86.74 | 3600028.25 | 26608706.925 | 7.3912 | 43.56%
| San Miguel Electric Coop, Inc | 6183 | San Miguel | TX | Atascosa | ERCO | Electric Utility | 1 |  | 410 | 391 | 391 | Conventional Steam Coal | LIG | ST | 1982 |  |  | (OP) Operating | [8 empty] | 28.7044 | -98.4775 | 1493658.99 | 16221583.471 | 10.8603 | 43.61%
| Duke Energy Carolinas, LLC | 2721 | James E. Rogers Energy Complex | NC | Cleveland | DUK | Electric Utility | 5 |  | 1530.5 | 1388 | 1395 | Conventional Steam Coal | BIT | ST | 1992 |  |  | (OP) Operating | [8 empty] | 35.22 | -81.7594 | 5341809.06 | 49037329.657 | 9.1799 | 43.82%
| Salt River Project | 55129 | Desert Basin | AZ | Pinal | SRP | Electric Utility | CTG1 | STG3 | 745.1 | 703.8 | 756.4 | Natural Gas Fired Combined Cycle | NG | CT | 2009.4 |  |  | (OP) Operating | [8 empty] | 32.9042 | -111.7889 | 2810126.63 | 21085541.83 | 7.5034 | 43.94%
| Duke Energy Carolinas, LLC | 2727 | Marshall (NC) | NC | Catawba | DUK | Electric Utility | 1 |  | 2119 | 2058 | 2078 | Natural Gas Steam Turbine | NG | ST | 1967.5 | 12 | 2034 | (OP) Operating | [8 empty] | 35.5975 | -80.9658 | 7977547.41 | 76725166.878 | 9.6176 | 44.04%
| Monongahela Power Co | 3943 | FirstEnergy Fort Martin Power Station | WV | Monongalia | PJM | Electric Utility | 1 |  | 1152 | 1098 | 1098 | Conventional Steam Coal | BIT | ST | 1967.5 |  |  | (OP) Operating | [8 empty] | 39.7108 | -79.9275 | 4251116.26 | 38687545.237 | 9.1006 | 44.2%
| The Greater Light USA LLC | 65132 | University of the Pacific | CA | San Joaquin | CISO | IPP Non-CHP | BA1 |  | 5.5 | 5.5 | 5.5 | Batteries | MWH | BA | 2022 |  |  | (OP) Operating | 2.2 | [7 empty] | 37.9801 | -121.3124 | 0 | 0 | #DIV/0! | 0%
| Golden Valley Elec Assn Inc | 6288 | Healy | AK | Denali | NA | Electric Utility | 1 |  | 92.8 | 77.8 | 77.8 | Conventional Steam Coal | LIG | ST | 1977.3333 |  |  | (OP) Operating | [8 empty] | 63.8542 | -148.95 | 301690.56 | 0 | 0 | 44.27%
| Florida Power & Light Co | 620 | Sanford | FL | Volusia | FPL | Electric Utility | 4 | G160 | 2377.8 | 2352 | 2376 | Natural Gas Fired Combined Cycle | NG | CA | 1996 |  |  | (OP) Operating | [8 empty] | 28.8419 | -81.3256 | 9170996.92 | 66312105.797 | 7.2306 | 44.29%
| SS PA II PSU LLC | 62119 | University Park Solar | PA | Centre | PJM | IPP Non-CHP | PSUPV |  | 1.5 | 1.5 | 1.5 | Solar Photovoltaic | SUN | PV | 2018 |  |  | (OP) Operating |  | 2 | [6 empty] | 40.817 | -77.8441 | 0 | 0 | #DIV/0! | 0%
| Midlothian Energy LLC | 55091 | Midlothian Energy Facility | TX | Ellis | ERCO | IPP Non-CHP | STK1 |  | 1734 | 1620 | 1710 | Natural Gas Fired Combined Cycle | NG | CS | 2000.3333 |  |  | (OP) Operating | [8 empty] | 32.4302 | -97.0537 | 6464450.22 | 48387354.397 | 7.4851 | 44.32%
| AES Distributed Energy | 63668 | University Solar, LLC | RI | Kent | ISNE | IPP Non-CHP | URI |  | 24 | 24 | 24 | Solar Photovoltaic | SUN | PV | 2019 |  |  | (OP) Operating |  | 28.4 | [6 empty] | 41.6133 | -71.6593 | 0 | 0 | #DIV/0! | 0%
| BCD Project Holdings 1, LLC | 64711 | UN-School House LLC | PA | Clearfield | PJM | IPP Non-CHP | GSF01 |  | 20 | 20 | 20 | Solar Photovoltaic | SUN | PV | 2023 |  |  | (OP) Operating |  | 24.6 | [6 empty] | 40.9632 | -78.1792 | 0 | 0 | #DIV/0! | 0%
| Cypress Creek Renewables | 58812 | Upchurch Solar Center LLC | NC | Wilson | CPLE | IPP Non-CHP | USC1 |  | 5 | 5 | 5 | Solar Photovoltaic | SUN | PV | 2014 |  |  | (OP) Operating |  | 6.4 | [6 empty] | 35.7819 | -77.8839 | 0 | 0 | #DIV/0! | 0%
| Interstate Power and Light Co | 61564 | Upland Prairie | IA | Clay | MISO | Electric Utility | 1 |  | 299.3 | 299.3 | 299.3 | Onshore Wind Turbine | WND | WT | 2019 |  |  | (OP) Operating | [8 empty] | 43.2074 | -95.3494 | 0 | 0 | #DIV/0! | 0%
| Lewiston City of | 54202 | Upper Androscoggin | ME | Androscoggin | ISNE | IPP Non-CHP | 1 |  | 1.6 | 1.7 | 1.7 | Conventional Hydroelectric | WAT | HY | 1920 |  |  | (OS) Out of service and NOT expected to return to service in next calendar year | [8 empty] | 44.088 | -70.2124 | 0 | 0 | #DIV/0! | 0%
| Puget Sound Energy Inc | 3861 | Upper Baker | WA | Whatcom | PSEI | Electric Utility | 1 |  | 104.8 | 103.4 | 103.4 | Conventional Hydroelectric | WAT | HY | 1959 |  |  | (OP) Operating | [8 empty] | 48.649 | -121.6907 | 0 | 0 | #DIV/0! | 0%
| KEI (Maine) Power Management (III) LLC | 52171 | Upper Barker | ME | Androscoggin | ISNE | IPP Non-CHP | GEN1 |  | 1 | 1 | 1 | Conventional Hydroelectric | WAT | HY | 1987 |  |  | (OP) Operating | [8 empty] | 44.0869 | -70.2293 | 0 | 0 | #DIV/0! | 0%
| Beaver City Corporation | 3643 | Upper Beaver | UT | Beaver | PACE | Electric Utility | 1 |  | 2.5 | 2.5 | 2.5 | Conventional Hydroelectric | WAT | HY | 1907 |  |  | (OP) Operating | [8 empty] | 38.2683 | -112.4806 | 0 | 0 | #DIV/0! | 0%
| Eagle Creek Renewable Energy, LLC | 10490 | Upper Beaver Falls Project | NY | Lewis | NYIS | IPP Non-CHP | 1G |  | 1.5 | 1.5 | 1.5 | Conventional Hydroelectric | WAT | HY | 1985 |  |  | (OP) Operating | [8 empty] | 43.8836 | -75.4281 | 0 | 0 | #DIV/0! | 0%
| Nexamp Treasure Valley Solar, LLC | 59781 | Upper Blackstone (MA) Treasure Valley | MA | Worcester | ISNE | IPP Non-CHP | 1 |  | 5 | 5 | 5 | Solar Photovoltaic | SUN | PV | 2014 |  |  | (OP) Operating |  | 6 | [6 empty] | 42.3328 | -71.9876 | 0 | 0 | #DIV/0! | 0%
| Turlock Irrigation District | 489 | Upper Dawson | CA | Tuolumne | TIDC | Electric Utility | 1 |  | 4.4 | 5.5 | 5.5 | Conventional Hydroelectric | WAT | HY | 1983 |  |  | (OP) Operating | [8 empty] | 37.6508 | -120.4706 | 0 | 0 | #DIV/0! | 0%
| Avista Corp | 9096 | Upper Falls | WA | Spokane | AVA | Electric Utility | 1 |  | 10 | 10.2 | 10.2 | Conventional Hydroelectric | WAT | HY | 1922 |  |  | (OP) Operating | [8 empty] | 47.6544 | -117.4189 | 0 | 0 | #DIV/0! | 0%
| Los Angeles Department of Water & Power | 407 | Upper Gorge | CA | Mono | LDWP | Electric Utility | 1 |  | 37.5 | 36.5 | 36.5 | Conventional Hydroelectric | WAT | HY | 1953 |  |  | (OP) Operating | [8 empty] | 37.546 | -118.59 | 0 | 0 | #DIV/0! | 0%
| El Paso Electric Co | 3456 | Newman | TX | El Paso | EPE | Electric Utility | 1 |  | 1109.8 | 930.8 | 967.8 | Natural Gas Steam Turbine | NG | ST | 1986.6 | 12 | 2027 | (OP) Operating | [8 empty] | 31.9836 | -106.4318 | 3686772.45 | 34915764.581 | 9.4706 | 44.33%
| Idaho Power Co | 823 | Upper Malad | ID | Gooding | IPCO | Electric Utility | 1 |  | 8.3 | 7.7 | 7.9 | Conventional Hydroelectric | WAT | HY | 1948 |  |  | (OP) Operating | [8 empty] | 42.8643 | -114.8855 | 0 | 0 | #DIV/0! | 0%
| Nautilus Solar Solutions | 63075 | Upper Marlboro 1 CSG | MD | Prince Georges | PJM | IPP Non-CHP | 20 |  | 2 | 2 | 2 | Solar Photovoltaic | SUN | PV | 2019 |  |  | (OP) Operating |  | 3 | [6 empty] | 38.7892 | -76.8009 | 0 | 0 | #DIV/0! | 0%
| New York State Elec & Gas Corp | 625 | Upper Mechanicville | NY | Saratoga | NYIS | Electric Utility | 1 |  | 16.4 | 18.4 | 18.4 | Conventional Hydroelectric | WAT | HY | 1983 |  |  | (OP) Operating | [8 empty] | 42.9126 | -73.6805 | 0 | 0 | #DIV/0! | 0%
| U S Bureau of Reclamation | 521 | Upper Molina | CO | Mesa | WACM | Electric Utility | 1 |  | 9.9 | 9.9 | 9.9 | Conventional Hydroelectric | WAT | HY | 1962 |  |  | (OP) Operating | [8 empty] | 39.1438 | -108.0048 | 0 | 0 | #DIV/0! | 0%
| Erie Boulevard Hydropower LP | 58679 | Upper Newton Falls | NY | St Lawrence | NYIS | IPP Non-CHP | 2 |  | 1.5 | 1.4 | 1.2 | Conventional Hydroelectric | WAT | HY | 1927 |  |  | (OP) Operating | [8 empty] | 44.2144 | -74.9914 | 0 | 0 | #DIV/0! | 0%
| Lockhart Power Co | 58257 | Upper Pacolet Hydro | SC | Spartanburg | DUK | Electric Utility | UP1 |  | 1.1 | 1.1 | 1.1 | Conventional Hydroelectric | WAT | HY | 2013 |  |  | (OP) Operating | [8 empty] | 34.9214 | -81.7456 | 0 | 0 | #DIV/0! | 0%
| City of Idaho Falls - (ID) | 844 | Upper Power Plant | ID | Bonneville | PACE | Electric Utility | 4 |  | 8 | 8 | 8 | Conventional Hydroelectric | WAT | HY | 1982 |  |  | (OP) Operating | [8 empty] | 43.5527 | -112.051 | 0 | 0 | #DIV/0! | 0%
| Idaho Power Co | 822 | Upper Salmon A | ID | Twin Falls | IPCO | Electric Utility | 1 |  | 18 | 17.7 | 13.8 | Conventional Hydroelectric | WAT | HY | 1937 |  |  | (OP) Operating | [8 empty] | 42.7674 | -114.9247 | 0 | 0 | #DIV/0! | 0%
| Idaho Power Co | 7079 | Upper Salmon B | ID | Twin Falls | IPCO | Electric Utility | 1 |  | 16.5 | 18.8 | 18.6 | Conventional Hydroelectric | WAT | HY | 1947 |  |  | (OP) Operating | [8 empty] | 42.7664 | -114.9082 | 0 | 0 | #DIV/0! | 0%
| City of Rock Falls - (IL) | 7474 | Upper Sterling | IL | Whiteside | MISO | Electric Utility | 1 |  | 2.2 | 2 | 2 | Conventional Hydroelectric | WAT | HY | 1988 |  |  | (OP) Operating | [8 empty] | 41.7871 | -89.6775 | 0 | 0 | #DIV/0! | 0%
| City of Spokane | 50380 | Upriver Dam Hydro Plant | WA | Spokane | AVA | IPP Non-CHP | GEN1 |  | 17.6 | 4.5 | 14.5 | Conventional Hydroelectric | WAT | HY | 1955.2 |  |  | (OP) Operating | [8 empty] | 47.6822 | -117.3319 | 0 | 0 | #DIV/0! | 0%
| SolRiver Capital LLC | 66353 | Upson County GA S1 LLC | GA | Upson | SOCO | IPP Non-CHP | PV1 |  | 3 | 3 | 3 | Solar Photovoltaic | SUN | PV | 2023 |  |  | (OP) Operating |  | 3.8 | [6 empty] | 32.93 | -84.28 | 0 | 0 | #DIV/0! | 0%
| Axium US Solar Holdings LLC | 58485 | Upson Rocky Creek Solar Plant | GA | Upson | SOCO | IPP Non-CHP | PV1 |  | 0.8 | 0.8 | 0.8 | Solar Photovoltaic | SUN | PV | 2012 |  |  | (OP) Operating |  | 1 | [6 empty] | 32.9208 | -84.3431 | 0 | 0 | #DIV/0! | 0%
| Invenergy Services LLC | 61784 | Upstream Wind Energy LLC | NE | Antelope | SWPP | IPP Non-CHP | UWE |  | 202.5 | 202.5 | 202.5 | Onshore Wind Turbine | WND | WT | 2018 |  |  | (OP) Operating | [8 empty] | 42.1843 | -97.965 | 0 | 0 | #DIV/0! | 0%
| Upton Solar, LLC | 61297 | Upton Community Solar | MA | Worcester | ISNE | IPP Non-CHP | 02567 |  | 2 | 2 | 1.6 | Solar Photovoltaic | SUN | PV | 2017 |  |  | (OP) Operating |  | 2.5 | [6 empty] | 42.1 | -71.7 | 0 | 0 | #DIV/0! | 0%
| VESI Upton County BESS, LLC | 64811 | Upton County BESS | TX | Upton | ERCO | IPP Non-CHP | UPT1 |  | 24.8 | 24.8 | 24.8 | Batteries | MWH | BA | 2023 |  |  | (OP) Operating | 25 | [7 empty] | 31.2392 | -102.3217 | 0 | 0 | #DIV/0! | 0%
| Consolidated Edison Development Inc. | 60581 | Upton County Solar | TX | Upton | ERCO | IPP Non-CHP | UCTX |  | 150 | 150 | 150 | Solar Photovoltaic | SUN | PV | 2017 |  |  | (OP) Operating |  | 213 | [6 empty] | 31.2418 | -102.2903 | 0 | 0 | #DIV/0! | 0%
| Today's Power, Inc. | 68726 | Urbana-Heartland | KS | Neosho | SWPP | Electric Utility | URBNA |  | 1 | 1 | 1 | Solar Photovoltaic | SUN | PV | 2021 |  |  | (OP) Operating |  | 1.4 | [6 empty] | 37.6016 | -95.3696 | 0 | 0 | #DIV/0! | 0%
| Basin Electric Power Coop | 56610 | Deer Creek Station | SD | Brookings | SWPP | Electric Utility | 01 | CCU1 | 324 | 295 | 300 | Natural Gas Fired Combined Cycle | NG | CA | 2012 |  |  | (OP) Operating | [8 empty] | 44.3962 | -96.5333 | 1160877.57 | 9196970.715 | 7.9224 | 44.54%
| Ursa Community Solar | 60712 | Ursa Community Solar | MN | Dakota | MISO | IPP Non-CHP | UCS1 |  | 5 | 4.5 | 4.5 | Solar Photovoltaic | SUN | PV | 2017 |  |  | (OP) Operating |  | 1.3 | [6 empty] | 44.6716 | -93.0826 | 0 | 0 | #DIV/0! | 0%
| Greenbacker Renewable Energy Corporation | 62067 | Urtica Solar Project | WA | Kittitas | PSEI | IPP Non-CHP | URTIC |  | 5 | 5 | 5 | Solar Photovoltaic | SUN | PV | 2022 |  |  | (OP) Operating |  | 6.7 | [6 empty] | 47.1075 | -120.6897 | 0 | 0 | #DIV/0! | 0%
| Idaho Power Co | 7953 | Evander Andrews Power Complex | ID | Elmore | IPCO | Electric Utility | 1 |  | 270.9 | 262.3 | 302 | Natural Gas Fired Combustion Turbine | NG | GT | 2003.3333 |  |  | (OP) Operating | [8 empty] | 43.1792 | -115.7343 | 1103238.22 | 11612682.886 | 10.526 | 44.64%
| CD US Solar MT1 LLC | 60808 | US Foods Solar | NJ | Middlesex | PJM | IPP Non-CHP | USFDS |  | 6 | 6 | 6 | Solar Photovoltaic | SUN | PV | 2012 |  |  | (OP) Operating |  | 8.1 | [6 empty] | 40.5344 | -74.2751 | 0 | 0 | #DIV/0! | 0%
| Tesla Inc. | 60846 | US GSA - Sacramento | CA | Sacramento | BANC | IPP Non-CHP | PV1 |  | 1.1 | 1.1 | 1.1 | Solar Photovoltaic | SUN | PV | 2018 |  |  | (OP) Operating |  | 1.6 | [6 empty] | 38.6014 | -121.3979 | 0 | 0 | #DIV/0! | 0%
| Cricket Valley Energy Center LLC | 57185 | Cricket Valley Energy | NY | Dutchess | NYIS | IPP Non-CHP | U001 | CCG1 | 1312.5 | 1016.1 | 1138.2 | Natural Gas Fired Combined Cycle | NG | CA | 2020 |  |  | (OP) Operating | [8 empty] | 41.6761 | -73.5811 | 4238519.94 | 28872527.985 | 6.8119 | 44.92%
| Tri-State G & T Assn, Inc | 6021 | Craig (CO) | CO | Moffat | WACM | Electric Utility | 1 |  | 1427.6 | 1285 | 1285 | Conventional Steam Coal | SUB | ST | 1981 | 12 | 2025 | (OP) Operating | [8 empty] | 40.4627 | -107.5912 | 5067822.82 | 56059121.575 | 11.0618 | 45.02%
| Helix Ironwood LLC | 55337 | Ironwood LLC | PA | Lebanon | PJM | IPP Non-CHP | CT1 | CC02 | 777.6 | 760 | 760 | Natural Gas Fired Combined Cycle | NG | CT | 2001 |  |  | (OP) Operating | [8 empty] | 40.3509 | -76.3658 | 3004621.21 | 32507263.126 | 10.8191 | 45.13%
| EnterSolar | 62612 | USAA Black Bear Energy | NJ | Middlesex | PJM | IPP Non-CHP | USBC1 |  | 1.9 | 1.9 | 1.9 | Solar Photovoltaic | SUN | PV | 2018 |  |  | (OP) Operating |  | 2.5 | [6 empty] | 40.3136 | -74.4847 | 0 | 0 | #DIV/0! | 0%
| ZGlobal Inc | 61682 | USG 1 | CA | Imperial | IID | IPP Non-CHP | USG1 |  | 1 | 1 | 1 | Solar Photovoltaic | SUN | PV | 2014 |  |  | (OP) Operating |  | 1.2 | [6 empty] | 32.7928 | -115.8573 | 0 | 0 | #DIV/0! | 0%
| ZGlobal Inc | 61683 | USG 2 | CA | Imperial | IID | IPP Non-CHP | USG2 |  | 1 | 1 | 1 | Solar Photovoltaic | SUN | PV | 2015 |  |  | (OP) Operating |  | 1.1 | [6 empty] | 32.7904 | -115.8632 | 0 | 0 | #DIV/0! | 0%
| Salt River Project | 8068 | Santan | AZ | Maricopa | SRP | Electric Utility | ST1 |  | 1326 | 1286 | 1424 | Natural Gas Fired Combined Cycle | NG | CS | 1991.5556 |  |  | (OP) Operating | [8 empty] | 33.3325 | -111.7503 | 5360072.85 | 37911393.253 | 7.0729 | 45.16%
| Altus Power America Management, LLC | 61250 | USPS PV | CA | Los Angeles | CISO | Electric Utility | USPS1 |  | 7.4 | 7.4 | 7.4 | Solar Photovoltaic | SUN | PV | 2017 |  |  | (OP) Operating |  | 8.1 | [6 empty] | 33.9779 | -118.2587 | 0 | 0 | #DIV/0! | 0%
| Standard Solar | 63160 | USS All In Solar LLC CSG | MN | Freeborn | MISO | IPP Non-CHP | ALLIN |  | 1 | 1 | 1 | Solar Photovoltaic | SUN | PV | 2020 |  |  | (OP) Operating |  | 1.4 | [6 empty] | 43.8369 | -93.3897 | 0 | 0 | #DIV/0! | 0%
| Standard Solar | 63216 | USS B&B Solar LLC CSG | MN | Redwood | MISO | IPP Non-CHP | BB |  | 1 | 1 | 1 | Solar Photovoltaic | SUN | PV | 2020 |  |  | (OP) Operating |  | 1.2 | [6 empty] | 44.413 | -95.009 | 0 | 0 | #DIV/0! | 0%
| United States Solar Corporation | 61997 | USS Big Lake 1 Solar CSG | MN | Sherburne | MISO | IPP Non-CHP | USSBL |  | 1 | 1 | 1 | Solar Photovoltaic | SUN | PV | 2018 |  |  | (OP) Operating |  | 1.4 | [6 empty] | 45.3171 | -93.7649 | 0 | 0 | #DIV/0! | 0%
| United States Solar Corporation | 63741 | USS Bluff Country Solar CSG | MN | Winona | MISO | IPP Non-CHP | USBCS |  | 1 | 1 | 1 | Solar Photovoltaic | SUN | PV | 2020 |  |  | (OP) Operating |  | 1.4 | [6 empty] | 44.1119 | -91.8435 | 0 | 0 | #DIV/0! | 0%
| United States Solar Corporation | 62049 | USS Brockway Solar CSG | MN | Stearns | MISO | IPP Non-CHP | USSBR |  | 1 | 1 | 1 | Solar Photovoltaic | SUN | PV | 2019 |  |  | (OP) Operating |  | 1.4 | [6 empty] | 45.6823 | -94.2113 | 0 | 0 | #DIV/0! | 0%
| Standard Solar | 63153 | USS Buckaroo Solar LLC CSG | MN | Clay | MISO | IPP Non-CHP | BUCKR |  | 1 | 1 | 1 | Solar Photovoltaic | SUN | PV | 2020 |  |  | (OP) Operating |  | 1.4 | [6 empty] | 46.9773 | -96.5008 | 0 | 0 | #DIV/0! | 0%
| United States Solar Corporation | 63166 | USS Bush Solar LLC CSG | MN | Steele | MISO | IPP Non-CHP | BUSH |  | 1 | 1 | 1 | Solar Photovoltaic | SUN | PV | 2020 |  |  | (OP) Operating |  | 1.4 | [6 empty] | 44.1235 | -93.2669 | 0 | 0 | #DIV/0! | 0%
| United States Solar Corporation | 65440 | USS Catfish Solar LLC | MN | Renville | MISO | IPP Non-CHP | USSCF |  | 1 | 1 | 1 | Solar Photovoltaic | SUN | PV | 2023 |  |  | (OP) Operating |  | 1.4 | [6 empty] | 44.5359 | -94.9042 | 0 | 0 | #DIV/0! | 0%
| Standard Solar | 62335 | USS Centerfield Solar CSG | MN | Rice | MISO | IPP Non-CHP | USCEN |  | 1 | 1 | 1 | Solar Photovoltaic | SUN | PV | 2019 |  |  | (OP) Operating |  | 1.4 | [6 empty] | 44.529 | -93.348 | 0 | 0 | #DIV/0! | 0%
| United States Solar Corporation | 63171 | USS Chariot Solar LLC | MN | Renville | MISO | IPP Non-CHP | CHROT |  | 1 | 1 | 1 | Solar Photovoltaic | SUN | PV | 2021 |  |  | (OP) Operating |  | 1.4 | [6 empty] | 44.7888 | -95.0956 | 0 | 0 | #DIV/0! | 0%
| Standard Solar | 63145 | USS Cheyenne Solar LLC CSG | MN | Chisago | MISO | IPP Non-CHP | CHYNE |  | 1 | 1 | 1 | Solar Photovoltaic | SUN | PV | 2020 |  |  | (OP) Operating |  | 1.4 | [6 empty] | 45.347 | -92.9223 | 0 | 0 | #DIV/0! | 0%
| Standard Solar | 63152 | USS Christoffer Solar LLC CSG | MN | Chippewa | MISO | IPP Non-CHP | CHRST |  | 1 | 1 | 1 | Solar Photovoltaic | SUN | PV | 2020 |  |  | (OP) Operating |  | 1.4 | [6 empty] | 44.9855 | -95.7665 | 0 | 0 | #DIV/0! | 0%
| United States Solar Corporation | 66436 | USS Cogburn Solar LLC (CSG) | CO | Weld | PSCO | IPP Non-CHP | USCOG |  | 2.4 | 2.4 | 2.4 | Solar Photovoltaic | SUN | PV | 2024 |  |  | (OP) Operating |  | 3.01 | [6 empty] | 40.4643 | -104.6102 | 0 | 0 | #DIV/0! | 0%
| United States Solar Corporation | 66435 | USS Cosmo Solar LLC (CSG) | MN | Renville | MISO | IPP Non-CHP | USCOS |  | 1 | 1 | 1 | Solar Photovoltaic | SUN | PV | 2023 |  |  | (OP) Operating |  | 1.4 | [6 empty] | 44.4706 | -95.0601 | 0 | 0 | #DIV/0! | 0%
| Standard Solar | 63158 | USS Cougar Solar LLC CSG | MN | Redwood | MISO | IPP Non-CHP | COUGR |  | 1 | 1 | 1 | Solar Photovoltaic | SUN | PV | 2020 |  |  | (OP) Operating |  | 1.4 | [6 empty] | 44.4547 | -94.9264 | 0 | 0 | #DIV/0! | 0%
| United States Solar Corporation | 64871 | USS Danube Solar LLC | MN | Renville | MISO | IPP Non-CHP | USSDA |  | 1 | 1 | 1 | Solar Photovoltaic | SUN | PV | 2021 |  |  | (OP) Operating |  | 1.4 | [6 empty] | 44.7956 | -95.103 | 0 | 0 | #DIV/0! | 0%
| Standard Solar | 63215 | USS Dot Com Solar LLC CSG | MN | Redwood | MISO | IPP Non-CHP | DOTCM |  | 1.4 | 1.4 | 1.4 | Solar Photovoltaic | SUN | PV | 2021 |  |  | (OP) Operating |  | 1.6 | [6 empty] | 44.4223 | -94.9266 | 0 | 0 | #DIV/0! | 0%
| United States Solar Corporation | 65991 | USS Dressen Family Solar LLC | MN | Carver | MISO | IPP Non-CHP | USSDF |  | 1 | 1 | 1 | Solar Photovoltaic | SUN | PV | 2023 |  |  | (OP) Operating |  | 1.4 | [6 empty] | 44.8982 | -93.8387 | 0 | 0 | #DIV/0! | 0%
| United States Solar Corporation | 62048 | USS Dubhe Solar CSG | MN | Chisago | MISO | IPP Non-CHP | USSDB |  | 1 | 1 | 1 | Solar Photovoltaic | SUN | PV | 2018 |  |  | (OP) Operating |  | 1.4 | [6 empty] | 45.4926 | -92.9044 | 0 | 0 | #DIV/0! | 0%
| Standard Solar | 62360 | USS DVL Solar CSG | MN | Carver | MISO | IPP Non-CHP | USDVL |  | 1 | 1 | 1 | Solar Photovoltaic | SUN | PV | 2019 |  |  | (OP) Operating |  | 1.4 | [6 empty] | 44.818 | -93.785 | 0 | 0 | #DIV/0! | 0%
| Standard Solar | 62359 | USS Eggo Solar CSG | MN | Carver | MISO | IPP Non-CHP | USEGG |  | 1 | 1 | 1 | Solar Photovoltaic | SUN | PV | 2019 |  |  | (OP) Operating |  | 1.4 | [6 empty] | 44.72 | -93.788 | 0 | 0 | #DIV/0! | 0%
| United States Solar Corporation | 66433 | USS Fair Park Solar LLC (CSG) | MN | Rice | MISO | IPP Non-CHP | USFPS |  | 1 | 1 | 1 | Solar Photovoltaic | SUN | PV | 2023 |  |  | (OP) Operating |  | 1.4 | [6 empty] | 44.1917 | -93.1905 | 0 | 0 | #DIV/0! | 0%
| Standard Solar | 63159 | USS Flower Solar LLC CSG | MN | Nicollet | MISO | IPP Non-CHP | FLOWR |  | 1 | 1 | 1 | Solar Photovoltaic | SUN | PV | 2020 |  |  | (OP) Operating |  | 1.4 | [6 empty] | 44.2691 | -94.2091 | 0 | 0 | #DIV/0! | 0%
| United States Solar Corporation | 64987 | USS Foley Solar LLC | MN | Benton | MISO | IPP Non-CHP | USSFS |  | 1 | 1 | 1 | Solar Photovoltaic | SUN | PV | 2022 |  |  | (OP) Operating |  | 1.4 | [6 empty] | 45.6805 | -93.9248 | 0 | 0 | #DIV/0! | 0%
| United States Solar Corporation | 65439 | USS Franklin Solar LLC | MN | Renville | MISO | IPP Non-CHP | USSFS |  | 1 | 1 | 1 | Solar Photovoltaic | SUN | PV | 2023 |  |  | (OP) Operating |  | 1.4 | [6 empty] | 44.5362 | -94.9018 | 0 | 0 | #DIV/0! | 0%
| United States Solar Corporation | 66432 | USS Fruita Solar LLC CSG | CO | Mesa | WACM | IPP Non-CHP | USGBS |  | 2 | 2 | 2 | Solar Photovoltaic | SUN | PV | 2024 |  |  | (OP) Operating |  | 3 | [6 empty] | 39.0919 | -108.4231 | 0 | 0 | #DIV/0! | 0%
| United States Solar Corporation | 65990 | USS Giveback Solar LLC (CSG) | CO | Pueblo | PSCO | IPP Non-CHP | USSGB |  | 2 | 2 | 2 | Solar Photovoltaic | SUN | PV | 2023 |  |  | (OP) Operating |  | 2.8 | [6 empty] | 38.1435 | -104.2534 | 0 | 0 | #DIV/0! | 0%
| United States Solar Corporation | 65986 | USS Golly Gee Solar LLC | MN | Sherburne | MISO | IPP Non-CHP | USSGG |  | 1 | 1 | 1 | Solar Photovoltaic | SUN | PV | 2023 |  |  | (OP) Operating |  | 1.4 | [6 empty] | 45.2421 | -93.5814 | 0 | 0 | #DIV/0! | 0%
| United States Solar Corporation | 61998 | USS Good Solar CSG | MN | Chisago | MISO | IPP Non-CHP | USSGO |  | 1 | 1 | 1 | Solar Photovoltaic | SUN | PV | 2018 |  |  | (OP) Operating |  | 1.4 | [6 empty] | 45.4362 | -92.9407 | 0 | 0 | #DIV/0! | 0%
| Standard Solar | 63620 | USS Goodrich Solar | IL | Kankakee | PJM | IPP Non-CHP | USGCH |  | 2 | 2 | 2 | Solar Photovoltaic | SUN | PV | 2022 |  |  | (OP) Operating |  | 2.7 | [6 empty] | 41.076 | -88.0649 | 0 | 0 | #DIV/0! | 0%
| Standard Solar | 63143 | USS Greenhouse Solar LLC CSG | MN | Goodhue | MISO | IPP Non-CHP | GRHSE |  | 1 | 1 | 1 | Solar Photovoltaic | SUN | PV | 2020 |  |  | (OP) Operating |  | 1.4 | [6 empty] | 44.2387 | -92.6707 | 0 | 0 | #DIV/0! | 0%
| United States Solar Corporation | 63167 | USS Hancock Solar LLC CSG | MN | Carver | MISO | IPP Non-CHP | HNCCK |  | 1 | 1 | 1 | Solar Photovoltaic | SUN | PV | 2021 |  |  | (OP) Operating |  | 1.4 | [6 empty] | 44.7025 | -93.7858 | 0 | 0 | #DIV/0! | 0%
| Standard Solar | 63138 | USS Haven Solar LLC CSG | MN | Sherburne | MISO | IPP Non-CHP | USHAV |  | 1 | 1 | 1 | Solar Photovoltaic | SUN | PV | 2019 |  |  | (OP) Operating |  | 1.4 | [6 empty] | 45.5157 | -94.1098 | 0 | 0 | #DIV/0! | 0%
| Standard Solar | 63154 | USS Horne North Solar LLC CSG | MN | Clay | MISO | IPP Non-CHP | HORNN |  | 1 | 1 | 1 | Solar Photovoltaic | SUN | PV | 2020 |  |  | (OP) Operating |  | 1.4 | [6 empty] | 47.0218 | -96.48 | 0 | 0 | #DIV/0! | 0%
| Standard Solar | 63155 | USS Horne South Solar LLC CSG | MN | Clay | MISO | IPP Non-CHP | HORNS |  | 1 | 1 | 1 | Solar Photovoltaic | SUN | PV | 2020 |  |  | (OP) Operating |  | 1.4 | [6 empty] | 47.0041 | -96.5 | 0 | 0 | #DIV/0! | 0%
| United States Solar Corporation | 63744 | USS Hubers Solar LLC CSG | MN | Rice | MISO | IPP Non-CHP | HUBER |  | 1 | 1 | 1 | Solar Photovoltaic | SUN | PV | 2021 |  |  | (OP) Operating |  | 1.4 | [6 empty] | 44.4569 | -93.1245 | 0 | 0 | #DIV/0! | 0%
| United States Solar Corporation | 65441 | USS Itasca Clean Energy Solar LLC | MN | Itasca | MISO | IPP Non-CHP | ITCBT |  | 3 | 2 | 2 | Batteries | MWH | BA | 2022 |  |  | (OP) Operating | 3 | [7 empty] | 47.2105 | -93.5182 | 0 | 0 | #DIV/0! | 0%
| United States Solar Corporation | 66969 | USS Jayhawk Solar LLC (CSG) | MN | Blue Earth | MISO | IPP Non-CHP | USJAY |  | 1 | 1 | 1 | Solar Photovoltaic | SUN | PV | 2023 |  |  | (OP) Operating |  | 1.4 | [6 empty] | 44.232 | -93.9594 | 0 | 0 | #DIV/0! | 0%
| Standard Solar | 63156 | USS JJ Clay Solar LLC CSG | MN | Clay | MISO | IPP Non-CHP | JJCLY |  | 1 | 1 | 1 | Solar Photovoltaic | SUN | PV | 2020 |  |  | (OP) Operating |  | 1.4 | [6 empty] | 47.0294 | -96.4999 | 0 | 0 | #DIV/0! | 0%
| United States Solar Corporation | 62047 | USS JJ Solar CSG | MN | Benton | MISO | IPP Non-CHP | USSJJ |  | 1 | 1 | 1 | Solar Photovoltaic | SUN | PV | 2019 |  |  | (OP) Operating |  | 1.4 | [6 empty] | 45.6361 | -94.0504 | 0 | 0 | #DIV/0! | 0%
| United States Solar Corporation | 61999 | USS Kasch Solar CSG | MN | Benton | MISO | IPP Non-CHP | USSKA |  | 1 | 1 | 1 | Solar Photovoltaic | SUN | PV | 2018 |  |  | (OP) Operating |  | 1.4 | [6 empty] | 45.6234 | -94.0593 | 0 | 0 | #DIV/0! | 0%
| Standard Solar | 63170 | USS Kass Solar LLC | MN | Lyon | MISO | IPP Non-CHP | KASS |  | 1 | 1 | 1 | Solar Photovoltaic | SUN | PV | 2021 |  |  | (OP) Operating |  | 1.4 | [6 empty] | 44.2244 | -95.6895 | 0 | 0 | #DIV/0! | 0%
| Standard Solar | 62358 | USS King 2 CSG | MN | Carver | MISO | IPP Non-CHP | USK12 |  | 1 | 1 | 1 | Solar Photovoltaic | SUN | PV | 2019 |  |  | (OP) Operating |  | 1.4 | [6 empty] | 44.848 | -93.846 | 0 | 0 | #DIV/0! | 0%
| Standard Solar | 62339 | USS Kost Trail Solar CSG | MN | Chisago | MISO | IPP Non-CHP | USSKT |  | 1 | 1 | 1 | Solar Photovoltaic | SUN | PV | 2019 |  |  | (OP) Operating |  | 1.4 | [6 empty] | 45.468 | -92.872 | 0 | 0 | #DIV/0! | 0%
| Standard Solar | 63169 | USS KVPV Solar LLC CSG | MN | Clay | MISO | IPP Non-CHP | KVPV |  | 1 | 1 | 1 | Solar Photovoltaic | SUN | PV | 2020 |  |  | (OP) Operating |  | 1.4 | [6 empty] | 46.9832 | -96.5006 | 0 | 0 | #DIV/0! | 0%
| Standard Solar | 62337 | USS Lake Patterson Solar CSG | MN | Carver | MISO | IPP Non-CHP | USLP |  | 1 | 1 | 1 | Solar Photovoltaic | SUN | PV | 2019 |  |  | (OP) Operating |  | 1.4 | [6 empty] | 44.839 | -93.888 | 0 | 0 | #DIV/0! | 0%
| United States Solar Corporation | 66477 | USS Martha Solar (CSG) | MN | Carver | MISO | IPP Non-CHP | USMAS |  | 1 | 1 | 1 | Solar Photovoltaic | SUN | PV | 2024 |  |  | (OP) Operating |  | 1.4 | [6 empty] | 44.7281 | -93.9601 | 0 | 0 | #DIV/0! | 0%
| United States Solar Corporation | 66970 | USS Maverick Solar LLC (CSG) | MN | Blue Earth | MISO | IPP Non-CHP | USMAV |  | 1 | 1 | 1 | Solar Photovoltaic | SUN | PV | 2023 |  |  | (OP) Operating |  | 1.4 | [6 empty] | 44.0996 | -94.0536 | 0 | 0 | #DIV/0! | 0%
| Standard Solar | 63144 | USS Mayhew Solar LLC CSG | MN | Benton | MISO | IPP Non-CHP | MAYHW |  | 1 | 1 | 1 | Solar Photovoltaic | SUN | PV | 2020 |  |  | (OP) Operating |  | 1.4 | [6 empty] | 45.6251 | -94.0499 | 0 | 0 | #DIV/0! | 0%
| United States Solar Corporation | 65442 | USS Mesa Solar LLC | MN | Renville | MISO | IPP Non-CHP | USSMS |  | 1 | 1 | 1 | Solar Photovoltaic | SUN | PV | 2023 |  |  | (OP) Operating |  | 1.4 | [6 empty] | 44.4709 | -95.0509 | 0 | 0 | #DIV/0! | 0%
| Standard Solar | 63146 | USS Midtown Solar LLC CSG | MN | Stearns | MISO | IPP Non-CHP | MDTWN |  | 1 | 1 | 1 | Solar Photovoltaic | SUN | PV | 2020 |  |  | (OP) Operating |  | 1.4 | [6 empty] | 45.6716 | -94.749 | 0 | 0 | #DIV/0! | 0%
| Standard Solar | 63142 | USS Milkweed Solar LLC CSG | MN | Stearns | MISO | IPP Non-CHP | MLKWD |  | 1 | 1 | 1 | Solar Photovoltaic | SUN | PV | 2020 |  |  | (OP) Operating |  | 1.4 | [6 empty] | 45.4354 | -94.6429 | 0 | 0 | #DIV/0! | 0%
| Standard Solar | 63147 | USS Monarch Solar LLC CSG | MN | Pope | MISO | IPP Non-CHP | MNRCH |  | 1 | 1 | 1 | Solar Photovoltaic | SUN | PV | 2020 |  |  | (OP) Operating |  | 1.4 | [6 empty] | 45.499 | -95.1398 | 0 | 0 | #DIV/0! | 0%
| United States Solar Corporation | 62046 | USS Nillie Corn Solar CSG | MN | Chisago | MISO | IPP Non-CHP | USSNC |  | 1 | 1 | 1 | Solar Photovoltaic | SUN | PV | 2018 |  |  | (OP) Operating |  | 1.4 | [6 empty] | 45.4567 | -92.8976 | 0 | 0 | #DIV/0! | 0%
| United States Solar Corporation | 62045 | USS Norelius Solar CSG | MN | Chisago | MISO | IPP Non-CHP | USSNO |  | 1 | 1 | 1 | Solar Photovoltaic | SUN | PV | 2019 |  |  | (OP) Operating |  | 1.4 | [6 empty] | 45.4736 | -92.8866 | 0 | 0 | #DIV/0! | 0%
| United States Solar Corporation | 65276 | USS Peach Solar LLC | MN | Blue Earth | MISO | IPP Non-CHP | USSPS |  | 1 | 1 | 1 | Solar Photovoltaic | SUN | PV | 2022 |  |  | (OP) Operating |  | 1.4 | [6 empty] | 44.1711 | -93.9089 | 0 | 0 | #DIV/0! | 0%
| United States Solar Corporation | 63168 | USS Pheasant Solar LLC CSG | MN | Chippewa | MISO | IPP Non-CHP | PHSNT |  | 1 | 1 | 1 | Solar Photovoltaic | SUN | PV | 2020 |  |  | (OP) Operating |  | 1.4 | [6 empty] | 44.9347 | -95.2513 | 0 | 0 | #DIV/0! | 0%
| United States Solar Corporation | 64988 | USS Prokosch Solar LLC | MN | Renville | MISO | IPP Non-CHP | USPKS |  | 1 | 1 | 1 | Solar Photovoltaic | SUN | PV | 2022 |  |  | (OP) Operating |  | 1.4 | [6 empty] | 44.7729 | -94.9105 | 0 | 0 | #DIV/0! | 0%
| United States Solar Corporation | 64870 | USS Quail Solar LLC | MN | Wright | MISO | IPP Non-CHP | USSQL |  | 1 | 1 | 1 | Solar Photovoltaic | SUN | PV | 2022 |  |  | (OP) Operating |  | 1.4 | [6 empty] | 45.2602 | -93.7917 | 0 | 0 | #DIV/0! | 0%
| United States Solar Corporation | 63165 | USS Reindeer Solar LLC CSG | MN | Benton | MISO | IPP Non-CHP | RENDR |  | 1 | 1 | 1 | Solar Photovoltaic | SUN | PV | 2020 |  |  | (OP) Operating |  | 1.4 | [6 empty] | 45.6438 | -94.0432 | 0 | 0 | #DIV/0! | 0%
| United States Solar Corporation | 66971 | USS Riley Solar LLC (CSG) | MN | Chippewa | MISO | IPP Non-CHP | USRIL |  | 1 | 1 | 1 | Solar Photovoltaic | SUN | PV | 2023 |  |  | (OP) Operating |  | 1.4 | [6 empty] | 44.9839 | -95.7167 | 0 | 0 | #DIV/0! | 0%
| United States Solar Corporation | 62000 | USS Rockpoint Solar CSG | MN | Chisago | MISO | IPP Non-CHP | USSRP |  | 1 | 1 | 1 | Solar Photovoltaic | SUN | PV | 2018 |  |  | (OP) Operating |  | 1.4 | [6 empty] | 45.4396 | -92.9221 | 0 | 0 | #DIV/0! | 0%
| United States Solar Corporation | 64989 | USS Rosebud Solar LLC | MN | Redwood | MISO | IPP Non-CHP | USRBS |  | 1 | 1 | 1 | Solar Photovoltaic | SUN | PV | 2022 |  |  | (OP) Operating |  | 1.4 | [6 empty] | 44.4727 | -94.9209 | 0 | 0 | #DIV/0! | 0%
| United States Solar Corporation | 67547 | USS Rosewood Solar LLC (CSG) | MN | Chippewa | MISO | IPP Non-CHP | USRSW |  | 1 | 1 | 1 | Solar Photovoltaic | SUN | PV | 2024 |  |  | (OP) Operating |  | 1.4 | [6 empty] | 44.9747 | -95.7147 | 0 | 0 | #DIV/0! | 0%
| United States Solar Corporation | 67548 | USS Slayton Solar LLC (CSG) | MN | Murray | MISO | IPP Non-CHP | USSLY |  | 1 | 1 | 1 | Solar Photovoltaic | SUN | PV | 2024 |  |  | (OP) Operating |  | 1.4 | [6 empty] | 43.9817 | -95.7658 | 0 | 0 | #DIV/0! | 0%
| Standard Solar | 63618 | USS Solar Brick | IL | Macoupin | MISO | IPP Non-CHP | USBRK |  | 2 | 2 | 2 | Solar Photovoltaic | SUN | PV | 2021 |  |  | (OP) Operating |  | 2.7 | [6 empty] | 39.3501 | -89.7932 | 0 | 0 | #DIV/0! | 0%
| United States Solar Corporation | 62044 | USS Solar Dawn CSG | MN | Chisago | MISO | IPP Non-CHP | USSSD |  | 1 | 1 | 1 | Solar Photovoltaic | SUN | PV | 2018 |  |  | (OP) Operating |  | 1.4 | [6 empty] | 45.4918 | -92.8417 | 0 | 0 | #DIV/0! | 0%
| United States Solar Corporation | 62042 | USS Solar Rapids CSG | MN | Benton | MISO | IPP Non-CHP | USSSR |  | 1 | 1 | 1 | Solar Photovoltaic | SUN | PV | 2019 |  |  | (OP) Operating |  | 1.4 | [6 empty] | 45.591 | -94.1386 | 0 | 0 | #DIV/0! | 0%
| Standard Solar | 63151 | USS Solar Sources LLC CSG | MN | Washington | MISO | IPP Non-CHP | SOURC |  | 1 | 1 | 1 | Solar Photovoltaic | SUN | PV | 2020 |  |  | (OP) Operating |  | 1.4 | [6 empty] | 45.2319 | -92.8856 | 0 | 0 | #DIV/0! | 0%
| Standard Solar | 63743 | USS Solar Way LLC CSG | MN | Freeborn | MISO | IPP Non-CHP | SOLWY |  | 1 | 1 | 1 | Solar Photovoltaic | SUN | PV | 2020 |  |  | (OP) Operating |  | 1.4 | [6 empty] | 43.8256 | -93.4338 | 0 | 0 | #DIV/0! | 0%
| Standard Solar | 63221 | USS Steamboat Solar LLC CSG | MN | Redwood | MISO | IPP Non-CHP | STMBT |  | 1 | 1 | 1 | Solar Photovoltaic | SUN | PV | 2021 |  |  | (OP) Operating |  | 1.2 | [6 empty] | 44.413 | -94.9858 | 0 | 0 | #DIV/0! | 0%
| Standard Solar | 63141 | USS Sunrise Solar LLC CSG | MN | Chisago | MISO | IPP Non-CHP | SNRSE |  | 1 | 1 | 1 | Solar Photovoltaic | SUN | PV | 2020 |  |  | (OP) Operating |  | 1.4 | [6 empty] | 45.4915 | -92.8138 | 0 | 0 | #DIV/0! | 0%
| Standard Solar | 63621 | USS Sycamore Solar (CSG) | IL | DeKalb | PJM | IPP Non-CHP | USSYC |  | 2 | 2 | 2 | Solar Photovoltaic | SUN | PV | 2022 |  |  | (OP) Operating |  | 2.7 | [6 empty] | 41.9646 | -88.667 | 0 | 0 | #DIV/0! | 0%
| Standard Solar | 63148 | USS Turkey Solar LLC CSG | MN | Meeker | MISO | IPP Non-CHP | TURKY |  | 1 | 1 | 1 | Solar Photovoltaic | SUN | PV | 2020 |  |  | (OP) Operating |  | 1.4 | [6 empty] | 45.1393 | -94.7395 | 0 | 0 | #DIV/0! | 0%
| United States Solar Corporation | 65444 | USS Verbena Solar LLC | MN | McLeod | MISO | IPP Non-CHP | USSVS |  | 1 | 1 | 1 | Solar Photovoltaic | SUN | PV | 2022 |  |  | (OP) Operating |  | 1.4 | [6 empty] | 44.7259 | -94.4942 | 0 | 0 | #DIV/0! | 0%
| Standard Solar | 63157 | USS Verde Solar LLC CSG | MN | Redwood | MISO | IPP Non-CHP | VERDE |  | 1 | 1 | 1 | Solar Photovoltaic | SUN | PV | 2020 |  |  | (OP) Operating |  | 1.4 | [6 empty] | 44.428 | -94.9306 | 0 | 0 | #DIV/0! | 0%
| United States Solar Corporation | 63742 | USS Viceroy Solar LLC CSG | MN | Pope | MISO | IPP Non-CHP | USVIC |  | 1 | 1 | 1 | Solar Photovoltaic | SUN | PV | 2021 |  |  | (OP) Operating |  | 1.4 | [6 empty] | 45.4978 | -95.1645 | 0 | 0 | #DIV/0! | 0%
| United States Solar Corporation | 63220 | USS Water City Solar LLC CSG | MN | Le Sueur | MISO | IPP Non-CHP | WTRCY |  | 1 | 1 | 1 | Solar Photovoltaic | SUN | PV | 2021 |  |  | (OP) Operating |  | 1.4 | [6 empty] | 44.2178 | -93.5804 | 0 | 0 | #DIV/0! | 0%
| United States Solar Corporation | 63219 | USS Water Fowl Solar LLC CSG | MN | McLeod | MISO | IPP Non-CHP | WTRFL |  | 1 | 1 | 1 | Solar Photovoltaic | SUN | PV | 2022 |  |  | (OP) Operating |  | 1.4 | [6 empty] | 44.9066 | -94.1604 | 0 | 0 | #DIV/0! | 0%
| United States Solar Corporation | 63218 | USS Water Town Solar LLC CSG | MN | Le Sueur | MISO | IPP Non-CHP | WTRTN |  | 1 | 1 | 1 | Solar Photovoltaic | SUN | PV | 2021 |  |  | (OP) Operating |  | 1.4 | [6 empty] | 44.1978 | -93.5848 | 0 | 0 | #DIV/0! | 0%
| Standard Solar | 62336 | USS Webster Solar CSG | MN | Rice | MISO | IPP Non-CHP | USWEB |  | 1 | 1 | 1 | Solar Photovoltaic | SUN | PV | 2019 |  |  | (OP) Operating |  | 1.4 | [6 empty] | 44.529 | -93.395 | 0 | 0 | #DIV/0! | 0%
| United States Solar Corporation | 65443 | USS Wells Creek Solar LLC | MN | Goodhue | MISO | IPP Non-CHP | USSWC |  | 1 | 1 | 1 | Solar Photovoltaic | SUN | PV | 2023 |  |  | (OP) Operating |  | 1.4 | [6 empty] | 44.234 | -92.3653 | 0 | 0 | #DIV/0! | 0%
| Standard Solar | 63140 | USS Westeros Solar LLC CSG | MN | Carver | MISO | IPP Non-CHP | USSWS |  | 1 | 1 | 1 | Solar Photovoltaic | SUN | PV | 2020 |  |  | (OP) Operating |  | 1.4 | [6 empty] | 44.6815 | -93.7682 | 0 | 0 | #DIV/0! | 0%
| Standard Solar | 63139 | USS White Cloud LLC CSG | MN | Sherburne | MISO | IPP Non-CHP | USSWC |  | 1 | 1 | 1 | Solar Photovoltaic | SUN | PV | 2019 |  |  | (OP) Operating |  | 1.4 | [6 empty] | 45.5208 | -94.1304 | 0 | 0 | #DIV/0! | 0%
| United States Solar Corporation | 64866 | USS Wildcat Solar LLC | MN | Goodhue | MISO | IPP Non-CHP | USSWC |  | 1 | 1 | 1 | Solar Photovoltaic | SUN | PV | 2021 |  |  | (OP) Operating |  | 1.4 | [6 empty] | 44.3941 | -92.6063 | 0 | 0 | #DIV/0! | 0%
| United States Solar Corporation | 65992 | USS Wolf Solar LLC | MN | Yellow Medicine | MISO | IPP Non-CHP | USWOF |  | 1 | 1 | 1 | Solar Photovoltaic | SUN | PV | 2023 |  |  | (OP) Operating |  | 1.4 | [6 empty] | 44.6153 | -95.5984 | 0 | 0 | #DIV/0! | 0%
| United States Solar Corporation | 65993 | USS Wonder Solar LLC | MN | Renville | MISO | IPP Non-CHP | USWON |  | 1 | 1 | 1 | Solar Photovoltaic | SUN | PV | 2023 |  |  | (OP) Operating |  | 1.4 | [6 empty] | 44.4519 | -94.5351 | 0 | 0 | #DIV/0! | 0%
| Tesla Inc. | 60086 | US-TOPCO (Soccer Center) | CA | Los Angeles | CISO | IPP Non-CHP | PV1 |  | 3 | 3 | 3 | Solar Photovoltaic | SUN | PV | 2016 |  |  | (OP) Operating |  | 3.7 | [6 empty] | 34.6607 | -118.0812 | 0 | 0 | #DIV/0! | 0%
| MN8 Energy LLC | 58660 | Utah Red Hills Renewable Energy Park | UT | Iron | PACE | IPP Non-CHP | 1 |  | 80 | 80 | 80 | Solar Photovoltaic | SUN | PV | 2015 |  |  | (OP) Operating |  | 104.8 | [6 empty] | 37.8828 | -112.9042 | 0 | 0 | #DIV/0! | 0%
| South Carolina Public Service Authority | 130 | Cross | SC | Berkeley | SC | Electric Utility | 1 |  | 2451.5 | 2335 | 2330 | Conventional Steam Coal | BIT | ST | 1998.5 |  |  | (OP) Operating | [8 empty] | 33.3715 | -80.1132 | 9236828.36 | 92898311.059 | 10.0574 | 45.21%
| Dynegy Kendall Energy LLC | 55131 | Kendall County Generation Facility | IL | Kendall | PJM | IPP Non-CHP | CTG1 | KEN1 | 1256 | 1140 | 1260 | Natural Gas Fired Combined Cycle | NG | CT | 2002 |  |  | (OP) Operating | [8 empty] | 41.4797 | -88.2581 | 4753450.92 | 35864755.669 | 7.545 | 45.22%
| Wisconsin Electric Power Co | 67395 | UW Parkside | WI | Kenosha | MISO | Electric Utility | 1 |  | 2.3 | 2.3 | 2.3 | Solar Photovoltaic | SUN | PV | 2020 |  |  | (OP) Operating |  | 2.8 | [6 empty] | 42.6477 | -87.8551 | 0 | 0 | #DIV/0! | 0%
| MidAmerican Energy Co | 6664 | Louisa | IA | Louisa | MISO | Electric Utility | 1 |  | 811.9 | 745.6 | 755 | Conventional Steam Coal | SUB | ST | 1983 |  |  | (OP) Operating | [8 empty] | 41.3181 | -91.0931 | 2977715.53 | 29629019.1 | 9.9503 | 45.3%
| Dominion Energy South Carolina, Inc | 6127 | V C Summer | SC | Fairfield | SCEG | Electric Utility | 1 |  | 1029.6 | 977.2 | 999.3 | Nuclear | NUC | ST | 1984 |  |  | (OP) Operating | [8 empty] | 34.2983 | -81.3153 | 0 | 0 | #DIV/0! | 0%
| Mobile Energy LLC | 55241 | Hog Bayou Energy Center | AL | Mobile | SOCO | IPP Non-CHP | CT01 | CC1 | 280 | 230 | 245 | Natural Gas Fired Combined Cycle | NG | CT | 2001 |  |  | (OP) Operating | [8 empty] | 30.7478 | -88.0575 | 948108.18 | 7121347.491 | 7.5111 | 45.57%
| VA Sepulveda Ambulatory Care Center | 58249 | VA Sepulveda Ambulatory Care Center | CA | Los Angeles | LDWP | Commercial Non-CHP | GEN1 |  | 4.4 | 3.5 | 3.5 | Solar Photovoltaic | SUN | PV | 2014 |  |  | (OP) Operating |  | 4.8 | [6 empty] | 34.2489 | -118.4833 | 0 | 0 | #DIV/0! | 0%
| EDPRNA DG VA Manassas LLC | 68063 | VA- US Foods- Manassas | VA | Prince William | PJM | IPP Non-CHP | USM |  | 2 | 2 | 2 | Solar Photovoltaic | SUN | PV | 2024 |  |  | (OP) Operating |  | 2.01 | [6 empty] | 38.786 | -77.5548 | 0 | 0 | #DIV/0! | 0%
| Pacific Gas & Electric Co. | 57041 | Vaca Dixon Solar Station | CA | Solano | CISO | Electric Utility | 1 |  | 2 | 2 | 2 | Solar Photovoltaic | SUN | PV | 2009 |  |  | (OP) Operating |  | 2.6 | [6 empty] | 38.4106 | -121.9264 | 0 | 0 | #DIV/0! | 0%
| 700Eubanks LLC | 59058 | Vacaville | CA | Solano | CISO | IPP Non-CHP | GEN 1 |  | 1 | 1 | 1 | Solar Photovoltaic | SUN | PV | 2007 |  |  | (OS) Out of service and NOT expected to return to service in next calendar year |  | 1 | [6 empty] | 38.3994 | -121.9603 | 0 | 0 | #DIV/0! | 0%
| KP Vacaville Solar, LLC | 63928 | Vacaville Hospital | CA | Solano | CISO | Commercial Non-CHP | 6701 |  | 1.5 | 1.4 | 0.7 | Solar Photovoltaic | SUN | PV | 2019 |  |  | (OP) Operating |  | 2.1 | [6 empty] | 38.3887 | -121.9386 | 0 | 0 | #DIV/0! | 0%
| HEN Infrastructure, L.L.C. | 65837 | Val Verde | TX | Hidalgo | ERCO | IPP Non-CHP | VALVR |  | 9.9 | 9.9 | 9.9 | Batteries | MWH | BA | 2024 |  |  | (OP) Operating | 9.9 | [7 empty] | 26.2341 | -98.0798 | 0 | 0 | #DIV/0! | 0%
| City of Colorado Springs - (CO) | 55283 | Front Range Power Plant | CO | El Paso | WACM | Electric Utility | 1 | CC1 | 554.3 | 460 | 480 | Natural Gas Fired Combined Cycle | NG | CT | 2003 |  |  | (OP) Operating | [8 empty] | 38.6281 | -104.7069 | 1878164.7 | 14561723.106 | 7.7532 | 45.62%
| Appalachian Power Co | 6264 | Mountaineer | WV | Mason | PJM | Electric Utility | 1 |  | 1300 | 1299 | 1299 | Conventional Steam Coal | BIT | ST | 1980 |  |  | (OP) Operating | [8 empty] | 38.9794 | -81.9344 | 5191103.71 | 49354011.304 | 9.5074 | 45.62%
| Terraform Arcadia | 60448 | Valdosta | GA | Lowndes | SOCO | IPP Non-CHP | VALD |  | 1 | 1 | 1 | Solar Photovoltaic | SUN | PV | 2013 |  |  | (OP) Operating |  | 1.3 | [6 empty] | 30.8101 | -83.226 | 0 | 0 | #DIV/0! | 0%
| Madison Energy Holdings LLC | 61468 | Valdosta Prison | GA | Lowndes | SOCO | IPP Non-CHP | GPVP1 |  | 1 | 1.2 | 1.1 | Solar Photovoltaic | SUN | PV | 2017 |  |  | (OP) Operating |  | 1.5 | [6 empty] | 30.9 | -83.3 | 0 | 0 | #DIV/0! | 0%
| AES Indiana | 990 | Harding Street | IN | Marion | MISO | Electric Utility | 5 |  | 1064.7 | 966 | 979 | Natural Gas Steam Turbine | NG | ST | 1981.2 |  |  | (OP) Operating | [8 empty] | 39.7113 | -86.1969 | 3888586.63 | 39798215.205 | 10.2346 | 45.65%
| Cypress Creek Renewables | 60335 | Vale Air Solar Center, LLC | OR | Malheur | IPCO | IPP Non-CHP | VASC1 |  | 10 | 10 | 10 | Solar Photovoltaic | SUN | PV | 2016 |  |  | (OP) Operating |  | 13 | [6 empty] | 43.965 | -117.2581 | 0 | 0 | #DIV/0! | 0%
| Adapture Renewables, Inc. | 61856 | Vale Solar Center | OR | Malheur | IPCO | IPP Non-CHP | VALE |  | 3 | 3 | 3 | Solar Photovoltaic | SUN | PV | 2020 |  |  | (OP) Operating |  | 3.8 | [6 empty] | 44.1579 | -117.4443 | 0 | 0 | #DIV/0! | 0%
| Tucson Electric Power Co | 8223 | Springerville | AZ | Apache | TEPC | Electric Utility | 1 |  | 1779.2 | 1632.8 | 1632.8 | Conventional Steam Coal | SUB | ST | 2002.1429 | 12 | 2027 | (OP) Operating | [8 empty] | 34.3186 | -109.1639 | 6529361.41 | 62499771.929 | 9.5721 | 45.65%
| Altus Power America Management, LLC | 61418 | Valencia 1 Solar CA | CA | Imperial | IID | IPP Non-CHP | VAL1 |  | 3 | 3 | 3 | Solar Photovoltaic | SUN | PV | 2017 |  |  | (OP) Operating |  | 4 | [6 empty] | 33.0436 | -115.6278 | 0 | 0 | #DIV/0! | 0%
| Greenbacker Renewable Energy Corporation | 64267 | Valencia 2 | CA | Imperial | IID | IPP Non-CHP | 265 |  | 3 | 3 | 3 | Solar Photovoltaic | SUN | PV | 2020 |  |  | (OP) Operating |  | 4.2 | [6 empty] | 33.0218 | -115.5264 | 0 | 0 | #DIV/0! | 0%
| Greenbacker Renewable Energy Corporation | 64441 | Valencia 3 | CA | Imperial | IID | IPP Non-CHP | 266 |  | 3 | 3 | 3 | Solar Photovoltaic | SUN | PV | 2021 |  |  | (OP) Operating |  | 4.2 | [6 empty] | 32.8857 | -115.5377 | 0 | 0 | #DIV/0! | 0%
| PacifiCorp | 8066 | Jim Bridger | WY | Sweetwater | PACE | Electric Utility | 1 |  | 2326 | 2119 | 2119 | Natural Gas Steam Turbine | NG | ST | 1976 |  |  | (OP) Operating | [8 empty] | 41.7378 | -108.7875 | 8477458.25 | 87342689.529 | 10.3029 | 45.67%
| Big Sky Wind, LLC | 59454 | Valencia Solar | AZ | Pima | TEPC | IPP Non-CHP | VALEN |  | 10 | 10 | 10 | Solar Photovoltaic | SUN | PV | 2013 |  |  | (OP) Operating |  | 12.7 | [6 empty] | 32.1458 | -110.8669 | 0 | 0 | #DIV/0! | 0%
| Associated Electric Coop, Inc | 7604 | St Francis Energy Facility | MO | Dunklin | AECI | Electric Utility | 1 |  | 506.6 | 434 | 457 | Natural Gas Fired Combined Cycle | NG | CS | 2000 |  |  | (OP) Operating | [8 empty] | 36.5852 | -90.1779 | 1782515.82 | 13316803.518 | 7.4708 | 45.68%
| EDF Renewable Asset Holdings, Inc. | 62288 | Valentine Solar, LLC | CA | Kern | CISO | IPP Non-CHP | VAL01 |  | 111.2 | 111.2 | 111.2 | Solar Photovoltaic | SUN | PV | 2019 |  |  | (OP) Operating |  | 135 | [6 empty] | 34.9042 | -118.3843 | 0 | 0 | #DIV/0! | 0%
| Valentine Wind, LLC | 59736 | Valentine Wind, LLC | NE | Cherry | SWPP | IPP Non-CHP | 7772 |  | 1.9 | 1.9 | 1.9 | Onshore Wind Turbine | WND | WT | 2014 |  |  | (OP) Operating | [8 empty] | 42.8591 | -100.5924 | 0 | 0 | #DIV/0! | 0%
| Luminant Generation Company LLC | 10633 | Hopewell Cogeneration | VA | Prince George | PJM | IPP CHP | GT1 | CC1 | 399 | 378.3 | 399 | Natural Gas Fired Combined Cycle | NG | CT | 1990 |  |  | (OP) Operating | [8 empty] | 37.2917 | -77.2811 | 1558238.55 | 18031889.824 | 11.572 | 45.77%
| Valero Refining Co | 50121 | Valero Refinery Corpus Christi West | TX | Nueces | ERCO | Industrial Non-CHP | PRU | TG | 69.2 | 65.2 | 65.8 | All Other | WH | ST | 1983 |  |  | (OP) Operating | [8 empty] | 27.8175 | -97.4814 | 0 | 0 | #DIV/0! | 0%
| Evergy Metro | 1241 | La Cygne | KS | Linn | SWPP | Electric Utility | 1 |  | 1598.9 | 1426.3 | 1447.9 | Conventional Steam Coal | SUB | ST | 1975 |  |  | (OP) Operating | [5 empty] | 2025 | 6 | 17.5 | 38.3481 | -94.6456 | 5771070.79 | 56536858.178 | 9.7966 | 45.84%
| OEE XXV LLC | 61356 | Valfilm Wind Project | OH | Hancock | PJM | Industrial Non-CHP | W1 |  | 3 | 3 | 3 | Onshore Wind Turbine | WND | WT | 2018 |  |  | (OP) Operating | [8 empty] | 41.0843 | -83.6441 | 0 | 0 | #DIV/0! | 0%
| Viridity Energy Solutions, Inc. | 62801 | Vallecito | CA | Santa Barbara | CISO | IPP Non-CHP | ORN34 |  | 10 | 10 | 10 | Batteries | MWH | BA | 2021 |  |  | (OP) Operating | 10 | [7 empty] | 34.4071 | -119.5115 | 0 | 0 | #DIV/0! | 0%
| Ptarmigan Res & Engy Inc | 50206 | Vallecito Hydroelectric | CO | La Plata | WACM | IPP Non-CHP | GEN1 |  | 5.8 | 5.8 | 5.8 | Conventional Hydroelectric | WAT | HY | 1989 |  |  | (OP) Operating | [8 empty] | 37.3777 | -107.5787 | 0 | 0 | #DIV/0! | 0%
| SSA Solar of CA 5, LLC | 64438 | Vallecitos Water District | CA | San Diego | CISO | IPP Non-CHP | VALLE |  | 1.4 | 1.4 | 1.4 | Solar Photovoltaic | SUN | PV | 2021 |  |  | (OP) Operating |  | 2.1 | [6 empty] | 33.2125 | -117.177 | 0 | 0 | #DIV/0! | 0%
| City of Grand Island - (NE) | 59 | Platte | NE | Hall | SWPP | Electric Utility | 1 |  | 109.8 | 100 | 100 | Conventional Steam Coal | SUB | ST | 1982 |  |  | (OP) Operating | [8 empty] | 40.8548 | -98.3482 | 401586.55 | 4591746.02 | 11.434 | 45.84%
| Northern States Power Co - Minnesota | 3982 | Bay Front | WI | Ashland | MISO | Electric Utility | 5 |  | 47.2 | 41 | 41 | Wood/Wood Waste Biomass | WDS | ST | 1954.5 |  |  | (OP) Operating | [8 empty] | 46.5872 | -90.9017 | 164824.57 | 2825270.067 | 17.1411 | 45.89%
| Heelstone Energy Holdings, LLC | 60509 | Valley Center | CA | San Diego | CISO | IPP Non-CHP | PV1 |  | 2.3 | 2.3 | 2.3 | Solar Photovoltaic | SUN | PV | 2016 |  |  | (OP) Operating |  | 3 | [6 empty] | 33.2503 | -117.0226 | 0 | 0 | #DIV/0! | 0%
| MN8 Energy LLC | 58906 | Valley Center 1 | CA | San Diego | CISO | IPP Non-CHP | VC1 |  | 2.5 | 2.5 | 2.5 | Solar Photovoltaic | SUN | PV | 2013 |  |  | (OP) Operating |  | 3.4 | [6 empty] | 33.2342 | -117.0017 | 0 | 0 | #DIV/0! | 0%
| MN8 Energy LLC | 58907 | Valley Center 2 | CA | San Diego | CISO | IPP Non-CHP | VC2 |  | 5 | 5 | 5 | Solar Photovoltaic | SUN | PV | 2013 |  |  | (OP) Operating |  | 6.8 | [6 empty] | 33.2342 | -117.0017 | 0 | 0 | #DIV/0! | 0%
| Terra-Gen Operating Co-BESS 2 | 66502 | Valley Center 54 | CA | San Diego | CISO | IPP Non-CHP | VC54 |  | 54 | 54 | 54 | Batteries | MWH | BA | 2021 |  |  | (OP) Operating | 216 | [7 empty] | 33.2272 | -117.0177 | 0 | 0 | #DIV/0! | 0%
| Terra-Gen Operating Co-BESS 2 | 66500 | Valley Center 85 | CA | San Diego | CISO | IPP Non-CHP | VC85 |  | 85 | 85 | 85 | Batteries | MWH | BA | 2021 |  |  | (OP) Operating | 212 | [7 empty] | 33.2272 | -117.0177 | 0 | 0 | #DIV/0! | 0%
| SP Solar 8, LLC | 61828 | Valley Creek Solar | OR | Polk | PGE | IPP Non-CHP | PGRC6 |  | 2.2 | 2.2 | 2.2 | Solar Photovoltaic | SUN | PV | 2017 |  |  | (OP) Operating |  | 3.1 | [6 empty] | 45.033 | -123.094 | 0 | 0 | #DIV/0! | 0%
| Valley Falls Associates | 50034 | Valley Falls Hydroelectric Facility | NY | Rensselaer | NYIS | IPP Non-CHP | GEN1 |  | 2.5 | 2.5 | 2.5 | Conventional Hydroelectric | WAT | HY | 1985 |  |  | (OP) Operating | [8 empty] | 42.9044 | -73.5625 | 0 | 0 | #DIV/0! | 0%
| Mississippi Power Co | 2047 | Chevron Oil | MS | Jackson | SOCO | Electric Utility | 1 |  | 170.5 | 137 | 153 | Natural Gas Fired Combustion Turbine | NG | GT | 1974 |  |  | (OP) Operating | [8 empty] | 30.34 | -88.4919 | 583130.5 | 6918120.963 | 11.8638 | 45.91%
| Tesla Inc. | 60824 | Valley Sanitary District WTP Solar | CA | Riverside | LDWP | IPP Non-CHP | PV1 |  | 1 | 1 | 1 | Solar Photovoltaic | SUN | PV | 2016 |  |  | (OP) Operating |  | 1.1 | [6 empty] | 33.7087 | -116.1989 | 0 | 0 | #DIV/0! | 0%
| Valley Sun Solar LLC | 67771 | Valley Sun Solar | ME | Aroostook | ISNE | IPP Non-CHP | PV1 |  | 3.1 | 3.1 | 3.1 | Solar Photovoltaic | SUN | PV | 2024 |  |  | (OP) Operating |  | 3.11 | [6 empty] | 47.31 | -68.164 | 0 | 0 | #DIV/0! | 0%
| Metropolitan Water District of S CA | 487 | Valley View | CA | Orange | CISO | Electric Utility | 1 |  | 4.1 | 4.1 | 4.1 | Conventional Hydroelectric | WAT | HY | 1985 |  |  | (OP) Operating | [8 empty] | 33.9001 | -117.8291 | 0 | 0 | #DIV/0! | 0%
| SR Clinch, LLC | 60247 | Valley View Solar | CO | Weld | WACM | IPP Non-CHP | VVS |  | 4 | 4 | 4 | Solar Photovoltaic | SUN | PV | 2015 |  |  | (OP) Operating |  | 5.5 | [6 empty] | 40.4188 | -104.8919 | 0 | 0 | #DIV/0! | 0%
| Consolidated Edison Development Inc. | 57434 | Valley View Transmission LLC | MN | Murray | MISO | IPP Non-CHP | VVT |  | 10 | 10 | 10 | Onshore Wind Turbine | WND | WT | 2011 |  |  | (OP) Operating | [8 empty] | 43.9028 | -96.0217 | 0 | 0 | #DIV/0! | 0%
| Hunterstown Generation, LLC | 55976 | Hunterstown Power Plant | PA | Adams | PJM | IPP Non-CHP | 101 | CT1 | 898 | 810 | 930 | Natural Gas Fired Combined Cycle | NG | CT | 2003 |  |  | (OP) Operating | [8 empty] | 39.8725 | -77.1672 | 3499180.52 | 38968404.297 | 11.1364 | 45.91%
| Lansing Board of Water and Light | 63259 | Delta Energy Park | MI | Eaton | MISO | Electric Utility | DEPC2 | 804 | 263.2 | 223.9 | 257.2 | Natural Gas Fired Combined Cycle | NG | CT | 2022 |  |  | (OP) Operating | [8 empty] | 42.6906 | -84.6578 | 968841.54 | 7392736.278 | 7.6305 | 45.98%
| AES Distributed Energy | 58797 | Valparaiso Solar, LLC | IN | Porter | MISO | IPP Non-CHP | VS |  | 1 | 1 | 1 | Solar Photovoltaic | SUN | PV | 2012 |  |  | (OP) Operating |  | 1.3 | [6 empty] | 41.5022 | -87.1611 | 0 | 0 | #DIV/0! | 0%
| Van Buren Solar, LLC | 64674 | Van Buren | NC | Sampson | CPLE | IPP Non-CHP | VAN |  | 2 | 2 | 2 | Solar Photovoltaic | SUN | PV | 2021 |  |  | (OP) Operating |  | 2.9 | [6 empty] | 34.984 | -78.5275 | 0 | 0 | #DIV/0! | 0%
| Maas Energy Works | 64687 | Van der Hoek Solar Array/ Dairy | CA | Fresno | CISO | Industrial Non-CHP | VDH |  | 2.4 | 3 | 3 | Solar Photovoltaic | SUN | PV | 2017 |  |  | (OP) Operating |  | 6 | [6 empty] | 36.504 | -120.0981 | 0 | 0 | #DIV/0! | 0%
| Maas Energy Works | 65169 | Van der Kooi Dairy Solar Array | CA | Fresno | CISO | Industrial Non-CHP | VDK |  | 1 | 1.5 | 1.5 | Solar Photovoltaic | SUN | PV | 2021 |  |  | (OP) Operating |  | 3 | [6 empty] | 36.2917 | -120.0224 | 0 | 0 | #DIV/0! | 0%
| Van Epps Solar, LLC | 66207 | Van Epps Solar | NY | Montgomery | NYIS | IPP Non-CHP | VEPSO |  | 5 | 5 | 5 | Solar Photovoltaic | SUN | PV | 2021 |  |  | (OP) Operating |  | 7.6 | [6 empty] | 42.934 | -74.3782 | 0 | 0 | #DIV/0! | 0%
| Southern Power Co | 7826 | Rowan | NC | Rowan | DUK | IPP Non-CHP | 001 |  | 1192 | 974.4 | 1119.2 | Natural Gas Fired Combustion Turbine | NG | GT | 2002 |  |  | (OP) Operating | [8 empty] | 35.7314 | -80.6019 | 4223967.69 | 30492691.448 | 7.219 | 46.06%
| SRE Utility Solar 1, LLC | 59761 | Van Slyke Solar Center, LLC | NC | Wilson | CPLE | IPP Non-CHP | VSLYK |  | 5 | 4.9 | 4.9 | Solar Photovoltaic | SUN | PV | 2014 |  |  | (OP) Operating |  | 6.6 | [6 empty] | 35.777 | -77.8805 | 0 | 0 | #DIV/0! | 0%
| SDGE Batteries | 61107 | Vanadium Redox Flow Battery Plant | CA | San Diego | CISO | Electric Utility | VRF |  | 2 | 2 | 2 | Batteries | MWH | BA | 2017 |  |  | (OP) Operating | 8 | [7 empty] | 32.6825 | -116.9888 | 0 | 0 | #DIV/0! | 0%
| Cypress Creek Renewables | 59928 | Vance Solar Farm, LLC | NC | Vance | DUK | IPP Non-CHP | NB007 |  | 5 | 4.9 | 4.9 | Solar Photovoltaic | SUN | PV | 2016 |  |  | (OP) Operating |  | 7 | [6 empty] | 36.2585 | -78.412 | 0 | 0 | #DIV/0! | 0%
| Rayos del Sol Solar Project, LLC | 65662 | Vancourt Solar Interconnections | TX | Cameron | ERCO | IPP Non-CHP | VAN1 |  | 45 | 45 | 45 | Solar Photovoltaic | SUN | PV | 2022 |  |  | (OP) Operating |  | 59.5 | [6 empty] | 26.0901 | -97.7985 | 0 | 0 | #DIV/0! | 0%
| MN8 Energy LLC | 61463 | Vandenberg Solar Project | CA | Santa Barbara | CISO | IPP Non-CHP | VBERG |  | 25.3 | 25.3 | 25.3 | Solar Photovoltaic | SUN | PV | 2017 |  |  | (OP) Operating |  | 28.2 | [6 empty] | 34.7497 | -120.51 | 0 | 0 | #DIV/0! | 0%
| Duke Energy Progress - (NC) | 7805 | Sherwood H Smith Jr Energy Complex | NC | Richmond | CPLE | Electric Utility | 001 |  | 2244.8 | 1883 | 2250 | Natural Gas Fired Combustion Turbine | NG | GT | 2004.0909 |  |  | (OP) Operating | [8 empty] | 34.8392 | -79.7406 | 8343918.21 | 72547314.865 | 8.6946 | 46.09%
| Southwestern Public Service Co | 3484 | Nichols | TX | Potter | SWPP | Electric Utility | 1 |  | 474.7 | 457 | 457 | Natural Gas Steam Turbine | NG | ST | 1963.3333 |  |  | (OP) Operating | [8 empty] | 35.2834 | -101.7464 | 1846897.77 | 18910809.604 | 10.2392 | 46.13%
| ESI Vansycle Partners LP | 55125 | Vansycle | OR | Umatilla | BPAT | IPP Non-CHP | WGNS |  | 25 | 25 | 25 | Onshore Wind Turbine | WND | WT | 1998 |  |  | (OP) Operating | [8 empty] | 45.9362 | -118.66 | 0 | 0 | #DIV/0! | 0%
| FPL Energy Stateline II Inc | 58324 | Vansycle II Wind Energy Center | OR | Umatilla | PACW | IPP Non-CHP | SIE23 |  | 102.3 | 102.3 | 102.3 | Onshore Wind Turbine | WND | WT | 2009 |  |  | (OP) Operating | [8 empty] | 45.8992 | -118.5914 | 0 | 0 | #DIV/0! | 0%
| Invenergy Services LLC | 57188 | Vantage Wind Energy LLC | WA | Kittitas | PSEI | IPP Non-CHP | 1 |  | 90 | 90 | 90 | Onshore Wind Turbine | WND | WT | 2010 |  |  | (OP) Operating | [8 empty] | 46.9547 | -120.1819 | 0 | 0 | #DIV/0! | 0%
| Puget Sound Energy Inc | 54537 | Ferndale Generating Station | WA | Whatcom | PSEI | Electric Utility | CT1A | CC1 | 285.5 | 270 | 286 | Natural Gas Fired Combined Cycle | NG | CT | 1994 |  |  | (OP) Operating | [8 empty] | 48.829 | -122.6851 | 1123605.91 | 14892552.659 | 13.2542 | 46.14%
| Erie Boulevard Hydropower LP | 2621 | Varick | NY | Oswego | NYIS | IPP Non-CHP | 2 |  | 8 | 5.6 | 5.6 | Conventional Hydroelectric | WAT | HY | 1926 |  |  | (OP) Operating | [8 empty] | 43.4486 | -76.5056 | 0 | 0 | #DIV/0! | 0%
| Vasco Winds, LLC | 57700 | Vasco Winds | CA | Contra Costa | CISO | IPP Non-CHP | 1 |  | 78.2 | 78.2 | 78.2 | Onshore Wind Turbine | WND | WT | 2011 |  |  | (OP) Operating | [8 empty] | 37.7908 | -121.7181 | 0 | 0 | #DIV/0! | 0%
| SunShare Management | 65520 | Vasquez V CSG | CO | Weld | PSCO | IPP Non-CHP | VASQV |  | 4 | 4 | 4 | Solar Photovoltaic | SUN | PV | 2021 |  |  | (OP) Operating |  | 4.8 | [6 empty] | 40.2318 | -104.7989 | 0 | 0 | #DIV/0! | 0%
| Utah Municipal Power Agency | 55622 | West Valley Generation Project | UT | Salt Lake | PACE | Electric Utility | U1 |  | 217 | 185 | 205 | Natural Gas Fired Combustion Turbine | NG | GT | 2001.6 |  |  | (OP) Operating | [8 empty] | 40.6667 | -112.0317 | 789794.79 | 8081867.802 | 10.2329 | 46.24%
| Ecoplexus, Inc | 60001 | Vaughn Creek PV1 | NC | Hertford | DUK | IPP Non-CHP | VNCRK |  | 20 | 20 | 20 | Solar Photovoltaic | SUN | PV | 2017 |  |  | (OP) Operating |  | 26 | [6 empty] | 36.451 | -77.1206 | 0 | 0 | #DIV/0! | 0%
| SoCore Energy LLC | 60860 | VEC Alburgh Array | VT | Grand Isle | ISNE | IPP Non-CHP | PV1 |  | 1 | 1 | 1 | Solar Photovoltaic | SUN | PV | 2016 |  |  | (OP) Operating |  | 1.2 | [6 empty] | 44.9623 | -73.2742 | 0 | 0 | #DIV/0! | 0%
| SoCore Energy LLC | 60954 | VEC Magee Hill Solar | VT | Chittenden | ISNE | IPP Non-CHP | PV1 |  | 1.3 | 1.3 | 1.3 | Solar Photovoltaic | SUN | PV | 2017 |  |  | (OP) Operating |  | 1.7 | [6 empty] | 44.3682 | -73.0608 | 0 | 0 | #DIV/0! | 0%
| Vega Community Solar | 60944 | Vega Community Solar | MN | Pope | MISO | IPP Non-CHP | NVCS1 |  | 5 | 4.5 | 4.5 | Solar Photovoltaic | SUN | PV | 2017 |  |  | (OP) Operating |  | 1.3 | [6 empty] | 45.3828 | -95.2037 | 0 | 0 | #DIV/0! | 0%
| Vega Solar, LLC | 59555 | Vega Solar | CA | Merced | CISO | IPP Non-CHP | VEGA1 |  | 20 | 20 | 20 | Solar Photovoltaic | SUN | PV | 2015 |  |  | (OP) Operating |  | 25.9 | [6 empty] | 36.9258 | -120.82 | 0 | 0 | #DIV/0! | 0%
| Acciona Wind Energy USA LLC | 56670 | Velva Windfarm LLC | ND | McHenry | MISO | IPP Non-CHP | VW1 |  | 11.9 | 11.9 | 11.9 | Onshore Wind Turbine | WND | WT | 2005 |  |  | (OP) Operating | [8 empty] | 48.0836 | -100.9215 | 0 | 0 | #DIV/0! | 0%
| Venable Solar, LLC | 58289 | Venable Solar 1 | CA | Riverside | CISO | IPP Non-CHP | VNPV |  | 1.5 | 1.5 | 1.1 | Solar Photovoltaic | SUN | PV | 2015 |  |  | (OP) Operating |  | 1.8 | [6 empty] | 33.5989 | -114.5717 | 0 | 0 | #DIV/0! | 0%
| Venable Solar, LLC | 58290 | Venable Solar 2 | CA | Riverside | CISO | IPP Non-CHP | VSPV |  | 1.5 | 1.5 | 1.1 | Solar Photovoltaic | SUN | PV | 2015 |  |  | (OP) Operating |  | 1.8 | [6 empty] | 33.5972 | -114.5717 | 0 | 0 | #DIV/0! | 0%
| MEC Holdings, LLC | 56104 | Mankato Energy Center | MN | Blue Earth | MISO | IPP Non-CHP | CTG1 | MKST | 740.8 | 654 | 720 | Natural Gas Fired Combined Cycle | NG | CT | 2010.3333 |  |  | (OP) Operating | [8 empty] | 44.1988 | -94.003 | 2782761.08 | 20601913.702 | 7.4034 | 46.24%
| Metropolitan Water District of S CA | 72 | Venice Hydro | CA | Los Angeles | CISO | Electric Utility | 1 |  | 10.1 | 10.1 | 10.1 | Conventional Hydroelectric | WAT | HY | 1982 |  |  | (SB) Standby/Backup: available for service but not normally used | [8 empty] | 34.0114 | -118.4168 | 0 | 0 | #DIV/0! | 0%
| Salt River Project | 6177 | Coronado | AZ | Apache | SRP | Electric Utility | CO1 |  | 821.8 | 762 | 762 | Conventional Steam Coal | SUB | ST | 1979.5 | 12 | 2032 | (OP) Operating | [8 empty] | 34.5789 | -109.2708 | 3091702.19 | 34069141.344 | 11.0195 | 46.32%
| Ventura Drive Dartmouth Solar 1, LLC | 65670 | Ventura | MA | Bristol | ISNE | IPP Non-CHP | VTRBA |  | 2 | 2 | 2 | Batteries | MWH | BA | 2022 |  |  | (OP) Operating | 5 | [7 empty] | 41.6689 | -70.9914 | 0 | 0 | #DIV/0! | 0%
| Ventura Solar LLC | 65770 | Ventura Solar | CA | Ventura | CISO | IPP Non-CHP | SOLAR |  | 2.9 | 2.9 | 2.9 | Solar Photovoltaic | SUN | PV | 2021 |  |  | (OP) Operating |  | 3.5 | [6 empty] | 34.3992 | -118.902 | 0 | 0 | #DIV/0! | 0%
| Sol Systems | 63734 | Ventura Solar, LLC | NC | Alexander | DUK | IPP Non-CHP | 11632 |  | 5 | 5 | 5 | Solar Photovoltaic | SUN | PV | 2020 |  |  | (OP) Operating |  | 7 | [6 empty] | 35.8788 | -81.1771 | 0 | 0 | #DIV/0! | 0%
| UXI CSG Venture 1 8301 LLC | 64880 | Venture 1 - 1A CSG | CO | Adams | PSCO | IPP Non-CHP | 75020 |  | 1.5 | 1.5 | 1.5 | Solar Photovoltaic | SUN | PV | 2021 |  |  | (OP) Operating |  | 2 | [6 empty] | 39.7523 | -104.6674 | 0 | 0 | #DIV/0! | 0%
| UXI CSG Venture 2 8302 LLC | 65235 | Venture 2 - 1B | CO | Adams | PSCO | IPP Non-CHP | 75024 |  | 1.5 | 1.5 | 1.5 | Solar Photovoltaic | SUN | PV | 2021 |  |  | (OP) Operating |  | 2 | [6 empty] | 39.7522 | -104.6651 | 0 | 0 | #DIV/0! | 0%
| UXI CSG Venture 3 8303 LLC | 65236 | Venture 3 - 1C | CO | Adams | PSCO | IPP Non-CHP | 75021 |  | 1.5 | 1.5 | 1.5 | Solar Photovoltaic | SUN | PV | 2021 |  |  | (OP) Operating |  | 2 | [6 empty] | 39.7505 | -104.6673 | 0 | 0 | #DIV/0! | 0%
| UXI CSG Venture 4 8304 LLC | 65237 | Venture 4 - 1D | CO | Adams | PSCO | IPP Non-CHP | 75023 |  | 1.5 | 1.5 | 1.5 | Solar Photovoltaic | SUN | PV | 2021 |  |  | (OP) Operating |  | 2 | [6 empty] | 39.7523 | -104.6673 | 0 | 0 | #DIV/0! | 0%
| Venus Wind 3 LLC | 59230 | Venus Wind 3 LLC | IA | Poweshiek | MISO | IPP Non-CHP | WT1 |  | 3 | 3 | 3 | Onshore Wind Turbine | WND | WT | 2017 |  |  | (OP) Operating | [8 empty] | 41.7419 | -92.6722 | 0 | 0 | #DIV/0! | 0%
| Today's Power, Inc. | 68727 | Veolia (Gum Springs) | AR | Clark | MISO | Electric Utility | VNA |  | 5 | 5 | 5 | Solar Photovoltaic | SUN | PV | 2024 |  |  | (OP) Operating |  | 6.5 | [6 empty] | 34.0608 | -93.0861 | 0 | 0 | #DIV/0! | 0%
| Arizona Public Service Co | 55455 | Red Hawk | AZ | Maricopa | SRP | Electric Utility | CT1A | CC1 | 1140.3 | 1002 | 1100 | Natural Gas Fired Combined Cycle | NG | CT | 2002 |  |  | (OP) Operating | [8 empty] | 33.3346 | -112.8406 | 4270691.32 | 29526311.962 | 6.9137 | 46.39%
| Nautilus Solar Solutions | 67337 | Ver Plank North (CSG) | NY | Onondaga | NYIS | IPP Non-CHP | SC |  | 4 | 4 | 4 | Solar Photovoltaic | SUN | PV | 2024 |  |  | (OP) Operating |  | 5.4 | [6 empty] | 43.2012 | -76.1761 | 0 | 0 | #DIV/0! | 0%
| Nautilus Solar Solutions | 67338 | Ver Plank South (CSG) | NY | Onondaga | NYIS | IPP Non-CHP | SC |  | 5 | 5 | 5 | Solar Photovoltaic | SUN | PV | 2024 |  |  | (OP) Operating |  | 6.8 | [6 empty] | 43.1946 | -76.1751 | 0 | 0 | #DIV/0! | 0%
| Verde Light Community Solar LLC | 68338 | Verde Light Community Solar | OR | Malheur | IPCO | IPP Non-CHP | VERDE |  | 3 | 3 | 3 | Solar Photovoltaic | SUN | PV | 2023 |  |  | (OP) Operating |  | 4.5 | [6 empty] | 44.036 | -117.0037 | 0 | 0 | #DIV/0! | 0%
| Truckee Meadows Water Authority | 6531 | Verdi | NV | Washoe | NEVP | IPP Non-CHP | 1 |  | 2.4 | 2.4 | 2.4 | Conventional Hydroelectric | WAT | HY | 1911 |  |  | (OP) Operating | [8 empty] | 39.3125 | -119.585 | 0 | 0 | #DIV/0! | 0%
| Green Mountain Power Corp | 6519 | Vergennes 9 | VT | Addison | ISNE | Electric Utility | 1 |  | 2.4 | 2.4 | 2.4 | Conventional Hydroelectric | WAT | HY | 1922.3333 |  |  | (OP) Operating | [8 empty] | 44.1664 | -73.2575 | 0 | 0 | #DIV/0! | 0%
| Verizon Communications | 65571 | Verizon Hidden Ridge Solar Project | TX | Dallas | ERCO | IPP Non-CHP | VH600 |  | 2.9 | 2.7 | 1.9 | Solar Photovoltaic | SUN | PV | 2022 |  |  | (OP) Operating |  | 1.1 | [6 empty] | 32.8766 | -96.9537 | 0 | 0 | #DIV/0! | 0%
| Vermilion Solar 1, LLC | 63946 | Vermilion Solar 1, LLC CSG | IL | Vermilion | MISO | IPP Non-CHP | VERM |  | 2 | 2 | 2 | Solar Photovoltaic | SUN | PV | 2020 |  |  | (OP) Operating |  | 2.7 | [6 empty] | 40.1244 | -87.6292 | 0 | 0 | #DIV/0! | 0%
| Otay Mesa Energy Center LLC | 55345 | Otay Mesa Generating Project | CA | San Diego | CISO | IPP Non-CHP | 1-01 | CC1 | 710.7 | 571 | 614 | Natural Gas Fired Combined Cycle | NG | CT | 2009 |  |  | (OP) Operating | [8 empty] | 32.5815 | -116.915 | 2412268.16 | 16791762.942 | 6.961 | 46.48%
| SoCore Energy LLC | 63406 | Vermillion River_MN_GRE DEA-GM | MN | Dakota | MISO | IPP Non-CHP | PV1 |  | 3 | 3 | 3 | Solar Photovoltaic | SUN | PV | 2019 |  |  | (OP) Operating |  | 3.8 | [6 empty] | 44.5998 | -93.1361 | 0 | 0 | #DIV/0! | 0%
| Elk Hills Power LLC | 55400 | Elk Hills Power LLC | CA | Kern | CISO | IPP CHP | CTG1 | G541 | 623 | 525 | 549 | Natural Gas Fired Combined Cycle | NG | CT | 2003 |  |  | (OP) Operating | [8 empty] | 35.2803 | -119.4707 | 2194070.66 | 13921652.951 | 6.3451 | 46.64%
| Public Service Co of Colorado | 469 | Cherokee | CO | Adams | PSCO | Electric Utility | 4 |  | 1006.4 | 886 | 910 | Natural Gas Steam Turbine | NG | ST | 2003.25 | 12 | 2027 | (OP) Operating | [8 empty] | 39.8073 | -104.9645 | 3679450.97 | 26232157.119 | 7.1294 | 46.77%
| Great River Hydro, LLC | 2352 | Vernon Dam | VT | Windham | ISNE | IPP Non-CHP | 1 |  | 35.9 | 33.8 | 33.8 | Conventional Hydroelectric | WAT | HY | 1951 |  |  | (OP) Operating | [8 empty] | 42.7717 | -72.5146 | 0 | 0 | #DIV/0! | 0%
| Wisconsin Electric Power Co | 4041 | South Oak Creek | WI | Milwaukee | MISO | Electric Utility | 7 |  | 641.6 | 616 | 622 | Conventional Steam Coal | SUB | ST | 1966 | 12 | 2025 | (OP) Operating | [8 empty] | 42.8457 | -87.8294 | 2536413.35 | 26124431.3 | 10.2998 | 46.78%
| CER Colorado Bend Energy Partners LP | 56350 | Colorado Bend Energy Center | TX | Wharton | ERCO | IPP Non-CHP | CT1A | BLK1 | 654.1 | 608 | 608 | Natural Gas Fired Combined Cycle | NG | CT | 2008.625 |  |  | (OP) Operating | [8 empty] | 29.2878 | -96.0683 | 2497397.35 | 20417433.528 | 8.1755 | 46.89%
| Tennessee Valley Authority | 3399 | Cumberland (TN) | TN | Stewart | TVA | Electric Utility | 1 |  | 2600 | 2470 | 2522 | Conventional Steam Coal | BIT | ST | 1973 | 12 | 2028 | (OP) Operating | [8 empty] | 36.3903 | -87.6539 | 10296584.18 | 105830344.221 | 10.2782 | 47.09%
| Gavin Power, LLC | 8102 | Gavin Power, LLC | OH | Gallia | PJM | IPP Non-CHP | 1 |  | 2600 | 2722 | 2722 | Conventional Steam Coal | BIT | ST | 1974.5 |  |  | (OP) Operating | [8 empty] | 38.9347 | -82.1158 | 11232706.17 | 118600769.834 | 10.5585 | 47.11%
| Veseli Solar I LLC | 61570 | Veseli Community Solar Garden | MN | Rice | MISO | IPP Non-CHP | 40921 |  | 1 | 1 | 1 | Solar Photovoltaic | SUN | PV | 2018 |  |  | (OP) Operating |  | 1.4 | [6 empty] | 44.5268 | -93.3665 | 0 | 0 | #DIV/0! | 0%
| VESI Pomona Energy Storage, Inc. | 50300 | VESI Pomona | CA | Los Angeles | CISO | IPP Non-CHP | BESS1 |  | 40 | 40 | 40 | Batteries | MWH | BA | 2019.5 |  |  | (OP) Operating | 20 | [7 empty] | 34.0594 | -117.7742 | 0 | 0 | #DIV/0! | 0%
| Minnesota Municipal Power Agny | 56164 | Faribault Energy Park | MN | Rice | MISO | Electric Utility | EU01 | G861 | 334.5 | 261 | 290 | Natural Gas Fired Combined Cycle | NG | CT | 2006 |  |  | (OP) Operating | [8 empty] | 44.3356 | -93.2906 | 1142074.13 | 7536983.03 | 6.5994 | 47.32%
| CS Wind America, Inc. | 57643 | Vestas Towers America, Inc. | CO | Pueblo | WACM | Industrial Non-CHP | V100 |  | 1.8 | 1.8 | 1.8 | Onshore Wind Turbine | WND | WT | 2010 |  |  | (OP) Operating | [8 empty] | 38.1728 | -104.62 | 0 | 0 | #DIV/0! | 0%
| Utah Associated Mun Power Sys | 60421 | Veyo Heat Recovery Project | UT | Washington | PACE | Electric Utility | WHR1 |  | 9.5 | 8.4 | 8.6 | All Other | WH | ST | 2016 |  |  | (OP) Operating | [8 empty] | 37.348 | -113.765 | 0 | 0 | #DIV/0! | 0%
| Red Oak Operating Services LLC | 55239 | Red Oak Power LLC | NJ | Middlesex | PJM | IPP Non-CHP | 0001 | CC1 | 821.1 | 775.9 | 823.1 | Natural Gas Fired Combined Cycle | NG | CT | 2002 |  |  | (OP) Operating | [8 empty] | 40.4487 | -74.3489 | 3318674.3 | 23727374.727 | 7.1497 | 47.39%
| Strata Manager, LLC | 59190 | Vickers | NC | Chatham | CPLE | IPP Non-CHP | 1 |  | 2 | 2 | 2 | Solar Photovoltaic | SUN | PV | 2014 |  |  | (OP) Operating |  | 2.7 | [6 empty] | 35.8233 | -79.0803 | 0 | 0 | #DIV/0! | 0%
| Cypress Creek Renewables | 59605 | Vicksburg Solar | NC | Vance | CPLE | IPP Non-CHP | FLS1 |  | 5 | 5 | 4 | Solar Photovoltaic | SUN | PV | 2015 |  |  | (OP) Operating |  | 6.4 | [6 empty] | 36.325 | -78.3431 | 0 | 0 | #DIV/0! | 0%
| AES Distributed Energy | 58418 | Victor Dry Farm Ranch A | CA | San Bernardino | CISO | IPP Non-CHP | 1 |  | 5 | 5 | 4 | Solar Photovoltaic | SUN | PV | 2015 |  |  | (OP) Operating |  | 6 | [6 empty] | 34.5011 | -117.4667 | 0 | 0 | #DIV/0! | 0%
| AES Distributed Energy | 58419 | Victor Dry Farm Ranch B | CA | San Bernardino | CISO | IPP Non-CHP | 1 |  | 5 | 5 | 4 | Solar Photovoltaic | SUN | PV | 2015 |  |  | (OP) Operating |  | 5.6 | [6 empty] | 34.4978 | -117.4711 | 0 | 0 | #DIV/0! | 0%
| Occidental Chemical Corporation | 55089 | Taft Cogeneration Facility | LA | St Charles | MISO | Industrial CHP | CT1 | CC1 | 894.2 | 738.9 | 865.8 | Natural Gas Fired Combined Cycle | NG | CT | 2002 |  |  | (OP) Operating | [8 empty] | 29.9888 | -90.4599 | 3331869.32 | 39606433.665 | 11.8872 | 47.4%
| AES Distributed Energy | 59269 | Victor Mesa Linda B2 | CA | San Bernardino | CISO | IPP Non-CHP | VMLB2 |  | 1.5 | 1.6 | 1.5 | Solar Photovoltaic | SUN | PV | 2014 |  |  | (OP) Operating |  | 2.1 | [6 empty] | 34.5128 | -117.3872 | 0 | 0 | #DIV/0! | 0%
| AES Distributed Energy | 59270 | Victor Mesa Linda C2 | CA | San Bernardino | CISO | IPP Non-CHP | VMLC2 |  | 1.5 | 1.6 | 1.5 | Solar Photovoltaic | SUN | PV | 2014 |  |  | (OP) Operating |  | 2.1 | [6 empty] | 34.5114 | -117.3872 | 0 | 0 | #DIV/0! | 0%
| AES Distributed Energy | 59271 | Victor Mesa Linda D2 | CA | San Bernardino | CISO | IPP Non-CHP | VMLD2 |  | 1.5 | 1.6 | 1.5 | Solar Photovoltaic | SUN | PV | 2014 |  |  | (OP) Operating |  | 2.1 | [6 empty] | 34.5094 | -117.3872 | 0 | 0 | #DIV/0! | 0%
| AES Distributed Energy | 59272 | Victor Mesa Linda E2 | CA | San Bernardino | CISO | IPP Non-CHP | VMLE2 |  | 1.5 | 1.6 | 1.5 | Solar Photovoltaic | SUN | PV | 2014 |  |  | (OP) Operating |  | 2.1 | [6 empty] | 34.5081 | -117.3872 | 0 | 0 | #DIV/0! | 0%
| Victor Valley Community College District | 57254 | Victor Valley CC CPV Solar | CA | San Bernardino | CISO | Commercial Non-CHP | 1PV |  | 1 | 1 | 1 | Solar Photovoltaic | SUN | PV | 2010 |  |  | (OP) Operating |  | 1 | [6 empty] | 34.4802 | -117.2579 | 0 | 0 | #DIV/0! | 0%
| Tennessee Valley Authority | 3393 | Allen | TN | Shelby | TVA | Electric Utility | CTG1 | CC1 | 1791.7 | 1479.3 | 1689.3 | Natural Gas Fired Combined Cycle | NG | CT | 1977.3043 |  |  | (OP) Operating | [8 empty] | 35.0741 | -90.1487 | 6583135.04 | 42426775.84 | 6.4448 | 47.43%
| Upper Peninsula Power Company | 1774 | Victoria Dam | MI | Ontonagon | MISO | Electric Utility | 1 |  | 12 | 11.8 | 11.8 | Conventional Hydroelectric | WAT | HY | 1931 |  |  | (OP) Operating | [8 empty] | 46.6964 | -89.2089 | 0 | 0 | #DIV/0! | 0%
| Public Service Co of Colorado | 6112 | Fort St Vrain | CO | Weld | PSCO | Electric Utility | 1 | FSV0 | 1148.5 | 1022 | 1137 | Natural Gas Fired Combined Cycle | NG | CA | 2002 |  |  | (OP) Operating | [8 empty] | 40.2461 | -104.8742 | 4504881.79 | 34376606.358 | 7.631 | 47.64%
| Cooperative Energy | 2070 | Moselle | MS | Jones | MISO | Electric Utility | 1 | CC1 | 510.5 | 477 | 510.5 | Natural Gas Fired Combined Cycle | NG | CA | 1991 |  |  | (OP) Operating | [8 empty] | 31.528 | -89.3004 | 2061705.77 | 18098440.042 | 8.7784 | 47.67%
| Wind Stream Operations LLC | 50532 | Victory Garden (Tehachapi) | CA | Kern | CISO | IPP Non-CHP | 15SLE |  | 26.1 | 18.8 | 18.8 | Onshore Wind Turbine | WND | WT | 1990.5 |  |  | (OP) Operating | [8 empty] | 35.0686 | -118.3833 | 0 | 0 | #DIV/0! | 0%
| Central Rivers Power US, LLC | 10902 | Victory Mills | NY | Cayuga | NYIS | IPP Non-CHP | GEN1 |  | 1.7 | 1.6 | 1.6 | Conventional Hydroelectric | WAT | HY | 1986 |  |  | (OP) Operating | [8 empty] | 42.9197 | -76.5477 | 0 | 0 | #DIV/0! | 0%
| Victory Pass I, LLC | 65743 | Victory Pass | CA | Riverside | CISO | IPP Non-CHP | VCTBA |  | 250 | 250 | 250 | Batteries | MWH | BA | 2024 |  |  | (OP) Operating | 200 | [7 empty] | 33.701 | -115.3163 | 0 | 0 | #DIV/0! | 0%
| Duke Energy Renewables Services | 60764 | Victory Solar LLC | CO | Adams | PSCO | IPP Non-CHP | PV1 |  | 12.8 | 12.8 | 12.8 | Solar Photovoltaic | SUN | PV | 2016 |  |  | (OP) Operating |  | 16 | [6 empty] | 39.795 | -104.433 | 0 | 0 | #DIV/0! | 0%
| MidAmerican Energy Co | 56379 | Victory Wind Farm | IA | Carroll | MISO | Electric Utility | VWF |  | 105 | 99 | 99 | Onshore Wind Turbine | WND | WT | 2006 |  |  | (OP) Operating | [8 empty] | 42.1169 | -95.1292 | 0 | 0 | #DIV/0! | 0%
| Terraform Arcadia | 60515 | Vidalia Water Treatment Plant | GA | Lowndes | SOCO | IPP Non-CHP | SO048 |  | 1 | 1 | 1 | Solar Photovoltaic | SUN | PV | 2014 |  |  | (OP) Operating |  | 1 | [6 empty] | 31.0503 | -83.3947 | 0 | 0 | #DIV/0! | 0%
| Duke Energy Kentucky Inc | 6018 | East Bend | KY | Boone | PJM | Electric Utility | 2 |  | 772 | 600 | 600 | Conventional Steam Coal | BIT | ST | 1981 |  |  | (OP) Operating | [8 empty] | 38.9036 | -84.8514 | 2519814.06 | 27077035.594 | 10.7456 | 47.94%
| MidAmerican Energy Co | 57874 | Vienna Wind Farm | IA | Marshall | MISO | Electric Utility | VIIWF |  | 150.2 | 150.2 | 150.2 | Onshore Wind Turbine | WND | WT | 2012.5 |  |  | (OP) Operating | [8 empty] | 42.1594 | -92.7761 | 0 | 0 | #DIV/0! | 0%
| Kiowa Power Partners LLC | 55501 | Kiamichi Energy Facility | OK | Pittsburg | ERCO | IPP Non-CHP | CTG1 | STG1 | 1370 | 1213 | 1400 | Natural Gas Fired Combined Cycle | NG | CT | 2003 |  |  | (OP) Operating | [8 empty] | 34.6831 | -95.9349 | 5493131.13 | 42751859.188 | 7.7828 | 48%
| Viking Solar, LLC | 64787 | Viking Solar CSG | IL | Macoupin | MISO | IPP Non-CHP | VIKNG |  | 2 | 2 | 2 | Solar Photovoltaic | SUN | PV | 2021 |  |  | (OP) Operating |  | 3 | [6 empty] | 39.4055 | -89.9957 | 0 | 0 | #DIV/0! | 0%
| Vikings Energy Farm, LLC | 65711 | Vikings Energy Farm | CA | Imperial | IID | IPP Non-CHP | GEN1 |  | 286.8 | 286.8 | 286.8 | Solar Photovoltaic | SUN | PV | 2024 |  |  | (OP) Operating |  | 157.81 | [6 empty] | 32.8034 | -115.2717 | 0 | 0 | #DIV/0! | 0%
| AEP Onsite Partners, LLC | 61606 | Vilas Solar Array | CO | Baca | PSCO | IPP Non-CHP | 1 |  | 4 | 4 | 4 | Solar Photovoltaic | SUN | PV | 2017 |  |  | (OP) Operating |  | 5 | [6 empty] | 37.384 | -102.466 | 0 | 0 | #DIV/0! | 0%
| Duke Energy Indiana, LLC | 1001 | Cayuga | IN | Vermillion | MISO | Electric Utility | 1 |  | 1184.9 | 1089 | 1120 | Conventional Steam Coal | BIT | ST | 1974.7143 |  |  | (OP) Operating | [8 empty] | 39.9242 | -87.4244 | 4661411.85 | 44331501.12 | 9.5103 | 48.18%
| Generate Capital | 62525 | Villa Roma Rd #1 | NY | Sullivan | NYIS | IPP Non-CHP | 40 |  | 2 | 2 | 2 | Solar Photovoltaic | SUN | PV | 2020 |  |  | (OP) Operating |  | 2.4 | [6 empty] | 41.7571 | -74.961 | 0 | 0 | #DIV/0! | 0%
| Generate Capital | 62526 | Villa Roma Rd #2 | NY | Sullivan | NYIS | IPP Non-CHP | 41 |  | 2 | 2 | 2 | Solar Photovoltaic | SUN | PV | 2020 |  |  | (OP) Operating |  | 2.3 | [6 empty] | 41.7562 | -74.9612 | 0 | 0 | #DIV/0! | 0%
| Scale Sustainable I, LLC | 62527 | Villa Roma Rd #3 CSG | NY | Sullivan | NYIS | IPP Non-CHP | 390 |  | 2 | 2 | 2 | Solar Photovoltaic | SUN | PV | 2019 |  |  | (OP) Operating |  | 2.3 | [6 empty] | 41.7544 | -74.9615 | 0 | 0 | #DIV/0! | 0%
| Scale Sustainable I, LLC | 62528 | Villa Roma Rd #4 CSG | NY | Sullivan | NYIS | IPP Non-CHP | 391 |  | 2 | 2 | 2 | Solar Photovoltaic | SUN | PV | 2019 |  |  | (OP) Operating |  | 2.3 | [6 empty] | 41.7544 | -74.9586 | 0 | 0 | #DIV/0! | 0%
| City of Burlington Electric - (VT) | 589 | J C McNeil | VT | Chittenden | ISNE | Electric Utility | 1 |  | 59.5 | 52 | 54 | Wood/Wood Waste Biomass | WDS | ST | 1984 |  |  | (OP) Operating | [8 empty] | 44.4917 | -73.2081 | 224963.25 | 3198822.525 | 14.2193 | 48.45%
| Sierra Pacific Power Co | 2336 | Tracy | NV | Storey | NEVP | Electric Utility | 10 | PB1 | 1032.9 | 953.6 | 995 | Natural Gas Fired Combined Cycle | NG | CA | 1997 |  |  | (OP) Operating | [8 empty] | 39.5625 | -119.525 | 4145594.48 | 32270837.569 | 7.7844 | 48.57%
| CD US Solar MT 2 LLC | 58450 | Vinam | CA | Los Angeles | CISO | IPP Non-CHP | 1 |  | 1.5 | 1.5 | 1.5 | Solar Photovoltaic | SUN | PV | 2013 |  |  | (OP) Operating |  | 2 | [6 empty] | 34.6689 | -118.0614 | 0 | 0 | #DIV/0! | 0%
| Altus Power America Management, LLC | 61950 | Vincent Solar | SC | Lee | CPLE | IPP Non-CHP | 14 |  | 2 | 2 | 2 | Solar Photovoltaic | SUN | PV | 2019 |  |  | (OP) Operating |  | 2.4 | [6 empty] | 34.0916 | -80.1083 | 0 | 0 | #DIV/0! | 0%
| NFI Solar LLC | 57742 | Vineland Headquarters | NJ | Cumberland | PJM | IPP Non-CHP | VHQ |  | 1.1 | 1.1 | 1.1 | Solar Photovoltaic | SUN | PV | 2011 |  |  | (OP) Operating |  | 1.3 | [6 empty] | 39.4903 | -75.0374 | 0 | 0 | #DIV/0! | 0%
| NJR Clean Energy Ventures Corporation | 57660 | Vineland Mays Landing Solar | NJ | Cumberland | PJM | IPP Non-CHP | VNLND |  | 4 | 4 | 4 | Solar Photovoltaic | SUN | PV | 2011 |  |  | (OP) Operating |  | 4.7 | [6 empty] | 39.4175 | -74.9739 | 0 | 0 | #DIV/0! | 0%
| Grand Valley Power LLC | 68234 | Vinelands Power Plant | CO | Mesa | PSCO | IPP Non-CHP | GEN1 |  | 4.5 | 3.5 | 4.5 | Conventional Hydroelectric | WAT | HY | 2022 |  |  | (OP) Operating | [8 empty] | 39.1017 | -108.3457 | 0 | 0 | #DIV/0! | 0%
| Ecos Energy LLC | 58509 | Vintner Solar | CA | San Luis Obispo | CISO | IPP Non-CHP | PV4 |  | 1.5 | 1.5 | 1.5 | Solar Photovoltaic | SUN | PV | 2014 |  |  | (OP) Operating |  | 2.1 | [6 empty] | 35.5579 | -120.6829 | 0 | 0 | #DIV/0! | 0%
| Interstate Power and Light Co | 8031 | Emery Station | IA | Cerro Gordo | MISO | Electric Utility | 11 | G821 | 602.8 | 531.1 | 602.7 | Natural Gas Fired Combined Cycle | NG | CT | 2004 |  |  | (OP) Operating | [8 empty] | 43.094 | -93.2922 | 2417541.16 | 18228128.592 | 7.5399 | 48.68%
| Duke Energy Indiana, LLC | 1004 | Edwardsport | IN | Knox | MISO | Electric Utility | CT1 | 0001 | 812.7 | 555 | 578 | Coal Integrated Gasification Combined Cycle | SGC | CT | 2013 |  |  | (OP) Operating | [8 empty] | 38.8067 | -87.2472 | 2420499.5 | 21450998.003 | 8.8622 | 48.78%
| Violet Solar, LLC | 60961 | Violet Solar | NC | Cabarrus | DUK | IPP Non-CHP | PV1 |  | 5 | 5 | 5 | Solar Photovoltaic | SUN | PV | 2018 |  |  | (OP) Operating |  | 7.7 | [6 empty] | 35.4011 | -80.4185 | 0 | 0 | #DIV/0! | 0%
| Cypress Creek Renewables | 60920 | Viper Solar | NC | Cumberland | CPLE | IPP Non-CHP | PV1 |  | 2 | 2 | 2 | Solar Photovoltaic | SUN | PV | 2017 |  |  | (OP) Operating |  | 2.6 | [6 empty] | 34.9349 | -78.9622 | 0 | 0 | #DIV/0! | 0%
| Hallador Power Company, LLC | 6213 | Merom | IN | Sullivan | MISO | Electric Utility | 1 |  | 1080 | 978 | 990 | Conventional Steam Coal | BIT | ST | 1982.5 |  |  | (OP) Operating | [8 empty] | 39.0694 | -87.5108 | 4208665.81 | 44347846.419 | 10.5373 | 48.83%
| Wolf Hollow I Power, LLC | 55139 | Wolf Hollow I LP | TX | Hood | ERCO | IPP Non-CHP | CTG1 | BLK1 | 788.4 | 756 | 775 | Natural Gas Fired Combined Cycle | NG | CT | 2003 |  |  | (OP) Operating | [8 empty] | 32.3342 | -97.7317 | 3297003.92 | 23571758.84 | 7.1494 | 49.17%
| Virginia Line Solar, LLC | 66358 | Virginia Line Solar, LLC | NC | Warren | CPLE | IPP Non-CHP | VAL |  | 35 | 35 | 35 | Solar Photovoltaic | SUN | PV | 2023 |  |  | (OP) Operating |  | 47.2 | [6 empty] | 36.5238 | -78.2854 | 0 | 0 | #DIV/0! | 0%
| Louisville Gas & Electric Co | 6071 | Trimble County | KY | Trimble | LGEE | Electric Utility | 1 |  | 2594.1 | 2179 | 2327 | Conventional Steam Coal | BIT | ST | 2002.625 |  |  | (OP) Operating | [8 empty] | 38.5847 | -85.4117 | 9721045.85 | 87758643.516 | 9.0277 | 49.25%
| Dimension Energy LLC | 66677 | Visalia CSG LLC | CA | Tulare | CISO | IPP Non-CHP | VISAL |  | 3 | 3 | 3 | Solar Photovoltaic | SUN | PV | 2024 |  |  | (OP) Operating |  | 4.05 | [6 empty] | 36.3068 | -119.24 | 0 | 0 | #DIV/0! | 0%
| United Parcel Service | 68575 | Visalia Solar | CA | Tulare | CISO | Commercial Non-CHP | UPSB1 |  | 3.6 | 3.6 | 3.6 | Batteries | MWH | BA | 2024 |  |  | (OP) Operating | 4.3 | [7 empty] | 36.3614 | -119.3926 | 0 | 0 | #DIV/0! | 0%
| New York Power Authority | 2686 | Vischer Ferry | NY | Saratoga | NYIS | Electric Utility | 1 |  | 11.6 | 11.6 | 11.6 | Conventional Hydroelectric | WAT | HY | 1957.5 |  |  | (OP) Operating | [8 empty] | 42.8075 | -73.8427 | 0 | 0 | #DIV/0! | 0%
| Vista Energy Storage, LLC | 61661 | Vista Energy Storage System | CA | San Diego | CISO | IPP Non-CHP | VISTA |  | 40 | 40 | 40 | Batteries | MWH | BA | 2018 |  |  | (OP) Operating | 38 | [7 empty] | 33.204 | -117.2539 | 0 | 0 | #DIV/0! | 0%
| Luminace Solar Holding, LLC | 58517 | Vista Grande HS at Casa Grande | AZ | Pinal | AZPS | IPP Non-CHP | PV1 |  | 1.4 | 1.4 | 1.4 | Solar Photovoltaic | SUN | PV | 2012 |  |  | (OP) Operating |  | 1.8 | [6 empty] | 32.8914 | -111.7131 | 0 | 0 | #DIV/0! | 0%
| PNM Resources | 62467 | Vista Solar Energy Center | NM | Valencia | PNM | Electric Utility | VISTA |  | 10 | 10 | 8.2 | Solar Photovoltaic | SUN | PV | 2019 |  |  | (OP) Operating |  | 12.8 | [6 empty] | 34.741 | -106.655 | 0 | 0 | #DIV/0! | 0%
| Consumers Energy Co - (MI) | 55297 | New Covert Generating Facility | MI | Van Buren | PJM | Electric Utility | 1 | CTG1 | 1176 | 1586.3 | 1790.8 | Natural Gas Fired Combined Cycle | NG | CT | 2004 |  |  | (OP) Operating | [8 empty] | 42.3224 | -86.2937 | 7305626.92 | 51313476.343 | 7.0238 | 49.39%
| Coleto Creek Power LP | 6178 | Coleto Creek | TX | Goliad | ERCO | IPP Non-CHP | 1 |  | 622.4 | 655 | 655 | Conventional Steam Coal | SUB | ST | 1980 |  |  | (OP) Operating | [8 empty] | 28.7128 | -97.2142 | 2834810.45 | 29667702.529 | 10.4655 | 49.41%
| Tennessee Valley Authority | 1378 | Paradise | KY | Muhlenberg | TVA | Electric Utility | CT5 |  | 1853.6 | 1763 | 1853 | Natural Gas Fired Combustion Turbine | NG | GT | 2019.5714 |  |  | (OP) Operating | [8 empty] | 37.2608 | -86.9783 | 7837368.64 | 60625799.922 | 7.7355 | 49.48%
| Oklahoma Gas & Electric Co | 55463 | Redbud Power Plant | OK | Oklahoma | SWPP | Electric Utility | CT01 | G112 | 1433.6 | 1214 | 1214 | Natural Gas Fired Combined Cycle | NG | CT | 2004 |  |  | (OP) Operating | [8 empty] | 35.6856 | -97.2264 | 5267620.4 | 39697137.64 | 7.5361 | 49.53%
| Georgia Power Co | 649 | Vogtle | GA | Burke | SOCO | Electric Utility | 1 |  | 4658 | 4530 | 4530 | Nuclear | NUC | ST | 2005.75 |  |  | (OP) Operating | [8 empty] | 33.1427 | -81.7625 | 0 | 0 | #DIV/0! | 0%
| Southern Indiana Gas & Elec Co | 61334 | Volkman Road Solar Array Hybrid | IN | Vanderburgh | MISO | Electric Utility | VRSA1 |  | 3 | 3 | 3 | Solar Photovoltaic | SUN | PV | 2018.5 |  |  | (OP) Operating |  | 2.7 | [6 empty] | 38.1492 | -87.5482 | 0 | 0 | #DIV/0! | 0%
| SR Enterprise South, LLC | 58401 | Volkswagen Solar System | TN | Hamilton | TVA | IPP Non-CHP | 1 |  | 7.6 | 7.6 | 7.6 | Solar Photovoltaic | SUN | PV | 2012 |  |  | (OP) Operating |  | 9.6 | [6 empty] | 35.0975 | -85.1269 | 0 | 0 | #DIV/0! | 0%
| DG New York CS, LLC | 64453 | Volney II | NY | Oswego | NYIS | IPP Non-CHP | VOLES |  | 4.5 | 4.5 | 4.5 | Batteries | MWH | BA | 2021 |  |  | (OP) Operating | 12 | [7 empty] | 43.341 | -76.354 | 0 | 0 | #DIV/0! | 0%
| Pacific Gas & Electric Co. | 290 | Volta 1 | CA | Shasta | CISO | Electric Utility | 1 |  | 8.5 | 9 | 9 | Conventional Hydroelectric | WAT | HY | 1980 |  |  | (OS) Out of service and NOT expected to return to service in next calendar year | [8 empty] | 40.4591 | -121.8671 | 0 | 0 | #DIV/0! | 0%
| Pacific Gas & Electric Co. | 180 | Volta 2 | CA | Shasta | CISO | Electric Utility | 1 |  | 1 | 0.9 | 0.9 | Conventional Hydroelectric | WAT | HY | 1981 |  |  | (OP) Operating | [8 empty] | 40.4519 | -121.8622 | 0 | 0 | #DIV/0! | 0%
| Terra-Gen Operating Co-Wind | 60594 | Voyager Wind I | CA | Kern | CISO | IPP Non-CHP | VYGR1 |  | 131.1 | 131.1 | 131.1 | Onshore Wind Turbine | WND | WT | 2019 |  |  | (OP) Operating | [8 empty] | 35.0461 | -118.2827 | 0 | 0 | #DIV/0! | 0%
| Terra-Gen Operating Co-Wind | 61582 | Voyager Wind II | CA | Kern | CISO | IPP Non-CHP | VYGR2 |  | 128.7 | 128.7 | 128.7 | Onshore Wind Turbine | WND | WT | 2018 |  |  | (OP) Operating | [8 empty] | 35.0734 | -118.2686 | 0 | 0 | #DIV/0! | 0%
| Terra-Gen Operating Co-Wind | 61583 | Voyager Wind III | CA | Kern | CISO | IPP Non-CHP | VYGR3 |  | 43.2 | 43.2 | 43.2 | Onshore Wind Turbine | WND | WT | 2018 |  |  | (OP) Operating | [8 empty] | 35.0608 | -118.2647 | 0 | 0 | #DIV/0! | 0%
| Terra-Gen Operating Co-Wind | 61584 | Voyager Wind IV | CA | Kern | CISO | IPP Non-CHP | VYGR4 |  | 21.6 | 21.6 | 21.6 | Onshore Wind Turbine | WND | WT | 2018 |  |  | (OP) Operating | [8 empty] | 35.0779 | -118.2497 | 0 | 0 | #DIV/0! | 0%
| Dominion Energy South Carolina, Inc | 7210 | Cope | SC | Orangeburg | SCEG | Electric Utility | ST1 |  | 417.3 | 415 | 415 | Natural Gas Steam Turbine | NG | ST | 1996 |  |  | (OP) Operating | [8 empty] | 33.3644 | -81.03 | 1804980.28 | 17957094.429 | 9.9486 | 49.65%
| Valta Energy | 68409 | VS RXI Mason-Chatsworth, LLC | CA | Los Angeles | LDWP | IPP Non-CHP | VSPRC |  | 1.8 | 1.8 | 1.8 | Solar Photovoltaic | SUN | PV | 2023 |  |  | (OP) Operating |  | 2.3 | [6 empty] | 34.235 | -118.579 | 0 | 0 | #DIV/0! | 0%
| NuGen Capital Management | 61245 | Vuelta Solar | MA | Worcester | ISNE | IPP Non-CHP | 5405 |  | 5.5 | 4.7 | 1.7 | Solar Photovoltaic | SUN | PV | 2016 |  |  | (OP) Operating |  | 6 | [6 empty] | 42.2376 | -72.0375 | 0 | 0 | #DIV/0! | 0%
| Vulcan Solar, LLC | 63992 | Vulcan | IL | Kankakee | PJM | IPP Non-CHP | VUL |  | 2 | 2 | 2 | Solar Photovoltaic | SUN | PV | 2021 |  |  | (OP) Operating |  | 3 | [6 empty] | 41.1034 | -87.975 | 0 | 0 | #DIV/0! | 0%
| Renew Solar VMC LLC | 66806 | Vulcan San Emidio Solar | CA | Kern | CISO | IPP Non-CHP | 15612 |  | 1.4 | 1.4 | 1.4 | Solar Photovoltaic | SUN | PV | 2023 |  |  | (OP) Operating |  | 1.9 | [6 empty] | 35.049 | -119.1812 | 0 | 0 | #DIV/0! | 0%
| CalEnergy Operating Corporation | 50210 | Vulcan-BN Geothermal Power Company | CA | Imperial | IID | IPP Non-CHP | GEN1 |  | 39.6 | 38 | 38 | Geothermal | GEO | ST | 1985 |  |  | (OP) Operating | [8 empty] | 33.1633 | -115.6167 | 0 | 0 | #DIV/0! | 0%
| Soltage VUL 1600 Chemung, LLC | 60365 | Vulcraft Solar | NY | Chemung | NYIS | IPP Non-CHP | VULC |  | 1.6 | 1.6 | 1.6 | Solar Photovoltaic | SUN | PV | 2013 |  |  | (OP) Operating |  | 2.2 | [6 empty] | 42.0059 | -76.6193 | 0 | 0 | #DIV/0! | 0%
| Empire District Electric Co | 1239 | Riverton | KS | Cherokee | SWPP | Electric Utility | 10 |  | 300.2 | 274 | 319 | Natural Gas Fired Combustion Turbine | NG | GT | 1999.75 | 8 | 2026 | (OP) Operating | [8 empty] | 37.0726 | -94.6987 | 1290086.83 | 9285984.316 | 7.198 | 49.67%
| California Dept. of Water Resources | 6196 | W E Warne | CA | Los Angeles | CISO | Electric Utility | 1 |  | 74.2 | 76 | 76 | Conventional Hydroelectric | WAT | HY | 1982.5 |  |  | (OP) Operating | [8 empty] | 34.6853 | -118.7881 | 0 | 0 | #DIV/0! | 0%
| DTE Electric Company | 6034 | Belle River | MI | St Clair | MISO | Electric Utility | 12-1 |  | 1664.4 | 1508 | 1562 | Natural Gas Fired Combustion Turbine | NG | GT | 1987.1 |  |  | (OP) Operating | [8 empty] | 42.7756 | -82.495 | 6694085.55 | 64750874.832 | 9.6728 | 49.78%
| Basin Electric Power Coop | 6204 | Laramie River Station | WY | Platte | WACM | Electric Utility | 1 |  | 1863 | 1700 | 1700 | Conventional Steam Coal | SUB | ST | 1981.3333 |  |  | (OP) Operating | [8 empty] | 42.1089 | -104.8825 | 7416105.27 | 85377480.128 | 11.5124 | 49.8%
| Village of Morrisville - (VT) | 678 | W K Sanders | VT | Lamoille | ISNE | Electric Utility | 1 |  | 1.8 | 1.4 | 1.8 | Conventional Hydroelectric | WAT | HY | 1983 |  |  | (OP) Operating | [8 empty] | 44.6253 | -72.5309 | 0 | 0 | #DIV/0! | 0%
| United Technologies | 54605 | Pratt & Whitney | CT | Hartford | ISNE | Industrial CHP | FT-8 |  | 25.8 | 28 | 31 | Natural Gas Fired Combustion Turbine | NG | GT | 1992 |  |  | (OP) Operating | [8 empty] | 41.7483 | -72.6367 | 128856.32 | 1496847.777 | 11.6164 | 49.86%
| California Dept. of Water Resources | 448 | W R Gianelli | CA | Merced | CISO | Electric Utility | 1 |  | 424 | 401 | 401 | Hydroelectric Pumped Storage | WAT | PS | 1967.25 |  |  | (OP) Operating | [8 empty] | 37.0692 | -121.0772 | 0 | 0 | #DIV/0! | 0%
| Frontera Generation Limited Partnership | 55098 | Frontera Energy Center | TX | Hidalgo | ERCO | IPP Non-CHP | GEN1 | CC1 | 529 | 535 | 559 | Natural Gas Fired Combined Cycle | NG | CT | 1999.3333 |  |  | (OP) Operating | [8 empty] | 26.208 | -98.3992 | 2389514.08 | 16484808.063 | 6.8988 | 49.87%
| NAES Corporation - (WA) | 55334 | Holland Energy Facility | IL | Shelby | MISO | Electric Utility | CTG1 | CC1 | 702.1 | 602.2 | 647.9 | Natural Gas Fired Combined Cycle | NG | CT | 2002 |  |  | (OP) Operating | [8 empty] | 39.2231 | -88.7584 | 2730874.64 | 19511899.021 | 7.1449 | 49.87%
| AES Distributed Energy | 63047 | W. Orange Rd Solar LLC | MA | Franklin | ISNE | IPP Non-CHP | HEYES |  | 5 | 5 | 5 | Solar Photovoltaic | SUN | PV | 2021 |  |  | (OP) Operating |  | 6.5 | [6 empty] | 42.6026 | -72.3418 | 0 | 0 | #DIV/0! | 0%
| Decatur Energy Center LLC | 55292 | Decatur Energy Center | AL | Morgan | TVA | IPP Non-CHP | CTG1 | CC01 | 902.4 | 800 | 895 | Natural Gas Fired Combined Cycle | NG | CT | 2002.25 |  |  | (OP) Operating | [8 empty] | 34.6292 | -87.0214 | 3704746.99 | 25438967.084 | 6.8666 | 49.9%
| Wabasha Holdco LLC | 60838 | Wabasha Holdco Solar CSG | MN | Wabasha | MISO | IPP Non-CHP | WABAS |  | 3 | 3 | 3 | Solar Photovoltaic | SUN | PV | 2017 |  |  | (OP) Operating |  | 4.1 | [6 empty] | 44.3671 | -92.0193 | 0 | 0 | #DIV/0! | 0%
| Wabasha Solar LLC | 62800 | Wabasha Solar | MN | Wabasha | MISO | IPP Non-CHP | WAB |  | 1 | 1 | 1 | Solar Photovoltaic | SUN | PV | 2019 |  |  | (OP) Operating |  | 1.4 | [6 empty] | 44.3631 | -92.0217 | 0 | 0 | #DIV/0! | 0%
| Arizona Electric Pwr Coop Inc | 160 | Apache Station | AZ | Cochise | WALC | Electric Utility | GT1 |  | 660.7 | 548.5 | 559 | Natural Gas Fired Combustion Turbine | NG | GT | 1976.2857 |  |  | (SB) Standby/Backup: available for service but not normally used | [8 empty] | 32.0603 | -109.8931 | 2423774.84 | 24093378.194 | 9.9404 | 49.97%
| Wachusett Solar, LLC | 65586 | Wachusett Solar | MA | Worcester | ISNE | IPP Non-CHP | 2910 |  | 2 | 2 | 1.8 | Solar Photovoltaic | SUN | PV | 2019 |  |  | (OP) Operating |  | 2.6 | [6 empty] | 42.4839 | -71.7108 | 0 | 0 | #DIV/0! | 0%
| Strata Manager, LLC | 58863 | Waco Farm | NC | Cleveland | DUK | IPP Non-CHP | 1 |  | 5 | 5 | 5 | Solar Photovoltaic | SUN | PV | 2013 |  |  | (OP) Operating |  | 6.5 | [6 empty] | 35.3522 | -81.4261 | 0 | 0 | #DIV/0! | 0%
| Waco Solar, LLC | 65762 | Waco Solar | TX | Limestone | ERCO | IPP Non-CHP | SWACO |  | 400 | 400 | 400 | Solar Photovoltaic | SUN | PV | 2024 |  |  | (OP) Operating |  | 544.54 | [6 empty] | 31.7104 | -96.8187 | 0 | 0 | #DIV/0! | 0%
| Central Arizona Water Conservation Dist | 7164 | Waddell | AZ | Maricopa | WALC | Electric Utility | PG3 |  | 40 | 40 | 40 | Hydroelectric Pumped Storage | WAT | PS | 1993 |  |  | (OP) Operating | [8 empty] | 33.8447 | -112.2714 | 0 | 0 | #DIV/0! | 0%
| Strata Manager, LLC | 62627 | Wadesboro 4 | NC | Anson | CPLE | IPP Non-CHP | WADE4 |  | 2.2 | 1.9 | 1.9 | Solar Photovoltaic | SUN | PV | 2019 |  |  | (OP) Operating |  | 2.7 | [6 empty] | 35.1022 | -80.122 | 0 | 0 | #DIV/0! | 0%
| Strata Manager, LLC | 61087 | Wadesboro Farm 1 | NC | Anson | CPLE | IPP Non-CHP | 1 |  | 5 | 5 | 5 | Solar Photovoltaic | SUN | PV | 2015 |  |  | (OP) Operating |  | 6.5 | [6 empty] | 34.9911 | -80.0973 | 0 | 0 | #DIV/0! | 0%
| Strata Manager, LLC | 60575 | Wadesboro Farm 2 | NC | Anson | CPLE | IPP Non-CHP | 1 |  | 5 | 5 | 5 | Solar Photovoltaic | SUN | PV | 2016 |  |  | (OP) Operating |  | 6.5 | [6 empty] | 35.0234 | -80.0932 | 0 | 0 | #DIV/0! | 0%
| Strata Manager, LLC | 60576 | Wadesboro Farm 3 | NC | Anson | CPLE | IPP Non-CHP | 1 |  | 5 | 5 | 5 | Solar Photovoltaic | SUN | PV | 2016 |  |  | (OP) Operating |  | 6.5 | [6 empty] | 34.9694 | -80.051 | 0 | 0 | #DIV/0! | 0%
| Oppidum Renewables USA, LLC | 61129 | Wadesboro Solar | NC | Anson | CPLE | IPP Non-CHP | 12347 |  | 5 | 5 | 5 | Solar Photovoltaic | SUN | PV | 2017 |  |  | (OP) Operating |  | 7.7 | [6 empty] | 34.9739 | -80.029 | 0 | 0 | #DIV/0! | 0%
| Midland Cogeneration Venture | 10745 | Midland Cogeneration Venture | MI | Midland | MISO | IPP CHP | 1G12 |  | 1853.8 | 1864.6 | 2044.6 | Petroleum Liquids | DFO | IC | 1990.125 |  |  | (SB) Standby/Backup: available for service but not normally used | [8 empty] | 43.5861 | -84.2242 | 8564607.6 | 94717880.383 | 11.0592 | 50.02%
| Lake Road Generating Co LP | 55149 | Lake Road Generating Plant | CT | Windham | ISNE | IPP Non-CHP | U1 |  | 840 | 828.8 | 897.9 | Natural Gas Fired Combined Cycle | NG | CS | 2002 |  |  | (OP) Operating | [8 empty] | 41.872 | -71.8958 | 3794163.58 | 40864117.27 | 10.7703 | 50.17%
| Wadley Solar, LLC | 66626 | Wadley Solar | GA | Jefferson | SOCO | IPP Non-CHP | WADLE |  | 260 | 260 | 260 | Solar Photovoltaic | SUN | PV | 2025 |  |  | (OP) Operating | [8 empty] | 32.82 | -82.4088 | 0 | 0 | #DIV/0! | 0%
| Calpine Fore River Energy Center, LLC | 55317 | Fore River Generating Station | MA | Norfolk | ISNE | IPP Non-CHP | GT11 | G942 | 872.2 | 724 | 790 | Natural Gas Fired Combined Cycle | NG | CT | 2003 |  |  | (OP) Operating | [8 empty] | 42.2422 | -70.9661 | 3336121.33 | 24070000.569 | 7.215 | 50.31%
| BP Alternative Energy | 55259 | Whiting Clean Energy | IN | Lake | MISO | IPP CHP | CT1 | CC1 | 576.8 | 513 | 557 | Natural Gas Fired Combined Cycle | NG | CT | 2002 |  |  | (OP) Operating | [8 empty] | 41.6739 | -87.4775 | 2359276.83 | 26905735.004 | 11.4042 | 50.34%
| Greenbacker Renewable Energy Corporation | 58233 | Wagner Wind LLC | CA | Riverside | CISO | IPP Non-CHP | GEN1 |  | 6 | 6 | 6 | Onshore Wind Turbine | WND | WT | 2012 |  |  | (OP) Operating | [8 empty] | 33.9089 | -116.5556 | 0 | 0 | #DIV/0! | 0%
| Odessa Energy Services LLC | 56974 | Wagon Trail LLC | OR | Morrow | PACW | IPP Non-CHP | 1 |  | 3.3 | 3.3 | 3.3 | Onshore Wind Turbine | WND | WT | 2009 |  |  | (OP) Operating | [8 empty] | 45.6531 | -119.4625 | 0 | 0 | #DIV/0! | 0%
| Strata Manager, LLC | 58862 | Wagstaff Farm 1 | NC | Person | CPLE | IPP Non-CHP | 1 |  | 5 | 5 | 5 | Solar Photovoltaic | SUN | PV | 2013 |  |  | (OP) Operating |  | 6.5 | [6 empty] | 36.4587 | -78.9567 | 0 | 0 | #DIV/0! | 0%
| Cubico USA, LLC | 63273 | Wagyu | TX | Brazoria | ERCO | IPP Non-CHP | 1215 |  | 120 | 120 | 120 | Solar Photovoltaic | SUN | PV | 2020 |  |  | (OP) Operating |  | 162.4 | [6 empty] | 29.2423 | -95.6581 | 0 | 0 | #DIV/0! | 0%
| Lower Colorado River Authority | 4937 | Thomas C Ferguson | TX | Llano | ERCO | Electric Utility | CT-1 | CC1 | 574.6 | 516 | 556 | Natural Gas Fired Combined Cycle | NG | CT | 2014 |  |  | (OP) Operating | [8 empty] | 30.558 | -98.3721 | 2365270.83 | 24074665.366 | 10.1784 | 50.37%
| Petra Nova Power I LLC | 58378 | Petra Nova Carbon Capture Cogen | TX | Fort Bend | ERCO | IPP CHP | GT2 |  | 82.2 | 74 | 81 | Natural Gas Fired Combustion Turbine | NG | GT | 2013 |  |  | (OP) Operating | [8 empty] | 29.4753 | -95.6342 | 342333.11 | 4296426.662 | 12.5504 | 50.42%
| Hawaii Electric Light Co Inc | 774 | Waiau Hydro | HI | Hawaii |  | Electric Utility | 1 |  | 1 | 1 | 1 | Conventional Hydroelectric | WAT | HY | 1924.5 |  |  | (OP) Operating | [8 empty] | 19.7203 | -155.1189 | 0 | 0 | #DIV/0! | 0%
| Waiawa Solar Power LLC | 65058 | Waiawa Solar Power Hybrid | HI | Honolulu | HECO | IPP Non-CHP | WAIBA |  | 72 | 72 | 72 | Batteries | MWH | BA | 2023 |  |  | (OP) Operating | 4.6 | 6.4 | [6 empty] | 21.4201 | -157.9707 | 0 | 0 | #DIV/0! | 0%
| Waihonu North LLC | 58655 | Waihonu North Solar | HI | Honolulu |  | IPP Non-CHP | INV-1 |  | 5 | 5 | 5 | Solar Photovoltaic | SUN | PV | 2016 |  |  | (OP) Operating |  | 0.5 | [6 empty] | 21.4706 | -158.0133 | 0 | 0 | #DIV/0! | 0%
| Waihonu South LLC | 58656 | Waihonu South Solar | HI | Honolulu |  | IPP Non-CHP | INV-1 |  | 1.5 | 1.5 | 1.5 | Solar Photovoltaic | SUN | PV | 2016 |  |  | (OP) Operating |  | 0.5 | [6 empty] | 21.4689 | -158.0164 | 0 | 0 | #DIV/0! | 0%
| Wailuku Holding Company LLC | 54827 | Wailuku River Hydroelectric | HI | Hawaii |  | IPP Non-CHP | 8101 |  | 10.4 | 9.8 | 9.6 | Conventional Hydroelectric | WAT | HY | 1993 |  |  | (OP) Operating | [8 empty] | 19.713 | -155.1486 | 0 | 0 | #DIV/0! | 0%
| Northern States Power Co - Minnesota | 6090 | Sherburne County | MN | Sherburne | MISO | Electric Utility | 1 |  | 1704 | 1556 | 1556 | Conventional Steam Coal | SUB | ST | 1981.5 | 12 | 2026 | (OP) Operating | [8 empty] | 45.3808 | -93.8931 | 6886381.29 | 68360042.579 | 9.9268 | 50.52%
| BBCP Kauai Operating LLC | 10413 | Wainiha Hydro | HI | Kauai |  | Industrial Non-CHP | WAIA |  | 3.6 | 3.4 | 3.4 | Conventional Hydroelectric | WAT | HY | 1908 |  |  | (OP) Operating | [8 empty] | 22.1963 | -159.5561 | 0 | 0 | #DIV/0! | 0%
| Pacific Energy Solutions, LLC | 64190 | Waipio Peninsula | HI | Honolulu | HECO | IPP Non-CHP | 82803 |  | 11 | 10.2 | 10.2 | Solar Photovoltaic | SUN | PV | 2015 |  |  | (OP) Operating |  | 14.3 | [6 empty] | 21.3635 | -157.9856 | 0 | 0 | #DIV/0! | 0%
| Waipio PV, LLC | 60024 | Waipio Solar | HI | Honolulu | HECO | IPP Non-CHP | WPO |  | 45.9 | 45.9 | 45.9 | Solar Photovoltaic | SUN | PV | 2019 |  |  | (OP) Operating |  | 59.9 | [6 empty] | 21.456 | -157.982 | 0 | 0 | #DIV/0! | 0%
| North Carolina El Member Corp | 64513 | Wake RJ3 Solar Energy Storage | NC | Wake | CPLE | Electric Utility | BAT1 |  | 1.1 | 1.1 | 1.1 | Batteries | MWH | BA | 2023 |  |  | (OP) Operating | 1.1 | [7 empty] | 35.9539 | -78.424 | 0 | 0 | #DIV/0! | 0%
| Southern Power Co | 58766 | Wake Wind Energy Center | TX | Crosby | ERCO | IPP Non-CHP | 1 |  | 257.3 | 257 | 257 | Onshore Wind Turbine | WND | WT | 2016 |  |  | (OP) Operating | [8 empty] | 33.825 | -101.0997 | 0 | 0 | #DIV/0! | 0%
| NJR Clean Energy Ventures Corporation | 58123 | Wakefern Food Corp | NJ | Middlesex | PJM | IPP Non-CHP | 1 |  | 2 | 2 | 2 | Solar Photovoltaic | SUN | PV | 2012 |  |  | (OP) Operating |  | 2.4 | [6 empty] | 40.51 | -74.3283 | 0 | 0 | #DIV/0! | 0%
| Luminant Generation Company LLC | 6146 | Martin Lake | TX | Rusk | ERCO | IPP Non-CHP | 1 |  | 2379.6 | 2410 | 2455 | Conventional Steam Coal | SUB | ST | 1978 |  |  | (OP) Operating | [8 empty] | 32.2606 | -94.5706 | 10783998.46 | 110441858.515 | 10.2413 | 50.61%
| Cypress Creek Renewables | 61536 | Wakefield Solar | NC | Wake | CPLE | IPP Non-CHP | GEN1 |  | 5 | 5 | 5 | Solar Photovoltaic | SUN | PV | 2017 |  |  | (OP) Operating |  | 6.2 | [6 empty] | 35.8142 | -78.3124 | 0 | 0 | #DIV/0! | 0%
| SunShare Management | 60694 | WakeSun LLC | MN | Stearns | MISO | IPP Non-CHP | MLC27 |  | 3 | 3 | 3 | Solar Photovoltaic | SUN | PV | 2017 |  |  | (OP) Operating |  | 1.4 | [6 empty] | 45.4729 | -94.4064 | 0 | 0 | #DIV/0! | 0%
| Basin Electric Power Coop | 57943 | Lonesome Creek Station | ND | McKenzie | SWPP | Electric Utility | 01 |  | 363 | 240 | 270 | Natural Gas Fired Combustion Turbine | NG | GT | 2016.3333 |  |  | (OP) Operating | [8 empty] | 47.7967 | -103.5786 | 1131143.88 | 10465574.024 | 9.2522 | 50.64%
| Kentucky Power Co | 1353 | Big Sandy | KY | Lawrence | PJM | Electric Utility | 1 |  | 280.5 | 260 | 260 | Natural Gas Steam Turbine | NG | ST | 1963 |  |  | (OP) Operating | [8 empty] | 38.1707 | -82.6176 | 1156088.16 | 11058942.364 | 9.5658 | 50.76%
| Hartree Partners LP | 58079 | Newark Energy Center | NJ | Essex | PJM | IPP Non-CHP | GT-1 | CCST | 735 | 705 | 743.8 | Natural Gas Fired Combined Cycle | NG | CT | 2015 |  |  | (OP) Operating | [8 empty] | 40.7072 | -74.1258 | 3226094.29 | 21947760.031 | 6.8032 | 50.84%
| City of Hastings - (NE) | 60 | Whelan Energy Center | NE | Adams | SWPP | Electric Utility | 1 |  | 324.3 | 296 | 296 | Conventional Steam Coal | SUB | ST | 1996 |  |  | (OP) Operating | [8 empty] | 40.5809 | -98.3124 | 1318696.25 | 12435608.361 | 9.4302 | 50.86%
| Duke Energy Indiana, LLC | 1007 | Noblesville | IN | Hamilton | MISO | Electric Utility | 1 | CC1 | 283 | 264 | 310 | Natural Gas Fired Combined Cycle | NG | CA | 1981.8 |  |  | (OP) Operating | [8 empty] | 40.0969 | -85.9714 | 1282888.79 | 13285892.938 | 10.3562 | 51.03%
| Pacific Gas & Electric Co. | 56532 | Colusa Generating Station | CA | Colusa | CISO | Electric Utility | A | CC1 | 712.4 | 640 | 668 | Natural Gas Fired Combined Cycle | NG | CT | 2010 |  |  | (OP) Operating | [8 empty] | 39.3661 | -122.27 | 2924358.34 | 21009809.039 | 7.1844 | 51.04%
| Tampa Electric Co | 7242 | Polk | FL | Polk | TEC | Electric Utility | 1CT | CC1 | 1359.1 | 1222 | 1361 | Natural Gas Fired Combined Cycle | NG | CT | 2004.8333 |  |  | (OP) Operating | [5 empty] | 2025 | 6 | 29 | 27.7286 | -81.9897 | 5790696.88 | 40044045.608 | 6.9152 | 51.18%
| Duke Energy Progress - (NC) | 2706 | Asheville | NC | Buncombe | CPLE | Electric Utility | CT5 | CC1 | 1011.5 | 814 | 930 | Natural Gas Fired Combined Cycle | NG | CT | 2012.8333 |  |  | (OP) Operating | [8 empty] | 35.4731 | -82.5417 | 3927189.29 | 27247776.489 | 6.9382 | 51.41%
| City Utilities of Springfield - (MO) | 6195 | John Twitty Energy Center | MO | Greene | SWPP | Electric Utility | GT1 |  | 603 | 563 | 563 | Natural Gas Fired Combustion Turbine | NG | GT | 1988.25 |  |  | (OP) Operating | [8 empty] | 37.1517 | -93.388 | 2537646.75 | 24324472.34 | 9.5854 | 51.45%
| Sacramento Municipal Util Dist | 7552 | SPA Cogen 3 | CA | Sacramento | BANC | Electric Utility | CCCT | CCC1 | 173.9 | 178 | 164 | Natural Gas Fired Combined Cycle | NG | CT | 1997 |  |  | (OP) Operating | [8 empty] | 38.511 | -121.4735 | 771332.94 | 5562023.868 | 7.2109 | 51.49%
| Doswell Ltd Partnership | 52019 | Doswell Energy Center | VA | Hanover | PJM | IPP Non-CHP | GEN1 | UNT5 | 1313 | 1189 | 1316 | Natural Gas Fired Combined Cycle | NG | CT | 1998.4444 |  |  | (OP) Operating | [8 empty] | 37.8208 | -77.4463 | 5650197.95 | 51214844.529 | 9.0643 | 51.5%
| Ennis Power Company LLC | 55223 | Ennis Power Company LLC | TX | Ellis | ERCO | IPP Non-CHP | GT1 | CC1 | 418 | 359.5 | 392.9 | Natural Gas Fired Combined Cycle | NG | CT | 2002 |  |  | (OP) Operating | [8 empty] | 32.32 | -96.675 | 1698117.63 | 12388885.224 | 7.2957 | 51.53%
| Lansing Board of Water and Light | 58427 | Lansing BWL REO Town Plant | MI | Ingham | MISO | Electric Utility | CTG1 | CC1 | 98 | 74.9 | 100.2 | Natural Gas Fired Combined Cycle | NG | CT | 2013 |  |  | (OP) Operating | [8 empty] | 42.7197 | -84.5517 | 395949.14 | 3396327.196 | 8.5777 | 51.63%
| Invenergy Services LLC | 7999 | Grays Harbor Energy Facility | WA | Grays Harbor | BPAT | IPP Non-CHP | CT1 | CC01 | 714.9 | 595 | 669 | Natural Gas Fired Combined Cycle | NG | CT | 2008 |  |  | (OP) Operating | [8 empty] | 46.9692 | -123.48 | 2860230.18 | 19913517.946 | 6.9622 | 51.66%
| TransAlta Centralia Gen LLC | 3845 | Transalta Centralia Generation | WA | Lewis | BPAT | IPP Non-CHP | 2 |  | 729.9 | 670 | 670 | Conventional Steam Coal | SUB | ST | 1973 | 12 | 2025 | (OP) Operating | [8 empty] | 46.7559 | -122.8598 | 3039264.61 | 33472504.686 | 11.0134 | 51.78%
| Lea Power Partners LLC | 56458 | Hobbs Generating Station | NM | Lea | SWPP | IPP Non-CHP | CHW-T | CC1 | 681.5 | 578.1 | 634 | Natural Gas Fired Combined Cycle | NG | CT | 2008 |  |  | (OP) Operating | [8 empty] | 32.7283 | -103.3094 | 2757932.64 | 20040057.591 | 7.2663 | 51.95%
| Mississippi Power Co | 6073 | Victor J Daniel Jr | MS | Jackson | SOCO | Electric Utility | 1 |  | 2229 | 2152.6 | 2187.6 | Conventional Steam Coal | SUB | ST | 1995.5 | 12 | 2027 | (OP) Operating | [8 empty] | 30.5322 | -88.5553 | 9882108.21 | 74150120.701 | 7.5035 | 51.98%
| Nevada Power Co | 7082 | Harry Allen | NV | Clark | NEVP | Electric Utility | 5 | PB1 | 745 | 654 | 676 | Natural Gas Fired Combined Cycle | NG | CT | 2006.8 |  |  | (OP) Operating | [8 empty] | 36.4306 | -114.9024 | 3031505.34 | 22209069.913 | 7.3261 | 52.04%
| Nevada Cogeneration Assoc # 1 | 54350 | Nevada Cogen Assoc#1 GarnetVly | NV | Clark | NEVP | IPP CHP | GTA | CC1 | 94.8 | 85.5 | 85 | Natural Gas Fired Combined Cycle | NG | CT | 1992 | 12 | 2032 | (OP) Operating | [8 empty] | 36.3432 | -114.9207 | 389234.61 | 3643974.784 | 9.3619 | 52.12%
| Wisconsin Power & Light Co | 8023 | Columbia (WI) | WI | Columbia | MISO | Electric Utility | 1 |  | 1112 | 1131.9 | 1164.8 | Conventional Steam Coal | SUB | ST | 1976.5 | 12 | 2029 | (OP) Operating | [8 empty] | 43.4864 | -89.4203 | 5250407.97 | 55001627.095 | 10.4757 | 52.19%
| Nevada Power Co | 55322 | Chuck Lenzie Generating Station | NV | Clark | NEVP | Electric Utility | CTG1 | PB1 | 1465.6 | 1242 | 1246 | Natural Gas Fired Combined Cycle | NG | CT | 2006 |  |  | (OP) Operating | [8 empty] | 36.3837 | -114.9218 | 5688345.59 | 41472066.047 | 7.2907 | 52.2%
| Duke Energy Carolinas, LLC | 8042 | Belews Creek | NC | Stokes | DUK | Electric Utility | 1 |  | 2491.2 | 2220 | 2220 | Natural Gas Steam Turbine | NG | ST | 1974.5 |  |  | (OP) Operating | [8 empty] | 36.2811 | -80.0603 | 10159825.72 | 95865938.175 | 9.4358 | 52.24%
| Alabama Power Co | 3 | Barry | AL | Mobile | SOCO | Electric Utility | 1 |  | 3343.5 | 3099.7 | 3195.5 | Natural Gas Steam Turbine | NG | ST | 1991.1667 |  |  | (OP) Operating | [8 empty] | 31.0069 | -88.0103 | 14414544.75 | 102073149.15 | 7.0813 | 52.28%
| Entergy Texas Inc. | 3457 | Lewis Creek | TX | Montgomery | MISO | Electric Utility | 1 |  | 542.8 | 500 | 503.8 | Natural Gas Steam Turbine | NG | ST | 1970.5 | 6 | 2034 | (OP) Operating | [8 empty] | 30.4356 | -95.5214 | 2299102.86 | 23394633.519 | 10.1755 | 52.29%
| DTE Electric Company | 1733 | Monroe (MI) | MI | Monroe | MISO | Electric Utility | 1 |  | 3293.1 | 3080 | 3100 | Conventional Steam Coal | SUB | ST | 1970.6667 | 12 | 2032 | (OP) Operating | [8 empty] | 41.8906 | -83.3464 | 14254529.55 | 132907847.812 | 9.3239 | 52.66%
| Duke Energy Florida, LLC | 634 | P L Bartow | FL | Pinellas | FPC | Electric Utility | 4AGT | G981 | 1475.6 | 1310 | 1471 | Natural Gas Fired Combined Cycle | NG | CT | 1992.5556 |  |  | (OP) Operating | [8 empty] | 27.8595 | -82.6018 | 6422355.41 | 46346610.353 | 7.2165 | 52.73%
| Florida Power & Light Co | 617 | Port Everglades | FL | Broward | FPL | Electric Utility | 5A | CC1 | 1352 | 1237 | 1338 | Natural Gas Fired Combined Cycle | NG | CT | 2016 |  |  | (OP) Operating | [8 empty] | 26.0856 | -80.1253 | 5956789.11 | 41442166.052 | 6.9571 | 52.82%
| Municipal Electric Authority | 7946 | Wansley Unit 9 | GA | Heard | SOCO | Electric Utility | CT1 | CC1 | 594.1 | 465.4 | 532.5 | Natural Gas Fired Combined Cycle | NG | CT | 2004 |  |  | (OP) Operating | [8 empty] | 33.4083 | -85.0403 | 2309742.91 | 24685242.396 | 10.6874 | 52.84%
| Northern States Power Co - Minnesota | 1904 | Black Dog | MN | Dakota | MISO | Electric Utility | 2 | BDS0 | 562.8 | 491 | 523 | Natural Gas Fired Combined Cycle | NG | CA | 1991.3333 | 12 | 2031 | (OP) Operating | [8 empty] | 44.8108 | -93.2501 | 2348095.75 | 19281762.908 | 8.2117 | 52.87%
| MidAmerican Energy Co | 1082 | Walter Scott Jr Energy Center | IA | Pottawattamie | MISO | Electric Utility | 3 |  | 1648.3 | 1511.7 | 1511.7 | Conventional Steam Coal | SUB | ST | 1992.5 |  |  | (OP) Operating | [8 empty] | 41.18 | -95.8408 | 7001674.87 | 66658309.05 | 9.5203 | 52.87%
| Tennessee Valley Authority | 3405 | John Sevier | TN | Hawkins | TVA | Electric Utility | CTG1 | CC1 | 996.9 | 878 | 940 | Natural Gas Fired Combined Cycle | NG | CT | 2012 |  |  | (OP) Operating | [8 empty] | 36.3767 | -82.9639 | 4226634.53 | 30411768.38 | 7.1953 | 53.08%
| Thad Hill Energy Center, LLC | 55172 | Thad Hill Energy Center | TX | Bosque | ERCO | IPP Non-CHP | GT-1 | G125 | 807 | 763 | 801 | Natural Gas Fired Combined Cycle | NG | CT | 2002.4 |  |  | (OP) Operating | [8 empty] | 31.8594 | -97.3586 | 3640176.56 | 29015695.945 | 7.971 | 53.14%
| Associated Electric Coop, Inc | 2167 | New Madrid | MO | New Madrid | AECI | Electric Utility | 1 |  | 1300 | 1200 | 1222 | Conventional Steam Coal | SUB | ST | 1974.5 |  |  | (OP) Operating | [8 empty] | 36.5147 | -89.5617 | 5641877.76 | 51230980.003 | 9.0805 | 53.18%
| Wise County Power Company LLC | 55320 | Wise County Power LLC | TX | Wise | ERCO | IPP Non-CHP | GT1 | CC1 | 821.7 | 735 | 782 | Natural Gas Fired Combined Cycle | NG | CT | 2004 |  |  | (OP) Operating | [8 empty] | 33.0583 | -97.9103 | 3554176.84 | 24154700.694 | 6.7961 | 53.49%
| Southwestern Electric Power Co | 6139 | Welsh | TX | Titus | SWPP | Electric Utility | 1 |  | 1116 | 1000 | 1000 | Conventional Steam Coal | SUB | ST | 1979.5 |  |  | (OP) Operating | [8 empty] | 33.0552 | -94.84 | 4688829.18 | 50757870.703 | 10.8253 | 53.53%
| Southwestern Public Service Co | 2454 | Cunningham | NM | Lea | SWPP | Electric Utility | 2 |  | 444.2 | 390 | 376 | Natural Gas Steam Turbine | NG | ST | 1987 | 12 | 2027 | (OP) Operating | [8 empty] | 32.7131 | -103.3533 | 1797795.66 | 18795338.07 | 10.4547 | 53.58%
| Public Service Co of Colorado | 6248 | Pawnee | CO | Morgan | PSCO | Electric Utility | 1 |  | 552.3 | 505 | 505 | Conventional Steam Coal | SUB | ST | 1981 |  |  | (OP) Operating | [8 empty] | 40.2217 | -103.6803 | 2381228.59 | 25726747.805 | 10.804 | 53.83%
| City of Farmington - (NM) | 55977 | Bluffview | NM | San Juan | WACM | Electric Utility | CTG1 | CC1 | 67 | 58 | 67 | Natural Gas Fired Combined Cycle | NG | CT | 2005 |  |  | (OP) Operating | [8 empty] | 36.7166 | -108.2153 | 295590.69 | 2288255.831 | 7.7413 | 53.99%
| Idaho Power Co | 55733 | Bennett Mountain | ID | Elmore | IPCO | Electric Utility | 1 |  | 172.8 | 174.8 | 215.2 | Natural Gas Fired Combustion Turbine | NG | GT | 2005 |  |  | (OP) Operating | [8 empty] | 43.1472 | -115.6666 | 924669.06 | 9475320.132 | 10.2473 | 54.13%
| JEA | 7846 | Brandy Branch | FL | Duval | JEA | Electric Utility | 001 |  | 783.1 | 743.2 | 803.4 | Natural Gas Fired Combustion Turbine | NG | GT | 2002 |  |  | (OP) Operating | [8 empty] | 30.3206 | -81.9472 | 3669567.44 | 36410390.568 | 9.9223 | 54.17%
| Calpine Corp - Pastoria Energy Center | 55656 | Pastoria Energy Facility, LLC | CA | Kern | CISO | IPP Non-CHP | CT01 | PB01 | 779 | 757 | 799 | Natural Gas Fired Combined Cycle | NG | CT | 2005 |  |  | (OP) Operating | [8 empty] | 34.9556 | -118.844 | 3694462.99 | 30738175.345 | 8.3201 | 54.21%
| Southwestern Electric Power Co | 56564 | John W Turk Jr Power Plant | AR | Hempstead | SWPP | Electric Utility | 1 |  | 609 | 650 | 650 | Conventional Steam Coal | SUB | ST | 2012 |  |  | (OP) Operating | [8 empty] | 33.6497 | -93.8119 | 3089689.13 | 27274195.909 | 8.8275 | 54.26%
| Lower Colorado River Authority | 6179 | Fayette Power Project | TX | Fayette | ERCO | Electric Utility | 1 |  | 1690 | 1615 | 1636 | Conventional Steam Coal | SUB | ST | 1982.3333 |  |  | (OP) Operating | [8 empty] | 29.9172 | -96.7506 | 7732421.58 | 81900990.536 | 10.5919 | 54.3%
| Empire Generating Co LLC | 56259 | Empire Generating Co LLC | NY | Rensselaer | NYIS | IPP CHP | CT11 | CC1 | 653.7 | 580 | 675.7 | Natural Gas Fired Combined Cycle | NG | CT | 2010 |  |  | (OP) Operating | [8 empty] | 42.6252 | -73.75 | 2987321.6 | 21497478.713 | 7.1962 | 54.32%
| Cherokee County Cogen Partners LLC | 55043 | Cherokee County Cogen | SC | Cherokee | SC | IPP CHP | GT1 | CC1 | 117.7 | 86 | 101 | Natural Gas Fired Combined Cycle | NG | CT | 1998 |  |  | (OP) Operating | [8 empty] | 35.0727 | -81.613 | 445968.61 | 5291087.066 | 11.8643 | 54.45%
| Sunrise Power Co LLC | 55182 | Sunrise Power LLC | CA | Kern | CISO | IPP Non-CHP | STG | CC1 | 685.2 | 545 | 590 | Natural Gas Fired Combined Cycle | NG | CA | 2001.6667 |  |  | (OP) Operating | [8 empty] | 35.2097 | -119.585 | 2717321.08 | 18677820.752 | 6.8736 | 54.66%
| Nevada Power Co | 55687 | Higgins Generating Station | NV | Clark | NEVP | Electric Utility | A01 | PB1 | 688.4 | 620 | 617 | Natural Gas Fired Combined Cycle | NG | CT | 2004 |  |  | (OP) Operating | [8 empty] | 35.6139 | -115.3561 | 2962702.71 | 21379716.716 | 7.2163 | 54.68%
| City of Colorado Springs - (CO) | 8219 | Ray D Nixon | CO | El Paso | WACM | Electric Utility | 1 |  | 282.6 | 255 | 259 | Conventional Steam Coal | SUB | ST | 1992.6667 | 12 | 2029 | (OP) Operating | [8 empty] | 38.6335 | -104.7058 | 1233587.28 | 13548333.603 | 10.9829 | 54.79%
| Kleen Energy Systems, LLC | 56798 | Kleen Energy Systems Project | CT | Middlesex | ISNE | IPP Non-CHP | ST | CC01 | 693 | 622 | 623 | Natural Gas Fired Combined Cycle | NG | CA | 2011 |  |  | (OP) Operating | [8 empty] | 41.5532 | -72.5969 | 2991357.97 | 20522787.356 | 6.8607 | 54.86%
| Springdale Energy LLC | 55710 | Allegheny Energy Units 3 4 & 5 | PA | Allegheny | PJM | IPP Non-CHP | UNT3 | CC1 | 556 | 562.6 | 594.4 | Natural Gas Fired Combined Cycle | NG | CT | 2003 |  |  | (OP) Operating | [8 empty] | 40.5453 | -79.7686 | 2784668.76 | 25818194.795 | 9.2715 | 54.95%
| Temple Generation Holdings LLC | 58001 | Temple Power Station | TX | Bell | ERCO | IPP Non-CHP | CTG-1 | TMP1 | 1606.4 | 1580 | 1580 | Natural Gas Fired Combined Cycle | NG | CT | 2014.5 |  |  | (OP) Operating | [8 empty] | 31.0558 | -97.3172 | 7628399.86 | 59533815.257 | 7.8042 | 55.12%
| City of San Antonio - (TX) | 7097 | J K Spruce | TX | Bexar | ERCO | Electric Utility | 1 |  | 1488.5 | 1345 | 1345 | Conventional Steam Coal | SUB | ST | 2001 | 12 | 2028 | (OP) Operating | [8 empty] | 29.3097 | -98.3203 | 6504531.98 | 69924538.109 | 10.7501 | 55.21%
| Indiana-Kentucky Electric Corp | 983 | Clifty Creek | IN | Jefferson | PJM | Electric Utility | 1 |  | 1303.8 | 1173 | 1198.2 | Conventional Steam Coal | BIT | ST | 1955.1667 |  |  | (OP) Operating | [8 empty] | 38.7378 | -85.4206 | 5738789.4 | 57100414.887 | 9.9499 | 55.26%
| Bridgeport Energy LLC | 55042 | Bridgeport Energy Project | CT | Fairfield | ISNE | IPP Non-CHP | GEN1 | BPE1 | 520 | 538 | 575 | Natural Gas Fired Combined Cycle | NG | CT | 1998.3333 |  |  | (OP) Operating | [8 empty] | 41.1692 | -73.1844 | 2697798.36 | 19003276.224 | 7.044 | 55.34%
| Omaha Public Power District | 6096 | Nebraska City | NE | Otoe | SWPP | Electric Utility | 1 |  | 1389.6 | 1337.5 | 1337.5 | Conventional Steam Coal | SUB | ST | 1994 |  |  | (OP) Operating | [8 empty] | 40.6214 | -95.7764 | 6508639.55 | 61584933.933 | 9.462 | 55.55%
| Virginia Electric & Power Co | 3797 | Chesterfield | VA | Chesterfield | PJM | Electric Utility | CT7 | CH7 | 446.6 | 385.5 | 467 | Natural Gas Fired Combined Cycle | NG | CT | 1991 |  |  | (OP) Operating | [8 empty] | 37.3822 | -77.3833 | 2092347.28 | 15705033.205 | 7.5059 | 56.04%
| Tenaska Frontier Partners Ltd | 55062 | Tenaska Frontier Generation Station | TX | Grimes | ERCO | IPP Non-CHP | GTG1 | STG1 | 939.7 | 860 | 926 | Natural Gas Fired Combined Cycle | NG | CT | 2000 |  |  | (OP) Operating | [8 empty] | 30.5924 | -95.9178 | 4396585.08 | 31186037.541 | 7.0932 | 56.2%
| CPV Maryland LLC | 56846 | CPV St Charles Energy Center | MD | Charles | PJM | IPP Non-CHP | GTG1 | G601 | 775.3 | 732.3 | 771.5 | Natural Gas Fired Combined Cycle | NG | CT | 2017 |  |  | (OP) Operating |  | 0 | [6 empty] | 38.5686 | -76.8919 | 3706964.65 | 26049522.92 | 7.0272 | 56.28%
| Public Service Co of Colorado | 55835 | Rocky Mountain Energy Center | CO | Weld | PSCO | Electric Utility | CTG1 | RKM0 | 685.1 | 592 | 637 | Natural Gas Fired Combined Cycle | NG | CT | 2004 |  |  | (OP) Operating | [8 empty] | 40.0908 | -104.5953 | 3034634.8 | 23885222.101 | 7.8709 | 56.37%
| Florida Power & Light Co | 609 | Cape Canaveral | FL | Brevard | FPL | Electric Utility | 3A | PCC | 1295 | 1290 | 1393 | Natural Gas Fired Combined Cycle | NG | CT | 2013 |  |  | (OP) Operating | [8 empty] | 28.4698 | -80.7644 | 6631103.02 | 44309287.605 | 6.682 | 56.43%
| Cooperative Energy | 6061 | R D Morrow | MS | Lamar | MISO | Electric Utility | MOR1 | CC1 | 558 | 530.5 | 576.5 | Natural Gas Fired Combined Cycle | NG | CA | 2023 |  |  | (OP) Operating | [8 empty] | 31.2186 | -89.394 | 2736457.81 | 15020519.43 | 5.489 | 56.44%
| Wisconsin Public Service Corp | 4078 | Weston | WI | Marathon | MISO | Electric Utility | 3 |  | 945.5 | 887.9 | 898.3 | Conventional Steam Coal | SUB | ST | 1994.5 |  |  | (OP) Operating | [8 empty] | 44.8606 | -89.6553 | 4421551 | 36883076.401 | 8.3417 | 56.52%
| City of San Antonio - (TX) | 3612 | V H Braunig | TX | Bexar | ERCO | Electric Utility | 1 |  | 1138 | 1050 | 1050 | Natural Gas Steam Turbine | NG | ST | 1992 |  |  | (OP) Operating | [8 empty] | 29.2567 | -98.3825 | 5210029.16 | 40095400.879 | 7.6958 | 56.64%
| Johnson County Power LLC | 54817 | Johnson County | TX | Johnson | ERCO | Electric Utility | GT-1 | CC01 | 282.6 | 267 | 278 | Natural Gas Fired Combined Cycle | NG | CT | 1996 |  |  | (OP) Operating | [8 empty] | 32.3994 | -97.4078 | 1356038.58 | 9998117.243 | 7.373 | 56.81%
| Calpine Corp - Metcalf Energy Center | 55393 | Metcalf Energy Center | CA | Santa Clara | CISO | IPP Non-CHP | CTG1 | CC1 | 635 | 557 | 592 | Natural Gas Fired Combined Cycle | NG | CT | 2005 |  |  | (OP) Operating | [8 empty] | 37.2207 | -121.7457 | 2862930.99 | 20340914.91 | 7.1049 | 56.89%
| Westlake 2 US LLC | 55117 | RS Cogen | LA | Calcasieu | MISO | Industrial CHP | RS-4 | CC1 | 493 | 415.4 | 446.6 | Natural Gas Fired Combined Cycle | NG | CA | 2002 |  |  | (OP) Operating | [8 empty] | 30.221 | -93.2826 | 2150170.05 | 22890346.391 | 10.6458 | 56.95%
| Entergy Louisiana LLC | 55620 | Perryville Power Station | LA | Ouachita | MISO | Electric Utility | 2-CT |  | 824.1 | 725.5 | 815.4 | Natural Gas Fired Combustion Turbine | NG | GT | 2001.75 |  |  | (OP) Operating | [8 empty] | 32.6908 | -92.0183 | 3852482.11 | 26687486.449 | 6.9273 | 57.08%
| Woodbridge Energy Center | 57839 | Woodbridge Energy Center | NJ | Middlesex | PJM | IPP Non-CHP | CT001 | CC1 | 772.9 | 726.8 | 760.4 | Natural Gas Fired Combined Cycle | NG | CT | 2015 |  |  | (OP) Operating | [8 empty] | 40.515 | -74.3189 | 3724315.27 | 24627763.508 | 6.6127 | 57.17%
| Entergy Arkansas LLC | 55380 | Union Power Station | AR | Union | MISO | Electric Utility | CTG1 | BL01 | 2428 | 2037 | 2318.1 | Natural Gas Fired Combined Cycle | NG | CT | 2003 |  |  | (OP) Operating | [8 empty] | 33.2961 | -92.5894 | 10936601.65 | 77579316.709 | 7.0935 | 57.33%
| Grays Ferry Cogen Partnership | 54785 | Grays Ferry Cogeneration | PA | Philadelphia | PJM | IPP CHP | GEN1 | CC1 | 192.6 | 170.6 | 183.6 | Natural Gas Steam Turbine | NG | ST | 1997 |  |  | (OP) Operating | [8 empty] | 39.9422 | -75.1881 | 890485.2 | 13147748.429 | 14.7647 | 57.4%
| Sewaren Generating Station | 2411 | PSEG Sewaren Generating Station | NJ | Middlesex | PJM | IPP Non-CHP | 701 | CC7 | 609.5 | 538 | 538 | Natural Gas Fired Combined Cycle | NG | CT | 2018 |  |  | (OP) Operating | [8 empty] | 40.5558 | -74.2469 | 2709350.87 | 18039026.969 | 6.6581 | 57.49%
| Dearborn Industrial Gen Inc | 55088 | Dearborn Industrial Generation | MI | Wayne | MISO | IPP CHP | GT 1 | SINT | 747.9 | 739 | 850 | Natural Gas Fired Combined Cycle | NG | CT | 2000.5 |  |  | (OP) Operating | [8 empty] | 42.3026 | -83.154 | 4014878.75 | 47013628.2 | 11.7099 | 57.69%
| NRG Energy Services - Plum Point | 56456 | Plum Point Energy Station | AR | Mississippi | MISO | IPP Non-CHP | STG1 |  | 720 | 680 | 680 | Conventional Steam Coal | SUB | ST | 2010 |  |  | (OP) Operating | [8 empty] | 35.6644 | -89.9489 | 3446633.03 | 32246195.392 | 9.3559 | 57.86%
| EIF Northampton GP, LLC | 50888 | Northampton Generating Company LP | PA | Northampton | PJM | IPP Non-CHP | GEN1 |  | 134.1 | 112 | 112 | Conventional Steam Coal | WC | ST | 1995 |  |  | (OP) Operating | [8 empty] | 40.6917 | -75.4792 | 568070 | 5706139.1 | 10.0448 | 57.9%
| Pacific Gas & Electric Co. | 56476 | Gateway Generating Station | CA | Contra Costa | CISO | Electric Utility | A | CC1 | 619.7 | 563.4 | 585.8 | Natural Gas Fired Combined Cycle | NG | CT | 2009 |  |  | (OP) Operating | [8 empty] | 38.0175 | -121.7587 | 2917614.75 | 20771990.516 | 7.1195 | 57.96%
| PacifiCorp | 4162 | Naughton | WY | Lincoln | PACE | Electric Utility | 1 |  | 707.2 | 604 | 604 | Conventional Steam Coal | SUB | ST | 1967.3333 |  |  | (OP) Operating | [8 empty] | 41.7581 | -110.5983 | 3067222.1 | 32508131.015 | 10.5986 | 57.97%
| Duke Energy Florida, LLC | 628 | Crystal River | FL | Citrus | FPC | Electric Utility | 1GTA | CC1 | 3449 | 3039 | 3296 | Natural Gas Fired Combined Cycle | NG | CT | 2009.25 |  |  | (OP) Operating | [8 empty] | 28.9656 | -82.6977 | 16156070.39 | 117838880.096 | 7.2938 | 58.23%
| Dominion Energy South Carolina, Inc | 55927 | Jasper | SC | Jasper | SCEG | Electric Utility | CT1 | JASP | 1068.2 | 895 | 961 | Natural Gas Fired Combined Cycle | NG | CT | 2004 |  |  | (OP) Operating | [8 empty] | 32.3594 | -81.1242 | 4739218.67 | 33163208.104 | 6.9976 | 58.3%
| Golden Spread Electric Cooperative, Inc | 55065 | Mustang Station | TX | Yoakum | SWPP | Electric Utility | GEN1 | CC1 | 521 | 464.8 | 467 | Natural Gas Fired Combined Cycle | NG | CT | 1999.3333 |  |  | (OP) Operating | [8 empty] | 32.9728 | -102.7417 | 2381108.47 | 17898750.49 | 7.517 | 58.34%
| Associated Electric Coop, Inc | 2168 | Thomas Hill | MO | Randolph | AECI | Electric Utility | 1 |  | 1181.7 | 1130 | 1153 | Conventional Steam Coal | SUB | ST | 1972.3333 |  |  | (OP) Operating | [8 empty] | 39.5522 | -92.6381 | 5840026.56 | 57365833.203 | 9.8229 | 58.4%
| Illinois Power Generating Co | 6017 | Newton | IL | Jasper | MISO | IPP Non-CHP | 1 |  | 617.4 | 595 | 615 | Conventional Steam Coal | SUB | ST | 1977 | 12 | 2027 | (OP) Operating | [8 empty] | 38.9361 | -88.2781 | 3095723.56 | 32919285.806 | 10.6338 | 58.41%
| Nebraska Public Power District | 6077 | Gerald Gentleman | NE | Lincoln | SWPP | Electric Utility | 1 |  | 1362.6 | 1365 | 1365 | Conventional Steam Coal | SUB | ST | 1980.5 |  |  | (OP) Operating | [8 empty] | 41.0808 | -101.1408 | 6984579 | 63991126.825 | 9.1618 | 58.41%
| Cottage Grove Operating Services LLC | 55010 | LSP-Cottage Grove LP | MN | Washington | MISO | IPP CHP | CTG1 | CC1 | 283.5 | 251 | 266 | Natural Gas Fired Combined Cycle | NG | CT | 1997 |  |  | (OP) Operating | [8 empty] | 44.7956 | -92.9119 | 1324917.76 | 10565913.915 | 7.9748 | 58.51%
| Heorot Power Management | 55749 | Hardin Generator Project | MT | Big Horn | NWMT | IPP Non-CHP | UNT1 |  | 115.7 | 107 | 107 | Conventional Steam Coal | SUB | ST | 2006 |  |  | (OP) Operating | [8 empty] | 45.7578 | -107.6 | 551109.81 | 7068890.794 | 12.8266 | 58.8%
| Hunlock Energy, LLC | 3176 | Hunlock Power Station | PA | Luzerne | PJM | IPP Non-CHP | 3 | HUN1 | 145.9 | 125.2 | 128.9 | Natural Gas Fired Combined Cycle | NG | CA | 1993.6667 |  |  | (OP) Operating | [8 empty] | 41.2006 | -76.07 | 654847.1 | 5134834.37 | 7.8413 | 58.84%
| ALLETE, Inc. | 1893 | Clay Boswell | MN | Itasca | MISO | Electric Utility | 3 |  | 923.3 | 937.8 | 937.8 | Conventional Steam Coal | SUB | ST | 1977.6667 |  |  | (OP) Operating | [8 empty] | 47.2611 | -93.6528 | 4834470.52 | 47519293.051 | 9.8293 | 58.85%
| Florida Power & Light Co | 56407 | West County Energy Center | FL | Palm Beach | FPL | Electric Utility | 1A | WC1 | 4263 | 3777 | 4107 | Natural Gas Fired Combined Cycle | NG | CT | 2009.6667 |  |  | (OP) Operating | [8 empty] | 26.6986 | -80.3747 | 20353464.36 | 139177220.258 | 6.838 | 58.94%
| NRG Cottonwood Tenant LLC | 55358 | Cottonwood Energy Project | TX | Newton | MISO | IPP Non-CHP | CT1 | ST1 | 1433.6 | 1138.8 | 1220.1 | Natural Gas Fired Combined Cycle | NG | CT | 2003 |  |  | (OP) Operating | [8 empty] | 30.2588 | -93.7353 | 6110741.67 | 44579367.358 | 7.2952 | 59.14%
| Victoria WLE, LP | 3443 | Victoria | TX | Victoria | ERCO | IPP Non-CHP | 5 | CC1 | 376.9 | 288 | 288 | Natural Gas Fired Combined Cycle | NG | CA | 1986 |  |  | (OP) Operating | [8 empty] | 28.7883 | -97.01 | 1495532.78 | 11631514.177 | 7.7775 | 59.28%
| Altus Power America Management, LLC | 62707 | Walcott Solar CSG | MN | Rice | MISO | IPP Non-CHP | SC |  | 4 | 4 | 4 | Solar Photovoltaic | SUN | PV | 2020 |  |  | (OP) Operating |  | 5.7 | [6 empty] | 44.2352 | -93.275 | 0 | 0 | #DIV/0! | 0%
| Hydroland Omega LLC | 10848 | Walden | NY | Orange | NYIS | IPP Non-CHP | GEN1 |  | 2.4 | 2.3 | 2.2 | Conventional Hydroelectric | WAT | HY | 1986 |  |  | (OP) Operating | [8 empty] | 41.56 | -74.1951 | 0 | 0 | #DIV/0! | 0%
| Walden NY 1, LLC | 63855 | Walden NY 1 | NY | Orange | NYIS | IPP Non-CHP | 8175E |  | 2 | 2 | 2 | Solar Photovoltaic | SUN | PV | 2020 |  |  | (OP) Operating |  | 2.7 | [6 empty] | 41.5527 | -74.1455 | 0 | 0 | #DIV/0! | 0%
| Walden Solar Maine V LLC | 68454 | Walden Solar Maine V | ME | Androscoggin | ISNE | IPP Non-CHP | LEEDS |  | 20 | 20 | 20 | Solar Photovoltaic | SUN | PV | 2024 |  |  | (OP) Operating |  | 27.5 | [6 empty] | 44.3447 | -70.1296 | 0 | 0 | #DIV/0! | 0%
| SunE WG45 Woodland LLC | 57006 | Walgreens Woodland Distribution Center | CA | Yolo | CISO | IPP Non-CHP | 1 |  | 1 | 0.9 | 0.9 | Solar Photovoltaic | SUN | PV | 2007 |  |  | (OP) Operating |  | 1.2 | [6 empty] | 38.6749 | -121.7134 | 0 | 0 | #DIV/0! | 0%
| North Carolina El Member Corp | 65246 | Walkers Crossroads BESS | NC | Wake | CPLE | Electric Utility | BAT1 |  | 5 | 5 | 5 | Batteries | MWH | BA | 2024 |  |  | (OP) Operating | 10 | [7 empty] | 35.9252 | -78.5052 | 0 | 0 | #DIV/0! | 0%
| Indiana Municipal Power Agency | 65068 | Walkerton | IN | St Joseph | MISO | Electric Utility | WALK |  | 1.1 | 1.1 | 0.8 | Solar Photovoltaic | SUN | PV | 2022 |  |  | (OP) Operating |  | 1.4 | [6 empty] | 41.4555 | -86.4874 | 0 | 0 | #DIV/0! | 0%
| AES Distributed Energy | 59050 | Wallace | NC | Duplin | DUK | IPP Non-CHP | GEN 1 |  | 2 | 1.8 | 1.7 | Solar Photovoltaic | SUN | PV | 2013 |  |  | (OP) Operating |  | 2.5 | [6 empty] | 34.7581 | -77.9717 | 0 | 0 | #DIV/0! | 0%
| Georgia Power Co | 6087 | Wallace Dam | GA | Hancock | SOCO | Electric Utility | 1 |  | 321.2 | 328 | 327.4 | Hydroelectric Pumped Storage | WAT | PS | 1979.8333 |  |  | (OP) Operating | [8 empty] | 33.3502 | -83.1574 | 0 | 0 | #DIV/0! | 0%
| SolRiver Capital LLC | 66355 | Wallace Solar LLC (CSG) | OR | Polk | PGE | IPP Non-CHP | PV1 |  | 3 | 3 | 3 | Solar Photovoltaic | SUN | PV | 2024 |  |  | (OP) Operating |  | 3.6 | [6 empty] | 45.0282 | -123.0969 | 0 | 0 | #DIV/0! | 0%
| Cypress Creek Renewables | 67646 | Walldog | IL | Livingston | PJM | IPP Non-CHP | WALLD |  | 5 | 5 | 5 | Solar Photovoltaic | SUN | PV | 2024 |  |  | (OP) Operating |  | 6.5 | [6 empty] | 40.9135 | -88.6429 | 0 | 0 | #DIV/0! | 0%
| Wallenpuapack Hydro | 3153 | Wallenpaupack | PA | Wayne | PJM | IPP Non-CHP | WP1 |  | 40 | 44 | 44 | Conventional Hydroelectric | WAT | HY | 1926 |  |  | (OP) Operating | [8 empty] | 41.4679 | -75.1309 | 0 | 0 | #DIV/0! | 0%
| Greenbacker Renewable Energy Corporation | 66994 | Walleye (Dunn 2) | WI | Dunn | MISO | IPP Non-CHP | 720 |  | 1.5 | 1.5 | 1.5 | Solar Photovoltaic | SUN | PV | 2024 |  |  | (OP) Operating |  | 1.83 | [6 empty] | 44.971 | -91.8045 | 0 | 0 | #DIV/0! | 0%
| Walleye Wind, LLC | 65764 | Walleye Wind | MN | Rock | MISO | IPP Non-CHP | WWLLC |  | 110 | 110 | 110 | Onshore Wind Turbine | WND | WT | 2022 |  |  | (OP) Operating | [8 empty] | 43.6381 | -96.3906 | 0 | 0 | #DIV/0! | 0%
| Southwestern Electric Power Co | 6138 | Flint Creek | AR | Benton | SWPP | Electric Utility | 1 |  | 558 | 494 | 494 | Conventional Steam Coal | SUB | ST | 1978 |  |  | (OP) Operating | [8 empty] | 36.2561 | -94.5241 | 2568008.9 | 25788788.08 | 10.0423 | 59.34%
| Wallingford Renewable Energy, LLC | 64559 | Wallingford Solar | CT | New Haven | ISNE | IPP Non-CHP | WS |  | 16.1 | 16.1 | 16.1 | Solar Photovoltaic | SUN | PV | 2021 |  |  | (OP) Operating |  | 20.7 | [6 empty] | 41.4417 | -72.8374 | 0 | 0 | #DIV/0! | 0%
| PacifiCorp | 3041 | Wallowa Falls | OR | Wallowa | PACW | Electric Utility | 1 |  | 1.1 | 1.1 | 1.1 | Conventional Hydroelectric | WAT | HY | 1921 |  |  | (OP) Operating | [8 empty] | 45.2667 | -117.2127 | 0 | 0 | #DIV/0! | 0%
| SSA Solar of NM 3, LLC | 60341 | Wal-Mart Truth or Consequences PV | NM | Sierra | PNM | IPP Non-CHP | WMTOC |  | 1 | 1 | 1 | Solar Photovoltaic | SUN | PV | 2015 |  |  | (OP) Operating |  | 1.1 | [6 empty] | 33.1526 | -107.2498 | 0 | 0 | #DIV/0! | 0%
| NRG Texas Power LLC | 7325 | San Jacinto Steam Electric Station | TX | Harris | ERCO | IPP Non-CHP | 1 |  | 176.4 | 160 | 174 | Natural Gas Fired Combustion Turbine | NG | GT | 1995 |  |  | (OP) Operating | [8 empty] | 29.6948 | -95.0406 | 869619.14 | 11524862.506 | 13.2528 | 59.44%
| Walnut Bend Solar Station | 67504 | Walnut Bend Solar Station PV | AR | Lee | MISO | Electric Utility | WN1 |  | 100 | 100 | 100 | Solar Photovoltaic | SUN | PV | 2024 |  |  | (OP) Operating |  | 135.82 | [6 empty] | 34.8603 | -91.082 | 0 | 0 | #DIV/0! | 0%
| Tennessee Valley Authority | 1379 | Shawnee | KY | McCracken | TVA | Electric Utility | 1 |  | 1575 | 1206 | 1242 | Conventional Steam Coal | SUB | ST | 1953.8889 | 12 | 2033 | (OP) Operating | [8 empty] | 37.1517 | -88.775 | 6374364.56 | 70353714.701 | 11.037 | 59.45%
| Basin Electric Power Coop | 2817 | Leland Olds | ND | Mercer | SWPP | Electric Utility | 1 |  | 656 | 660 | 660 | Conventional Steam Coal | LIG | ST | 1970.5 |  |  | (OP) Operating | [8 empty] | 47.2808 | -101.3212 | 3466418.31 | 36018091.451 | 10.3906 | 59.96%
| Mississippi Power Co | 65697 | Walnut Grove Demonstration Plant | MS | Leake | SOCO | Electric Utility | 1A |  | 3 | 3 | 3 | Batteries | MWH | BA | 2023 |  |  | (OP) Operating | 1.5 | [7 empty] | 32.5797 | -89.4542 | 0 | 0 | #DIV/0! | 0%
| BHE Renewables, LLC | 58694 | Walnut Ridge Wind Farm | IL | Bureau | PJM | IPP Non-CHP | 1 |  | 212 | 212 | 212 | Onshore Wind Turbine | WND | WT | 2018 |  |  | (OP) Operating | [8 empty] | 41.4967 | -89.5803 | 0 | 0 | #DIV/0! | 0%
| Cypress Creek Renewables | 61370 | Walnut Springs Solar | TX | Bosque | ERCO | IPP Non-CHP | GEN1 |  | 5 | 5 | 5 | Solar Photovoltaic | SUN | PV | 2016 |  |  | (OP) Operating |  | 7 | [6 empty] | 32.0787 | -97.7685 | 0 | 0 | #DIV/0! | 0%
| Tesla Inc. | 63510 | Walnut Unified School District Walnut HS | CA | Los Angeles | CISO | IPP Non-CHP | PV1 |  | 2.3 | 2.3 | 2.3 | Solar Photovoltaic | SUN | PV | 2020 |  |  | (OP) Operating |  | 2.2 | [6 empty] | 34.0219 | -117.8505 | 0 | 0 | #DIV/0! | 0%
| MidAmerican Energy Co | 56811 | Walnut Wind Farm | IA | Pottawattamie | MISO | Electric Utility | WWF |  | 165.2 | 150 | 150 | Onshore Wind Turbine | WND | WT | 2008 |  |  | (OP) Operating | [8 empty] | 41.4517 | -95.2383 | 0 | 0 | #DIV/0! | 0%
| Walpole Solar 2, LLC | 58936 | Walpole Solar 2 | MA | Norfolk | ISNE | IPP Non-CHP | WLPL1 |  | 2.4 | 2.4 | 2.4 | Solar Photovoltaic | SUN | PV | 2014 |  |  | (OP) Operating |  | 2.9 | [6 empty] | 42.1172 | -71.2658 | 0 | 0 | #DIV/0! | 0%
| Oneta Power LLC | 55225 | Oneta Energy Center | OK | Wagoner | SWPP | IPP Non-CHP | CTG1 | BLK1 | 1214 | 1086.4 | 1128.2 | Natural Gas Fired Combined Cycle | NG | CT | 2002.5 |  |  | (OP) Operating | [5 empty] | 2028 | 1 | 17 | 36.0119 | -95.6967 | 5827039.75 | 42406100.67 | 7.2775 | 60.07%
| Duke Energy Florida Solar Solutions | 59973 | Walt Disney World Solar Facility | FL | Orange | FPC | IPP Non-CHP | WDS1 |  | 4.9 | 4.9 | 4.9 | Solar Photovoltaic | SUN | PV | 2016 |  |  | (OP) Operating |  | 5 | [6 empty] | 28.3737 | -81.5626 | 0 | 0 | #DIV/0! | 0%
| Alabama Power Co | 4 | Walter Bouldin Dam | AL | Elmore | SOCO | Electric Utility | 1 |  | 225 | 224.1 | 224.1 | Conventional Hydroelectric | WAT | HY | 1967 |  |  | (OP) Operating | [8 empty] | 32.5839 | -86.2831 | 0 | 0 | #DIV/0! | 0%
| Duke Energy Ohio Inc | 2830 | Walter C Beckjord | OH | Clermont | PJM | Electric Utility | BECK1 |  | 4 | 4 | 4 | Batteries | MWH | BA | 2015 |  |  | (OP) Operating | 1 | [7 empty] | 38.9917 | -84.2981 | 0 | 0 | #DIV/0! | 0%
| USCE-Mobile District | 761 | Walter F George | GA | Clay | SOCO | Electric Utility | 1 |  | 168 | 168 | 168 | Conventional Hydroelectric | WAT | HY | 1963 |  |  | (OP) Operating | [8 empty] | 31.6245 | -85.0652 | 0 | 0 | #DIV/0! | 0%
| PacifiCorp | 56237 | Lake Side Power Plant | UT | Utah | PACE | Electric Utility | CT01 | CC1 | 1246.5 | 1176 | 1210.4 | Natural Gas Fired Combined Cycle | NG | CT | 2010.5 |  |  | (OP) Operating | [8 empty] | 40.3317 | -111.7542 | 6280645.66 | 44695187.031 | 7.1163 | 60.09%
| Duke Energy Progress - (NC) | 2715 | Walters | NC | Haywood | CPLE | Electric Utility | 1 |  | 108 | 112 | 112 | Conventional Hydroelectric | WAT | HY | 1930 |  |  | (OP) Operating | [8 empty] | 35.6946 | -83.0503 | 0 | 0 | #DIV/0! | 0%
| Cypress Creek Renewables | 59603 | Walters Solar (FLS 260) | NC | Robeson | CPLE | IPP Non-CHP | FLS1 |  | 5 | 5 | 4 | Solar Photovoltaic | SUN | PV | 2015 |  |  | (OP) Operating |  | 6.5 | [6 empty] | 34.4969 | -79.0489 | 0 | 0 | #DIV/0! | 0%
| Eugene Water & Electric Board | 3071 | Walterville | OR | Lane | BPAT | Electric Utility | 1 |  | 8 | 7.5 | 7.5 | Conventional Hydroelectric | WAT | HY | 1949 |  |  | (OA) Out of service but expected to return to service in next calendar year | [8 empty] | 44.0696 | -122.835 | 0 | 0 | #DIV/0! | 0%
| Duke Energy Kentucky Inc | 61311 | Walton 1 Solar Facility | KY | Kenton | PJM | Electric Utility | PV1 |  | 2 | 2 | 2 | Solar Photovoltaic | SUN | PV | 2017 |  |  | (OP) Operating |  | 2.9 | [6 empty] | 38.8502 | -84.5923 | 0 | 0 | #DIV/0! | 0%
| Duke Energy Kentucky Inc | 61312 | Walton 2 Solar Facility | KY | Kenton | PJM | Electric Utility | PV1 |  | 2 | 2 | 2 | Solar Photovoltaic | SUN | PV | 2017 |  |  | (OP) Operating |  | 2.9 | [6 empty] | 38.8502 | -84.5923 | 0 | 0 | #DIV/0! | 0%
| Duke Energy Florida, LLC | 55412 | Osprey Energy Center Power Plant | FL | Polk | TEC | Electric Utility | OEC1 | COEC | 644.2 | 616 | 611 | Natural Gas Fired Combined Cycle | NG | CT | 2004 |  |  | (OP) Operating | [8 empty] | 28.0525 | -81.8083 | 3229965.09 | 22323598.409 | 6.9114 | 60.1%
| McKinley Paper | 55558 | Combined Locks Energy Center | WI | Outagamie | MISO | Industrial CHP | GEN1 | CC1 | 66.5 | 51.9 | 53 | Natural Gas Fired Combined Cycle | NG | CT | 2002 |  |  | (OP) Operating | [8 empty] | 44.2717 | -88.3011 | 277083.41 | 2921690.717 | 10.5444 | 60.31%
| City of Burbank Water and Power | 56046 | Magnolia Power Project | CA | Los Angeles | LDWP | Electric Utility | 1 | CC1 | 387.6 | 301 | 305 | Natural Gas Fired Combined Cycle | NG | CT | 2005 |  |  | (OP) Operating | [8 empty] | 34.1786 | -118.3153 | 1610957.45 | 11735435.405 | 7.2848 | 60.69%
| LaFrontera Holdings LLC | 55480 | Forney Energy Center | TX | Kaufman | ERCO | IPP Non-CHP | ST1 | BLK1 | 1894.2 | 1770 | 1966 | Natural Gas Fired Combined Cycle | NG | CA | 2003 |  |  | (OP) Operating | [8 empty] | 32.7563 | -96.4916 | 9938752.2 | 71416552.089 | 7.1857 | 60.74%
| Entergy Louisiana LLC | 60926 | St. Charles Power Station (LA) | LA | St Charles | MISO | Electric Utility | 1A | PB01 | 1000 | 1000 | 1000 | Natural Gas Fired Combined Cycle | NG | CT | 2019 |  |  | (OP) Operating | [8 empty] | 30.01 | -90.4608 | 5324333.7 | 37229699.442 | 6.9924 | 60.78%
| PUD No 2 of Grant County | 3888 | Wanapum | WA | Grant | GCPD | Electric Utility | 10A |  | 1220 | 1220 | 1220 | Conventional Hydroelectric | WAT | HY | 2014.8 |  |  | (OP) Operating | [8 empty] | 46.8731 | -119.9703 | 0 | 0 | #DIV/0! | 0%
| Weber Basin Water Conserv Dist | 3698 | Wanship | UT | Summit | PACE | Electric Utility | 1 |  | 1.9 | 1.9 | 1.9 | Conventional Hydroelectric | WAT | HY | 1958 |  |  | (OP) Operating | [8 empty] | 40.7904 | -111.4043 | 0 | 0 | #DIV/0! | 0%
| CPV Three Rivers, LLC | 63931 | CPV Three Rivers Energy Center | IL | Grundy | PJM | IPP Non-CHP | GEN1 |  | 1300 | 1220.3 | 1234.3 | Natural Gas Fired Combined Cycle | NG | CS | 2023 |  |  | (OP) Operating | [8 empty] | 41.3722 | -88.2844 | 6545531.42 | 41269304.272 | 6.305 | 60.88%
| MRP Generation Holdings, LLC | 55518 | High Desert Power Plant | CA | San Bernardino | CISO | IPP Non-CHP | CTG1 | STG1 | 960 | 876 | 898 | Natural Gas Fired Combined Cycle | NG | CT | 2003 |  |  | (OP) Operating | [8 empty] | 34.5953 | -117.3647 | 4740205.27 | 33446852.036 | 7.056 | 61.01%
| Madison Energy Holdings LLC | 65258 | Wapakoneta-Pratt | OH | Auglaize | PJM | IPP Non-CHP | WKP01 |  | 13.5 | 13.5 | 13.5 | Solar Photovoltaic | SUN | PV | 2021 |  |  | (OP) Operating |  | 17.3 | [6 empty] | 40.544 | -84.187 | 0 | 0 | #DIV/0! | 0%
| Wapello Solar LLC | 63378 | Wapello Solar LLC | IA | Louisa | MISO | IPP Non-CHP | WAPLO |  | 100 | 100 | 100 | Solar Photovoltaic | SUN | PV | 2021 |  |  | (OP) Operating |  | 128 | [6 empty] | 41.1537 | -91.1771 | 0 | 0 | #DIV/0! | 0%
| Wappinger 9D Solar, LLC | 64041 | Wappinger 9D Solar | NY | Dutchess | NYIS | IPP Non-CHP | 4683 |  | 2 | 2 | 1.6 | Solar Photovoltaic | SUN | PV | 2019 |  |  | (OP) Operating |  | 2.6 | [6 empty] | 41.5654 | -73.938 | 0 | 0 | #DIV/0! | 0%
| Windsor Machinery Co Inc | 54573 | Wappinger Falls Hydroelectric | NY | Dutchess | NYIS | Industrial Non-CHP | 1 |  | 2 | 2 | 1.8 | Conventional Hydroelectric | WAT | HY | 1988 |  |  | (OP) Operating | [8 empty] | 41.5984 | -73.922 | 0 | 0 | #DIV/0! | 0%
| Public Service Co of Colorado | 525 | Hayden | CO | Routt | PSCO | Electric Utility | 1 |  | 465.4 | 441 | 441 | Conventional Steam Coal | BIT | ST | 1970.5 | 12 | 2028 | (OP) Operating | [8 empty] | 40.4856 | -107.185 | 2365719.29 | 24279674.699 | 10.2631 | 61.24%
| EDF Renewable Asset Holdings, Inc. | 56876 | Wapsipinicon Wind Project | MN | Mower | MISO | IPP Non-CHP | TBD |  | 100.5 | 100.5 | 100.5 | Onshore Wind Turbine | WND | WT | 2009 |  |  | (OP) Operating | [8 empty] | 43.8006 | -92.6822 | 0 | 0 | #DIV/0! | 0%
| SolRiver Capital LLC | 60393 | Warbler Holdings | NC | Cleveland | DUK | IPP Non-CHP | PV1 |  | 4 | 4 | 4 | Solar Photovoltaic | SUN | PV | 2021 |  |  | (OP) Operating |  | 5.8 | [6 empty] | 35.3188 | -81.6239 | 0 | 0 | #DIV/0! | 0%
| Echo 1 | 56975 | Ward Butte Windfarm LLC | OR | Umatilla | PACW | IPP Non-CHP | 1 |  | 6.6 | 6.6 | 6.6 | Onshore Wind Turbine | WND | WT | 2009 |  |  | (OP) Operating | [8 empty] | 45.6967 | -119.4097 | 0 | 0 | #DIV/0! | 0%
| REA Investments, LLC | 67947 | Ward Solar 1, LLC | MA | Plymouth | ISNE | IPP Non-CHP | WARD |  | 2 | 2 | 2 | Solar Photovoltaic | SUN | PV | 2019 |  |  | (OP) Operating | [8 empty] | 41.8878 | -70.7462 | 0 | 0 | #DIV/0! | 0%
| Tennessee Valley Authority | 55694 | Quantum Choctaw Power LLC | MS | Choctaw | TVA | Electric Utility | CT1 | CC1 | 850.5 | 710 | 765 | Natural Gas Fired Combined Cycle | NG | CT | 2006 |  |  | (OP) Operating | [8 empty] | 33.3792 | -89.2089 | 3957526.75 | 28282823.717 | 7.1466 | 61.26%
| Safari Energy, LLC | 64285 | Ware Avra I | GA | Ware | SOCO | IPP Non-CHP | WA1 |  | 3 | 3 | 3 | Solar Photovoltaic | SUN | PV | 2020 |  |  | (OP) Operating |  | 4 | [6 empty] | 31.1963 | -82.3224 | 0 | 0 | #DIV/0! | 0%
| Safari Energy, LLC | 64286 | Ware Avra II | GA | Ware | SOCO | IPP Non-CHP | WA2 |  | 1.9 | 1.9 | 1.9 | Solar Photovoltaic | SUN | PV | 2020 |  |  | (OP) Operating |  | 2.5 | [6 empty] | 31.1963 | -82.3224 | 0 | 0 | #DIV/0! | 0%
| Ware Palmer Road Solar LLC | 64128 | Ware Palmer Road Solar LLC CSG | MA | Hampshire | ISNE | IPP Non-CHP | WPRB |  | 5 | 5 | 5 | Batteries | MWH | BA | 2021 |  |  | (OP) Operating | 4.5 | [7 empty] | 42.2472 | -72.2749 | 0 | 0 | #DIV/0! | 0%
| Central Rivers Power US, LLC | 10801 | Ware Shoals Hydro Project | SC | Laurens | DUK | IPP Non-CHP | GEN1 |  | 6.2 | 6 | 6 | Conventional Hydroelectric | WAT | HY | 1962.5 |  |  | (OP) Operating | [8 empty] | 34.404 | -82.2336 | 0 | 0 | #DIV/0! | 0%
| Navisun LLC | 60443 | Wareham MA 1 Community Solar | MA | Plymouth | ISNE | IPP Non-CHP | WMA1 |  | 2 | 2 | 2 | Solar Photovoltaic | SUN | PV | 2016 |  |  | (OP) Operating |  | 2.7 | [6 empty] | 41.8017 | -70.7046 | 0 | 0 | #DIV/0! | 0%
| NSTAR Electric Company | 62055 | Wareham Solar PV | MA | Plymouth | ISNE | Electric Utility | LG395 |  | 3.3 | 3.3 | 3.3 | Solar Photovoltaic | SUN | PV | 2018 |  |  | (OP) Operating |  | 4.8 | [6 empty] | 41.78 | -70.75 | 0 | 0 | #DIV/0! | 0%
| Sonoma County Water Agency | 54261 | Warm Springs Hydro Project | CA | Sonoma | CISO | IPP Non-CHP | 3385 |  | 2.7 | 1.2 | 1.2 | Conventional Hydroelectric | WAT | HY | 1988 |  |  | (OP) Operating | [8 empty] | 38.7221 | -123.0112 | 0 | 0 | #DIV/0! | 0%
| Warm Springs Power Enterprises | 54721 | Warm Springs Power Enterprises | OR | Jefferson | PACW | IPP Non-CHP | 0001 |  | 19.6 | 18.5 | 18.5 | Conventional Hydroelectric | WAT | HY | 1982 |  |  | (OP) Operating | [8 empty] | 44.7242 | -121.2477 | 0 | 0 | #DIV/0! | 0%
| E F Kenilworth LLC | 10805 | Kenilworth Energy Facility | NJ | Union | PJM | IPP CHP | GEN1 | G741 | 28.8 | 24.5 | 27.5 | Natural Gas Fired Combined Cycle | NG | CT | 1989 |  |  | (OP) Operating | [8 empty] | 40.6781 | -74.2744 | 139707.23 | 1705267.776 | 12.206 | 61.34%
| Green Country OP Services LLC | 55146 | Green Country Energy LLC | OK | Tulsa | SWPP | IPP Non-CHP | CTG1 | G841 | 903.9 | 783 | 819 | Natural Gas Fired Combined Cycle | NG | CT | 2002 |  |  | (OP) Operating | [8 empty] | 35.9833 | -95.9346 | 4326172.72 | 30732755.426 | 7.1039 | 61.65%
| Dominion Energy South Carolina, Inc | 55386 | Columbia Energy Center (SC) | SC | Calhoun | SCEG | Electric Utility | CT1 | CC1 | 668.5 | 573 | 667.2 | Natural Gas Fired Combined Cycle | NG | CT | 2004 |  |  | (OP) Operating | [8 empty] | 33.8697 | -81.0178 | 3355864.83 | 26695774.273 | 7.955 | 61.78%
| NextEra Renewable Fuels, LLC | 56888 | Warren County Solar | NJ | Warren | PJM | IPP Non-CHP | GEN 1 |  | 2 | 2 | 2 | Solar Photovoltaic | SUN | PV | 2012 |  |  | (OP) Operating |  | 0.6 | [6 empty] | 40.789 | -75.107 | 0 | 0 | #DIV/0! | 0%
| SoCore Energy LLC | 60890 | Warren DPC Solar | WI | St Croix | MISO | IPP Non-CHP | PV1 |  | 2.2 | 2.2 | 2.2 | Solar Photovoltaic | SUN | PV | 2017 |  |  | (OP) Operating |  | 2.9 | [6 empty] | 44.9596 | -92.5182 | 0 | 0 | #DIV/0! | 0%
| Tenaska Virginia Partners LP | 55439 | Tenaska Virginia Generating Station | VA | Fluvanna | PJM | IPP Non-CHP | CTG1 | STG1 | 1011.4 | 937.4 | 981.2 | Natural Gas Fired Combined Cycle | NG | CT | 2004 |  |  | (OP) Operating | [8 empty] | 37.8667 | -78.3813 | 5195257.62 | 36211947.044 | 6.9702 | 61.82%
| Sol Systems | 62223 | Warren Solar Farm LLC | NC | Sampson | CPLE | IPP Non-CHP | 10423 |  | 5 | 5 | 5 | Solar Photovoltaic | SUN | PV | 2019 |  |  | (OP) Operating |  | 7 | [6 empty] | 35.252 | -78.369 | 0 | 0 | #DIV/0! | 0%
| Boralex Hydro Operations Inc | 10218 | Warrensburg Hydroelectric | NY | Warren | NYIS | IPP Non-CHP | HY1 |  | 2.9 | 2.9 | 2.9 | Conventional Hydroelectric | WAT | HY | 1988 |  |  | (OP) Operating | [8 empty] | 43.4833 | -73.7986 | 0 | 0 | #DIV/0! | 0%
| Palmetto Power Management LLC | 58312 | Warrenton Farm | NC | Warren | CPLE | IPP Non-CHP | 1 |  | 4 | 4 | 4 | Solar Photovoltaic | SUN | PV | 2012 |  |  | (OP) Operating |  | 5.6 | [6 empty] | 36.415 | -78.1711 | 0 | 0 | #DIV/0! | 0%
| Warrenton Solar I LLC | 62100 | Warrenton I Solar | NC | Warren | CPLE | IPP Non-CHP | PGRI4 |  | 4.9 | 4.9 | 4.9 | Solar Photovoltaic | SUN | PV | 2018 |  |  | (OP) Operating |  | 6.9 | [6 empty] | 36.412 | -78.178 | 0 | 0 | #DIV/0! | 0%
| PacifiCorp | 56102 | Currant Creek | UT | Juab | PACE | Electric Utility | CT1A | CC1 | 566.9 | 524 | 555 | Natural Gas Fired Combined Cycle | NG | CT | 2005.3333 |  |  | (OP) Operating | [8 empty] | 39.8214 | -111.8935 | 2923157.78 | 21035845.765 | 7.1963 | 61.85%
| American Hydro Power Company | 10152 | Warrior Ridge Hydro | PA | Huntingdon | PJM | IPP Non-CHP | L-1 |  | 2.8 | 2.8 | 2.8 | Conventional Hydroelectric | WAT | HY | 1985 |  |  | (OA) Out of service but expected to return to service in next calendar year | [8 empty] | 40.54 | -78.0346 | 0 | 0 | #DIV/0! | 0%
| Warrior Solar Partners, LLC | 68387 | Warrior Solar Partners | NY | Herkimer | NYIS | IPP Non-CHP | WASP1 |  | 5 | 5 | 5 | Solar Photovoltaic | SUN | PV | 2023 |  |  | (OP) Operating |  | 6.4 | [6 empty] | 43.073 | -75.1269 | 0 | 0 | #DIV/0! | 0%
| Duke Energy Progress - (NC) | 58848 | Warsaw Farm | NC | Duplin | CPLE | Electric Utility | 1 |  | 65 | 65 | 65 | Solar Photovoltaic | SUN | PV | 2015 |  |  | (OP) Operating |  | 87.5 | [6 empty] | 35.0056 | -78.1258 | 0 | 0 | #DIV/0! | 0%
| AES Distributed Energy | 59119 | Warsaw I | NC | Duplin | DUK | IPP Non-CHP | PV1 |  | 2 | 2 | 2 | Solar Photovoltaic | SUN | PV | 2013 |  |  | (OP) Operating |  | 2.6 | [6 empty] | 35.01 | -78.11 | 0 | 0 | #DIV/0! | 0%
| AES Distributed Energy | 59120 | Warsaw II | NC | Duplin | DUK | IPP Non-CHP | PV1 |  | 2 | 2 | 2 | Solar Photovoltaic | SUN | PV | 2013 |  |  | (OP) Operating |  | 2.6 | [6 empty] | 35.01 | -78.05 | 0 | 0 | #DIV/0! | 0%
| Altus Power America Management, LLC | 62709 | Warsaw Solar CSG | MN | Rice | MISO | IPP Non-CHP | SC |  | 2 | 2 | 2 | Solar Photovoltaic | SUN | PV | 2020 |  |  | (OP) Operating |  | 2.9 | [6 empty] | 44.2255 | -93.3995 | 0 | 0 | #DIV/0! | 0%
| Enel Green Power NA, Inc. | 60532 | Waseca Solar | MN | Waseca | MISO | IPP Non-CHP | PV1 |  | 10 | 10 | 10 | Solar Photovoltaic | SUN | PV | 2016 |  |  | (OP) Operating |  | 15.9 | [6 empty] | 44.0924 | -93.531 | 0 | 0 | #DIV/0! | 0%
| National Grid Renewables | 61142 | WasecaSun | MN | Waseca | MISO | IPP Non-CHP | 0000H |  | 5 | 5 | 5 | Solar Photovoltaic | SUN | PV | 2018 |  |  | (OP) Operating |  | 1.4 | [6 empty] | 44.0514 | -93.3865 | 0 | 0 | #DIV/0! | 0%
| REA Investments, LLC | 62646 | Washburn Road Solar | MA | Bristol | ISNE | IPP Non-CHP | WASHB |  | 1.9 | 2 | 2 | Solar Photovoltaic | SUN | PV | 2019 |  |  | (OP) Operating |  | 2.8 | [6 empty] | 41.7772 | -70.9652 | 0 | 0 | #DIV/0! | 0%
| Stanton Clean Energy LLC | 55821 | Curtis H Stanton Energy Center | FL | Orange | FPC | IPP Non-CHP | A | G105 | 688.3 | 657 | 657 | Natural Gas Fired Combined Cycle | NG | CT | 2003 |  |  | (OP) Operating | [8 empty] | 28.4882 | -81.1669 | 3560270.55 | 24160514.842 | 6.7861 | 61.86%
| Duke Energy Renewables Services | 58845 | Washington Airport Solar LLC | NC | Beaufort | CPLE | IPP Non-CHP | 1 |  | 5 | 5 | 5 | Solar Photovoltaic | SUN | PV | 2014 |  |  | (OP) Operating |  | 7 | [6 empty] | 35.5653 | -77.0536 | 0 | 0 | #DIV/0! | 0%
| Green Street Power Partners | 65487 | Washington Avenue Solar, LLC | NY | Schenectady | NYIS | IPP Non-CHP | WASH |  | 4.6 | 4.6 | 4.6 | Solar Photovoltaic | SUN | PV | 2020 |  |  | (OP) Operating |  | 6.1 | [6 empty] | 42.8216 | -73.9499 | 0 | 0 | #DIV/0! | 0%
| Rayburn Energy Station LLC | 58005 | Rayburn Energy Station LLC | TX | Grayson | ERCO | IPP Non-CHP | CTG-1 | CC1 | 803.2 | 685 | 764 | Natural Gas Fired Combined Cycle | NG | CT | 2014 |  |  | (OP) Operating | [8 empty] | 33.5826 | -96.6179 | 3926231.92 | 27947206.821 | 7.1181 | 61.86%
| Wisconsin Electric Power Co | 67394 | Washington County | WI | Washington | MISO | Electric Utility | 1 |  | 2.3 | 2.3 | 2.3 | Solar Photovoltaic | SUN | PV | 2020 |  |  | (OP) Operating |  | 3 | [6 empty] | 43.4326 | -88.1606 | 0 | 0 | #DIV/0! | 0%
| Calpine Bethlehem LLC | 55690 | Bethlehem Power Plant | PA | Northampton | PJM | IPP Non-CHP | CTG1 | 1234 | 1153 | 1136 | 1136 | Natural Gas Fired Combined Cycle | NG | CT | 2002.625 |  |  | (OP) Operating | [8 empty] | 40.6175 | -75.3147 | 6177248.67 | 47867747.333 | 7.749 | 62.07%
| Northern States Power Co - Minnesota | 1912 | High Bridge | MN | Ramsey | MISO | Electric Utility | 7 | HBR0 | 644 | 530 | 606 | Natural Gas Fired Combined Cycle | NG | CT | 2008 |  |  | (OP) Operating | [8 empty] | 44.9314 | -93.1117 | 3092956.25 | 22059440.743 | 7.1322 | 62.16%
| Washington County Solar, LLC | 66990 | Washington County Solar | GA | Washington | SOCO | IPP Non-CHP | WASH |  | 150 | 150 | 150 | Solar Photovoltaic | SUN | PV | 2024 |  |  | (OP) Operating |  | 222 | [6 empty] | 32.9899 | -82.7138 | 0 | 0 | #DIV/0! | 0%
| Cooperative Energy | 55063 | Batesville Generation Facility | MS | Panola | TVA | Electric Utility | CTG1 | CC1 | 891 | 858 | 883.5 | Natural Gas Fired Combined Cycle | NG | CT | 2000 |  |  | (OP) Operating | [8 empty] | 34.3356 | -89.9275 | 4759135.3 | 37074221.976 | 7.7901 | 62.39%
| Florida Power & Light Co | 619 | Riviera | FL | Palm Beach | FPL | Electric Utility | 5A | PRV | 1295 | 1290 | 1393 | Natural Gas Fired Combined Cycle | NG | CT | 2014 |  |  | (OP) Operating | [8 empty] | 26.7653 | -80.0525 | 7334945.53 | 47829260.582 | 6.5207 | 62.42%
| Duke Energy Renewables Services | 58846 | Washington Millfield Solar, LLC | NC | Beaufort | CPLE | IPP Non-CHP | 1 |  | 5 | 5 | 5 | Solar Photovoltaic | SUN | PV | 2013 |  |  | (OP) Operating |  | 7 | [6 empty] | 35.4994 | -76.8336 | 0 | 0 | #DIV/0! | 0%
| South Point Energy Center LLC | 55177 | South Point Energy Center | AZ | Mohave | WALC | IPP Non-CHP | A | CC1 | 708 | 487 | 527 | Natural Gas Fired Combined Cycle | NG | CT | 2001 |  |  | (OP) Operating | [5 empty] | 2025 | 5 | 14.8 | 34.8678 | -114.5317 | 2772489.04 | 20678386.429 | 7.4584 | 62.42%
| SolRiver Capital LLC | 60948 | Washington Solar | NC | Rockingham | DUK | IPP Non-CHP | PV1 |  | 5 | 5 | 5 | Solar Photovoltaic | SUN | PV | 2024 |  |  | (OP) Operating |  | 7.2 | [6 empty] | 36.272 | -79.7925 | 0 | 0 | #DIV/0! | 0%
| Washington Solar (SC) | 62342 | Washington Solar (SC) | SC | Marion | CPLE | IPP Non-CHP | 87 |  | 2 | 2 | 2 | Solar Photovoltaic | SUN | PV | 2023 |  |  | (OP) Operating |  | 2.7 | [6 empty] | 34.2381 | -79.2519 | 0 | 0 | #DIV/0! | 0%
| Generate Capital | 62472 | Washington St Community Solar Farm #1 | NY | Monroe | NYIS | IPP Non-CHP | 617 |  | 2.2 | 2.2 | 2.2 | Solar Photovoltaic | SUN | PV | 2020 |  |  | (OP) Operating |  | 2.8 | [6 empty] | 43.173 | -77.846 | 0 | 0 | #DIV/0! | 0%
| Generate Capital | 62473 | Washington St Community Solar Farm #3 | NY | Monroe | NYIS | IPP Non-CHP | 1035 |  | 2.5 | 2.5 | 2.5 | Solar Photovoltaic | SUN | PV | 2020 |  |  | (OP) Operating |  | 3.4 | [6 empty] | 43.172 | -77.844 | 0 | 0 | #DIV/0! | 0%
| Generate Capital | 62471 | Washington St Community Solar Farm #4 | NY | Monroe | NYIS | IPP Non-CHP | 1034 |  | 2.5 | 2.5 | 2.5 | Solar Photovoltaic | SUN | PV | 2020 |  |  | (OP) Operating |  | 3.4 | [6 empty] | 43.175 | -77.849 | 0 | 0 | #DIV/0! | 0%
| Duke Energy Renewables Services | 58135 | Washington White Post Solar LLC | NC | Beaufort | CPLE | IPP Non-CHP | 1 |  | 12.4 | 12.4 | 12.4 | Solar Photovoltaic | SUN | PV | 2012 |  |  | (OP) Operating |  | 15 | [6 empty] | 35.5052 | -76.8484 | 0 | 0 | #DIV/0! | 0%
| Nautilus Solar Solutions | 67339 | Washington WS01 | ME | Knox | ISNE | IPP Non-CHP | SC |  | 4 | 4 | 4 | Solar Photovoltaic | SUN | PV | 2022 |  |  | (OP) Operating |  | 4.7 | [6 empty] | 44.2355 | -69.3739 | 0 | 0 | #DIV/0! | 0%
| Washingtonville Solar LLC | 64562 | Washingtonville(CSG) | NY | Orange | NYIS | IPP Non-CHP | WAS |  | 2 | 2 | 2 | Solar Photovoltaic | SUN | PV | 2021 |  |  | (OP) Operating |  | 2.8 | [6 empty] | 41.424 | -74.167 | 0 | 0 | #DIV/0! | 0%
| Truckee Meadows Water Authority | 6532 | Washoe | NV | Washoe | NEVP | IPP Non-CHP | 1 |  | 2.6 | 1.8 | 1.4 | Conventional Hydroelectric | WAT | HY | 1904 |  |  | (OP) Operating | [8 empty] | 39.3022 | -119.5604 | 0 | 0 | #DIV/0! | 0%
| Southern Indiana Gas & Elec Co | 1012 | F B Culley | IN | Warrick | MISO | Electric Utility | 2 |  | 368.9 | 360 | 360 | Conventional Steam Coal | BIT | ST | 1969.5 | 12 | 2025 | (OP) Operating | [8 empty] | 37.9111 | -87.3275 | 1979131.88 | 23491278.865 | 11.8695 | 62.76%
| Otter Tail Power Co | 8222 | Coyote | ND | Mercer | MISO | Electric Utility | 1 |  | 450 | 426.4 | 433.3 | Conventional Steam Coal | LIG | ST | 1981 |  |  | (OP) Operating | [8 empty] | 47.2214 | -101.8157 | 2368126.38 | 27029982.141 | 11.4141 | 62.89%
| Invenergy Services LLC | 55183 | Nelson Energy Center | IL | Lee | PJM | IPP Non-CHP | CT1 | BLK1 | 627.5 | 586 | 612 | Natural Gas Fired Combined Cycle | NG | CT | 2015 |  |  | (OP) Operating | [8 empty] | 41.7744 | -89.6072 | 3306028 | 22785547.257 | 6.8921 | 63.01%
| Public Service Co of Colorado | 470 | Comanche (CO) | CO | Pueblo | WACM | Electric Utility | 2 |  | 1252.8 | 1085 | 1101 | Conventional Steam Coal | SUB | ST | 1992.5 | 12 | 2025 | (OP) Operating | [8 empty] | 38.2081 | -104.5747 | 6038263.52 | 62601117.336 | 10.3674 | 63.06%
| PacifiCorp | 55662 | Chehalis Generating Facility | WA | Lewis | BPAT | Electric Utility | CA | CC1 | 593.3 | 477 | 507 | Natural Gas Fired Combined Cycle | NG | CA | 2003 | 12 | 2043 | (OP) Operating | [8 empty] | 46.6225 | -122.9131 | 2718049.19 | 19920282.936 | 7.3289 | 63.06%
| Wisconsin Power & Light Co | 4050 | Edgewater | WI | Sheboygan | MISO | Electric Utility | 5 |  | 413.7 | 405.4 | 406.9 | Conventional Steam Coal | SUB | ST | 1985 |  |  | (OP) Operating | [8 empty] | 43.7151 | -87.7059 | 2245528.07 | 23807675.695 | 10.6023 | 63.11%
| Bastrop Energy Partners, LP | 55168 | Bastrop Energy Center | TX | Bastrop | ERCO | IPP Non-CHP | 0001 | CC1 | 618.7 | 575 | 610 | Natural Gas Fired Combined Cycle | NG | CT | 2002 |  |  | (OP) Operating | [8 empty] | 30.1458 | -97.55 | 3279833.95 | 23043711.9 | 7.0259 | 63.19%
| Jack County Power, LLC | 55230 | Jack County | TX | Wise | ERCO | Electric Utility | CT1 | CC01 | 1280 | 1241 | 1280 | Natural Gas Fired Combined Cycle | NG | CT | 2008.5 |  |  | (OP) Operating | [8 empty] | 33.101 | -97.9574 | 6982708.45 | 49247841.742 | 7.0528 | 63.24%
| Ohio Valley Electric Corp | 2876 | Kyger Creek | OH | Gallia | PJM | Electric Utility | 1 |  | 1086.5 | 962.8 | 990.7 | Conventional Steam Coal | BIT | ST | 1955 |  |  | (OP) Operating | [8 empty] | 38.9144 | -82.1289 | 5426779.22 | 54166386.554 | 9.9813 | 63.42%
| Rausch Creek Generation, LLC | 50611 | Westwood Generation LLC | PA | Schuylkill | PJM | IPP Non-CHP | GEN1 |  | 36 | 30 | 30 | Conventional Steam Coal | WC | ST | 1987 |  |  | (OP) Operating | [8 empty] | 40.6191 | -76.45 | 167090.29 | 2976114.596 | 17.8114 | 63.58%
| Luminant Miami Fort | 2832 | Miami Fort | OH | Hamilton | PJM | IPP Non-CHP | 7 |  | 1180.8 | 1076 | 1100 | Conventional Steam Coal | BIT | ST | 1972.8333 | 12 | 2027 | (OP) Operating | [8 empty] | 39.1128 | -84.8036 | 6075098.54 | 57083605.658 | 9.3963 | 63.74%
| Virginia Electric & Power Co | 56807 | Bear Garden | VA | Buckingham | PJM | Electric Utility | 1A | CC1 | 559 | 621.9 | 642.4 | Natural Gas Fired Combined Cycle | NG | CT | 2011 |  |  | (OP) Operating | [8 empty] | 37.6956 | -78.2853 | 3542902.3 | 23995879.437 | 6.7729 | 63.98%
| Rathdrum Power LLC | 55179 | Rathdrum Power LLC | ID | Kootenai | AVA | IPP Non-CHP | CTG1 | CC1 | 301.5 | 210 | 285 | Natural Gas Fired Combined Cycle | NG | CT | 2001 |  |  | (OP) Operating | [8 empty] | 47.7858 | -116.9203 | 1391756.41 | 9712708.977 | 6.9787 | 64.19%
| Caithness Long Island, LLC | 56234 | Caithness Long Island Energy Center | NY | Suffolk | NYIS | IPP Non-CHP | CT01 | CC01 | 348.9 | 317.3 | 365.2 | Natural Gas Fired Combined Cycle | NG | CT | 2009 |  |  | (OP) Operating | [8 empty] | 40.8142 | -72.9403 | 1919833.09 | 12535318.026 | 6.5294 | 64.22%
| Morgan Energy Center LLC | 55293 | Morgan Energy Center | AL | Morgan | TVA | IPP Non-CHP | CTG1 | CC1 | 900 | 782 | 815 | Natural Gas Fired Combined Cycle | NG | CT | 2003.25 |  |  | (OP) Operating | [8 empty] | 34.6397 | -87.0639 | 4497078.85 | 32641114.899 | 7.2583 | 64.29%
| City of Pittsfield | 59060 | Waste Water Treatment Plant | MA | Berkshire | ISNE | IPP Non-CHP | WWPV |  | 1.5 | 1.5 | 1.5 | Solar Photovoltaic | SUN | PV | 2012 |  |  | (OP) Operating |  | 1.6 | [6 empty] | 42.41 | -73.24 | 0 | 0 | #DIV/0! | 0%
| Tennessee Valley Authority | 3418 | Watauga | TN | Carter | TVA | Electric Utility | 1 |  | 57.6 | 67 | 65.6 | Conventional Hydroelectric | WAT | HY | 1949 |  |  | (OP) Operating | [8 empty] | 36.3413 | -82.1264 | 0 | 0 | #DIV/0! | 0%
| Altus Power America Management, LLC | 61951 | Watauga Solar | SC | Darlington | CPLE | IPP Non-CHP | 15 |  | 2 | 2 | 2 | Solar Photovoltaic | SUN | PV | 2019 |  |  | (OP) Operating |  | 2.5 | [6 empty] | 34.5239 | -79.8446 | 0 | 0 | #DIV/0! | 0%
| LaFrontera Holdings LLC | 55097 | Lamar Power Project | TX | Lamar | ERCO | IPP Non-CHP | CTG1 | BLK1 | 1112.6 | 1004 | 1136 | Natural Gas Fired Combined Cycle | NG | CT | 2000 |  |  | (OP) Operating | [8 empty] | 33.6308 | -95.59 | 6045118.88 | 41906001.538 | 6.9322 | 64.49%
| Tennessee Valley Authority | 55269 | TVA Southaven Combined Cycle | MS | Desoto | TVA | Electric Utility | CTG1 | SCC1 | 903.9 | 780 | 891 | Natural Gas Fired Combined Cycle | NG | CT | 2003 |  |  | (OP) Operating | [8 empty] | 34.9939 | -90.0378 | 4729768.39 | 31824086.445 | 6.7285 | 64.62%
| American Mun Power-Ohio, Inc | 55701 | Fremont Energy Center | OH | Sandusky | PJM | Electric Utility | CA01 | CC1 | 739.5 | 685.1 | 685.1 | Natural Gas Fired Combined Cycle | NG | CA | 2012 |  |  | (OP) Operating | [8 empty] | 41.3771 | -83.1614 | 3881078.5 | 29053116.905 | 7.4858 | 64.67%
| AES Distributed Energy | 66100 | Water Street Solar | ME | Kennebec | ISNE | IPP Non-CHP | WATER |  | 5 | 5 | 5 | Solar Photovoltaic | SUN | PV | 2022 |  |  | (OP) Operating |  | 6.2 | [6 empty] | 44.2424 | -69.7543 | 0 | 0 | #DIV/0! | 0%
| Cardinal Operating Company | 2828 | Cardinal | OH | Jefferson | PJM | IPP Non-CHP | 1 |  | 1880.4 | 1790 | 1810 | Conventional Steam Coal | BIT | ST | 1970.3333 |  |  | (OP) Operating | [8 empty] | 40.2522 | -80.6486 | 10222078.52 | 98436724.75 | 9.6298 | 64.83%
| Consolidated Edison Development Inc. | 63549 | Water Strider Solar | VA | Halifax | PJM | IPP Non-CHP | WSS |  | 80 | 80 | 80 | Solar Photovoltaic | SUN | PV | 2021 |  |  | (OP) Operating |  | 108.2 | [6 empty] | 37.0164 | -79.0271 | 0 | 0 | #DIV/0! | 0%
| Avista Corp | 7456 | Rathdrum | ID | Kootenai | AVA | Electric Utility | 1 |  | 166.4 | 132 | 175 | Natural Gas Fired Combustion Turbine | NG | GT | 1994 |  |  | (OP) Operating | [8 empty] | 47.8043 | -116.8673 | 871836.28 | 8939477.421 | 10.2536 | 64.84%
| PacifiCorp | 4158 | Dave Johnston | WY | Converse | PACE | Electric Utility | 1 |  | 816.7 | 745 | 755 | Conventional Steam Coal | SUB | ST | 1964 |  |  | (OP) Operating | [8 empty] | 42.8378 | -105.7769 | 4263044.96 | 46021823.285 | 10.7955 | 64.89%
| Madison Energy Investments LLC | 68394 | Waterboro | ME | York | ISNE | IPP Non-CHP | WBMPV |  | 4.9 | 4.9 | 4.9 | Solar Photovoltaic | SUN | PV | 2023 |  |  | (OP) Operating |  | 6.3 | [6 empty] | 43.5911 | -70.7186 | 0 | 0 | #DIV/0! | 0%
| Green Mountain Power Corp | 6520 | Waterbury 22 | VT | Washington | ISNE | Electric Utility | 1 |  | 5.5 | 5 | 5 | Conventional Hydroelectric | WAT | HY | 1953 |  |  | (OP) Operating | [8 empty] | 44.3813 | -72.7677 | 0 | 0 | #DIV/0! | 0%
| Sithe/Independence LLC | 54547 | Sithe Independence Station | NY | Oswego | NYIS | IPP CHP | 1 | BLK1 | 1157.8 | 996.2 | 1195.8 | Natural Gas Fired Combined Cycle | NG | CT | 1994 |  |  | (OP) Operating | [8 empty] | 43.495 | -76.4511 | 6261298.95 | 44139240.724 | 7.0495 | 65.22%
| AGC Division of APGI Inc | 6705 | Warrick | IN | Warrick | MISO | IPP CHP | 1 |  | 822.8 | 594.5 | 724 | Conventional Steam Coal | BIT | ST | 1964.75 |  |  | (OP) Operating | [8 empty] | 37.915 | -87.3328 | 3784480.6 | 39900363.574 | 10.5432 | 65.53%
| Duke Energy Carolinas, LLC | 3270 | Wateree Hydro | SC | Kershaw | DUK | Electric Utility | 1 |  | 90.5 | 74 | 74 | Conventional Hydroelectric | WAT | HY | 1919 |  |  | (OP) Operating | [8 empty] | 34.3355 | -80.7021 | 0 | 0 | #DIV/0! | 0%
| Hays Energy, LLC | 55144 | Hays Energy Project | TX | Hays | ERCO | IPP Non-CHP | U1 |  | 989 | 916 | 1036 | Natural Gas Fired Combined Cycle | NG | CS | 2002 |  |  | (OP) Operating | [8 empty] | 29.7806 | -97.9894 | 5604132.05 | 41122211.588 | 7.3378 | 65.55%
| Entergy Louisiana LLC | 4270 | Waterford 3 | LA | St Charles | MISO | Electric Utility | 3 |  | 1199.8 | 1076 | 1083.2 | Nuclear | NUC | ST | 1985 |  |  | (OP) Operating | [8 empty] | 29.9953 | -90.4716 | 0 | 0 | #DIV/0! | 0%
| Waterford Holdco LLC | 61452 | Waterford Holdco CSG | MN | Rice | MISO | IPP Non-CHP | WATER |  | 2.7 | 2.7 | 2.7 | Solar Photovoltaic | SUN | PV | 2017 |  |  | (OP) Operating |  | 3.8 | [6 empty] | 44.4755 | -93.1986 | 0 | 0 | #DIV/0! | 0%
| Hickory Run Energy, LLC | 61028 | Hickory Run Energy Station | PA | Lawrence | PJM | IPP Non-CHP | CTG1 | HRES | 1033.7 | 938 | 1007.7 | Natural Gas Fired Combined Cycle | NG | CT | 2020 |  |  | (OP) Operating | [8 empty] | 40.9944 | -80.43 | 5590930.64 | 37385291.949 | 6.6868 | 65.6%
| CER Generation LLC | 55411 | Hillabee Energy Center | AL | Tallapoosa | SOCO | IPP Non-CHP | HEC1 | CC1 | 822.8 | 752.7 | 815 | Natural Gas Fired Combined Cycle | NG | CT | 2010 |  |  | (OP) Operating | [8 empty] | 33.0007 | -85.9033 | 4515732.43 | 31487827.626 | 6.9729 | 65.76%
| C-S Canal Hydro, LLC | 61642 | Waterloo Hydroelectric Project | NY | Seneca | NYIS | IPP Non-CHP | 10 |  | 1.5 | 1.5 | 1.5 | Conventional Hydroelectric | WAT | HY | 1915 |  |  | (OP) Operating | [8 empty] | 42.9019 | -76.8623 | 0 | 0 | #DIV/0! | 0%
| Westbrook Energy Center | 55294 | Westbrook Energy Center Power Plant | ME | Cumberland | ISNE | IPP Non-CHP | GTG1 | CC1 | 563.9 | 526.8 | 585.4 | Natural Gas Fired Combined Cycle | NG | CT | 2001 |  |  | (OP) Operating | [8 empty] | 43.6575 | -70.375 | 3205228.54 | 20332126.527 | 6.3434 | 65.8%
| MidAmerican Energy Co | 64984 | Waterloo Solar (IA) | IA | Black Hawk | MISO | Electric Utility | WATS |  | 3 | 3 | 3 | Solar Photovoltaic | SUN | PV | 2022 |  |  | (OP) Operating |  | 3.9 | [6 empty] | 42.5439 | -92.3554 | 0 | 0 | #DIV/0! | 0%
| AES Distributed Energy | 58796 | Waterloo Solar, LLC | IN | DeKalb | MISO | IPP Non-CHP | WS |  | 1 | 1 | 1 | Solar Photovoltaic | SUN | PV | 2012 |  |  | (OP) Operating |  | 1.3 | [6 empty] | 41.4339 | -85.0439 | 0 | 0 | #DIV/0! | 0%
| San Bernardino Valley Mun. Water Dist. | 60466 | Waterman Turnout Hydroelectric | CA | San Bernardino | CISO | Electric Utility | WTHF |  | 1 | 1 | 1 | Conventional Hydroelectric | WAT | HY | 2024 |  |  | (OP) Operating | [8 empty] | 34.1726 | -117.278 | 0 | 0 | #DIV/0! | 0%
| Erie Boulevard Hydropower LP | 2623 | Waterport | NY | Orleans | NYIS | IPP Non-CHP | 1 |  | 4 | 3.8 | 3.8 | Conventional Hydroelectric | WAT | HY | 1921 |  |  | (OP) Operating | [8 empty] | 43.3272 | -78.2394 | 0 | 0 | #DIV/0! | 0%
| Virginia Electric & Power Co | 54844 | Gordonsville Energy LP | VA | Louisa | PJM | Electric Utility | GOR1 | G782 | 300.4 | 218 | 270.2 | Natural Gas Fired Combined Cycle | NG | CT | 1994 |  |  | (OP) Operating | [8 empty] | 38.1247 | -78.2035 | 1410117.74 | 11680335.508 | 8.2832 | 65.95%
| Florida Municipal Power Agency | 54466 | Orlando Cogen LP | FL | Orange | FPC | IPP CHP | GEN1 |  | 122.4 | 120 | 130 | Natural Gas Fired Combined Cycle | NG | CS | 1993 |  |  | (OP) Operating | [8 empty] | 28.4426 | -81.4123 | 722511.11 | 5611914.833 | 7.7672 | 65.98%
| City of Watertown - (NY) | 2700 | Watertown | NY | Jefferson | NYIS | Electric Utility | 1 |  | 8.1 | 6.3 | 6.3 | Conventional Hydroelectric | WAT | HY | 1924 |  |  | (OP) Operating | [8 empty] | 43.9758 | -75.8747 | 0 | 0 | #DIV/0! | 0%
| Fort Pierce Utilities Authority | 56400 | Treasure Coast Energy Center | FL | St Lucie | FMPP | Electric Utility | CT1 | G761 | 411.4 | 318 | 352.1 | Natural Gas Fired Combined Cycle | NG | CT | 2008 |  |  | (OP) Operating | [8 empty] | 27.3839 | -80.3775 | 1941858.12 | 14020010.829 | 7.2199 | 66.16%
| DG Connecticut III, LLC | 64979 | Watertown Solar One, LLC | CT | Litchfield | ISNE | IPP Non-CHP | WTRS1 |  | 2 | 2 | 2 | Solar Photovoltaic | SUN | PV | 2021 |  |  | (OP) Operating |  | 2.8 | [6 empty] | 41.6197 | -73.1484 | 0 | 0 | #DIV/0! | 0%
| Altus Power America Management, LLC | 61627 | Waterville CSG Solar Holdings LLC | MN | Le Sueur | MISO | IPP Non-CHP | WA |  | 5 | 5 | 5 | Solar Photovoltaic | SUN | PV | 2018 |  |  | (OP) Operating |  | 6.6 | [6 empty] | 44.1971 | -93.5712 | 0 | 0 | #DIV/0! | 0%
| Indeck Niles, LLC | 55460 | Indeck Niles Energy Center | MI | Cass | PJM | IPP Non-CHP | CT1 | INEC | 1174.4 | 1081.5 | 1097.1 | Natural Gas Fired Combined Cycle | NG | CT | 2022 |  |  | (OP) Operating | [8 empty] | 41.8621 | -86.2214 | 6325968.34 | 40000325.954 | 6.3232 | 66.29%
| Indiana Michigan Power Co | 59853 | Watervliet PV | MI | Berrien | PJM | Electric Utility | WVPV1 |  | 4.6 | 4.6 | 4.6 | Solar Photovoltaic | SUN | PV | 2016 |  |  | (OP) Operating |  | 6 | [6 empty] | 42.19 | -86.23 | 0 | 0 | #DIV/0! | 0%
| Monongahela Power Co | 3944 | FirstEnergy Harrison Power Station | WV | Harrison | PJM | Electric Utility | 1 |  | 2052 | 1954 | 1984 | Conventional Steam Coal | RC | ST | 1973 |  |  | (OP) Operating | [8 empty] | 39.3842 | -80.3325 | 11484367.88 | 107051142.865 | 9.3215 | 66.58%
| Consolidated Edison Development Inc. | 65221 | Watlington Solar | VA | Halifax | PJM | IPP Non-CHP | WSPV |  | 20 | 20 | 20 | Solar Photovoltaic | SUN | PV | 2023 |  |  | (OP) Operating |  | 25.7 | [6 empty] | 36.6815 | -78.886 | 0 | 0 | #DIV/0! | 0%
| Constellation Power, Inc | 59812 | Wolf Hollow II | TX | Hood | ERCO | IPP Non-CHP | CGT4 | BLK2 | 1231.2 | 1103.4 | 1181 | Natural Gas Fired Combined Cycle | NG | CT | 2017 |  |  | (OP) Operating | [8 empty] | 32.3377 | -97.7346 | 6680598.06 | 44692395.349 | 6.6899 | 66.77%
| Ecoplexus, Inc | 59153 | Watson Seed Farm PV1 | NC | Nash | PJM | IPP Non-CHP | WAT1 |  | 20 | 20 | 20 | Solar Photovoltaic | SUN | PV | 2015 |  |  | (OP) Operating |  | 25 | [6 empty] | 36.1297 | -77.7214 | 0 | 0 | #DIV/0! | 0%
| CD US Solar MT 2 LLC | 58454 | Watts 3115 | CA | San Bernardino | CISO | IPP Non-CHP | 1 |  | 2 | 2 | 2 | Solar Photovoltaic | SUN | PV | 2013 |  |  | (OP) Operating |  | 2 | [6 empty] | 34.6008 | -117.6422 | 0 | 0 | #DIV/0! | 0%
| Tennessee Valley Authority | 3420 | Watts Bar Hydro | TN | Rhea | TVA | Electric Utility | HY1 |  | 174.6 | 196.4 | 184.3 | Conventional Hydroelectric | WAT | HY | 1942.8 |  |  | (OP) Operating | [8 empty] | 35.6197 | -84.7855 | 0 | 0 | #DIV/0! | 0%
| Tennessee Valley Authority | 7722 | Watts Bar Nuclear Plant | TN | Rhea | TVA | Electric Utility | 1 |  | 2539.8 | 2245 | 2343 | Nuclear | NUC | ST | 2006 |  |  | (OP) Operating | [8 empty] | 35.6021 | -84.7895 | 0 | 0 | #DIV/0! | 0%
| Palmetto Power Management LLC | 58317 | Watts Farm | NC | Robeson | CPLE | IPP Non-CHP | 1 |  | 5 | 5 | 5 | Solar Photovoltaic | SUN | PV | 2012 |  |  | (OP) Operating |  | 6.4 | [6 empty] | 34.7269 | -79.3353 | 0 | 0 | #DIV/0! | 0%
| National Institutes of Health | 56668 | NIH Cogeneration Facility | MD | Montgomery | PJM | Commercial Non-CHP | CGT |  | 28 | 27.6 | 28.4 | Natural Gas Fired Combustion Turbine | NG | GT | 2018 |  |  | (OP) Operating | [8 empty] | 39 | -77.0939 | 163970.4 | 1859904.344 | 11.3429 | 66.85%
| Turlock Irrigation District | 56078 | Walnut Energy Center | CA | Stanislaus | TIDC | Electric Utility | 1 | WEC | 300.6 | 269 | 269 | Natural Gas Fired Combined Cycle | NG | CT | 2006 |  |  | (OP) Operating | [8 empty] | 37.4878 | -120.8956 | 1579551.7 | 12787737.432 | 8.0958 | 67.03%
| Wisconsin Public Service Corp | 4077 | Wausau | WI | Marathon | MISO | Electric Utility | 1 |  | 5.4 | 5.4 | 5.4 | Conventional Hydroelectric | WAT | HY | 1922 |  |  | (OP) Operating | [8 empty] | 44.9575 | -89.6367 | 0 | 0 | #DIV/0! | 0%
| Wisconsin Power & Light Co | 65000 | Wautoma Solar | WI | Waushara | MISO | Electric Utility | PV1 |  | 99 | 99 | 99 | Solar Photovoltaic | SUN | PV | 2023 |  |  | (OP) Operating |  | 128.4 | [6 empty] | 44.0625 | -89.3016 | 0 | 0 | #DIV/0! | 0%
| Waverly Municipal Elec Utility | 57214 | Waverly Community Wind Project | IA | Bremer | MISO | Electric Utility | CAN1 |  | 2.7 | 2.7 | 2.7 | Onshore Wind Turbine | WND | WT | 2007.3333 |  |  | (OP) Operating | [8 empty] | 42.7317 | -92.4711 | 0 | 0 | #DIV/0! | 0%
| Oklahoma Gas & Electric Co | 50558 | Frontier | OK | Oklahoma | SWPP | Electric Utility | GT01 | CC01 | 131.4 | 126 | 126 | Natural Gas Fired Combined Cycle | NG | CT | 1989 |  |  | (OP) Operating | [8 empty] | 35.4422 | -97.6477 | 739864.9 | 5976382.868 | 8.0777 | 67.03%
| Waverly Solar, LLC | 65225 | Waverly Solar, LLC | VA | Sussex | PJM | IPP Non-CHP | ENX17 |  | 118 | 118 | 118 | Solar Photovoltaic | SUN | PV | 2023 |  |  | (OP) Operating |  | 149.2 | [6 empty] | 37.0208 | -77.1226 | 0 | 0 | #DIV/0! | 0%
| Waverly Wind Farm LLC | 57614 | Waverly Wind Farm LLC | KS | Coffey | SWPP | IPP Non-CHP | GEN1 |  | 199 | 199 | 199 | Onshore Wind Turbine | WND | WT | 2016 |  |  | (OP) Operating | [8 empty] | 38.2569 | -95.8142 | 0 | 0 | #DIV/0! | 0%
| Generate Capital | 61587 | WaveSun Community Solar | MN | Wright | MISO | IPP Non-CHP | 1 |  | 5 | 5 | 5 | Solar Photovoltaic | SUN | PV | 2017 |  |  | (OP) Operating |  | 7.1 | [6 empty] | 45.0608 | -93.9802 | 0 | 0 | #DIV/0! | 0%
| Florida Power & Light Co | 643 | Lansing Smith | FL | Bay | FPL | Electric Utility | 3A | G180 | 661.5 | 692 | 686 | Natural Gas Fired Combined Cycle | NG | CT | 1994.25 |  |  | (OP) Operating | [8 empty] | 30.2686 | -85.7003 | 4055382.64 | 28519576.51 | 7.0325 | 67.19%
| Wisconsin Electric Power Co | 1785 | Way Dam | MI | Iron | MISO | Electric Utility | 1 |  | 1.8 | 1.8 | 1.8 | Conventional Hydroelectric | WAT | HY | 1949 |  |  | (OP) Operating | [8 empty] | 46.1592 | -88.2353 | 0 | 0 | #DIV/0! | 0%
| Sequitur Renewables, LLC | 56001 | Waymart Wind | PA | Wayne | PJM | IPP Non-CHP | GE15 |  | 64.5 | 64.5 | 64.5 | Onshore Wind Turbine | WND | WT | 2003 |  |  | (OP) Operating | [8 empty] | 41.5533 | -75.4542 | 0 | 0 | #DIV/0! | 0%
| Northern States Power Co - Minnesota | 1927 | Riverside (MN) | MN | Hennepin | MISO | Electric Utility | 10 | RIV0 | 585.9 | 454 | 500 | Natural Gas Fired Combined Cycle | NG | CT | 2001.6667 |  |  | (OP) Operating | [8 empty] | 45.0203 | -93.2753 | 2816740.4 | 19302648.525 | 6.8528 | 67.41%
| Kissimmee Utility Authority | 7238 | Cane Island | FL | Osceola | FMPP | Electric Utility | 1 |  | 706 | 679 | 749 | Natural Gas Fired Combustion Turbine | NG | GT | 2001.4286 |  |  | (OP) Operating | [8 empty] | 28.2764 | -81.533 | 4220609.69 | 29885111.939 | 7.0808 | 67.48%
| Wayne Solar I, LLC | 60602 | Wayne Solar I LLC | NC | Wayne | DUK | IPP Non-CHP | WYN1 |  | 5 | 5 | 5 | Solar Photovoltaic | SUN | PV | 2014 |  |  | (OP) Operating |  | 6.5 | [6 empty] | 35.2211 | -78.019 | 0 | 0 | #DIV/0! | 0%
| Wayne Solar II, LLC | 60598 | Wayne Solar II LLC | NC | Wayne | DUK | IPP Non-CHP | WYN2 |  | 5 | 5 | 5 | Solar Photovoltaic | SUN | PV | 2014 |  |  | (OP) Operating |  | 6.5 | [6 empty] | 35.3156 | -78.0795 | 0 | 0 | #DIV/0! | 0%
| Wayne Solar III, LLC | 60597 | Wayne Solar III LLC | NC | Wayne | DUK | IPP Non-CHP | WYN3 |  | 5 | 5 | 5 | Solar Photovoltaic | SUN | PV | 2014 |  |  | (OP) Operating |  | 6.5 | [6 empty] | 35.3244 | -77.8712 | 0 | 0 | #DIV/0! | 0%
| Dimension Energy LLC | 67530 | Waynesboro Bridge Solar, LLC Community S | VA | Augusta | PJM | IPP Non-CHP | WAYNE |  | 5 | 5 | 5 | Solar Photovoltaic | SUN | PV | 2024 |  |  | (OP) Operating |  | 6.9 | [6 empty] | 38.1022 | -78.9234 | 0 | 0 | #DIV/0! | 0%
| Georgia Power Co | 62409 | Waynesboro Community Solar | GA | Burke | SOCO | Electric Utility | 1 |  | 2.4 | 2.4 | 2.4 | Solar Photovoltaic | SUN | PV | 2019 |  |  | (OP) Operating |  | 3.2 | [6 empty] | 33.1706 | -81.8239 | 0 | 0 | #DIV/0! | 0%
| Missouri Jnt Muni.Pwr Elec. Ut. Comm. | 60706 | Waynesville Solar Farm (MO) | MO | Pulaski | SWPP | IPP Non-CHP | WSF1 |  | 2.8 | 2.8 | 2.8 | Solar Photovoltaic | SUN | PV | 2016 |  |  | (OP) Operating |  | 3.2 | [6 empty] | 37.8041 | -92.2535 | 0 | 0 | #DIV/0! | 0%
| Carville Energy LLC | 55404 | Carville Energy LLC | LA | Iberville | MISO | IPP CHP | CTG1 | CC1 | 555 | 521 | 541 | Natural Gas Fired Combined Cycle | NG | CT | 2003 |  |  | (OP) Operating | [8 empty] | 30.2294 | -91.065 | 3144402.97 | 24373356.159 | 7.7513 | 67.6%
| MN8 Energy LLC | 57848 | WC Landfill Energy LLC | NJ | Warren | PJM | IPP Non-CHP | SOLAR |  | 1 | 1 | 1 | Solar Photovoltaic | SUN | PV | 2013 |  |  | (OP) Operating |  | 1.2 | [6 empty] | 40.831 | -75.0158 | 0 | 0 | #DIV/0! | 0%
| University of Minnesota WCROC | 57823 | WCROC Wind Farm | MN | Stevens | MISO | IPP Non-CHP | WTG1 |  | 1.7 | 0.4 | 0.7 | Onshore Wind Turbine | WND | WT | 2005 |  |  | (OP) Operating | [8 empty] | 45.5897 | -95.8769 | 0 | 0 | #DIV/0! | 0%
| Public Service Elec & Gas Co | 57383 | WEA Texas Bayonne | NJ | Hudson | PJM | Electric Utility | BAYO |  | 1.5 | 1.5 | 1.5 | Solar Photovoltaic | SUN | PV | 2010 |  |  | (OP) Operating |  | 1.7 | [6 empty] | 40.6772 | -74.0919 | 0 | 0 | #DIV/0! | 0%
| FPL Energy Weatherford, LLC | 56273 | Weatherford Wind Energy Center | OK | Custer | SWPP | IPP Non-CHP | 1 |  | 147 | 147 | 147 | Onshore Wind Turbine | WND | WT | 2005 |  |  | (OP) Operating | [8 empty] | 35.5094 | -98.7346 | 0 | 0 | #DIV/0! | 0%
| Arizona Public Service Co | 2442 | Four Corners | NM | San Juan | AZPS | Electric Utility | 4 |  | 1636.2 | 1540 | 1540 | Conventional Steam Coal | BIT | ST | 1969.5 | 12 | 2031 | (OP) Operating | [8 empty] | 36.69 | -108.4814 | 9144002.18 | 88799025.386 | 9.7112 | 67.78%
| Weaver Solar | 62347 | Weaver Solar | SC | Lee | CPLE | IPP Non-CHP | 90 |  | 2 | 2 | 2 | Solar Photovoltaic | SUN | PV | 2021 |  |  | (OP) Operating |  | 2.8 | [6 empty] | 34.0694 | -80.0785 | 0 | 0 | #DIV/0! | 0%
| Weaver Wind, LLC (Longroad) | 63132 | Weaver Wind | ME | Hancock | ISNE | IPP Non-CHP | WEAVR |  | 72.6 | 72.6 | 72.6 | Onshore Wind Turbine | WND | WT | 2020 |  |  | (OP) Operating | [8 empty] | 44.7225 | -68.1636 | 0 | 0 | #DIV/0! | 0%
| WEB Brookfield Solar LLC | 66318 | WEB Brookfield | MA | Worcester | ISNE | IPP Non-CHP | BROK1 |  | 3.4 | 3.4 | 3.4 | Solar Photovoltaic | SUN | PV | 2021 |  |  | (OP) Operating |  | 5.1 | [6 empty] | 42.1916 | -72.1094 | 0 | 0 | #DIV/0! | 0%
| Wisconsin Electric Power Co | 4040 | Port Washington Generating Station | WI | Ozaukee | MISO | Electric Utility | 1CT1 | PWG1 | 1229.6 | 1236.5 | 1352.2 | Natural Gas Fired Combined Cycle | NG | CT | 2006.5 |  |  | (OP) Operating | [8 empty] | 43.3842 | -87.8689 | 7712364.84 | 52185878.02 | 6.7665 | 68.02%
| NextGrid Mastic, LLC | 66244 | Webb Road Solar | ME | Kennebec | ISNE | IPP Non-CHP | WEBRD |  | 4.6 | 4.6 | 4.6 | Solar Photovoltaic | SUN | PV | 2022 |  |  | (OP) Operating |  | 5.1 | [6 empty] | 44.5282 | -69.6973 | 0 | 0 | #DIV/0! | 0%
| Consumers Energy Co - (MI) | 1722 | Webber | MI | Ionia | MISO | Electric Utility | 1 |  | 4.3 | 1 | 1.6 | Conventional Hydroelectric | WAT | HY | 1928 |  |  | (OP) Operating | [8 empty] | 42.9528 | -84.9025 | 0 | 0 | #DIV/0! | 0%
| USCE-Tulsa District | 2987 | Webbers Falls | OK | Muskogee | SPA | Electric Utility | 1 |  | 75 | 75 | 75 | Conventional Hydroelectric | WAT | HY | 1973 |  |  | (OS) Out of service and NOT expected to return to service in next calendar year | [8 empty] | 35.5531 | -95.1708 | 0 | 0 | #DIV/0! | 0%
| FRV AE Solar LLC | 57699 | Webberville Solar Project | TX | Travis | ERCO | IPP Non-CHP | AES1 |  | 30 | 30 | 30 | Solar Photovoltaic | SUN | PV | 2011 |  |  | (OP) Operating |  | 35 | [6 empty] | 30.2385 | -97.5088 | 0 | 0 | #DIV/0! | 0%
| PacifiCorp | 3661 | Weber | UT | Weber | PACE | Electric Utility | 1 |  | 3.8 | 2 | 2 | Conventional Hydroelectric | WAT | HY | 1911 |  |  | (OP) Operating | [8 empty] | 41.1376 | -111.8849 | 0 | 0 | #DIV/0! | 0%
| Tesla Inc. | 60821 | Weber State University - Davis Campus PV | UT | Davis | WACM | IPP Non-CHP | PV1 |  | 1.3 | 1.3 | 1.3 | Solar Photovoltaic | SUN | PV | 2017 |  |  | (OP) Operating |  | 1.8 | [6 empty] | 41.099 | -111.9822 | 0 | 0 | #DIV/0! | 0%
| Public Service Co of NM | 55343 | Luna Energy Facility | NM | Luna | PNM | Electric Utility | CTG1 | CC1 | 650 | 559 | 611 | Natural Gas Fired Combined Cycle | NG | CT | 2006 |  |  | (OP) Operating | [8 empty] | 32.2993 | -107.7834 | 3487204.48 | 23978924.333 | 6.8763 | 68.05%
| Greenbacker Renewable Energy Corporation | 66753 | Webster Creek (Oak 2) | WI | Juneau | MISO | IPP Non-CHP | 714 |  | 1.5 | 1.5 | 1.5 | Solar Photovoltaic | SUN | PV | 2023 |  |  | (OP) Operating |  | 1.8 | [6 empty] | 43.8635 | -90.1558 | 0 | 0 | #DIV/0! | 0%
| Webster Holdco LLC | 60830 | Webster Holdco Solar CSG | MN | Rice | MISO | IPP Non-CHP | WEBST |  | 5 | 5 | 5 | Solar Photovoltaic | SUN | PV | 2017 |  |  | (OP) Operating |  | 6.7 | [6 empty] | 44.5297 | -93.4106 | 0 | 0 | #DIV/0! | 0%
| Webster Solar, LLC | 65722 | Webster Solar | MA | Worcester | ISNE | IPP Non-CHP | 2538 |  | 1 | 1 | 0.8 | Solar Photovoltaic | SUN | PV | 2017 |  |  | (OP) Operating |  | 1.1 | [6 empty] | 42.0281 | -71.8503 | 0 | 0 | #DIV/0! | 0%
| WED Coventry One, LLC | 59301 | WED Coventry 1 | RI | Kent | ISNE | IPP Non-CHP | WEDC1 |  | 1.5 | 1.5 | 1.5 | Onshore Wind Turbine | WND | WT | 2016 |  |  | (OP) Operating | [8 empty] | 41.6758 | -71.7075 | 0 | 0 | #DIV/0! | 0%
| WED Coventry Two, LLC | 59302 | WED Coventry 2 | RI | Kent | ISNE | IPP Non-CHP | COV2 |  | 4.5 | 4.5 | 4.5 | Onshore Wind Turbine | WND | WT | 2016 |  |  | (OP) Operating | [8 empty] | 41.6725 | -71.7058 | 0 | 0 | #DIV/0! | 0%
| WED Coventry Three, LLC | 59305 | WED Coventry 3 | RI | Kent | ISNE | IPP Non-CHP | WEDC3 |  | 1.5 | 1.5 | 1.5 | Onshore Wind Turbine | WND | WT | 2016 |  |  | (OP) Operating | [8 empty] | 41.6956 | -71.7208 | 0 | 0 | #DIV/0! | 0%
| WED Coventry Four, LLC | 59306 | WED Coventry 4 | RI | Kent | ISNE | IPP Non-CHP | WEDC4 |  | 1.5 | 1.5 | 1.5 | Onshore Wind Turbine | WND | WT | 2016 |  |  | (OP) Operating | [8 empty] | 41.6864 | -71.7283 | 0 | 0 | #DIV/0! | 0%
| Greenbacker Renewable Energy Corporation | 59313 | WED Coventry 5 | RI | Kent | ISNE | IPP Non-CHP | COV5 |  | 1.5 | 1.5 | 1.5 | Onshore Wind Turbine | WND | WT | 2017 |  |  | (OP) Operating | [8 empty] | 41.6597 | -71.6997 | 0 | 0 | #DIV/0! | 0%
| Greenbacker Renewable Energy Corporation | 59314 | WED Coventry 6 | RI | Kent | ISNE | IPP Non-CHP | COV6 |  | 4.5 | 4.5 | 4.5 | Onshore Wind Turbine | WND | WT | 2016 |  |  | (OP) Operating | [8 empty] | 41.6697 | -71.7083 | 0 | 0 | #DIV/0! | 0%
| WED Coventry Seven, LLC | 64333 | WED Coventry Seven, LLC | RI | Kent | ISNE | IPP Non-CHP | WED7 |  | 3 | 3 | 3 | Solar Photovoltaic | SUN | PV | 2020 |  |  | (OP) Operating |  | 4 | [6 empty] | 41.6976 | -71.7223 | 0 | 0 | #DIV/0! | 0%
| WED Green Hill, LLC | 62106 | WED Green Hill, LLC | RI | Providence | ISNE | IPP Non-CHP | GHILL |  | 3 | 3 | 3 | Onshore Wind Turbine | WND | WT | 2019 |  |  | (OP) Operating | [8 empty] | 41.7978 | -71.5297 | 0 | 0 | #DIV/0! | 0%
| CleanCapital Holdings | 62118 | WED GW Solar, LLC | RI | Providence | ISNE | IPP Non-CHP | GWSOL |  | 3 | 3 | 3 | Solar Photovoltaic | SUN | PV | 2019 |  |  | (OP) Operating |  | 3.6 | [6 empty] | 41.937 | -71.4876 | 0 | 0 | #DIV/0! | 0%
| CleanCapital Holdings | 61622 | WED Kingstown Solar I - East Array | RI | Washington | ISNE | IPP Non-CHP | KTNWA |  | 3 | 3 | 3 | Solar Photovoltaic | SUN | PV | 2017 |  |  | (OP) Operating |  | 3.8 | [6 empty] | 41.4923 | -71.6191 | 0 | 0 | #DIV/0! | 0%
| CleanCapital Holdings | 61612 | WED Kingstown Solar I, LLC - West | RI | Washington | ISNE | IPP Non-CHP | KTNEA |  | 1.5 | 1.5 | 1.5 | Solar Photovoltaic | SUN | PV | 2017 |  |  | (OP) Operating |  | 1.7 | [6 empty] | 41.4918 | -71.6246 | 0 | 0 | #DIV/0! | 0%
| WED NK Green LLC | 59295 | WED NK Green | RI | Washington | ISNE | IPP Non-CHP | NKG1 |  | 1.5 | 1.5 | 1.5 | Onshore Wind Turbine | WND | WT | 2012 |  |  | (OP) Operating | [8 empty] | 41.5817 | -71.4867 | 0 | 0 | #DIV/0! | 0%
| WED Plainfield II, LLC | 62107 | WED Plainfield II, LLC | RI | Providence | ISNE | IPP Non-CHP | PLAI2 |  | 3 | 3 | 3 | Onshore Wind Turbine | WND | WT | 2019 |  |  | (OP) Operating | [8 empty] | 41.7946 | -71.54 | 0 | 0 | #DIV/0! | 0%
| WED Plainfield III, LLC | 62108 | WED Plainfield III, LLC | RI | Providence | ISNE | IPP Non-CHP | PLAI3 |  | 3 | 3 | 3 | Onshore Wind Turbine | WND | WT | 2019 |  |  | (OP) Operating | [8 empty] | 41.7935 | -71.5306 | 0 | 0 | #DIV/0! | 0%
| WED Plainfield, LLC | 62109 | WED Plainfield, LLC | RI | Providence | ISNE | IPP Non-CHP | PLAI1 |  | 3 | 3 | 3 | Onshore Wind Turbine | WND | WT | 2019 |  |  | (OP) Operating | [8 empty] | 41.7961 | -71.5358 | 0 | 0 | #DIV/0! | 0%
| Greenbacker Renewable Energy Corporation | 61002 | WED Portsmouth One, LLC | RI | Newport | ISNE | IPP Non-CHP | PORT1 |  | 1.5 | 1.5 | 1.5 | Onshore Wind Turbine | WND | WT | 2016 |  |  | (OP) Operating | [8 empty] | 41.612 | -71.2493 | 0 | 0 | #DIV/0! | 0%
| WED Shun I, LLC | 62110 | WED Shun I, LLC | RI | Providence | ISNE | IPP Non-CHP | SHUN1 |  | 3 | 3 | 3 | Onshore Wind Turbine | WND | WT | 2019 |  |  | (OP) Operating | [8 empty] | 41.7985 | -71.5407 | 0 | 0 | #DIV/0! | 0%
| WED Shun II, LLC | 62111 | WED Shun II, LLC | RI | Providence | ISNE | IPP Non-CHP | SHUN2 |  | 3 | 3 | 3 | Onshore Wind Turbine | WND | WT | 2019 |  |  | (OP) Operating | [8 empty] | 41.8001 | -71.5362 | 0 | 0 | #DIV/0! | 0%
| WED Shun III, LLC | 62112 | WED Shun III, LLC | RI | Providence | ISNE | IPP Non-CHP | SHUN3 |  | 3 | 3 | 3 | Onshore Wind Turbine | WND | WT | 2019 |  |  | (OP) Operating | [8 empty] | 41.7991 | -71.5493 | 0 | 0 | #DIV/0! | 0%
| CleanCapital Holdings | 61613 | WED Stilson Solar | RI | Washington | ISNE | IPP Non-CHP | STILS |  | 2 | 2 | 2 | Solar Photovoltaic | SUN | PV | 2017 |  |  | (OP) Operating |  | 2.5 | [6 empty] | 41.5188 | -71.6865 | 0 | 0 | #DIV/0! | 0%
| Strata Manager, LLC | 65547 | Wedge | NC | Wayne | CPLE | IPP Non-CHP | WEDGE |  | 5 | 5 | 5 | Solar Photovoltaic | SUN | PV | 2021 |  |  | (OP) Operating |  | 6.8 | [6 empty] | 35.4162 | -77.9192 | 0 | 0 | #DIV/0! | 0%
| Eagle Creek Renewable Energy, LLC | 54387 | Weeks Falls | WA | King | PSEI | IPP Non-CHP | GEN1 |  | 4.3 | 4.2 | 4.2 | Conventional Hydroelectric | WAT | HY | 1990 |  |  | (OP) Operating | [8 empty] | 47.4335 | -121.6483 | 0 | 0 | #DIV/0! | 0%
| HEN Infrastructure, L.L.C. | 66783 | Weil Tract BESS | TX | Nueces | ERCO | IPP Non-CHP | WEILT |  | 9.9 | 9.9 | 9.9 | Batteries | MWH | BA | 2024 |  |  | (OP) Operating | 9.9 | [7 empty] | 27.7969 | -97.4871 | 0 | 0 | #DIV/0! | 0%
| Idaho Power Co | 66330 | Weiser BESS | ID | Washington | IPCO | Electric Utility | 1 |  | 3 | 3 | 3 | Batteries | MWH | BA | 2025 |  |  | (OP) Operating | 12 | [7 empty] | 44.2475 | -116.9853 | 0 | 0 | #DIV/0! | 0%
| Alabama Power Co | 20 | Weiss Dam | AL | Cherokee | SOCO | Electric Utility | 1 |  | 87.6 | 81 | 72.9 | Conventional Hydroelectric | WAT | HY | 1961.3333 |  |  | (OP) Operating | [8 empty] | 34.1721 | -85.7538 | 0 | 0 | #DIV/0! | 0%
| Federated Rural Electric Assn | 57248 | Welcome Wind Turbine | MN | Martin | MISO | Electric Utility | WIND1 |  | 2.1 | 2.1 | 2.1 | Onshore Wind Turbine | WND | WT | 2008 |  |  | (OA) Out of service but expected to return to service in next calendar year | [8 empty] | 43.6825 | -94.5892 | 0 | 0 | #DIV/0! | 0%
| MN8 Energy LLC | 60720 | Weld 1 Community Solar Array | CO | Weld | PSCO | IPP Non-CHP | WELD1 |  | 1.5 | 1.5 | 1.5 | Solar Photovoltaic | SUN | PV | 2017 |  |  | (OP) Operating |  | 2 | [6 empty] | 40.2321 | -104.7919 | 0 | 0 | #DIV/0! | 0%
| Berlin Station, LLC | 58054 | Burgess BioPower | NH | Coos | ISNE | IPP Non-CHP | ST01 |  | 75 | 67.5 | 67.5 | Wood/Wood Waste Biomass | WDS | ST | 2013 |  |  | (OP) Operating | [8 empty] | 44.4719 | -71.1753 | 404381.61 | 5817423.405 | 14.386 | 68.39%
| Edgewater Generation, LLC | 55298 | Fairless Energy Center | PA | Bucks | PJM | IPP Non-CHP | CT1A | BLK1 | 1338 | 1280 | 1355.4 | Natural Gas Fired Combined Cycle | NG | CT | 2004 |  |  | (OP) Operating | [8 empty] | 40.1475 | -74.7411 | 7926813.37 | 53718181.219 | 6.7768 | 68.67%
| Mississippi Power Co | 57037 | Ratcliffe | MS | Kemper | SOCO | Electric Utility | 1A | 0001 | 840 | 704 | 730 | Natural Gas Fired Combined Cycle | NG | CT | 2014 |  |  | (OP) Operating | [8 empty] | 32.6547 | -88.7622 | 4313821.08 | 31211260.218 | 7.2352 | 68.68%
| Corpus Christi Cogeneration LLC | 55206 | Corpus Christi Energy Center | TX | Nueces | ERCO | IPP CHP | CT1 | CCEC | 593.3 | 506 | 518 | Natural Gas Fired Combined Cycle | NG | CT | 2002 |  |  | (OP) Operating | [8 empty] | 27.8139 | -97.4283 | 3087056.41 | 23843459.77 | 7.7237 | 68.83%
| Oglethorpe Power Corporation | 7917 | Chattahoochee Energy Facility | GA | Heard | SOCO | Electric Utility | 1 | 2224 | 539.7 | 466 | 526 | Natural Gas Fired Combined Cycle | NG | CT | 2003 |  |  | (OP) Operating | [8 empty] | 33.4072 | -85.0386 | 2991098.46 | 20250869.614 | 6.7704 | 68.84%
| Kentucky Utilities Co | 1356 | Ghent | KY | Carroll | LGEE | Electric Utility | 1 |  | 2225.9 | 1919 | 1919 | Conventional Steam Coal | BIT | ST | 1979 |  |  | (OP) Operating | [8 empty] | 38.7497 | -85.035 | 11580029.2 | 111109967.776 | 9.595 | 68.89%
| Tiverton Power LLC | 55048 | Tiverton Power Plant | RI | Newport | ISNE | IPP Non-CHP | UNT1 | 1226 | 290.1 | 273 | 291.8 | Natural Gas Fired Combined Cycle | NG | CT | 2000 |  |  | (OP) Operating | [8 empty] | 41.6422 | -71.1706 | 1718041.39 | 11848484.182 | 6.8965 | 69.45%
| Wellons Farm, LLC | 59584 | Wellons Farm | NC | Johnston | DUK | IPP Non-CHP | PV1 |  | 5 | 5 | 5 | Solar Photovoltaic | SUN | PV | 2015 |  |  | (OP) Operating |  | 6.7 | [6 empty] | 35.5117 | -78.2911 | 0 | 0 | #DIV/0! | 0%
| PUD No 1 of Douglas County | 3886 | Wells | WA | Chelan | DOPD | Electric Utility | U-1 |  | 855.2 | 875 | 875 | Conventional Hydroelectric | WAT | HY | 1967.5 |  |  | (OP) Operating | [5 empty] | 2028 | 8 | 5 | 47.9469 | -119.8653 | 0 | 0 | #DIV/0! | 0%
| Nautilus Solar Solutions | 67340 | Wells (ME) | ME | York | ISNE | IPP Non-CHP | SC |  | 4.8 | 4.8 | 4.8 | Solar Photovoltaic | SUN | PV | 2022 |  |  | (OP) Operating |  | 6.5 | [6 empty] | 43.3274 | -70.629 | 0 | 0 | #DIV/0! | 0%
| Constellation Power, Inc | 60122 | Colorado Bend II | TX | Wharton | ERCO | IPP Non-CHP | CT7 | BLK3 | 1230.3 | 1142.7 | 1210.3 | Natural Gas Fired Combined Cycle | NG | CT | 2017 |  |  | (OP) Operating | [8 empty] | 29.2894 | -96.0654 | 7158180.79 | 46936571.227 | 6.5571 | 69.46%
| MidAmerican Energy Co | 58886 | Wellsburg Wind Project | IA | Grundy | MISO | Electric Utility | WBWF |  | 140.8 | 138.6 | 138.6 | Onshore Wind Turbine | WND | WT | 2014 |  |  | (OP) Operating | [8 empty] | 42.3908 | -92.9667 | 0 | 0 | #DIV/0! | 0%
| Entergy Louisiana LLC | 60927 | Lake Charles Power | LA | Calcasieu | MISO | Electric Utility | 1A | PB01 | 1000 | 1000 | 1000 | Natural Gas Fired Combined Cycle | NG | CT | 2020 |  |  | (OP) Operating | [8 empty] | 30.271 | -93.2886 | 6087714.92 | 40585913.614 | 6.6669 | 69.49%
| Georgia Power Co | 56150 | McIntosh Combined Cycle Facility | GA | Effingham | SOCO | Electric Utility | 10ST | G110 | 1376.6 | 1315.6 | 1359.8 | Natural Gas Fired Combined Cycle | NG | CA | 2005 |  |  | (OP) Operating | [8 empty] | 32.3478 | -81.1817 | 8143562.09 | 56960122.647 | 6.9945 | 69.49%
| Wendell MA 1 LLC | 68441 | Wendell MA 1 | MA | Franklin | ISNE | IPP Non-CHP | 14998 |  | 1 | 1 | 1 | Solar Photovoltaic | SUN | PV | 2018 |  |  | (OP) Operating |  | 1.4 | [6 empty] | 42.56 | -72.399 | 0 | 0 | #DIV/0! | 0%
| Sol Systems | 62595 | Wendell Solar Farm LLC | NC | Johnston | CPLE | IPP Non-CHP | 10424 |  | 5 | 5 | 5 | Solar Photovoltaic | SUN | PV | 2019 |  |  | (OP) Operating |  | 6.3 | [6 empty] | 35.7346 | -78.355 | 0 | 0 | #DIV/0! | 0%
| Dynegy Midwest Generation Inc | 889 | Baldwin Energy Complex | IL | Randolph | MISO | IPP Non-CHP | 1 |  | 1259.6 | 1157 | 1185 | Conventional Steam Coal | SUB | ST | 1971.5 | 12 | 2027 | (OP) Operating | [8 empty] | 38.205 | -89.8544 | 7160404.24 | 66471367.124 | 9.2832 | 69.8%
| Wessington Wind | 56650 | Wessington Springs | SD | Jerauld | SWPP | IPP Non-CHP | 1 |  | 51 | 51 | 51 | Onshore Wind Turbine | WND | WT | 2009 |  |  | (OP) Operating | [8 empty] | 44.0025 | -98.5908 | 0 | 0 | #DIV/0! | 0%
| Santa Rosa Energy Center LLC | 55242 | Santa Rosa Energy Center | FL | Santa Rosa | FPL | IPP Non-CHP | CT01 | CC1 | 274.5 | 235.9 | 247.9 | Natural Gas Fired Combined Cycle | NG | CT | 2003 |  |  | (OP) Operating | [8 empty] | 30.5664 | -87.115 | 1482865.21 | 10882123.849 | 7.3386 | 69.98%
| CMS Generation Operating Co II | 10525 | Craven County Wood Energy LP | NC | Craven | CPLE | IPP Non-CHP | 1UNI |  | 50 | 47 | 47 | Wood/Wood Waste Biomass | WDS | ST | 1990 |  |  | (OP) Operating | [8 empty] | 35.1302 | -77.1679 | 289010.3 | 4541121.363 | 15.7127 | 70.2%
| AES Distributed Energy | 63473 | West A&B Solar Project Hybrid CSG | MA | Worcester | ISNE | IPP Non-CHP | BATT |  | 4.3 | 4.3 | 4.3 | Batteries | MWH | BA | 2020 |  |  | (OP) Operating | 3.5 | [7 empty] | 42.0748 | -72.0038 | 0 | 0 | #DIV/0! | 0%
| Idaho Power Co | 57028 | Langley Gulch Power Plant | ID | Payette | IPCO | Electric Utility | GTG | LG1 | 318.5 | 305.5 | 301.6 | Natural Gas Fired Combined Cycle | NG | CT | 2012 |  |  | (OP) Operating | [8 empty] | 43.9044 | -116.8197 | 1868382.48 | 12703700.429 | 6.7993 | 70.26%
| Quail Run Energy Partners, LP | 56349 | Quail Run Energy Center | TX | Ector | ERCO | IPP Non-CHP | CT1A | 830 | 550.4 | 472.2 | 532.2 | Natural Gas Fired Combined Cycle | NG | CT | 2005.5 |  |  | (OP) Operating | [8 empty] | 31.8414 | -102.315 | 3094578.28 | 26931296.801 | 8.7027 | 70.34%
| Town of West Boylston - (MA) | 61415 | West Boylston Community Shared Solar | MA | Worcester | ISNE | Electric Utility | CS1 |  | 1.5 | 1.5 | 1.5 | Solar Photovoltaic | SUN | PV | 2016 |  |  | (OP) Operating |  | 2.1 | [6 empty] | 42.3314 | -71.7711 | 0 | 0 | #DIV/0! | 0%
| MN8 Energy LLC | 60424 | West Bridgewater AB CSG | MA | Plymouth | ISNE | IPP Non-CHP | WBAB |  | 1.7 | 1.7 | 1.7 | Solar Photovoltaic | SUN | PV | 2017 |  |  | (OP) Operating |  | 2.2 | [6 empty] | 42.0253 | -71.0336 | 0 | 0 | #DIV/0! | 0%
| Nautilus Solar Solutions | 61629 | West Brookfield Solar - Gilbertsville Rd | MA | Worcester | ISNE | IPP Non-CHP | WB |  | 4 | 4 | 3 | Solar Photovoltaic | SUN | PV | 2017 |  |  | (OP) Operating |  | 5.9 | [6 empty] | 42.2725 | -72.2103 | 0 | 0 | #DIV/0! | 0%
| CVI CleanCapital Solar 7 | 60644 | West Brookfield Solar, LLC | MA | Worcester | ISNE | IPP Non-CHP | WBRK |  | 1.4 | 1.4 | 1.4 | Solar Photovoltaic | SUN | PV | 2016 |  |  | (OP) Operating |  | 1.8 | [6 empty] | 42.2228 | -72.1295 | 0 | 0 | #DIV/0! | 0%
| Brookfield White Pine Hydro LLC | 1508 | West Buxton | ME | York | ISNE | IPP Non-CHP | WB1 |  | 7.7 | 7.7 | 7.7 | Conventional Hydroelectric | WAT | HY | 1937 |  |  | (OP) Operating | [8 empty] | 43.6669 | -70.6021 | 0 | 0 | #DIV/0! | 0%
| Basin Electric Power Coop | 6469 | Antelope Valley | ND | Mercer | SWPP | Electric Utility | 1 |  | 954 | 900 | 900 | Conventional Steam Coal | LIG | ST | 1985 |  |  | (OP) Operating | [8 empty] | 47.3705 | -101.8357 | 5559437.41 | 60116019.501 | 10.8133 | 70.52%
| RISEC Operating Services | 55107 | Rhode Island State Energy Center | RI | Providence | ISNE | IPP Non-CHP | CTG1 | CC1 | 596 | 554 | 615 | Natural Gas Fired Combined Cycle | NG | CT | 2002 |  |  | (OP) Operating | [8 empty] | 41.8017 | -71.5186 | 3612485.34 | 24907335.162 | 6.8948 | 70.55%
| City of Santa Clara - (CA) | 56026 | Donald Von Raesfeld Power Plant | CA | Santa Clara | CISO | Electric Utility | CTG1 | DVR1 | 154 | 147.8 | 147.8 | Natural Gas Fired Combined Cycle | NG | CT | 2005 |  |  | (OP) Operating | [8 empty] | 37.3767 | -121.9508 | 916372.27 | 7139875.866 | 7.7915 | 70.78%
| Barton Village, Inc | 3753 | West Charleston | VT | Orleans | ISNE | Electric Utility | 1 |  | 1.4 | 1.3 | 1.3 | Conventional Hydroelectric | WAT | HY | 1939.5 |  |  | (OP) Operating | [8 empty] | 44.8874 | -72.0554 | 0 | 0 | #DIV/0! | 0%
| Jackson Generation, LLC | 62926 | Jackson Generation, LLC | IL | Will | PJM | IPP Non-CHP | 01 |  | 1288.6 | 1185.5 | 1185.5 | Natural Gas Fired Combined Cycle | NG | CS | 2022 |  |  | (OP) Operating | [8 empty] | 41.4385 | -88.1106 | 7350944.83 | 48027201.579 | 6.5335 | 70.78%
| Generate Capital | 66233 | West Creek Solar | NY | Tioga | NYIS | IPP Non-CHP | 10995 |  | 5 | 5 | 5 | Solar Photovoltaic | SUN | PV | 2021 |  |  | (OP) Operating |  | 6.9 | [6 empty] | 42.1926 | -76.2593 | 0 | 0 | #DIV/0! | 0%
| Green Mountain Power Corp | 3743 | West Danville 15 | VT | Caledonia | ISNE | Electric Utility | 1 |  | 1 | 1 | 1 | Conventional Hydroelectric | WAT | HY | 1917 |  |  | (OP) Operating | [8 empty] | 44.4056 | -72.1881 | 0 | 0 | #DIV/0! | 0%
| Altus Power America Management, LLC | 59043 | West Davisville Solar | RI | Washington | ISNE | IPP Non-CHP | PV1 |  | 2 | 2 | 2 | Solar Photovoltaic | SUN | PV | 2013 |  |  | (OP) Operating |  | 2.4 | [6 empty] | 41.6036 | -71.4772 | 0 | 0 | #DIV/0! | 0%
| Erie Boulevard Hydropower LP | 51033 | West Delaware Tunnel Plant | NY | Sullivan | NYIS | IPP Non-CHP | GEN1 |  | 7.5 | 7 | 7.6 | Conventional Hydroelectric | WAT | HY | 1988 |  |  | (OP) Operating | [8 empty] | 41.8596 | -74.5103 | 0 | 0 | #DIV/0! | 0%
| Southern Power Co | 7710 | H Allen Franklin Combined Cycle | AL | Lee | SOCO | IPP Non-CHP | CT1A | G481 | 1995.7 | 1901.8 | 1976.8 | Natural Gas Fired Combined Cycle | NG | CT | 2004 |  |  | (OP) Operating | [8 empty] | 32.6078 | -85.0975 | 12038379.75 | 81405366.275 | 6.7622 | 70.86%
| Entergy Mississippi LLC | 55220 | Attala | MS | Attala | MISO | Electric Utility | A01 | PB01 | 551.3 | 459.3 | 515.5 | Natural Gas Fired Combined Cycle | NG | CT | 2001 |  |  | (OP) Operating | [8 empty] | 33.0147 | -89.6753 | 3028707.88 | 21613401.331 | 7.1362 | 70.94%
| Interstate Power and Light Co | 60951 | West Dubuque Solar | IA | Dubuque | MISO | Electric Utility | PV1 |  | 3.8 | 3.4 | 3.1 | Solar Photovoltaic | SUN | PV | 2017 |  |  | (OP) Operating |  | 5 | [6 empty] | 42.4918 | -90.7922 | 0 | 0 | #DIV/0! | 0%
| Relevate Power Management LLC | 50759 | West End Dam Hydroelectric Project | NY | Jefferson | NYIS | IPP Non-CHP | GEN1 |  | 4.4 | 4.2 | 4 | Conventional Hydroelectric | WAT | HY | 1985 |  |  | (OP) Operating | [8 empty] | 43.9829 | -75.6206 | 0 | 0 | #DIV/0! | 0%
| Brookfield Black Bear Hydro, LLC | 10255 | West Enfield Hydro | ME | Penobscot | ISNE | IPP Non-CHP | GEN1 |  | 13 | 9.5 | 9.5 | Conventional Hydroelectric | WAT | HY | 1988 |  |  | (OP) Operating | [8 empty] | 45.2497 | -68.6483 | 0 | 0 | #DIV/0! | 0%
| Enel Green Power NA, Inc. | 60533 | West Faribault Solar | MN | Rice | MISO | IPP Non-CHP | PV1 |  | 5.5 | 5.5 | 5.5 | Solar Photovoltaic | SUN | PV | 2016 |  |  | (OP) Operating |  | 7.9 | [6 empty] | 44.2749 | -93.3106 | 0 | 0 | #DIV/0! | 0%
| West Ford Flat Energy Storage | 66669 | West Ford Flat | CA | Lake | CISO | IPP Non-CHP | WFF1 |  | 25 | 25 | 25 | Batteries | MWH | BA | 2024 |  |  | (OP) Operating | 27.4 | [7 empty] | 38.7881 | -122.7218 | 0 | 0 | #DIV/0! | 0%
| Florida Power & Light Co | 613 | Lauderdale | FL | Broward | FPL | Electric Utility | 3 |  | 1215.9 | 1223.6 | 1184.4 | Natural Gas Fired Combustion Turbine | NG | GT | 2002.8571 |  |  | (OP) Operating | [8 empty] | 26.0686 | -80.1984 | 7482386.81 | 50362467.913 | 6.7308 | 70.94%
| Pacific Gas & Electric Co. | 58206 | West Gates Solar Station | CA | Fresno | CISO | Electric Utility | 1 |  | 10 | 10 | 10 | Solar Photovoltaic | SUN | PV | 2013 |  |  | (OP) Operating |  | 12.9 | [6 empty] | 36.1422 | -120.1325 | 0 | 0 | #DIV/0! | 0%
| Consolidated Edison Development Inc. | 58214 | West Greenwich Solar | RI | Kent | ISNE | IPP Non-CHP | WGRI |  | 1.9 | 1.9 | 1.9 | Solar Photovoltaic | SUN | PV | 2013 |  |  | (OP) Operating |  | 2 | [6 empty] | 41.6494 | -71.71 | 0 | 0 | #DIV/0! | 0%
| Seminole Electric Cooperative Inc | 136 | Seminole (FL) | FL | Putnam | SEC | Electric Utility | 2 |  | 1897.8 | 1738 | 1774.4 | Conventional Steam Coal | BIT | ST | 2013.25 |  |  | (OP) Operating | [8 empty] | 29.7331 | -81.6328 | 10924801.65 | 77785902.6 | 7.1201 | 71.01%
| Utah Associated Mun Power Sys | 56177 | Nebo Power Station | UT | Utah | PACE | Electric Utility | GT1 | CC1 | 140 | 130 | 140 | Natural Gas Fired Combined Cycle | NG | CT | 2004 |  |  | (OP) Operating | [8 empty] | 40.0614 | -111.7294 | 840956.34 | 6270262.449 | 7.4561 | 71.11%
| AES Distributed Energy | 64726 | West Haydenville PJ Community Solar | MA | Hampshire | ISNE | IPP Non-CHP | BESS |  | 8.6 | 8.6 | 8.6 | Batteries | MWH | BA | 2022 |  |  | (OP) Operating | 8 | [7 empty] | 42.3831 | -72.7111 | 0 | 0 | #DIV/0! | 0%
| SC Oregon 2 Lessor Parent, LLC | 63796 | West Hines Solar I, LLC | OR | Harney | BPAT | IPP Non-CHP | 1 |  | 10 | 10 | 10 | Solar Photovoltaic | SUN | PV | 2020 |  |  | (OP) Operating |  | 15.3 | [6 empty] | 43.5026 | -119.1471 | 0 | 0 | #DIV/0! | 0%
| Black Hills Power, Inc. | 7504 | Neil Simpson II | WY | Campbell | WACM | Electric Utility | 2 |  | 130 | 114 | 117 | Conventional Steam Coal | SUB | ST | 1997.5 |  |  | (OP) Operating | [8 empty] | 44.2856 | -105.3833 | 723819.28 | 8545705.691 | 11.8064 | 71.54%
| West Line Solar, LLC | 66125 | West Line Solar, LLC | AZ | Pinal | SRP | IPP Non-CHP | WESTL |  | 100 | 100 | 100 | Solar Photovoltaic | SUN | PV | 2022 |  |  | (OP) Operating |  | 125 | [6 empty] | 32.7559 | -111.5548 | 0 | 0 | #DIV/0! | 0%
| Hawaiian Electric Co Inc | 61987 | West Loch Solar One | HI | Honolulu | HECO | Electric Utility | WLS1 |  | 20 | 20 | 20 | Solar Photovoltaic | SUN | PV | 2019 |  |  | (OP) Operating |  | 28 | [6 empty] | 21.3403 | -158.0151 | 0 | 0 | #DIV/0! | 0%
| Northeast Texas Elec Coop, Inc | 55664 | Harrison County Power Project | TX | Harrison | SWPP | Electric Utility | GT-1 | CC1 | 570 | 514.4 | 558.6 | Natural Gas Fired Combined Cycle | NG | CT | 2003 |  |  | (OP) Operating | [8 empty] | 32.3958 | -94.4367 | 3365594.44 | 23335028.874 | 6.9334 | 71.61%
| Wisconsin Electric Power Co | 56068 | Elm Road Generating Station | WI | Milwaukee | MISO | Electric Utility | 1 |  | 1402.6 | 1270.8 | 1275.4 | Natural Gas Steam Turbine | NG | ST | 2010.5 |  |  | (OP) Operating | [8 empty] | 42.8492 | -87.8336 | 7994547.18 | 66241831.74 | 8.2859 | 71.68%
| Union Electric Co - (MO) | 2103 | Labadie | MO | Franklin | MISO | Electric Utility | 1 |  | 2389.4 | 2372 | 2464 | Conventional Steam Coal | SUB | ST | 1971.5 |  |  | (OP) Operating | [8 empty] | 38.5622 | -90.8377 | 15196691.82 | 146598150.967 | 9.6467 | 71.74%
| Entergy Arkansas LLC | 65482 | West Memphis Solar Station | AR | Crittenden | MISO | Electric Utility | WMEM1 |  | 180 | 180 | 180 | Solar Photovoltaic | SUN | PV | 2024 |  |  | (OP) Operating |  | 252 | [6 empty] | 35.1569 | -90.3105 | 0 | 0 | #DIV/0! | 0%
| Cypress Creek Renewables | 61625 | West Moore Solar II | TX | Grayson | ERCO | IPP Non-CHP | GEN1 |  | 5 | 5 | 5 | Solar Photovoltaic | SUN | PV | 2018 |  |  | (OP) Operating |  | 7.1 | [6 empty] | 33.6175 | -96.6284 | 0 | 0 | #DIV/0! | 0%
| Big Sky Wind, LLC | 62415 | West of the Pecos Solar | TX | Reeves | ERCO | IPP Non-CHP | WOTP1 |  | 100 | 100 | 100 | Solar Photovoltaic | SUN | PV | 2019 |  |  | (OP) Operating |  | 130 | [6 empty] | 31.4308 | -103.7289 | 0 | 0 | #DIV/0! | 0%
| NJR Clean Energy Ventures Corporation | 59186 | West Pemberton | NJ | Burlington | PJM | IPP Non-CHP | PV1 |  | 7 | 7 | 7 | Solar Photovoltaic | SUN | PV | 2014 |  |  | (OP) Operating |  | 9.2 | [6 empty] | 40.0067 | -74.7303 | 0 | 0 | #DIV/0! | 0%
| Duke Energy Carolinas, LLC | 2720 | Buck | NC | Rowan | DUK | Electric Utility | CT11 | CC1 | 697.9 | 668 | 718 | Natural Gas Fired Combined Cycle | NG | CT | 2011 |  |  | (OP) Operating | [8 empty] | 35.7133 | -80.3767 | 4378407.33 | 30327476.342 | 6.9266 | 72.12%
| Evergy Kansas Central, Inc | 64982 | West Plains Solar I | MO | Howell | SWPP | Electric Utility | WPS1 |  | 8 | 8 | 8 | Solar Photovoltaic | SUN | PV | 2022 |  |  | (OP) Operating |  | 10.8 | [6 empty] | 36.7853 | -91.8674 | 0 | 0 | #DIV/0! | 0%
| USCE-Mobile District | 6133 | West Point (GA) | GA | Troup | SOCO | Electric Utility | 1 |  | 73.3 | 87 | 87 | Conventional Hydroelectric | WAT | HY | 1975 |  |  | (OP) Operating | [8 empty] | 32.9187 | -85.1887 | 0 | 0 | #DIV/0! | 0%
| East Kentucky Power Coop, Inc | 6041 | H L Spurlock | KY | Mason | PJM | Electric Utility | 1 |  | 1608.5 | 1346 | 1346 | Conventional Steam Coal | BIT | ST | 1993 |  |  | (OP) Operating | [8 empty] | 38.7 | -83.8181 | 8509597.14 | 80789919.142 | 9.494 | 72.17%
| Arlington Valley LLC | 55282 | Arlington Valley Energy Facility | AZ | Maricopa | DEAA | IPP Non-CHP | CTG1 | CC1 | 713 | 580 | 580 | Natural Gas Fired Combined Cycle | NG | CT | 2002 |  |  | (OP) Operating | [8 empty] | 33.3417 | -112.8897 | 3686524.88 | 25550515.332 | 6.9308 | 72.56%
| Pacific Gas & Electric Co. | 291 | West Point PH | CA | Amador | CISO | Electric Utility | 1 |  | 13.6 | 14.5 | 14.5 | Conventional Hydroelectric | WAT | HY | 1948 |  |  | (OP) Operating | [8 empty] | 38.4209 | -120.5496 | 0 | 0 | #DIV/0! | 0%
| GB II New York LLC | 2539 | Bethlehem Energy Center | NY | Albany | NYIS | IPP Non-CHP | 5 | CC1 | 893.1 | 815.5 | 924.7 | Natural Gas Fired Combined Cycle | NG | CT | 2005 |  |  | (OP) Operating | [8 empty] | 42.5942 | -73.7638 | 5540585.71 | 38002182.906 | 6.8589 | 72.69%
| Potomac Energy Center LLC | 59004 | Potomac Energy Center, LLC | VA | Loudoun | PJM | IPP Non-CHP | GEN1 | STNL | 812 | 766 | 770 | Natural Gas Fired Combined Cycle | NG | CT | 2017 |  |  | (OP) Operating | [8 empty] | 39.0581 | -77.545 | 4893810.24 | 33485402.824 | 6.8424 | 72.74%
| Big Sky Wind, LLC | 62855 | West Raymond Wind Farm LLC | TX | Willacy | ERCO | IPP Non-CHP | WRAYM |  | 239.8 | 239.8 | 239.8 | Onshore Wind Turbine | WND | WT | 2021 |  |  | (OP) Operating | [8 empty] | 26.3767 | -97.993 | 0 | 0 | #DIV/0! | 0%
| PSEG Keys Energy Center, LLC | 60302 | Keys Energy Center | MD | Prince Georges | PJM | IPP Non-CHP | 10 | CC1 | 830.6 | 763 | 799 | Natural Gas Fired Combined Cycle | NG | CA | 2018 |  |  | (OP) Operating | [5 empty] | 2026 | 12 | 3 | 38.6955 | -76.8278 | 4979729.06 | 35648156 | 7.1587 | 72.79%
| City of San Antonio - (TX) | 55137 | Rio Nogales Power Project | TX | Guadalupe | ERCO | Electric Utility | CTG1 | CC1 | 940.2 | 792 | 904 | Natural Gas Fired Combined Cycle | NG | CT | 2002 |  |  | (OP) Operating | [8 empty] | 29.5931 | -97.9732 | 5408694.45 | 35251900.635 | 6.5176 | 72.81%
| Strata Manager, LLC | 59111 | West Salisbury Farm LLC | NC | Rowan | DUK | IPP Non-CHP | 1 |  | 5 | 5 | 5 | Solar Photovoltaic | SUN | PV | 2015 |  |  | (OP) Operating |  | 6.4 | [6 empty] | 35.6683 | -80.5236 | 0 | 0 | #DIV/0! | 0%
| West Shore Solar LLC | 66761 | West Shore Solar LLC | NY | Ulster | NYIS | IPP Non-CHP | WS |  | 2.4 | 2.4 | 2.4 | Solar Photovoltaic | SUN | PV | 2025 |  |  | (OP) Operating | [8 empty] | 41.8033 | -73.9649 | 0 | 0 | #DIV/0! | 0%
| Strata Manager, LLC | 59112 | West Siler | NC | Chatham | CPLE | IPP Non-CHP | 1 |  | 5 | 5 | 5 | Solar Photovoltaic | SUN | PV | 2017 |  |  | (OP) Operating |  | 6.7 | [6 empty] | 35.7208 | -79.5037 | 0 | 0 | #DIV/0! | 0%
| Texas City Cogeneration LLC | 52088 | Texas City Power Plant | TX | Galveston | ERCO | IPP CHP | GEN1 | CC1 | 450 | 418 | 435 | Natural Gas Fired Combined Cycle | NG | CA | 1987 |  |  | (OP) Operating | [8 empty] | 29.3787 | -94.9438 | 2729591.71 | 19918063.375 | 7.2971 | 73.06%
| AES Distributed Energy | 63131 | West Street Solar 1 LLC | MA | Worcester | ISNE | IPP Non-CHP | GRDNR |  | 5 | 5 | 5 | Solar Photovoltaic | SUN | PV | 2019 |  |  | (OP) Operating |  | 7.3 | [6 empty] | 42.595 | -72.0446 | 0 | 0 | #DIV/0! | 0%
| West Tambo Clean Power II | 66506 | West Tambo Clean Power II | CA | Merced | CISO | IPP Non-CHP | WEST2 |  | 2 | 2 | 2 | Solar Photovoltaic | SUN | PV | 2024 |  |  | (OP) Operating |  | 2.93 | [6 empty] | 37.361 | -120.7194 | 0 | 0 | #DIV/0! | 0%
| UT West Tennessee Solar Farm | 58431 | West Tennessee Solar Farm | TN | Haywood | TVA | IPP Non-CHP | SNVA |  | 4.2 | 4.2 | 4.2 | Solar Photovoltaic | SUN | PV | 2012 |  |  | (OP) Operating |  | 5 | [6 empty] | 35.4086 | -89.3875 | 0 | 0 | #DIV/0! | 0%
| Los Medanos Energy Center LLC | 55217 | Los Medanos Energy Center | CA | Contra Costa | CISO | IPP CHP | CTG1 | CC1 | 678.3 | 559 | 575 | Natural Gas Fired Combined Cycle | NG | CT | 2001 |  |  | (OP) Operating | [8 empty] | 38.0301 | -121.873 | 3638283.55 | 25050627.328 | 6.8853 | 73.25%
| BQ Energy LLC | 62738 | West Valley East | NY | Cattaraugus | NYIS | IPP Non-CHP | WVE |  | 5 | 5 | 5 | Solar Photovoltaic | SUN | PV | 2022 | 12 | 2057 | (OP) Operating |  | 5.1 | [6 empty] | 42.4436 | -78.6321 | 0 | 0 | #DIV/0! | 0%
| Brazos Valley Energy | 55357 | Jack Fusco Energy Center | TX | Fort Bend | MISO | IPP Non-CHP | CTG1 | STG1 | 675.6 | 538 | 550 | Natural Gas Fired Combined Cycle | NG | CT | 2003 |  |  | (OP) Operating | [8 empty] | 29.4731 | -95.6244 | 3491834.54 | 24940624.875 | 7.1426 | 73.27%
| AES Distributed Energy | 58244 | West Valley High School Solar | CA | Riverside | CISO | Commercial Non-CHP | WEST |  | 1 | 0.9 | 0.9 | Solar Photovoltaic | SUN | PV | 2012 |  |  | (OP) Operating |  | 1 | [6 empty] | 33.7197 | -117.0097 | 0 | 0 | #DIV/0! | 0%
| West Valley-Mission Community College District | 65570 | West Valley Mission CCD Solar Project | CA | Santa Clara | CISO | IPP Non-CHP | WVMBA |  | 3.6 | 3.4 | 1.8 | Batteries | MWH | BA | 2022 |  |  | (OP) Operating | 2.1 | [7 empty] | 37.2644 | -122.006 | 0 | 0 | #DIV/0! | 0%
| West Valley Solar, LLC | 66065 | West Valley Solar | NY | Cattaraugus | NYIS | IPP Non-CHP | WVS1 |  | 10 | 10 | 10 | Solar Photovoltaic | SUN | PV | 2022 |  |  | (OP) Operating |  | 7.5 | [6 empty] | 42.449 | -78.652 | 0 | 0 | #DIV/0! | 0%
| BQ Energy LLC | 62737 | West Valley West | NY | Cattaraugus | NYIS | IPP Non-CHP | WVW |  | 5 | 5 | 5 | Solar Photovoltaic | SUN | PV | 2022 | 12 | 2057 | (OP) Operating |  | 5.1 | [6 empty] | 42.4429 | -78.6321 | 0 | 0 | #DIV/0! | 0%
| CHF-Davis I, LLC | 65189 | West Village Solar - Array 1Community So | CA | Yolo | CISO | IPP Non-CHP | WVSA1 |  | 1.2 | 1 | 0.7 | Solar Photovoltaic | SUN | PV | 2022 |  |  | (OP) Operating |  | 1.3 | [6 empty] | 38.5428 | -121.7775 | 0 | 0 | #DIV/0! | 0%
| CHF-Davis I, LLC | 65190 | West Village Solar - Array 2 Community S | CA | Yolo | CISO | IPP Non-CHP | WVSA2 |  | 1.3 | 1 | 0.9 | Solar Photovoltaic | SUN | PV | 2022 |  |  | (OP) Operating |  | 1.4 | [6 empty] | 38.5427 | -121.7766 | 0 | 0 | #DIV/0! | 0%
| Enel Green Power NA, Inc. | 60534 | West Waconia Solar | MN | Carver | MISO | IPP Non-CHP | PV1 |  | 8.5 | 8.5 | 8.5 | Solar Photovoltaic | SUN | PV | 2016 |  |  | (OP) Operating |  | 12.2 | [6 empty] | 44.7899 | -93.9013 | 0 | 0 | #DIV/0! | 0%
| Guadalupe Power Partners LP | 55153 | Guadalupe Generating Station | TX | Guadalupe | ERCO | IPP Non-CHP | CTG1 | STG1 | 1088.2 | 1005 | 1042 | Natural Gas Fired Combined Cycle | NG | CT | 2000 |  |  | (OP) Operating | [8 empty] | 29.6244 | -98.1419 | 6588304.61 | 49042529.598 | 7.4439 | 73.48%
| SoCore Energy LLC | 60956 | Westar Cities Solar | KS | Reno | SWPP | IPP Non-CHP | PV1 |  | 1 | 1 | 1 | Solar Photovoltaic | SUN | PV | 2017 |  |  | (OP) Operating |  | 1.3 | [6 empty] | 38.0194 | -97.9753 | 0 | 0 | #DIV/0! | 0%
| Westbound Solar LLC | 64583 | Westberry Jesup | GA | Wayne | SOCO | IPP Non-CHP | GPWJE |  | 2.6 | 2.6 | 2.6 | Solar Photovoltaic | SUN | PV | 2020 |  |  | (OP) Operating |  | 3.5 | [6 empty] | 31.6028 | -81.9326 | 0 | 0 | #DIV/0! | 0%
| SunRay Power LLC | 59368 | Westborough Solar LLC | MA | Worcester | ISNE | IPP Non-CHP | PV1 |  | 1.8 | 1.8 | 1.8 | Solar Photovoltaic | SUN | PV | 2014 |  |  | (OP) Operating |  | 2.1 | [6 empty] | 42.2633 | -71.6092 | 0 | 0 | #DIV/0! | 0%
| Ontelaunee Energy Center | 55193 | Ontelaunee Energy Center | PA | Berks | PJM | IPP Non-CHP | CTG1 | CC01 | 728 | 539 | 596.1 | Natural Gas Fired Combined Cycle | NG | CT | 2002 |  |  | (OP) Operating | [8 empty] | 40.4219 | -75.9356 | 3664200.71 | 25655637.202 | 7.0017 | 73.7%
| PUD No 1 of Clark County - (WA) | 7605 | River Road Gen Plant | WA | Clark | BPAT | Electric Utility | 1 |  | 248 | 230 | 262 | Natural Gas Fired Combined Cycle | NG | CS | 1997 |  |  | (OP) Operating | [8 empty] | 45.6497 | -122.7256 | 1588624.68 | 11349228.181 | 7.1441 | 73.72%
| Tennessee Valley Authority | 55197 | Caledonia | MS | Lowndes | TVA | Electric Utility | CTG1 | CCC1 | 801 | 765 | 876 | Natural Gas Fired Combined Cycle | NG | CT | 2003 |  |  | (OP) Operating | [8 empty] | 33.6464 | -88.2717 | 5300763.81 | 36701103.105 | 6.9237 | 73.75%
| Guernsey Power Station LLC | 62949 | Guernsey Power Station | OH | Guernsey | PJM | IPP Non-CHP | GPS1 |  | 2055 | 1782 | 1875 | Natural Gas Fired Combined Cycle | NG | CS | 2023 |  |  | (OP) Operating | [8 empty] | 39.9364 | -81.5354 | 11855691.53 | 74466547.119 | 6.2811 | 74.02%
| Westerlo NY 1, LLC | 63858 | Westerlo NY 1 | NY | Albany | NYIS | IPP Non-CHP | 8175A |  | 2 | 2 | 2 | Solar Photovoltaic | SUN | PV | 2020 |  |  | (OP) Operating |  | 2.8 | [6 empty] | 42.4382 | -74.0159 | 0 | 0 | #DIV/0! | 0%
| Consumers Energy Co - (MI) | 55087 | Zeeland Generating Station | MI | Ottawa | MISO | Electric Utility | 1A |  | 968.2 | 842.7 | 932.2 | Natural Gas Fired Combustion Turbine | NG | GT | 2001.6 |  |  | (OP) Operating | [8 empty] | 42.8206 | -85.9975 | 5762205.08 | 48982620.289 | 8.5007 | 74.12%
| AES Distributed Energy | 59961 | Western Antelope Blue Sky B | CA | Los Angeles | CISO | IPP Non-CHP | WABSB |  | 20 | 19 | 19 | Solar Photovoltaic | SUN | PV | 2016 |  |  | (OP) Operating |  | 25.9 | [6 empty] | 34.7321 | -118.3136 | 0 | 0 | #DIV/0! | 0%
| AES Distributed Energy | 58626 | Western Antelope Blue Sky Ranch A | CA | Los Angeles | CISO | IPP Non-CHP | WABSA |  | 20 | 19 | 18 | Solar Photovoltaic | SUN | PV | 2014 |  |  | (OP) Operating |  | 23.9 | [6 empty] | 34.6817 | -118.3247 | 0 | 0 | #DIV/0! | 0%
| AES Distributed Energy | 58627 | Western Antelope Dry Ranch | CA | Los Angeles | CISO | IPP Non-CHP | WADR |  | 10 | 10 | 9 | Solar Photovoltaic | SUN | PV | 2016 |  |  | (OP) Operating |  | 12.8 | [6 empty] | 34.6889 | -118.3203 | 0 | 0 | #DIV/0! | 0%
| Oglethorpe Power Corporation | 55382 | Thomas A Smith Energy Facility | GA | Murray | SOCO | Electric Utility | 1GT1 | 1 | 1192 | 1353 | 1373 | Natural Gas Fired Combined Cycle | NG | CT | 2002 |  |  | (OP) Operating | [8 empty] | 34.7094 | -84.9175 | 8852213.37 | 62114407.828 | 7.0168 | 74.14%
| Virginia Electric & Power Co | 59904 | Western Branch High School | VA | Chesapeake City | PJM | Electric Utility | 1 |  | 1 | 1 | 1 | Solar Photovoltaic | SUN | PV | 2016 |  |  | (OP) Operating |  | 1.03 | [6 empty] | 36.8481 | -76.4071 | 0 | 0 | #DIV/0! | 0%
| Arevon Energy, Inc. | 64365 | Western Meadowlark Solar SCS NE 1, LLC | NE | Scotts Bluff | SWPP | IPP Non-CHP | 30003 |  | 4.4 | 4.4 | 4.4 | Solar Photovoltaic | SUN | PV | 2020 |  |  | (OP) Operating |  | 5.2 | [6 empty] | 41.889 | -103.649 | 0 | 0 | #DIV/0! | 0%
| Consumers Energy Co - (MI) | 60117 | Western Michigan Solar Gardens | MI | Kalamazoo | MISO | Electric Utility | 1 |  | 1 | 1 | 1 | Solar Photovoltaic | SUN | PV | 2016 |  |  | (OP) Operating |  | 1.1 | [6 empty] | 42.2525 | -85.6427 | 0 | 0 | #DIV/0! | 0%
| Brooklyn Navy Yard Cogen PLP | 54914 | Brooklyn Navy Yard Cogeneration | NY | Kings | NYIS | IPP CHP | 01 | CC1 | 322 | 260 | 296 | Natural Gas Fired Combined Cycle | NG | CT | 1996 |  |  | (OP) Operating | [8 empty] | 40.6994 | -73.9764 | 1806023.49 | 20575776.917 | 11.3929 | 74.16%
| Western Plains Wind, LLC | 65484 | Western Plains Wind | KS | Gove | SWPP | Industrial Non-CHP | WPW1 |  | 2.7 | 2.7 | 2.7 | Onshore Wind Turbine | WND | WT | 2021 |  |  | (OP) Operating | [8 empty] | 39.122 | -100.733 | 0 | 0 | #DIV/0! | 0%
| Evergy Kansas Central, Inc | 60689 | Western Plains Wind Farm | KS | Ford | SWPP | Electric Utility | 1 |  | 280.6 | 280.6 | 280.6 | Onshore Wind Turbine | WND | WT | 2017 |  |  | (OP) Operating | [8 empty] | 37.8548 | -99.6798 | 0 | 0 | #DIV/0! | 0%
| Eastman Cogeneration LP | 55176 | Eastman Cogeneration Facility | TX | Harrison | SWPP | IPP CHP | GEN1 | CC1 | 467.7 | 417.2 | 456.6 | Natural Gas Fired Combined Cycle | NG | CT | 2001 |  |  | (OP) Operating | [8 empty] | 32.4481 | -94.6903 | 2844840.06 | 26277097.29 | 9.2368 | 74.33%
| Big Rivers Electric Corp | 6823 | D B Wilson | KY | Ohio | MISO | Electric Utility | 1 |  | 509.4 | 417 | 417 | Conventional Steam Coal | BIT | ST | 1984 |  |  | (OP) Operating | [8 empty] | 37.4497 | -87.0806 | 2732023.93 | 28771911.054 | 10.5314 | 74.79%
| Entergy Texas Inc. | 60925 | Montgomery County | TX | Montgomery | MISO | Electric Utility | 1A | PB01 | 1000 | 1000 | 1000 | Natural Gas Fired Combined Cycle | NG | CT | 2021 |  |  | (OP) Operating | [8 empty] | 30.4408 | -95.5275 | 6552568.6 | 44226881.309 | 6.7495 | 74.8%
| Baytown Energy Center LLC | 55327 | Baytown Energy Center | TX | Chambers | ERCO | IPP CHP | CTG1 | CC1 | 932.9 | 852 | 819 | Natural Gas Fired Combined Cycle | NG | CT | 2002 |  |  | (OP) Operating | [8 empty] | 29.7731 | -94.9019 | 5474995.6 | 39034926.519 | 7.1297 | 74.81%
| Duke Energy Carolinas, LLC | 3264 | W S Lee | SC | Anderson | DUK | Electric Utility | 7 |  | 954.7 | 864 | 905 | Natural Gas Fired Combustion Turbine | NG | GT | 2013.6 |  |  | (OP) Operating | [8 empty] | 34.6022 | -82.435 | 5797473.17 | 40989572.399 | 7.0702 | 74.82%
| Orsted Onshore North America | 64149 | Western Trail Wind, LLC | TX | Wilbarger | ERCO | IPP Non-CHP | WTW |  | 366.6 | 366.6 | 366.6 | Onshore Wind Turbine | WND | WT | 2022 |  |  | (OP) Operating | [8 empty] | 33.8524 | -99.0651 | 0 | 0 | #DIV/0! | 0%
| MN8 Energy LLC | 58534 | Westford Solar Park | MA | Middlesex | ISNE | IPP Non-CHP | 1 |  | 4 | 4 | 4 | Solar Photovoltaic | SUN | PV | 2012 |  |  | (OP) Operating |  | 4.5 | [6 empty] | 42.6364 | -71.4194 | 0 | 0 | #DIV/0! | 0%
| Sunrise on Montague Rd. LLC | 68657 | Westhampton | MA | Hampshire | ISNE | IPP Non-CHP | 11 |  | 5 | 5 | 5 | Solar Photovoltaic | SUN | PV | 2020 |  |  | (OP) Operating |  | 6.3 | [6 empty] | 42.3351 | -72.7387 | 0 | 0 | #DIV/0! | 0%
| Louisville Gas & Electric Co | 1364 | Mill Creek (KY) | KY | Jefferson | LGEE | Electric Utility | 2 |  | 1361.7 | 1165 | 1177 | Conventional Steam Coal | BIT | ST | 1978 | 6 | 2027 | (OP) Operating | [8 empty] | 38.0525 | -85.9103 | 7681765.6 | 72244083.548 | 9.4046 | 74.89%
| PowerSouth Energy Cooperative | 56 | Lowman Energy Center | AL | Washington | SOCO | Electric Utility | LEC1 | LECC | 732.7 | 639 | 687 | Natural Gas Fired Combined Cycle | NG | CT | 2023 |  |  | (OP) Operating | [8 empty] | 31.488 | -87.9107 | 4354039.16 | 26781923.173 | 6.1511 | 74.97%
| Boralex US Operations LLC | 58616 | Westlands Solar PV Farm | CA | Fresno | CISO | IPP Non-CHP | WSF1 |  | 18 | 18 | 14 | Solar Photovoltaic | SUN | PV | 2014 |  |  | (OP) Operating |  | 23 | [6 empty] | 36.1381 | -120.0758 | 0 | 0 | #DIV/0! | 0%
| MN8 Energy LLC | 62443 | Westminster | VT | Windham | ISNE | IPP Non-CHP | A |  | 1.8 | 1.8 | 1.8 | Solar Photovoltaic | SUN | PV | 2016 |  |  | (OP) Operating |  | 2.6 | [6 empty] | 43.0864 | -72.4554 | 0 | 0 | #DIV/0! | 0%
| Westminster Renewables, LLC | 62226 | Westminster Renewables, LLC CSG | MA | Worcester | ISNE | IPP Non-CHP | 2479 |  | 1.5 | 1.5 | 1.1 | Solar Photovoltaic | SUN | PV | 2018 |  |  | (OP) Operating |  | 2.1 | [6 empty] | 42.5837 | -71.8962 | 0 | 0 | #DIV/0! | 0%
| Altus Power America Management, LLC | 61249 | Westmont 300A | CA | Los Angeles | LDWP | IPP Non-CHP | W5531 |  | 2.9 | 2.9 | 2.9 | Solar Photovoltaic | SUN | PV | 2017 |  |  | (OP) Operating |  | 3.4 | [6 empty] | 33.7661 | -118.2889 | 0 | 0 | #DIV/0! | 0%
| Altus Power America Management, LLC | 60914 | Westmont 300B | CA | Los Angeles | LDWP | IPP Non-CHP | W5328 |  | 3 | 2.3 | 1.5 | Solar Photovoltaic | SUN | PV | 2016 |  |  | (OP) Operating |  | 3.3 | [6 empty] | 33.7661 | -118.2847 | 0 | 0 | #DIV/0! | 0%
| Altus Power America Management, LLC | 61593 | Westmont 301 | CA | Los Angeles | LDWP | Commercial Non-CHP | W5791 |  | 1.8 | 1.8 | 0.8 | Solar Photovoltaic | SUN | PV | 2017 |  |  | (OP) Operating |  | 1.9 | [6 empty] | 33.763 | -118.2866 | 0 | 0 | #DIV/0! | 0%
| Altus Power America Management, LLC | 61348 | Westmont 400A | CA | Los Angeles | LDWP | IPP Non-CHP | W5691 |  | 2.3 | 2.3 | 2.3 | Solar Photovoltaic | SUN | PV | 2017 |  |  | (OP) Operating |  | 2.4 | [6 empty] | 33.7642 | -118.2889 | 0 | 0 | #DIV/0! | 0%
| Altus Power America Management, LLC | 61349 | Westmont 400B | CA | Los Angeles | LDWP | IPP Non-CHP | W5694 |  | 2.2 | 2.2 | 2.2 | Solar Photovoltaic | SUN | PV | 2017 |  |  | (OP) Operating |  | 2.4 | [6 empty] | 33.7642 | -118.2847 | 0 | 0 | #DIV/0! | 0%
| Altus Power America Management, LLC | 61594 | Westmont 401 | CA | Los Angeles | LDWP | Commercial Non-CHP | W5792 |  | 2.9 | 2 | 1.3 | Solar Photovoltaic | SUN | PV | 2017 |  |  | (OP) Operating |  | 3 | [6 empty] | 33.7624 | -118.2882 | 0 | 0 | #DIV/0! | 0%
| Westmoreland County Solar Project, LLC | 63696 | Westmoreland County Solar Project | VA | Westmoreland | PJM | IPP Non-CHP | WEST |  | 19.9 | 19.9 | 19.9 | Solar Photovoltaic | SUN | PV | 2021 |  |  | (OP) Operating |  | 29.6 | [6 empty] | 38.0075 | -76.744 | 0 | 0 | #DIV/0! | 0%
| Griffith Energy LLC | 55124 | Griffith Energy LLC | AZ | Mohave | GRIF | IPP Non-CHP | CTG1 | 1111 | 655 | 570 | 570 | Natural Gas Fired Combined Cycle | NG | CT | 2002 |  |  | (OP) Operating | [8 empty] | 35.054 | -114.1333 | 3745903.33 | 26994714.834 | 7.2065 | 75.02%
| Brookfield White Pine Hydro LLC | 1509 | Weston Hydro | ME | Somerset | ISNE | IPP Non-CHP | WE1 |  | 12 | 13.2 | 13.2 | Conventional Hydroelectric | WAT | HY | 1921.25 |  |  | (OP) Operating | [8 empty] | 44.7639 | -69.7183 | 0 | 0 | #DIV/0! | 0%
| Ameresco, Inc - Weston | 61537 | Weston Landfill Solar | MA | Middlesex | ISNE | IPP Non-CHP | WESTO |  | 1.8 | 1.8 | 1.8 | Solar Photovoltaic | SUN | PV | 2016 |  |  | (OP) Operating |  | 2.3 | [6 empty] | 42.3746 | -71.2825 | 0 | 0 | #DIV/0! | 0%
| Florida Power & Light Co | 60345 | Okeechobee Clean Energy Center | FL | Okeechobee | FPL | Electric Utility | 1A | CC1 | 1723.1 | 1723.1 | 1723.1 | Natural Gas Fired Combined Cycle | NG | CT | 2019 |  |  | (OP) Operating | [8 empty] | 27.6342 | -80.7911 | 11330802.93 | 71098790.308 | 6.2748 | 75.07%
| Virginia Electric & Power Co | 58260 | Brunswick County Power Station | VA | Brunswick | PJM | Electric Utility | CT01 | BC01 | 1472.2 | 1376 | 1511.5 | Natural Gas Fired Combined Cycle | NG | CT | 2016 |  |  | (OP) Operating | [8 empty] | 36.765 | -77.7139 | 9535394.58 | 65306023.124 | 6.8488 | 75.4%
| Sunrise on Drift Rd. LLC | 68658 | Westport (MA) | MA | Bristol | ISNE | IPP Non-CHP | 13 |  | 2.5 | 2.5 | 2.5 | Solar Photovoltaic | SUN | PV | 2020 |  |  | (OP) Operating |  | 3.3 | [6 empty] | 41.54 | -71.074 | 0 | 0 | #DIV/0! | 0%
| BWC Hamilton Brook LLC | 64589 | Westport B Community Solar Garden | MA | Bristol | ISNE | IPP Non-CHP | 1 |  | 4.5 | 4.5 | 4.5 | Solar Photovoltaic | SUN | PV | 2018 |  |  | (OP) Operating |  | 6 | [6 empty] | 41.7046 | -71.0897 | 0 | 0 | #DIV/0! | 0%
| BWC Bass River LLC | 64574 | Westport Community Solar Garden | MA | Bristol | ISNE | IPP Non-CHP | 1 |  | 2 | 2 | 2 | Solar Photovoltaic | SUN | PV | 2017 |  |  | (OP) Operating |  | 2.7 | [6 empty] | 41.6899 | -71.0938 | 0 | 0 | #DIV/0! | 0%
| National Grid Renewables | 63307 | Westport Community Solar, LLC | MN | Kandiyohi | MISO | IPP Non-CHP | WESTP |  | 1 | 1 | 1 | Solar Photovoltaic | SUN | PV | 2021 |  |  | (OP) Operating |  | 1.5 | [6 empty] | 44.939 | -94.9044 | 0 | 0 | #DIV/0! | 0%
| Navisun LLC | 60473 | Westport MA 1 Community Solar | MA | Bristol | ISNE | IPP Non-CHP | WPMA1 |  | 1.3 | 1.3 | 1.3 | Solar Photovoltaic | SUN | PV | 2016 |  |  | (OP) Operating |  | 1.8 | [6 empty] | 41.6211 | -71.057 | 0 | 0 | #DIV/0! | 0%
| Navisun LLC | 60476 | Westport MA 2 Community Solar | MA | Bristol | ISNE | IPP Non-CHP | WPMA2 |  | 1.2 | 1.2 | 1.2 | Solar Photovoltaic | SUN | PV | 2016 |  |  | (OP) Operating |  | 1.6 | [6 empty] | 41.6211 | -71.057 | 0 | 0 | #DIV/0! | 0%
| AES Clean Energy | 66447 | Westport Stone & Sand Solar (CSG) | MA | Bristol | ISNE | IPP Non-CHP | WESTP |  | 5 | 5 | 5 | Solar Photovoltaic | SUN | PV | 2024 |  |  | (OP) Operating |  | 5.91 | [6 empty] | 41.6211 | -71.0553 | 0 | 0 | #DIV/0! | 0%
| Westridge Windfarm LLC | 56203 | Westridge Windfarm LLC | MN | Pipestone | MISO | IPP Non-CHP | 1 |  | 2 | 2 | 2 | Onshore Wind Turbine | WND | WT | 2003 |  |  | (OP) Operating | [8 empty] | 43.9886 | -96.2156 | 0 | 0 | #DIV/0! | 0%
| Freestone Power Generation LLC | 55226 | Freestone Energy Center | TX | Freestone | ERCO | IPP Non-CHP | GT1 | PB1 | 1036 | 1032 | 1095.2 | Natural Gas Fired Combined Cycle | NG | CT | 2002 |  |  | (OP) Operating | [8 empty] | 31.8907 | -96.1131 | 7032219.08 | 47611092.026 | 6.7704 | 75.48%
| Southern Power Co | 55965 | Wansley Combined Cycle | GA | Heard | SOCO | IPP Non-CHP | CT6A | G106 | 1239 | 1184.8 | 1233.4 | Natural Gas Fired Combined Cycle | NG | CT | 2002 |  |  | (OP) Operating | [8 empty] | 33.4064 | -85.037 | 8008762.21 | 54667408.216 | 6.8259 | 75.61%
| Sweeny Cogeneration LLC | 55015 | Sweeny Cogen Facility | TX | Brazoria | ERCO | IPP CHP | GEN1 |  | 572 | 436 | 504 | Natural Gas Fired Combustion Turbine | NG | GT | 1997.75 |  |  | (OP) Operating | [8 empty] | 29.0728 | -95.745 | 3113438.45 | 48645894.353 | 15.6245 | 75.62%
| Louisville Gas & Electric Co | 1363 | Cane Run | KY | Jefferson | LGEE | Electric Utility | 7A | 7ABS | 807 | 691 | 691 | Natural Gas Fired Combined Cycle | NG | CT | 2015 |  |  | (OP) Operating | [8 empty] | 38.1831 | -85.8892 | 4587206.5 | 28926253.035 | 6.3059 | 75.78%
| Pleasants Energy LLC | 55349 | Pleasants Energy LLC | WV | Pleasants | PJM | IPP Non-CHP | 1 |  | 382.8 | 341.1 | 341.1 | Natural Gas Fired Combustion Turbine | NG | GT | 2002 |  |  | (OP) Operating | [8 empty] | 39.3325 | -81.3642 | 2264823.92 | 23236160.559 | 10.2596 | 75.8%
| Carolina Power Partners, LLC | 59325 | Kings Mountain Energy Center | NC | Cleveland | DUK | IPP Non-CHP | KMEC1 | KMEC | 543.9 | 486 | 513 | Natural Gas Fired Combined Cycle | NG | CT | 2018 |  |  | (OP) Operating | [8 empty] | 35.2025 | -81.3631 | 3322815.61 | 22603196.828 | 6.8024 | 75.94%
| Hartz Solar, LLC | 60500 | Westside Avenue | NJ | Hudson | PJM | Commercial Non-CHP | 1 |  | 1 | 0.9 | 0.6 | Solar Photovoltaic | SUN | PV | 2011 |  |  | (OP) Operating |  | 1.1 | [6 empty] | 40.8141 | -74.0213 | 0 | 0 | #DIV/0! | 0%
| Calpine Mid-Merit LLC | 55524 | York Energy Center | PA | York | PJM | IPP Non-CHP | CTG1 | CCB1 | 1449.4 | 1404 | 1433 | Natural Gas Fired Combined Cycle | NG | CT | 2014.4286 |  |  | (OP) Operating | [8 empty] | 39.7375 | -76.3067 | 9443578.41 | 69140588.783 | 7.3214 | 76%
| City of Holland | 59093 | Holland Energy Park | MI | Ottawa | MISO | Electric Utility | 10 | 1012 | 149.4 | 127.1 | 149.1 | Natural Gas Fired Combined Cycle | NG | CT | 2017 |  |  | (OP) Operating | [8 empty] | 42.7925 | -86.0922 | 919477.5 | 6525976.417 | 7.0975 | 76.01%
| Westside Solar, LLC (Ecofin) | 66422 | Westside Solar | MN | Olmsted | MISO | IPP Non-CHP | NORTH |  | 10 | 9.8 | 8 | Solar Photovoltaic | SUN | PV | 2022 |  |  | (OP) Operating |  | 4.7 | [6 empty] | 44.0536 | -92.5485 | 0 | 0 | #DIV/0! | 0%
| Westside Assets LLC | 60275 | Westside Solar Power PV1 | CA | Kings | CISO | IPP Non-CHP | WSPV1 |  | 2 | 2 | 2 | Solar Photovoltaic | SUN | PV | 2016 |  |  | (OP) Operating |  | 2.5 | [6 empty] | 36.219 | -119.907 | 0 | 0 | #DIV/0! | 0%
| Pacific Gas & Electric Co. | 57499 | Westside Solar Station | CA | Fresno | CISO | Electric Utility | 1 |  | 15 | 15 | 15 | Solar Photovoltaic | SUN | PV | 2011 |  |  | (OP) Operating |  | 18.5 | [6 empty] | 36.3787 | -120.1249 | 0 | 0 | #DIV/0! | 0%
| Today's Power, Inc. | 62683 | Westside Wastewater Treatment Plant Hybr | AR | Washington | SWPP | Commercial Non-CHP | FAYW1 |  | 11 | 11 | 11 | Solar Photovoltaic | SUN | PV | 2019 |  |  | (OP) Operating |  | 5.8 | [6 empty] | 36.0414 | -94.1401 | 0 | 0 | #DIV/0! | 0%
| Consumers Energy Co - (MI) | 1710 | J H Campbell | MI | Ottawa | MISO | Electric Utility | 1 |  | 1560.8 | 1330.5 | 1329.3 | Conventional Steam Coal | SUB | ST | 1969.6667 | 5 | 2025 | (OP) Operating | [8 empty] | 42.9103 | -86.2007 | 8917578.43 | 85189070.67 | 9.5529 | 76.55%
| Altus Power America Management, LLC | 62764 | Westtown CSG | NY | Orange | ISNE | IPP Non-CHP | WT |  | 2 | 2 | 2 | Solar Photovoltaic | SUN | PV | 2019 |  |  | (OP) Operating |  | 2.8 | [6 empty] | 41.345 | -74.561 | 0 | 0 | #DIV/0! | 0%
| Westtown NY 2, LLC | 63856 | Westtown NY 2 | NY | Orange | NYIS | IPP Non-CHP | 8175D |  | 2 | 2 | 2 | Solar Photovoltaic | SUN | PV | 2020 |  |  | (OP) Operating |  | 2.8 | [6 empty] | 41.3455 | -74.5238 | 0 | 0 | #DIV/0! | 0%
| Virginia Electric & Power Co | 55939 | Warren County | VA | Warren | PJM | Electric Utility | CT01 | WC01 | 1472.2 | 1370 | 1489.4 | Natural Gas Fired Combined Cycle | NG | CT | 2014 |  |  | (OP) Operating | [8 empty] | 38.9717 | -78.1772 | 9600252.48 | 65088844.511 | 6.7799 | 76.65%
| AES Clean Energy | 67855 | Westwing | AZ | Maricopa | AZPS | IPP Non-CHP | WESTW |  | 82 | 82 | 82 | Batteries | MWH | BA | 2024 |  |  | (OP) Operating | 329.6 | [7 empty] | 33.7131 | -112.3242 | 0 | 0 | #DIV/0! | 0%
| Dynegy Hanging Rock Energy Facility | 55736 | Hanging Rock Energy Facility | OH | Lawrence | PJM | IPP Non-CHP | 1GT1 | CC1 | 1429.8 | 1365 | 1426 | Natural Gas Fired Combined Cycle | NG | CT | 2003 |  |  | (OP) Operating | [8 empty] | 38.5731 | -82.7833 | 9383121.32 | 66482707.264 | 7.0854 | 76.76%
| Valcour Operating Services, LLC | 56902 | Wethersfield | NY | Wyoming | NYIS | IPP Non-CHP | 1 |  | 126 | 126 | 126 | Onshore Wind Turbine | WND | WT | 2009 |  |  | (OP) Operating | [8 empty] | 42.6697 | -78.2278 | 0 | 0 | #DIV/0! | 0%
| Interstate Power and Light Co | 67538 | Wever Solar (150MW) | IA | Lee | MISO | Electric Utility | PV1 |  | 150 | 150 | 150 | Solar Photovoltaic | SUN | PV | 2024 |  |  | (OP) Operating | [8 empty] | 40.7346 | -91.2768 | 0 | 0 | #DIV/0! | 0%
| Green Mountain Power Corp | 3728 | Weybridge | VT | Addison | ISNE | Electric Utility | 1 |  | 3 | 3.4 | 3.4 | Conventional Hydroelectric | WAT | HY | 1951 |  |  | (OP) Operating | [8 empty] | 44.0661 | -73.2158 | 0 | 0 | #DIV/0! | 0%
| Metropolitan Water District of S CA | 60255 | Weymouth Solar Plant | CA | Los Angeles | CISO | Electric Utility | 1 |  | 3 | 3 | 3 | Solar Photovoltaic | SUN | PV | 2016 |  |  | (OP) Operating |  | 2.2 | [6 empty] | 34.1086 | -117.7822 | 0 | 0 | #DIV/0! | 0%
| Talen Montana LLC | 6076 | Colstrip | MT | Rosebud | NWMT | IPP Non-CHP | 3 |  | 1647.4 | 1480 | 1480 | Conventional Steam Coal | SUB | ST | 1985 |  |  | (OP) Operating | [8 empty] | 45.8831 | -106.614 | 9961334.84 | 95681309.879 | 9.6053 | 76.83%
| Ecogy Delaware II LLC. | 61934 | WHA Southbridge Solar Park CSG | DE | New Castle | PJM | IPP Non-CHP | 2 |  | 1.4 | 1.4 | 1.4 | Solar Photovoltaic | SUN | PV | 2018 |  |  | (OP) Operating |  | 1.7 | [6 empty] | 39.7236 | -75.546 | 0 | 0 | #DIV/0! | 0%
| Citizens Enterprises Corporation | 59033 | Whately Solar | MA | Franklin | ISNE | IPP Non-CHP | 0024 |  | 1.5 | 1.5 | 1.5 | Solar Photovoltaic | SUN | PV | 2013 |  |  | (OP) Operating |  | 1.8 | [6 empty] | 42.4461 | -72.6236 | 0 | 0 | #DIV/0! | 0%
| Whatley Renewables, LLC | 65585 | Whatley Renewables | MA | Franklin | ISNE | IPP Non-CHP | 2684 |  | 1 | 1 | 0.8 | Solar Photovoltaic | SUN | PV | 2020 |  |  | (OP) Operating |  | 1.2 | [6 empty] | 42.4446 | -72.6096 | 0 | 0 | #DIV/0! | 0%
| Wheat Field Wind Power Project LLC | 56854 | Wheat Field Wind Power Project | OR | Gilliam | BPAT | IPP Non-CHP | GEN1 |  | 102.9 | 102.9 | 102.9 | Onshore Wind Turbine | WND | WT | 2009 |  |  | (OP) Operating | [8 empty] | 45.6758 | -120.3183 | 0 | 0 | #DIV/0! | 0%
| CVE US EI3 Wheatfield LLC | 68659 | Wheatfield | NY | Niagara | NYIS | IPP Non-CHP | 100 |  | 4 | 4 | 4 | Solar Photovoltaic | SUN | PV | 2023 |  |  | (OP) Operating |  | 5.7 | [6 empty] | 43.1227 | -78.8509 | 0 | 0 | #DIV/0! | 0%
| Generate Capital | 66234 | Wheatland 2A Solar | NY | Monroe | NYIS | IPP Non-CHP | 10971 |  | 4.5 | 4.5 | 4.5 | Solar Photovoltaic | SUN | PV | 2021 |  |  | (OP) Operating |  | 5.9 | [6 empty] | 43.0172 | -77.7987 | 0 | 0 | #DIV/0! | 0%
| Generate Capital | 66235 | Wheatland 2B Solar | NY | Monroe | NYIS | IPP Non-CHP | 10961 |  | 4.5 | 4.5 | 4.5 | Solar Photovoltaic | SUN | PV | 2021 |  |  | (OP) Operating |  | 5.9 | [6 empty] | 43.0155 | -77.7986 | 0 | 0 | #DIV/0! | 0%
| Entergy Mississippi LLC | 55218 | Hinds Energy Facility | MS | Hinds | MISO | Electric Utility | H01 | PB01 | 600.4 | 472.9 | 548.4 | Natural Gas Fired Combined Cycle | NG | CT | 2005.75 |  |  | (OP) Operating | [8 empty] | 32.379 | -90.2199 | 3443551.57 | 23961776.187 | 6.9584 | 76.98%
| Lower Mount Bethel Energy LLC | 55667 | Lower Mount Bethel Energy | PA | Northampton | PJM | IPP Non-CHP | G1 | CC01 | 651.6 | 601.6 | 601.6 | Natural Gas Fired Combined Cycle | NG | CT | 2004 |  |  | (OP) Operating | [8 empty] | 40.8019 | -75.1076 | 4075423.66 | 28119564.375 | 6.8998 | 77.33%
| Portland General Electric Co | 64057 | Wheatridge 1 | OR | Morrow | BPAT | Electric Utility | WND |  | 100 | 100 | 100 | Onshore Wind Turbine | WND | WT | 2020 |  |  | (OP) Operating | [8 empty] | 45.5598 | -119.6338 | 0 | 0 | #DIV/0! | 0%
| Wheatridge Wind Holdings, LLC | 62745 | Wheatridge Hybrid | OR | Morrow | BPAT | IPP Non-CHP | BTRY |  | 280 | 280 | 280 | Batteries | MWH | BA | 2021.3333 |  |  | (OP) Operating | 120 | [7 empty] | 45.5598 | -119.6338 | 0 | 0 | #DIV/0! | 0%
| PacifiCorp | 6101 | Wyodak | WY | Campbell | PACE | Electric Utility | 1 |  | 362.1 | 332 | 335 | Conventional Steam Coal | SUB | ST | 1978 |  |  | (OP) Operating | [8 empty] | 44.2901 | -105.3815 | 2260746.5 | 25371407.748 | 11.2226 | 77.38%
| LaFrontera Holdings LLC | 55215 | Odessa-Ector Power Plant | TX | Ector | ERCO | IPP Non-CHP | CTG1 | BLK1 | 1152.8 | 1061.8 | 1202.6 | Natural Gas Fired Combined Cycle | NG | CT | 2001 |  |  | (OP) Operating | [8 empty] | 31.8403 | -102.3264 | 7683819.71 | 51869126.047 | 6.7504 | 77.47%
| Frederickson Power LP | 55818 | Frederickson Power LP | WA | Pierce | BPAT | IPP Non-CHP | FICT | FP1 | 318.3 | 246 | 265 | Natural Gas Fired Combined Cycle | NG | CT | 2002 |  |  | (OP) Operating | [8 empty] | 47.0861 | -122.3657 | 1735837.77 | 12407282.49 | 7.1477 | 77.56%
| Deer Park Energy Center | 55464 | Deer Park Energy Center | TX | Harris | ERCO | IPP CHP | CTG1 | CC1 | 1176 | 1192 | 1237 | Natural Gas Fired Combined Cycle | NG | CT | 2005.3333 |  |  | (OP) Operating | [8 empty] | 29.7134 | -95.1345 | 8261781.77 | 78041851.683 | 9.4461 | 77.66%
| Hermiston Power Partnership | 55328 | Hermiston Power Partnership | OR | Umatilla | GRID | IPP Non-CHP | CTG1 | CC1 | 689.4 | 629 | 658 | Natural Gas Fired Combined Cycle | NG | CT | 2002 |  |  | (OP) Operating | [8 empty] | 45.794 | -119.3133 | 4383548.73 | 31675141.58 | 7.2259 | 77.76%
| Greenidge Generation Holdings LLC | 2527 | Greenidge Generation LLC | NY | Yates | NYIS | IPP Non-CHP | 4 |  | 112 | 104.5 | 106.3 | Natural Gas Steam Turbine | NG | ST | 1953 |  |  | (OP) Operating | [8 empty] | 42.6789 | -76.9483 | 721855.94 | 7033934.272 | 9.7442 | 78.18%
| Georgia Power Co | 710 | Jack McDonough | GA | Cobb | SOCO | Electric Utility | 3A |  | 2848.4 | 2535 | 2789 | Petroleum Liquids | DFO | GT | 2004.2727 |  |  | (OP) Operating | [8 empty] | 33.8239 | -84.4758 | 18240623.11 | 121223186.279 | 6.6458 | 78.22%
| City of Sikeston - (MO) | 6768 | Sikeston Power Station | MO | Scott | SPA | Electric Utility | 1 |  | 261 | 240 | 240 | Conventional Steam Coal | SUB | ST | 1981 |  |  | (OP) Operating | [8 empty] | 36.8791 | -89.6209 | 1646805.09 | 17590711.539 | 10.6817 | 78.33%
| Duke Energy Carolinas, LLC | 2723 | Dan River | NC | Rockingham | DUK | Electric Utility | CT8 | CC1 | 697.9 | 662 | 718 | Natural Gas Fired Combined Cycle | NG | CT | 2012 |  |  | (OP) Operating | [8 empty] | 36.4862 | -79.7208 | 4778722.13 | 33178608.895 | 6.943 | 79.06%
| Invenergy Services LLC | 60357 | Lackawanna Energy Center | PA | Lackawanna | PJM | IPP Non-CHP | GEN1 |  | 1498.5 | 1362 | 1467 | Natural Gas Fired Combined Cycle | NG | CS | 2018 |  |  | (OP) Operating | [8 empty] | 41.4714 | -75.5442 | 9803027.32 | 63556100.793 | 6.4833 | 79.11%
| CPV Towantic, LLC | 56047 | CPV Towantic Energy Center | CT | New Haven | ISNE | IPP Non-CHP | CTG1 | CC1 | 841.5 | 775.7 | 869 | Natural Gas Fired Combined Cycle | NG | CT | 2018 |  |  | (OP) Operating | [8 empty] | 41.4812 | -73.1231 | 5703371.41 | 37222341.702 | 6.5264 | 79.17%
| Air Liquide Large Industries U S LP | 10298 | Bayou Cogen Plant | TX | Harris | ERCO | Industrial CHP | GT1 |  | 318.4 | 300 | 372 | Natural Gas Fired Combustion Turbine | NG | GT | 2015 |  |  | (OP) Operating | [8 empty] | 29.6225 | -95.0458 | 2331635.73 | 31800534.426 | 13.6387 | 79.22%
| Northern Indiana Pub Serv Co | 55364 | Sugar Creek Power | IN | Vigo | MISO | Electric Utility | CT01 | CC1 | 619.4 | 537.3 | 640.9 | Natural Gas Fired Combined Cycle | NG | CT | 2002.3333 |  |  | (OP) Operating | [8 empty] | 39.3931 | -87.5108 | 4097317.65 | 28960758.146 | 7.0682 | 79.4%
| Tennessee Valley Authority | 49 | Wheeler Dam | AL | Lawrence | TVA | Electric Utility | 1 |  | 404 | 398.2 | 366 | Conventional Hydroelectric | WAT | HY | 1949 |  |  | (OP) Operating | [8 empty] | 34.8069 | -87.3819 | 0 | 0 | #DIV/0! | 0%
| AFTW Holdings, LLC | 66713 | Wheeler Ridge | CA | Kern | CISO | IPP Non-CHP | WHRPV |  | 4.5 | 4.5 | 4.5 | Solar Photovoltaic | SUN | PV | 2023 |  |  | (OP) Operating |  | 7 | [6 empty] | 35.082 | -119.316 | 0 | 0 | #DIV/0! | 0%
| Madison Energy Investments LLC | 68395 | Wheeler Ridge 2 | CA | Kern | CISO | IPP Non-CHP | WR2PV |  | 5 | 5 | 5 | Solar Photovoltaic | SUN | PV | 2023 |  |  | (OP) Operating |  | 7.7 | [6 empty] | 34.9846 | -118.9085 | 0 | 0 | #DIV/0! | 0%
| Luminant Generation Company LLC | 6180 | Oak Grove (TX) | TX | Robertson | ERCO | IPP Non-CHP | OG1 |  | 1795.4 | 1710 | 1710 | Conventional Steam Coal | LIG | ST | 2010.5 |  |  | (OP) Operating | [8 empty] | 31.1803 | -96.4866 | 11900488.01 | 112558407.285 | 9.4583 | 79.44%
| Arkansas Electric Coop Corp | 7135 | Whillock | AR | Conway | MISO | Electric Utility | 1 |  | 32.4 | 17 | 17 | Conventional Hydroelectric | WAT | HY | 1993 |  |  | (OP) Operating | [8 empty] | 35.1276 | -92.7903 | 0 | 0 | #DIV/0! | 0%
| OEE XXVI LLC | 61660 | Whirlpool Corp-Greenville Wind Farm | OH | Darke | PJM | IPP Non-CHP | WTG1 |  | 4.5 | 4.5 | 4.5 | Onshore Wind Turbine | WND | WT | 2018 |  |  | (OP) Operating | [8 empty] | 40.1313 | -84.6099 | 0 | 0 | #DIV/0! | 0%
| OEE XXIII LLC | 61005 | Whirlpool Corporation - Marion Wind Farm | OH | Marion | PJM | Industrial Non-CHP | W1 |  | 4.5 | 4.5 | 4.5 | Onshore Wind Turbine | WND | WT | 2017 |  |  | (OP) Operating | [8 empty] | 40.5912 | -83.1785 | 0 | 0 | #DIV/0! | 0%
| OEE XXIV LLC | 61004 | Whirlpool Corporation - Ottawa Wind Farm | OH | Putnam | PJM | Industrial Non-CHP | W1 |  | 1.5 | 1.5 | 1.5 | Onshore Wind Turbine | WND | WT | 2018 |  |  | (OP) Operating | [8 empty] | 41.0028 | -84.0337 | 0 | 0 | #DIV/0! | 0%
| Whirlwind Energy LLC | 56673 | Whirlwind Energy Center | TX | Floyd | ERCO | IPP Non-CHP | WEC |  | 59.8 | 57 | 57 | Onshore Wind Turbine | WND | WT | 2007 |  |  | (OP) Operating | [8 empty] | 34.105 | -101.0986 | 0 | 0 | #DIV/0! | 0%
| Solar DG IL 4, LLC | 67720 | Whiskey Acres | IL | DeKalb | PJM | IPP Non-CHP | PV1 |  | 2 | 2 | 2 | Solar Photovoltaic | SUN | PV | 2024 |  |  | (OP) Operating |  | 2.8 | [6 empty] | 41.877 | -88.733 | 0 | 0 | #DIV/0! | 0%
| Mountain Parks Services, Inc. | 63164 | Whiskey Hill Solar | CO | Jackson | WACM | IPP Non-CHP | WHSKY |  | 1 | 1 | 1 | Solar Photovoltaic | SUN | PV | 2019 |  |  | (OP) Operating |  | 1.3 | [6 empty] | 40.8125 | -106.2897 | 0 | 0 | #DIV/0! | 0%
| Whiskey Solar, LLC | 66725 | Whiskey Solar | NC | Montgomery | CPLE | IPP Non-CHP | WHISK |  | 5 | 5 | 5 | Solar Photovoltaic | SUN | PV | 2021 |  |  | (OP) Operating |  | 7 | [6 empty] | 35.2734 | -79.7363 | 0 | 0 | #DIV/0! | 0%
| City of Redding - (CA) | 7189 | Whiskeytown | CA | Shasta | BANC | Electric Utility | 1 |  | 3.5 | 3.5 | 3.5 | Conventional Hydroelectric | WAT | HY | 1986 |  |  | (OA) Out of service but expected to return to service in next calendar year | [8 empty] | 40.5976 | -122.5387 | 0 | 0 | #DIV/0! | 0%
| Interstate Power and Light Co | 62079 | Whispering Willow North | IA | Franklin | MISO | Electric Utility | 1 |  | 201.3 | 201.3 | 201.3 | Onshore Wind Turbine | WND | WT | 2020 |  |  | (OP) Operating | [8 empty] | 42.775 | -93.4181 | 0 | 0 | #DIV/0! | 0%
| Interstate Power and Light Co | 56355 | Whispering Willow Wind Farm - East | IA | Franklin | MISO | Electric Utility | 1 |  | 199.7 | 199.7 | 199.7 | Onshore Wind Turbine | WND | WT | 2009 |  |  | (OP) Operating | [8 empty] | 42.6305 | -93.2064 | 0 | 0 | #DIV/0! | 0%
| SoCore Energy LLC | 60895 | Whistling Winds DPC Solar | WI | Juneau | MISO | IPP Non-CHP | PV1 |  | 1.5 | 1.5 | 1.5 | Solar Photovoltaic | SUN | PV | 2017 |  |  | (OP) Operating |  | 2.1 | [6 empty] | 43.9721 | -90.0719 | 0 | 0 | #DIV/0! | 0%
| Duke Energy Renewables Services | 59526 | Whitakers | NC | Nash | PJM | IPP Non-CHP | WHIT1 |  | 12 | 12 | 12 | Solar Photovoltaic | SUN | PV | 2015 |  |  | (OP) Operating |  | 16.8 | [6 empty] | 36.1272 | -77.7344 | 0 | 0 | #DIV/0! | 0%
| Strata Manager, LLC | 60438 | Whitakers Farm (Fisher Rd) | NC | Nash | PJM | IPP Non-CHP | 1 |  | 3.4 | 3.4 | 3.4 | Solar Photovoltaic | SUN | PV | 2016 |  |  | (OP) Operating |  | 4.5 | [6 empty] | 36.1155 | -77.7251 | 0 | 0 | #DIV/0! | 0%
| ERWR Whitcomb Farm Solar LLC | 59049 | Whitcomb Solar Farm | VT | Chittenden | ISNE | IPP Non-CHP | PS01 |  | 2.2 | 2.2 | 2.2 | Solar Photovoltaic | SUN | PV | 2014 |  |  | (OP) Operating |  | 3.6 | [6 empty] | 44.4856 | -73.1369 | 0 | 0 | #DIV/0! | 0%
| Arkansas Electric Coop Corp | 55714 | Magnet Cove | AR | Hot Spring | MISO | Electric Utility | GT1 | MC1 | 746 | 641.5 | 701.3 | Natural Gas Fired Combined Cycle | NG | CT | 2005.3333 |  |  | (OP) Operating | [8 empty] | 34.4297 | -92.8317 | 4673649.25 | 29449987.947 | 6.3013 | 79.46%
| White Cloud Wind Project, LLC | 62624 | White Cloud Wind Project, LLC | MO | Nodaway | AECI | IPP Non-CHP | WTCWF |  | 236.5 | 236.5 | 236.5 | Onshore Wind Turbine | WND | WT | 2020 |  |  | (OP) Operating | [8 empty] | 40.255 | -94.9722 | 0 | 0 | #DIV/0! | 0%
| White Creek Wind 1 LLC | 56487 | White Creek Wind Farm | WA | Klickitat | BPAT | IPP Non-CHP | 1 |  | 204 | 204 | 204 | Onshore Wind Turbine | WND | WT | 2007 |  |  | (OP) Operating | [8 empty] | 45.8155 | -120.3419 | 0 | 0 | #DIV/0! | 0%
| Strata Manager, LLC | 58341 | White Cross Farm | NC | Orange | DUK | IPP Non-CHP | 1 |  | 5 | 5 | 5 | Solar Photovoltaic | SUN | PV | 2013 |  |  | (OP) Operating |  | 6 | [6 empty] | 35.9071 | -79.1883 | 0 | 0 | #DIV/0! | 0%
| Nautilus Solar Solutions | 63085 | White CSG | MD | Baltimore | PJM | IPP Non-CHP | 15124 |  | 2 | 2 | 2 | Solar Photovoltaic | SUN | PV | 2020 |  |  | (OP) Operating |  | 2.3 | [6 empty] | 39.2058 | -76.4805 | 0 | 0 | #DIV/0! | 0%
| Cypress Creek Renewables | 60363 | White Farm Solar, LLC | NC | Northampton | PJM | IPP Non-CHP | WFSPV |  | 5.2 | 5.2 | 5.2 | Solar Photovoltaic | SUN | PV | 2016 |  |  | (OP) Operating |  | 7.2 | [6 empty] | 36.3476 | -77.2224 | 0 | 0 | #DIV/0! | 0%
| White Horse Solar A | 63760 | White Horse Solar A | SC | Greenville | DUK | IPP Non-CHP | WHRSA |  | 2 | 2 | 2 | Solar Photovoltaic | SUN | PV | 2020 |  |  | (OP) Operating |  | 2.8 | [6 empty] | 34.7863 | -82.3984 | 0 | 0 | #DIV/0! | 0%
| Entergy Louisiana LLC | 55467 | Ouachita | LA | Ouachita | MISO | Electric Utility | CTG1 | PB01 | 903.9 | 722 | 836.9 | Natural Gas Fired Combined Cycle | NG | CT | 2002 |  |  | (OP) Operating | [8 empty] | 32.7061 | -92.0683 | 5435590.39 | 40409855.961 | 7.4343 | 79.61%
| White Marsh Mall | 63289 | White Marsh Mall | MD | Baltimore | PJM | Commercial Non-CHP | WMM |  | 1.1 | 1.1 | 1.1 | Solar Photovoltaic | SUN | PV | 2015 |  |  | (OP) Operating |  | 1.4 | [6 empty] | 39.3761 | -76.4681 | 0 | 0 | #DIV/0! | 0%
| Nautilus Solar Solutions | 64644 | White Marsh Solar | MD | Baltimore | PJM | IPP Non-CHP | WM |  | 1.5 | 1.5 | 1.5 | Solar Photovoltaic | SUN | PV | 2020 |  |  | (OP) Operating |  | 1.8 | [6 empty] | 39.4167 | -76.403 | 0 | 0 | #DIV/0! | 0%
| White Mesa Wind, LLC | 64710 | White Mesa Wind | TX | Crockett | ERCO | IPP Non-CHP | WM001 |  | 500.6 | 500.6 | 500.6 | Onshore Wind Turbine | WND | WT | 2021 |  |  | (OP) Operating | [8 empty] | 30.91 | -101.263 | 0 | 0 | #DIV/0! | 0%
| White Oak Energy LLC | 57342 | White Oak Energy LLC | IL | McLean | MISO | IPP Non-CHP | 1 |  | 150 | 150 | 150 | Onshore Wind Turbine | WND | WT | 2011 |  |  | (OP) Operating | [8 empty] | 40.5908 | -89.0467 | 0 | 0 | #DIV/0! | 0%
| White Oak Solar, LLC | 60082 | White Oak Solar, LLC | GA | Burke | SOCO | IPP Non-CHP | WHTOK |  | 76.5 | 76.5 | 76.5 | Solar Photovoltaic | SUN | PV | 2016 |  |  | (OP) Operating |  | 112.6 | [6 empty] | 33.0368 | -82.1113 | 0 | 0 | #DIV/0! | 0%
| White Pine Solar, LLC | 60064 | White Pine Solar, LLC | GA | Taylor | SOCO | IPP Non-CHP | WHTPN |  | 101.2 | 101.2 | 101.2 | Solar Photovoltaic | SUN | PV | 2016 |  |  | (OP) Operating |  | 148.5 | [6 empty] | 32.506 | -84.257 | 0 | 0 | #DIV/0! | 0%
| Minnkota Power Coop, Inc | 2823 | Milton R Young | ND | Oliver | MISO | Electric Utility | 1 |  | 734 | 684 | 692 | Conventional Steam Coal | LIG | ST | 1973.5 |  |  | (OP) Operating | [8 empty] | 47.0659 | -101.2131 | 4804389.39 | 48085591.973 | 10.0087 | 79.72%
| Shapham Place Solar Project 2020 LLC | 67745 | White Plains RFP Shapham Place | NY | Westchester | NYIS | IPP Non-CHP | 4075 |  | 6.2 | 6.2 | 6.2 | Solar Photovoltaic | SUN | PV | 2022 |  |  | (OP) Operating |  | 1.5 | [6 empty] | 41.0215 | -73.7589 | 0 | 0 | #DIV/0! | 0%
| Distributed Solar Development, LLC | 67275 | White Plains_RFP-Gedney Way Landfill | NY | Westchester | NYIS | IPP Non-CHP | 4072B |  | 3.3 | 3.3 | 3.3 | Batteries | MWH | BA | 2022 |  |  | (OP) Operating | 5.1 | [7 empty] | 41.0089 | -73.7577 | 0 | 0 | #DIV/0! | 0%
| Wisconsin Electric Power Co | 1786 | White Rapids | MI | Menominee | MISO | Electric Utility | 1 |  | 8 | 7.2 | 7.2 | Conventional Hydroelectric | WAT | HY | 1927 |  |  | (OP) Operating | [8 empty] | 45.4821 | -87.8022 | 0 | 0 | #DIV/0! | 0%
| Northern States Power Co - Minnesota | 3989 | White River (WI) | WI | Ashland | MISO | Electric Utility | 1 |  | 1 | 0.4 | 0.4 | Conventional Hydroelectric | WAT | HY | 1907 |  |  | (OP) Operating | [8 empty] | 46.4983 | -90.9039 | 0 | 0 | #DIV/0! | 0%
| Ozark Hydro Management, LLC | 57160 | White River Lock and Dam 1 | AR | Independence | SPA | IPP Non-CHP | LD#1 |  | 4.3 | 4.3 | 4.3 | Conventional Hydroelectric | WAT | HY | 2007 |  |  | (OP) Operating | [8 empty] | 35.7574 | -91.6369 | 0 | 0 | #DIV/0! | 0%
| Ozark Hydro Management, LLC | 57161 | White River Lock and Dam 2 | AR | Independence | SPA | IPP Non-CHP | LD#2 |  | 3.5 | 3.5 | 3.5 | Conventional Hydroelectric | WAT | HY | 2007 |  |  | (OP) Operating | [8 empty] | 35.744 | -91.7654 | 0 | 0 | #DIV/0! | 0%
| Ozark Hydro Management, LLC | 57162 | White River Lock and Dam 3 | AR | Stone | SPA | IPP Non-CHP | LD#3 |  | 4.3 | 4.3 | 4.3 | Conventional Hydroelectric | WAT | HY | 2006 |  |  | (OP) Operating | [8 empty] | 35.8436 | -91.8505 | 0 | 0 | #DIV/0! | 0%
| Entegrity Solar WRMC, LLC | 67527 | White River Medical Center | AR | Jackson | MISO | IPP Non-CHP | 63613 |  | 2.9 | 2.9 | 2.3 | Solar Photovoltaic | SUN | PV | 2023 |  |  | (OP) Operating |  | 3.6 | [6 empty] | 35.6098 | -91.257 | 0 | 0 | #DIV/0! | 0%
| Consolidated Edison Development Inc. | 58373 | White River Solar | CA | Tulare | CISO | IPP Non-CHP | WRCA |  | 20 | 20 | 20 | Solar Photovoltaic | SUN | PV | 2013 |  |  | (OP) Operating |  | 26 | [6 empty] | 35.8714 | -119.4625 | 0 | 0 | #DIV/0! | 0%
| Consolidated Edison Development Inc. | 58973 | White River Solar 2 | CA | Tulare | CISO | IPP Non-CHP | W2CA |  | 19.8 | 19.8 | 19.8 | Solar Photovoltaic | SUN | PV | 2014 |  |  | (OP) Operating |  | 26 | [6 empty] | 35.8747 | -119.0461 | 0 | 0 | #DIV/0! | 0%
| White Rock Wind East, LLC | 64341 | White Rock East Wind Project | OK | Caddo | SWPP | IPP Non-CHP | WRE |  | 201.5 | 201.5 | 201.5 | Onshore Wind Turbine | WND | WT | 2024 |  |  | (OP) Operating | [8 empty] | 34.9743 | -98.1852 | 0 | 0 | #DIV/0! | 0%
| White Rock Road LLC | 66584 | White Rock Road LLC | RI | Washington | ISNE | IPP Non-CHP | 07367 |  | 6.5 | 6.5 | 6.5 | Solar Photovoltaic | SUN | PV | 2022 |  |  | (OP) Operating |  | 8.7 | [6 empty] | 41.4009 | -71.8395 | 0 | 0 | #DIV/0! | 0%
| White Rock Wind West, LLC | 64340 | White Rock West Wind Project | OK | Caddo | SWPP | IPP Non-CHP | WRW |  | 99.5 | 99.5 | 99.5 | Onshore Wind Turbine | WND | WT | 2023 |  |  | (OP) Operating | [8 empty] | 34.9668 | -98.2569 | 0 | 0 | #DIV/0! | 0%
| Sacramento Municipal Util Dist | 435 | White Rock/Slab Creek | CA | El Dorado | BANC | Electric Utility | H1 |  | 269.2 | 244.2 | 244.2 | Conventional Hydroelectric | WAT | HY | 1984.75 |  |  | (OP) Operating | [8 empty] | 38.7653 | -120.7874 | 0 | 0 | #DIV/0! | 0%
| Dimension Energy LLC | 67138 | White Stone Ocran Solar LLC Community So | VA | Lancaster | PJM | IPP Non-CHP | WHITE |  | 5 | 5 | 5 | Solar Photovoltaic | SUN | PV | 2024 |  |  | (OP) Operating |  | 6.99 | [6 empty] | 37.6529 | -76.3888 | 0 | 0 | #DIV/0! | 0%
| Sacramento Municipal Util Dist | 55970 | Cosumnes | CA | Sacramento | BANC | Electric Utility | 1 | CCC1 | 556.8 | 545 | 581.6 | Natural Gas Fired Combined Cycle | NG | CA | 2006 |  |  | (OP) Operating | [8 empty] | 38.3385 | -121.124 | 3953171.84 | 27124809.546 | 6.8615 | 80.11%
| Florida Power & Light Co | 65869 | White Tail | FL | Martin | FPL | Electric Utility | 1 |  | 74.5 | 74.5 | 74.5 | Solar Photovoltaic | SUN | PV | 2024 |  |  | (OP) Operating |  | 106.51 | [6 empty] | 27.0779 | -80.3792 | 0 | 0 | #DIV/0! | 0%
| Leeward Asset Management, LLC | 60572 | White Wing Solar | AZ | Yuma | CISO | IPP Non-CHP | GEN01 |  | 175 | 175 | 175 | Solar Photovoltaic | SUN | PV | 2024 |  |  | (OP) Operating | [8 empty] | 32.9941 | -113.5088 | 0 | 0 | #DIV/0! | 0%
| Open Mountain Energy LLC. | 63001 | Whitegrass No. 1 | NV | Lyon | NEVP | IPP Non-CHP | OH1 |  | 6.4 | 6.4 | 6.4 | Geothermal | GEO | BT | 2018 |  |  | (OP) Operating | [8 empty] | 39.1633 | -119.1805 | 0 | 0 | #DIV/0! | 0%
| SolRiver Capital LLC | 67052 | Whitehall Solar LLC | SC | Florence | DUK | IPP Non-CHP | PV1 |  | 2 | 2 | 2 | Solar Photovoltaic | SUN | PV | 2024 |  |  | (OP) Operating |  | 2.9 | [6 empty] | 34.0391 | -79.9167 | 0 | 0 | #DIV/0! | 0%
| Hummel Station, LLC | 60368 | Hummel Station LLC | PA | Snyder | PJM | IPP Non-CHP | CTG1 | HUM1 | 1194.4 | 1083.8 | 1097 | Natural Gas Fired Combined Cycle | NG | CT | 2018 |  |  | (OP) Operating | [8 empty] | 40.839 | -76.8255 | 7680671.23 | 52505057.26 | 6.836 | 80.41%
| Portland General Electric Co | 56227 | Port Westward | OR | Columbia | PGE | Electric Utility | 1 | CCG1 | 483 | 392.2 | 406.4 | Natural Gas Fired Combined Cycle | NG | CT | 2007 |  |  | (OP) Operating | [8 empty] | 46.1789 | -123.172 | 2814840.67 | 19116976.423 | 6.7915 | 80.47%
| Whitehorn Solar, LLC | 62959 | Whitehorn Solar | VA | Pittsylvania | PJM | IPP Non-CHP | WHIT1 |  | 50 | 50 | 50 | Solar Photovoltaic | SUN | PV | 2021 |  |  | (OP) Operating |  | 65.7 | [6 empty] | 36.9314 | -79.3587 | 0 | 0 | #DIV/0! | 0%
| Virginia Electric & Power Co | 60319 | Whitehouse Solar Farm | VA | Louisa | PJM | Electric Utility | 1 |  | 20 | 20 | 20 | Solar Photovoltaic | SUN | PV | 2016 |  |  | (OP) Operating |  | 26.8 | [6 empty] | 38.023 | -77.972 | 0 | 0 | #DIV/0! | 0%
| Cypress Creek Renewables | 61410 | Whitesboro Solar | TX | Grayson | ERCO | IPP Non-CHP | GEN1 |  | 5 | 5 | 5 | Solar Photovoltaic | SUN | PV | 2017 |  |  | (OP) Operating |  | 7.1 | [6 empty] | 33.6165 | -96.8687 | 0 | 0 | #DIV/0! | 0%
| Cypress Creek Renewables | 61411 | Whitesboro Solar II | TX | Grayson | ERCO | IPP Non-CHP | GEN1 |  | 5 | 5 | 5 | Solar Photovoltaic | SUN | PV | 2017 |  |  | (OP) Operating |  | 7.1 | [6 empty] | 33.6249 | -96.8675 | 0 | 0 | #DIV/0! | 0%
| Whiteside Solar 1, LLC | 64059 | Whiteside Solar 1 CSG | IL | Whiteside | MISO | IPP Non-CHP | WSIDE |  | 2 | 2 | 2 | Solar Photovoltaic | SUN | PV | 2020 |  |  | (OP) Operating |  | 2.9 | [6 empty] | 41.8569 | -90.1589 | 0 | 0 | #DIV/0! | 0%
| Whitetail Wind Energy, LLC | 58021 | Whitetail | TX | Webb | ERCO | IPP Non-CHP | 1 |  | 92 | 92.3 | 92.3 | Onshore Wind Turbine | WND | WT | 2012 |  |  | (OP) Operating | [8 empty] | 27.4881 | -99.0053 | 0 | 0 | #DIV/0! | 0%
| SolRiver Capital LLC | 59569 | Whitetail Solar | SC | Dillon | CPLE | IPP Non-CHP | PV1 |  | 10 | 10 | 10 | Solar Photovoltaic | SUN | PV | 2021 |  |  | (OP) Operating |  | 14.2 | [6 empty] | 34.3981 | -79.3836 | 0 | 0 | #DIV/0! | 0%
| Lightsource Renewable Energy Asset Management, LLC | 62989 | Whitetail Solar 1 | PA | Franklin | PJM | IPP Non-CHP | PAWT1 |  | 13.5 | 13.5 | 13.5 | Solar Photovoltaic | SUN | PV | 2019 |  |  | (OP) Operating |  | 18.2 | [6 empty] | 40.1397 | -77.61 | 0 | 0 | #DIV/0! | 0%
| Lightsource Renewable Energy Asset Management, LLC | 62990 | Whitetail Solar 2 | PA | Franklin | PJM | IPP Non-CHP | PAWT2 |  | 20 | 20 | 20 | Solar Photovoltaic | SUN | PV | 2020 |  |  | (OP) Operating |  | 27 | [6 empty] | 39.9042 | -77.8142 | 0 | 0 | #DIV/0! | 0%
| Lightsource Renewable Energy Asset Management, LLC | 62991 | Whitetail Solar 3 | PA | Franklin | PJM | IPP Non-CHP | PAWT3 |  | 20 | 20 | 20 | Solar Photovoltaic | SUN | PV | 2020 |  |  | (OP) Operating |  | 27 | [6 empty] | 39.8782 | -77.7691 | 0 | 0 | #DIV/0! | 0%
| Whitethorn Solar LLC | 60193 | Whitethorn Solar LLC | CA | Alameda | CISO | IPP Non-CHP | GEN1 |  | 3.3 | 3.3 | 3.3 | Solar Photovoltaic | SUN | PV | 2016 |  |  | (OP) Operating |  | 3.9 | [6 empty] | 37.691 | -121.717 | 0 | 0 | #DIV/0! | 0%
| Generation Bridge II Connecticut, LLC | 568 | Bridgeport Station | CT | Fairfield | ISNE | IPP Non-CHP | 501 | CC1 | 576.3 | 496.6 | 513.4 | Natural Gas Fired Combined Cycle | NG | CT | 2019 |  |  | (OP) Operating | [8 empty] | 41.1706 | -73.1844 | 3563990.34 | 22880834.412 | 6.42 | 80.56%
| Shell Wind Energy Inc. | 56012 | Whitewater Hill Wind Partners | CA | Riverside | CISO | IPP Non-CHP | 1 |  | 61.5 | 61.5 | 61.5 | Onshore Wind Turbine | WND | WT | 2002 |  |  | (OP) Operating | [8 empty] | 33.925 | -116.6178 | 0 | 0 | #DIV/0! | 0%
| Desert Water Agency | 10162 | Whitewater Hydro Plant | CA | Riverside | CISO | IPP Non-CHP | WWHI |  | 1.3 | 1.3 | 1.3 | Conventional Hydroelectric | WAT | HY | 1986 |  |  | (SB) Standby/Backup: available for service but not normally used | [8 empty] | 33.9347 | -116.6405 | 0 | 0 | #DIV/0! | 0%
| Gainesville Regional Utilities | 664 | John R Kelly | FL | Alachua | GVL | Electric Utility | 8.2 | G681 | 141.6 | 112 | 121 | Natural Gas Fired Combined Cycle | NG | CA | 2011 |  |  | (OP) Operating | [8 empty] | 29.6461 | -82.3208 | 823073.36 | 6766833.936 | 8.2214 | 80.65%
| Cypress Creek Renewables | 61524 | Whitewright Solar | TX | Fannin | ERCO | IPP Non-CHP | GEN1 |  | 10 | 10 | 10 | Solar Photovoltaic | SUN | PV | 2017 |  |  | (OP) Operating |  | 14 | [6 empty] | 33.4982 | -96.3789 | 0 | 0 | #DIV/0! | 0%
| Westbound Solar 3, LLC | 68610 | Whitfield Cooper | GA | Whitfield | TVA | IPP Non-CHP | KDORO |  | 1.1 | 1.1 | 1.1 | Solar Photovoltaic | SUN | PV | 2022 |  |  | (OP) Operating |  | 1.4 | [6 empty] | 34.9528 | -84.9446 | 0 | 0 | #DIV/0! | 0%
| Consolidated Water Power Co | 3975 | Whiting | WI | Portage | MISO | Electric Utility | 1 |  | 5.1 | 9 | 9 | Conventional Hydroelectric | WAT | HY | 1898.2 |  |  | (OP) Operating | [8 empty] | 44.4889 | -89.5756 | 0 | 0 | #DIV/0! | 0%
| Lawrenceburg Power, LLC | 55502 | Lawrenceburg Power, LLC | IN | Dearborn | PJM | IPP Non-CHP | 0100 | CC1 | 1232 | 1190 | 1288 | Natural Gas Fired Combined Cycle | NG | CA | 2004 |  |  | (OP) Operating | [8 empty] | 39.0911 | -84.8669 | 8755324.11 | 62739651.288 | 7.1659 | 80.67%
| Liberty Electric Power LLC | 55231 | Liberty Electric Power Plant | PA | Delaware | PJM | IPP Non-CHP | GTG1 | CC1 | 614 | 562 | 562 | Natural Gas Fired Combined Cycle | NG | CT | 2002 |  |  | (OP) Operating | [8 empty] | 39.8614 | -75.3358 | 3988787.61 | 28674274.685 | 7.1887 | 81.02%
| Ketchikan Public Utilities | 58977 | Whitman | AK | Ketchikan Gateway |  | Electric Utility | WPG-1 |  | 4.8 | 4.8 | 4.8 | Conventional Hydroelectric | WAT | HY | 2015 |  |  | (OP) Operating | [8 empty] | 55.3281 | -131.5308 | 0 | 0 | #DIV/0! | 0%
| USACE-Fort Worth District | 6414 | Whitney | TX | Bosque | ERCO | Electric Utility | 1 |  | 41.8 | 42 | 42 | Conventional Hydroelectric | WAT | HY | 1953 |  |  | (OP) Operating | [8 empty] | 31.8694 | -97.3667 | 0 | 0 | #DIV/0! | 0%
| Whitney Hill Wind Power LLC | 62606 | Whitney Hill Wind Power LLC | IL | Logan | PJM | IPP Non-CHP | WTHWP |  | 65 | 65 | 65 | Onshore Wind Turbine | WND | WT | 2020 |  |  | (OP) Operating | [8 empty] | 39.929 | -89.19 | 0 | 0 | #DIV/0! | 0%
| Whitney Point Solar, LLC | 60975 | Whitney Point Solar | CA | Fresno | CISO | IPP Non-CHP | WS532 |  | 20 | 20 | 20 | Solar Photovoltaic | SUN | PV | 2017 |  |  | (OP) Operating |  | 28.6 | [6 empty] | 36.3769 | -120.1385 | 0 | 0 | #DIV/0! | 0%
| Altus Power America Management, LLC | 61952 | Whitt Solar | SC | Anderson | DUK | IPP Non-CHP | 20 |  | 2 | 2 | 2 | Solar Photovoltaic | SUN | PV | 2019 |  |  | (OP) Operating |  | 2.5 | [6 empty] | 34.7216 | -82.5243 | 0 | 0 | #DIV/0! | 0%
| Solar Planet Power | 63408 | Whittier | NY | Monroe | NYIS | IPP Non-CHP | 300 |  | 2 | 2 | 2 | Solar Photovoltaic | SUN | PV | 2019 |  |  | (OP) Operating |  | 2.6 | [6 empty] | 43.15 | -77.8614 | 0 | 0 | #DIV/0! | 0%
| Black Hills Power, Inc. | 56319 | Wygen 2 | WY | Campbell | WACM | Electric Utility | 0001 |  | 95 | 90 | 91 | Conventional Steam Coal | SUB | ST | 2008 |  |  | (OP) Operating | [8 empty] | 44.2919 | -105.3811 | 643977.21 | 7475754.539 | 11.6087 | 81.23%
| Milford Power Co LLC | 55126 | Milford Power Project | CT | New Haven | ISNE | IPP Non-CHP | CA01 |  | 578 | 510.1 | 581.4 | Natural Gas Fired Combined Cycle | NG | CS | 2004 |  |  | (OP) Operating | [8 empty] | 41.2244 | -73.0997 | 3895516.8 | 28244798.169 | 7.2506 | 81.48%
| Wigeon Whistle BESS LLC | 67739 | Wigeon Whistle Battery Storage Plant | TX | Collin | ERCO | IPP Non-CHP | WIDWH |  | 120 | 120 | 120 | Batteries | MWH | BA | 2024 |  |  | (OP) Operating | 174 | [7 empty] | 33.0304 | -96.3572 | 0 | 0 | #DIV/0! | 0%
| Black Hills Ontario LLC | 55479 | Wygen 1 | WY | Campbell | WACM | IPP Non-CHP | 0001 |  | 90 | 85 | 86 | Conventional Steam Coal | SUB | ST | 2003 |  |  | (OP) Operating | [8 empty] | 44.2858 | -105.3833 | 610761.82 | 7120588.487 | 11.6585 | 81.55%
| BWC East Brook, LLC | 64417 | Wilbraham | MA | Hampden | ISNE | IPP Non-CHP | WILBR |  | 4 | 4 | 4 | Solar Photovoltaic | SUN | PV | 2020 |  |  | (OP) Operating |  | 5 | [6 empty] | 42.1039 | -72.3813 | 0 | 0 | #DIV/0! | 0%
| Tennessee Valley Authority | 3421 | Wilbur | TN | Carter | TVA | Electric Utility | 1 |  | 10.6 | 11.1 | 11.1 | Conventional Hydroelectric | WAT | HY | 1925 |  |  | (OP) Operating | [8 empty] | 36.3417 | -82.1264 | 0 | 0 | #DIV/0! | 0%
| AES Distributed Energy | 63048 | Wilbur Woods Solar LLC | MA | Franklin | ISNE | IPP Non-CHP | DESMO |  | 5 | 5 | 5 | Solar Photovoltaic | SUN | PV | 2021 |  |  | (OP) Operating |  | 7.2 | [6 empty] | 42.6113 | -72.3452 | 0 | 0 | #DIV/0! | 0%
| Florida Power & Light Co | 65430 | Wild Azalea Solar Energy Center | FL | Gadsden | FPL | Electric Utility | 1 |  | 74.5 | 74.5 | 74.5 | Solar Photovoltaic | SUN | PV | 2023 |  |  | (OP) Operating |  | 103 | [6 empty] | 30.6758 | -84.7403 | 0 | 0 | #DIV/0! | 0%
| Puget Sound Energy Inc | 56322 | Wild Horse | WA | Kittitas | PSEI | Electric Utility | 1 |  | 273.1 | 273 | 272.9 | Onshore Wind Turbine | WND | WT | 2007.3333 |  |  | (OP) Operating | [8 empty] | 47.0363 | -120.2065 | 0 | 0 | #DIV/0! | 0%
| Florida Power & Light Co | 65910 | Wild Quail | FL | Walton | FPL | Electric Utility | 1 |  | 74.5 | 74.5 | 74.5 | Solar Photovoltaic | SUN | PV | 2024 |  |  | (OP) Operating |  | 110.27 | [6 empty] | 30.8981 | -86.2501 | 0 | 0 | #DIV/0! | 0%
| National Grid Renewables | 67018 | Wild Springs | SD | Pennington | WACM | IPP Non-CHP | WLDSP |  | 128 | 128 | 128 | Solar Photovoltaic | SUN | PV | 2024 |  |  | (OP) Operating |  | 163.77 | [6 empty] | 44.07 | -102.84 | 0 | 0 | #DIV/0! | 0%
| Adapture Renewables, Inc. | 62775 | Wildberry | TN | Fayette | TVA | IPP Non-CHP | WILDB |  | 15 | 15 | 15 | Solar Photovoltaic | SUN | PV | 2018 |  |  | (OP) Operating |  | 20 | [6 empty] | 35.0582 | -89.3686 | 0 | 0 | #DIV/0! | 0%
| Wildcat Creek Wind Farm LLC | 62715 | Wildcat Creek Wind Farm LLC | TX | Cooke | ERCO | IPP Non-CHP | WCCWF |  | 175.3 | 175.3 | 175.3 | Onshore Wind Turbine | WND | WT | 2021 |  |  | (OP) Operating | [8 empty] | 33.5491 | -97.3296 | 0 | 0 | #DIV/0! | 0%
| Wildcat I Energy Storage LLC | 62875 | Wildcat I Energy Storage LLC | CA | Riverside | CISO | IPP Non-CHP | WILD1 |  | 3 | 3 | 3 | Batteries | MWH | BA | 2021 |  |  | (OP) Operating | 12 | [7 empty] | 33.808 | -116.4898 | 0 | 0 | #DIV/0! | 0%
| Tennessee Valley Authority | 55451 | Magnolia Power Plant | MS | Benton | TVA | Electric Utility | CTG1 | MCC1 | 1003.5 | 918 | 999 | Natural Gas Fired Combined Cycle | NG | CT | 2003 |  |  | (OP) Operating | [8 empty] | 34.835 | -89.2026 | 6849726.54 | 50552921.363 | 7.3803 | 81.58%
| Wildcat Ranch Wind Project, LLC | 61674 | Wildcat Ranch Wind Project | TX | Cochran | SWPP | IPP Non-CHP | WT |  | 150 | 150 | 150 | Onshore Wind Turbine | WND | WT | 2018 |  |  | (OP) Operating | [8 empty] | 33.5296 | -102.9619 | 0 | 0 | #DIV/0! | 0%
| Wildcat Wind, LLC | 57887 | Wildcat Wind | NM | Lea | SWPP | IPP Non-CHP | 1 |  | 27.3 | 27.3 | 27.3 | Onshore Wind Turbine | WND | WT | 2012 |  |  | (OP) Operating | [8 empty] | 32.9528 | -103.2853 | 0 | 0 | #DIV/0! | 0%
| Big Sky Wind, LLC | 57862 | Wildcat Wind Farm I, LLC | IN | Tipton | PJM | IPP Non-CHP | 1 |  | 200 | 200 | 200 | Onshore Wind Turbine | WND | WT | 2012 |  |  | (OP) Operating | [8 empty] | 40.3494 | -85.8431 | 0 | 0 | #DIV/0! | 0%
| Great River Hydro, LLC | 2353 | Wilder | VT | Windsor | ISNE | IPP Non-CHP | GEN1 |  | 35.6 | 39 | 40.8 | Conventional Hydroelectric | WAT | HY | 1962.3333 |  |  | (OP) Operating | [8 empty] | 43.6679 | -72.3036 | 0 | 0 | #DIV/0! | 0%
| Lightsource Renewable Energy Asset Management, LLC | 62988 | Wildflower Solar 1 | CA | Sacramento | BANC | IPP Non-CHP | CAWF1 |  | 13 | 13 | 13 | Solar Photovoltaic | SUN | PV | 2020 |  |  | (OP) Operating |  | 16.5 | [6 empty] | 38.705 | -121.477 | 0 | 0 | #DIV/0! | 0%
| Florida Power & Light Co | 61050 | Wildflower Solar Energy Center | FL | Desoto | FPL | Electric Utility | 1 |  | 74.5 | 74.5 | 74.5 | Solar Photovoltaic | SUN | PV | 2018 |  |  | (OP) Operating |  | 114 | [6 empty] | 27.3162 | -81.7839 | 0 | 0 | #DIV/0! | 0%
| Duke Energy Renewables Services | 66369 | Wildflower Solar, LLC (MS) | MS | DeSoto | MISO | IPP Non-CHP | WDFL |  | 100 | 100 | 100 | Solar Photovoltaic | SUN | PV | 2024 |  |  | (OP) Operating |  | 131 | [6 empty] | 34.962 | -90.184 | 0 | 0 | #DIV/0! | 0%
| Generate Capital | 66236 | Wildflower Way Solar | NY | Steuben | NYIS | IPP Non-CHP | 10982 |  | 5 | 5 | 5 | Solar Photovoltaic | SUN | PV | 2021 |  |  | (OP) Operating |  | 7 | [6 empty] | 42.3584 | -77.3042 | 0 | 0 | #DIV/0! | 0%
| Southern Power Co | 61866 | Wildhorse Mountain Wind Facility | OK | Pushmataha | SWPP | IPP Non-CHP | 1 |  | 100 | 100 | 100 | Onshore Wind Turbine | WND | WT | 2019 |  |  | (OP) Operating | [8 empty] | 34.591 | -95.1918 | 0 | 0 | #DIV/0! | 0%
| Wildorado Wind, LLC | 56432 | Wildorado Wind LLC | TX | Oldham | SWPP | IPP Non-CHP | 1 |  | 161 | 161 | 161 | Onshore Wind Turbine | WND | WT | 2007 |  |  | (OP) Operating | [8 empty] | 35.2919 | -102.3031 | 0 | 0 | #DIV/0! | 0%
| Duke Energy Renewables Services | 59380 | Wildwood Solar I, LLC | CA | Kern | CISO | IPP Non-CHP | WLD1 |  | 19.5 | 19.5 | 19.5 | Solar Photovoltaic | SUN | PV | 2015 |  |  | (OP) Operating |  | 26 | [6 empty] | 35.6158 | -119.5783 | 0 | 0 | #DIV/0! | 0%
| Duke Energy Renewables Services | 59253 | Wildwood Solar II | CA | Kern | CISO | IPP Non-CHP | PV1 |  | 15 | 14.7 | 11.2 | Solar Photovoltaic | SUN | PV | 2017 |  |  | (OP) Operating |  | 21 | [6 empty] | 35.63 | -119.5739 | 0 | 0 | #DIV/0! | 0%
| CPV Fairview, LLC | 60589 | CPV Fairview Energy Center | PA | Cambria | PJM | IPP Non-CHP | GEN1 | CC1 | 1197 | 1071.7 | 1090.6 | Natural Gas Fired Combined Cycle | NG | CT | 2019 |  |  | (OP) Operating | [8 empty] | 40.412 | -78.855 | 7738111.22 | 49070783.317 | 6.3414 | 81.7%
| Alabama Power Co | 6002 | James H Miller Jr | AL | Jefferson | SOCO | Electric Utility | 1 |  | 2822 | 2777.5 | 2777.5 | Conventional Steam Coal | SUB | ST | 1985.75 |  |  | (OP) Operating | [8 empty] | 33.6319 | -87.0597 | 19896603.75 | 198303589.1 | 9.9667 | 81.78%
| Westbound Solar LLC | 62886 | Wilkinson DeFore | GA | Wilkinson | SOCO | IPP Non-CHP | WILKD |  | 2.3 | 2.3 | 2.3 | Solar Photovoltaic | SUN | PV | 2019 |  |  | (OP) Operating |  | 3 | [6 empty] | 32.8796 | -83.321 | 0 | 0 | #DIV/0! | 0%
| Safari Energy, LLC | 65481 | Wilkinson DeFore | GA | Wilkinson | SOCO | IPP Non-CHP | WD |  | 3 | 3 | 3 | Solar Photovoltaic | SUN | PV | 2020 |  |  | (OP) Operating |  | 4 | [6 empty] | 32.8813 | -83.3029 | 0 | 0 | #DIV/0! | 0%
| Dominion Renewable Energy | 62544 | Wilkinson Solar LLC | NC | Beaufort | PJM | IPP Non-CHP | GEN1 |  | 80.6 | 80.6 | 80.6 | Solar Photovoltaic | SUN | PV | 2019 |  |  | (OP) Operating |  | 95.9 | [6 empty] | 35.5968 | -76.7639 | 0 | 0 | #DIV/0! | 0%
| USF Essex Lessor, LLC | 60287 | Willard Solar | NC | Pender | CPLE | IPP Non-CHP | PV1 |  | 5 | 5 | 5 | Solar Photovoltaic | SUN | PV | 2020 |  |  | (OP) Operating |  | 6 | [6 empty] | 34.7025 | -77.9697 | 0 | 0 | #DIV/0! | 0%
| Willey Battery Utility, LLC | 60660 | Willey Battery Utility | OH | Hamilton | PJM | IPP Non-CHP | WBU |  | 6 | 6 | 6 | Batteries | MWH | BA | 2016 | 9 | 2025 | (OP) Operating | 2 | [7 empty] | 39.2877 | -84.6803 | 0 | 0 | #DIV/0! | 0%
| Willford Solar, LLC | 67103 | Willford Solar, LLC | MI | Gladwin | MISO | IPP Non-CHP | WIL20 |  | 20 | 20 | 20 | Solar Photovoltaic | SUN | PV | 2023 |  |  | (OP) Operating |  | 28 | [6 empty] | 43.9885 | -84.5223 | 0 | 0 | #DIV/0! | 0%
| Allegheny Electric Coop Inc | 7128 | William F Matson Generating Station | PA | Huntingdon | PJM | Electric Utility | 1 |  | 21.7 | 8.4 | 21.7 | Conventional Hydroelectric | WAT | HY | 1988 |  |  | (OP) Operating | [8 empty] | 40.4329 | -78.0029 | 0 | 0 | #DIV/0! | 0%
| Hermiston Generating Co LP | 54761 | Hermiston Generating Plant | OR | Umatilla | PACW | IPP CHP | GEN1 | CC1 | 621.2 | 464 | 486 | Natural Gas Fired Combined Cycle | NG | CA | 1996 |  |  | (OP) Operating | [8 empty] | 45.8042 | -119.37 | 3403906.04 | 24936710.736 | 7.3259 | 81.8%
| Oregon Clean Energy Center | 59764 | Oregon Clean Energy Center | OH | Lucas | PJM | IPP Non-CHP | CTG11 | CC1 | 1061.5 | 849.1 | 964.9 | Natural Gas Fired Combined Cycle | NG | CT | 2017 |  |  | (OP) Operating | [8 empty] | 41.6679 | -83.4437 | 6514073.89 | 42715706.02 | 6.5574 | 81.99%
| Sunlight General Morris Solar LLC | 61630 | William G Mennen Sports Solar | NJ | Morris | PJM | IPP Non-CHP | MENN |  | 1.3 | 1.3 | 1 | Solar Photovoltaic | SUN | PV | 2011 |  |  | (OP) Operating |  | 1.6 | [6 empty] | 40.8149 | -74.4759 | 0 | 0 | #DIV/0! | 0%
| Nautilus Solar WPU LLC | 57805 | William Paterson University | NJ | Passaic | PJM | Commercial Non-CHP | WPU1 |  | 2.3 | 2.3 | 2.3 | Solar Photovoltaic | SUN | PV | 2010 |  |  | (OP) Operating |  | 2.7 | [6 empty] | 40.9521 | -74.1955 | 0 | 0 | #DIV/0! | 0%
| CPV Valley, LLC | 56940 | CPV Valley Energy Center | NY | Orange | NYIS | IPP Non-CHP | CTG1 | G921 | 770.5 | 649.7 | 738.6 | Natural Gas Fired Combined Cycle | NG | CT | 2018 |  |  | (OP) Operating | [8 empty] | 41.4122 | -74.4378 | 4996034.22 | 34623567.75 | 6.9302 | 82.16%
| Neighborhood Power Corp. | 63664 | Williams Acres Solar | OR | Marion | PGE | IPP Non-CHP | W0055 |  | 2.5 | 2.5 | 2.5 | Solar Photovoltaic | SUN | PV | 2021 |  |  | (OP) Operating |  | 3.2 | [6 empty] | 45.137 | -122.799 | 0 | 0 | #DIV/0! | 0%
| DTE Electric Company | 62192 | Blue Water Energy Center | MI | St Clair | MISO | Electric Utility | 11 | BWEC | 1267.4 | 1146 | 1169 | Natural Gas Fired Combined Cycle | NG | CT | 2022 |  |  | (OP) Operating | [8 empty] | 42.7737 | -82.4793 | 8353197.54 | 52082665.722 | 6.2351 | 82.38%
| Denver City & County of | 10422 | Williams Fork Hydro Plant | CO | Grand | WACM | IPP Non-CHP | GEN1 |  | 3.5 | 3.5 | 3.5 | Conventional Hydroelectric | WAT | HY | 1985.5 |  |  | (OP) Operating | [8 empty] | 40.035 | -106.2053 | 0 | 0 | #DIV/0! | 0%
| Brookfield White Pine Hydro LLC | 1510 | Williams Hydro | ME | Somerset | ISNE | IPP Non-CHP | WI1 |  | 13 | 14.9 | 14.9 | Conventional Hydroelectric | WAT | HY | 1944.5 |  |  | (OP) Operating | [8 empty] | 44.9589 | -69.8703 | 0 | 0 | #DIV/0! | 0%
| Harvest Midstream Co | 50205 | Williams Ignacio Natural Gas Plant | CO | La Plata | WACM | Industrial Non-CHP | 7101 |  | 6.1 | 6.1 | 6.1 | All Other | WH | ST | 1984 |  |  | (OP) Operating | [8 empty] | 37.1456 | -107.7847 | 0 | 0 | #DIV/0! | 0%
| AES Distributed Energy | 64725 | Williams Rd | NY | Niagara | ISNE | IPP Non-CHP | WLMRD |  | 4 | 4 | 4 | Solar Photovoltaic | SUN | PV | 2021 |  |  | (OP) Operating |  | 5.9 | [6 empty] | 43.204 | -78.943 | 0 | 0 | #DIV/0! | 0%
| AES Distributed Energy | 62202 | Williamsburg | MA | Hampshire | ISNE | IPP Non-CHP | WIL01 |  | 4 | 4 | 4 | Solar Photovoltaic | SUN | PV | 2019 |  |  | (OP) Operating |  | 6 | [6 empty] | 42.4259 | -72.769 | 0 | 0 | #DIV/0! | 0%
| Tesla Inc. | 60111 | Williamsburg Solar LLC VNEM CSG | MA | Hampshire | ISNE | IPP Non-CHP | PV1 |  | 2.2 | 2.2 | 2.2 | Solar Photovoltaic | SUN | PV | 2016 |  |  | (OP) Operating |  | 3 | [6 empty] | 42.3871 | -72.7134 | 0 | 0 | #DIV/0! | 0%
| Solar Planet Power | 63409 | Williamson | NY | Wayne | NYIS | IPP Non-CHP | 100 |  | 2 | 2 | 2 | Solar Photovoltaic | SUN | PV | 2019 |  |  | (OP) Operating |  | 2.8 | [6 empty] | 43.1401 | -77.0908 | 0 | 0 | #DIV/0! | 0%
| CVI CleanCapital Solar 4 LLC | 58361 | Williams-Sonoma Solar Facility | NJ | Middlesex | PJM | Commercial Non-CHP | WS |  | 3 | 3 | 3 | Solar Photovoltaic | SUN | PV | 2011 |  |  | (OP) Operating |  | 3.6 | [6 empty] | 40.3878 | -74.4553 | 0 | 0 | #DIV/0! | 0%
| Strata Manager, LLC | 59176 | Williamston Solar | NC | Martin | PJM | IPP Non-CHP | 5MWPV |  | 5 | 5 | 5 | Solar Photovoltaic | SUN | PV | 2014 |  |  | (OP) Operating |  | 6.7 | [6 empty] | 35.8011 | -77.0631 | 0 | 0 | #DIV/0! | 0%
| Williamston Speight Solar, LLC | 60787 | Williamston Speight Solar, LLC | NC | Martin | PJM | IPP Non-CHP | SPGHT |  | 15 | 15 | 15 | Solar Photovoltaic | SUN | PV | 2016 |  |  | (OP) Operating |  | 20.9 | [6 empty] | 35.8875 | -77.1642 | 0 | 0 | #DIV/0! | 0%
| Strata Manager, LLC | 60484 | Williamston West Farm, LLC | NC | Martin | PJM | IPP Non-CHP | 1 |  | 4.9 | 4.9 | 4.9 | Solar Photovoltaic | SUN | PV | 2016 |  |  | (OP) Operating |  | 6.3 | [6 empty] | 35.8365 | -77.108 | 0 | 0 | #DIV/0! | 0%
| CVI CleanCapital Solar 1 LLC | 58145 | Williamstown Solar | VT | Orange | ISNE | IPP Non-CHP | WTS_1 |  | 2 | 2 | 2 | Solar Photovoltaic | SUN | PV | 2012 |  |  | (OP) Operating |  | 2.5 | [6 empty] | 44.1131 | -72.6058 | 0 | 0 | #DIV/0! | 0%
| 147 Williamsville Solar 1, LLC | 63805 | Williamsville Hybrid CSG | MA | Worcester | ISNE | IPP Non-CHP | WBESS |  | 8.3 | 8.3 | 8.3 | Batteries | MWH | BA | 2021 |  |  | (OP) Operating | 6.7 | [7 empty] | 42.4695 | -72.0698 | 0 | 0 | #DIV/0! | 0%
| New York Power Authority | 63238 | Willis Battery Storage | NY | Franklin | NYIS | Electric Utility | WB1 |  | 20 | 20 | 20 | Batteries | MWH | BA | 2023 |  |  | (OP) Operating | 20 | [7 empty] | 44.8879 | -74.1183 | 0 | 0 | #DIV/0! | 0%
| Altus Power America Management, LLC | 61953 | Willis Solar | SC | Florence | CPLE | IPP Non-CHP | 16 |  | 2 | 2 | 2 | Solar Photovoltaic | SUN | PV | 2018 |  |  | (OP) Operating |  | 2.5 | [6 empty] | 33.9846 | -79.565 | 0 | 0 | #DIV/0! | 0%
| Willmar Municipal Utilities | 2022 | Willmar | MN | Kandiyohi | MISO | Electric Utility | WTG3 |  | 4 | 4 | 4 | Onshore Wind Turbine | WND | WT | 2009 |  |  | (OP) Operating | [8 empty] | 45.1217 | -95.0532 | 0 | 0 | #DIV/0! | 0%
| Pasadena Cogeneration LP | 55047 | Pasadena Cogeneration | TX | Harris | ERCO | IPP CHP | CTG1 | P1 | 815 | 746 | 776 | Natural Gas Fired Combined Cycle | NG | CT | 1999.2 |  |  | (OP) Operating | [8 empty] | 29.7248 | -95.1765 | 5495963.57 | 36566702.278 | 6.6534 | 82.44%
| Klamath Energy LLC | 55103 | Klamath Cogeneration Plant | OR | Klamath | AVRN | IPP CHP | CT1 | CC1 | 501.5 | 490 | 558 | Natural Gas Fired Combined Cycle | NG | CT | 2001 |  |  | (OP) Operating | [8 empty] | 42.1739 | -121.8106 | 3786630.68 | 26672425.244 | 7.0438 | 82.49%
| Invenergy Services LLC | 56952 | Willow Creek Energy Center | OR | Morrow | BPAT | IPP Non-CHP | 1 |  | 72 | 72 | 72 | Onshore Wind Turbine | WND | WT | 2009 |  |  | (OP) Operating | [8 empty] | 45.6533 | -119.9914 | 0 | 0 | #DIV/0! | 0%
| Willow Creek Wind Power LLC | 62431 | Willow Creek Wind Power LLC | SD | Butte | SWPP | IPP Non-CHP | 1 |  | 105 | 103.5 | 103.5 | Onshore Wind Turbine | WND | WT | 2020 |  |  | (OP) Operating | [8 empty] | 44.8259 | -103.2074 | 0 | 0 | #DIV/0! | 0%
| American Mun Power-Ohio, Inc | 57401 | Willow Island Hydroelectric Plant | WV | Pleasants | PJM | Electric Utility | WIG1 |  | 44 | 44 | 44 | Conventional Hydroelectric | WAT | HY | 2016 |  |  | (OP) Operating | [8 empty] | 39.3578 | -81.3179 | 0 | 0 | #DIV/0! | 0%
| Florida Power & Light Co | 64301 | Willow Solar Energy Center | FL | Manatee | FPL | Electric Utility | WILLO |  | 74.5 | 74.5 | 74.5 | Solar Photovoltaic | SUN | PV | 2021 |  |  | (OP) Operating |  | 93.9 | [6 empty] | 27.4481 | -82.0807 | 0 | 0 | #DIV/0! | 0%
| Willow Spring Solar LLC | 60324 | Willow Spring Solar, LLC | CA | Kern | CISO | IPP Non-CHP | GEN01 |  | 107.9 | 107.9 | 107.9 | Solar Photovoltaic | SUN | PV | 2019 |  |  | (OP) Operating |  | 125.7 | [6 empty] | 34.8267 | -118.3352 | 0 | 0 | #DIV/0! | 0%
| Willow Spring | 59494 | Willow Spring Windfarm (Burnt River) | OR | Baker | IPCO | IPP Non-CHP | WSW |  | 10 | 10 | 10 | Onshore Wind Turbine | WND | WT | 2017 |  |  | (OP) Operating | [8 empty] | 44.3819 | -117.2731 | 0 | 0 | #DIV/0! | 0%
| Willow Springs Windfarm, LLC | 60901 | Willow Springs Wind Farm | TX | Haskell | ERCO | IPP Non-CHP | WSPWF |  | 250 | 250 | 250 | Onshore Wind Turbine | WND | WT | 2017 |  |  | (OP) Operating | [8 empty] | 33.3454 | -99.6243 | 0 | 0 | #DIV/0! | 0%
| Big Sky Wind, LLC | 63877 | Willowbrook Solar I, LLC | OH | Highland | PJM | IPP Non-CHP | WBS |  | 150 | 150 | 150 | Solar Photovoltaic | SUN | PV | 2024 |  |  | (OP) Operating |  | 196 | [6 empty] | 39.0218 | -83.705 | 0 | 0 | #DIV/0! | 0%
| Virginia Electric & Power Co | 59913 | Greensville County Power Station | VA | Greensville | PJM | Electric Utility | CT01 | GV01 | 1773.3 | 1588 | 1681 | Natural Gas Fired Combined Cycle | NG | CT | 2018 |  |  | (OP) Operating | [8 empty] | 36.7182 | -77.6496 | 11825459.54 | 75515931.451 | 6.3859 | 82.59%
| Wilmarth Lane Solar 1, LLC | 64436 | Wilmarth Solar | MA | Norfolk | ISNE | IPP Non-CHP | WIL |  | 7.3 | 7.3 | 7.3 | Solar Photovoltaic | SUN | PV | 2020 |  |  | (OP) Operating |  | 6.4 | [6 empty] | 42.025 | -71.3535 | 0 | 0 | #DIV/0! | 0%
| Air Products & Chemicals Inc | 55557 | Wilmington Hydrogen Plant | CA | Los Angeles | LDWP | Industrial CHP | T101 |  | 31.9 | 28.1 | 27.7 | All Other | WH | ST | 1996 |  |  | (OP) Operating | [8 empty] | 33.7803 | -118.24 | 0 | 0 | #DIV/0! | 0%
| MN8 Energy LLC | 60736 | Wilmington Solar | MA | Middlesex | ISNE | IPP Non-CHP | PV1 |  | 2 | 2 | 2 | Solar Photovoltaic | SUN | PV | 2015 |  |  | (OP) Operating |  | 2.8 | [6 empty] | 42.5463 | -71.1753 | 0 | 0 | #DIV/0! | 0%
| South Field Energy, LLC | 60356 | South Field Energy | OH | Columbiana | PJM | IPP Non-CHP | SFCT1 | UNT1 | 1210.4 | 1210.4 | 1210.4 | Natural Gas Fired Combined Cycle | NG | CT | 2021 |  |  | (OP) Operating | [8 empty] | 40.6353 | -80.6783 | 8767159.19 | 55670157.429 | 6.3499 | 82.68%
| Wilmot Energy Center LLC | 64426 | Wilmot Energy Center LLC | AZ | Pima | TEPC | IPP Non-CHP | WIL |  | 160 | 130 | 130 | Solar Photovoltaic | SUN | PV | 2021 |  |  | (OP) Operating |  | 135 | [6 empty] | 32.0435 | -110.8927 | 0 | 0 | #DIV/0! | 0%
| Deseret Generation & Tran Coop | 7790 | Bonanza | UT | Uintah | PACE | Electric Utility | 1 |  | 512 | 470.5 | 469 | Conventional Steam Coal | BIT | ST | 2004.5 |  |  | (OP) Operating | [8 empty] | 40.0864 | -109.2844 | 3431569.33 | 34343683.462 | 10.0082 | 83.39%
| Tennessee Valley Authority | 6440 | Wilson Dam | AL | Lauderdale | TVA | Electric Utility | 1 |  | 666.7 | 667.5 | 662.8 | Conventional Hydroelectric | WAT | HY | 1939.9048 |  |  | (OP) Operating | [8 empty] | 34.7978 | -87.6254 | 0 | 0 | #DIV/0! | 0%
| Strata Manager, LLC | 58342 | Wilson Farm 1 | NC | Wilson | CPLE | IPP Non-CHP | 1 |  | 5 | 5 | 5 | Solar Photovoltaic | SUN | PV | 2013 |  |  | (OP) Operating |  | 6.1 | [6 empty] | 35.8036 | -77.8736 | 0 | 0 | #DIV/0! | 0%
| Hazelton/Wilson Joint Venture | 54306 | Wilson Lake Hydroelectric Project | ID | Jerome | IPCO | IPP Non-CHP | 1 |  | 8.4 | 8.4 | 8.4 | Conventional Hydroelectric | WAT | HY | 1993 |  |  | (OP) Operating | [8 empty] | 42.6289 | -114.1747 | 0 | 0 | #DIV/0! | 0%
| Consolidated Edison Solutions Inc. | 58174 | Wilson Solar | MA | Worcester | ISNE | IPP Non-CHP | WSMA |  | 2 | 2 | 2 | Solar Photovoltaic | SUN | PV | 2013 |  |  | (OP) Operating |  | 2.5 | [6 empty] | 42.2642 | -71.98 | 0 | 0 | #DIV/0! | 0%
| Ecos Energy LLC | 62023 | Wilson Solar | CT | New London | ISNE | IPP Non-CHP | WILSN |  | 1 | 1 | 1 | Solar Photovoltaic | SUN | PV | 2018 |  |  | (OP) Operating |  | 1.2 | [6 empty] | 41.656 | -72.16 | 0 | 0 | #DIV/0! | 0%
| GCL New Energy, Inc. | 61274 | Wilson Solar Farm 1 | NC | Wilson | CPLE | IPP Non-CHP | WISL1 |  | 3.4 | 3.3 | 2 | Solar Photovoltaic | SUN | PV | 2017 |  |  | (OP) Operating |  | 4.3 | [6 empty] | 35.7 | -77.9 | 0 | 0 | #DIV/0! | 0%
| GCL New Energy, Inc. | 61275 | Wilson Solar Farm 2 | NC | Wilson | CPLE | IPP Non-CHP | WILS2 |  | 5 | 3.8 | 3.7 | Solar Photovoltaic | SUN | PV | 2017 |  |  | (OP) Operating |  | 6.1 | [6 empty] | 35.683 | -78.016 | 0 | 0 | #DIV/0! | 0%
| GCL New Energy, Inc. | 61276 | Wilson Solar Farm 3 | NC | Wilson | CPLE | IPP Non-CHP | WILS3 |  | 10 | 9 | 8.1 | Solar Photovoltaic | SUN | PV | 2017 |  |  | (OP) Operating |  | 11.7 | [6 empty] | 35.78 | -78 | 0 | 0 | #DIV/0! | 0%
| GCL New Energy, Inc. | 61277 | Wilson Solar Farm 4 | NC | Wilson | CPLE | IPP Non-CHP | WILS4 |  | 10 | 9 | 8.1 | Solar Photovoltaic | SUN | PV | 2017 |  |  | (OP) Operating |  | 12.1 | [6 empty] | 35.7 | -78 | 0 | 0 | #DIV/0! | 0%
| GCL New Energy, Inc. | 61278 | Wilson Solar Farm 5 | NC | Wilson | CPLE | IPP Non-CHP | WILS5 |  | 10 | 9.5 | 6.7 | Solar Photovoltaic | SUN | PV | 2017 |  |  | (OP) Operating |  | 12.1 | [6 empty] | 35.68 | -77.87 | 0 | 0 | #DIV/0! | 0%
| GCL New Energy, Inc. | 61279 | Wilson Solar Farm 6 | NC | Wilson | CPLE | IPP Non-CHP | WILS6 |  | 10 | 9.7 | 7.2 | Solar Photovoltaic | SUN | PV | 2017 |  |  | (OP) Operating |  | 12.7 | [6 empty] | 35.68 | -77.87 | 0 | 0 | #DIV/0! | 0%
| GCL New Energy, Inc. | 61280 | Wilson Solar Farm 7 | NC | Wilson | CPLE | IPP Non-CHP | WILS7 |  | 10 | 9.2 | 8.4 | Solar Photovoltaic | SUN | PV | 2017 |  |  | (OP) Operating |  | 12.3 | [6 empty] | 35.75 | -78 | 0 | 0 | #DIV/0! | 0%
| Tenaska Pennsylvania Partners, LLC | 60464 | Tenaska Westmoreland Generating Station | PA | Westmoreland | PJM | IPP Non-CHP | CTG1 | STG1 | 1134 | 947 | 1032 | Natural Gas Fired Combined Cycle | NG | CT | 2018 |  |  | (OP) Operating | [8 empty] | 40.1752 | -79.6967 | 7239024.46 | 48780434.493 | 6.7385 | 83.51%
| Wilton Wind II LLC | 57120 | Wilton Wind II LLC | ND | Burleigh | MISO | IPP Non-CHP | 1 |  | 49.5 | 49.5 | 49.5 | Onshore Wind Turbine | WND | WT | 2009 |  |  | (OP) Operating | [8 empty] | 47.1333 | -100.7011 | 0 | 0 | #DIV/0! | 0%
| Wilzig Associates, LLC | 59751 | Wilzig Associates, LLC | NJ | Bergen | PJM | Commercial Non-CHP | WILZG |  | 1.2 | 1.2 | 1.2 | Solar Photovoltaic | SUN | PV | 2013 |  |  | (OP) Operating |  | 1.5 | [6 empty] | 40.8253 | -74.0944 | 0 | 0 | #DIV/0! | 0%
| Tampa Electric Co | 61667 | Wimauma Solar and Battery Storage | FL | Hillsborough | TEC | Electric Utility | 1 |  | 114.8 | 114.8 | 114.8 | Solar Photovoltaic | SUN | PV | 2022.5 |  |  | (OP) Operating |  | 87.9 | [6 empty] | 27.7304 | -82.2635 | 0 | 0 | #DIV/0! | 0%
| Onyx Asset Services Group | 62503 | Winchendon Landfill Solar | MA | Worcester | ISNE | IPP Non-CHP | 10237 |  | 2 | 2 | 2 | Solar Photovoltaic | SUN | PV | 2018 |  |  | (OP) Operating |  | 2.7 | [6 empty] | 42.6897 | -72.0857 | 0 | 0 | #DIV/0! | 0%
| Altus Power America Management, LLC | 59466 | Winchendon Solar | MA | Worcester | ISNE | IPP Non-CHP | 3 |  | 1.9 | 1.9 | 1.9 | Solar Photovoltaic | SUN | PV | 2014 |  |  | (OP) Operating |  | 2.4 | [6 empty] | 42.6594 | -71.9917 | 0 | 0 | #DIV/0! | 0%
| Clean Energy Future-Lordstown, LLC | 60376 | Clean Energy Future-Lordstown, LLC | OH | Trumbull | PJM | IPP Non-CHP | CTG1 | CC01 | 962 | 858 | 940.2 | Natural Gas Fired Combined Cycle | NG | CT | 2018 |  |  | (OP) Operating | [8 empty] | 41.1489 | -80.8516 | 6590476.08 | 43708297.358 | 6.632 | 83.68%
| Wind Colebrook South | 60700 | Wind Colebrook South | CT | Litchfield | ISNE | IPP Non-CHP | WCS |  | 5 | 5 | 5 | Onshore Wind Turbine | WND | WT | 2015 |  |  | (OP) Operating | [8 empty] | 41.9611 | -73.1408 | 0 | 0 | #DIV/0! | 0%
| Wind GEM, LLC | 60541 | Wind GEM | IA | Adair | MISO | IPP Non-CHP | WT1 |  | 1.9 | 1.9 | 1.9 | Onshore Wind Turbine | WND | WT | 2015 |  |  | (OP) Operating | [8 empty] | 41.47 | -94.3394 | 0 | 0 | #DIV/0! | 0%
| Leeward Asset Management, LLC | 56299 | Wind Park Bear Creek | PA | Luzerne | PJM | IPP Non-CHP | 1 |  | 24 | 24 | 24 | Onshore Wind Turbine | WND | WT | 2006 |  |  | (OP) Operating | [8 empty] | 41.2353 | -75.7531 | 0 | 0 | #DIV/0! | 0%
| Madison Gas & Electric Co | 7886 | Wind Turbine | WI | Kewaunee | MISO | Electric Utility | 1 |  | 11 | 11 | 11 | Onshore Wind Turbine | WND | WT | 1999 |  |  | (OP) Operating | [8 empty] | 44.6694 | -87.6333 | 0 | 0 | #DIV/0! | 0%
| Windcurrent Farms LLC | 56205 | Windcurrent Farms LLC | MN | Pipestone | MISO | IPP Non-CHP | 1 |  | 2 | 2 | 2 | Onshore Wind Turbine | WND | WT | 2003 |  |  | (OP) Operating | [8 empty] | 44.0236 | -96.0789 | 0 | 0 | #DIV/0! | 0%
| EDP Renewables North America LLC | 59878 | Windhub Solar A LLC | CA | Kern | CISO | IPP Non-CHP | GEN01 |  | 20 | 20 | 20 | Solar Photovoltaic | SUN | PV | 2019 |  |  | (OP) Operating |  | 25 | [6 empty] | 35.0199 | -118.2879 | 0 | 0 | #DIV/0! | 0%
| Longview Power, LLC | 56671 | Longview Power Plant | WV | Monongalia | PJM | IPP Non-CHP | MKA01 |  | 807.5 | 710 | 710 | Conventional Steam Coal | BIT | ST | 2011 |  |  | (OP) Operating | [8 empty] | 39.7079 | -79.959 | 5212981.01 | 43628651.432 | 8.3692 | 83.82%
| Midwest Power Partners LLC | 56544 | Windom Wind Project | MN | Cottonwood | MISO | IPP Non-CHP | 1 |  | 15.6 | 15.6 | 15.6 | Onshore Wind Turbine | WND | WT | 2006 |  |  | (OP) Operating | [8 empty] | 43.9578 | -95.1306 | 0 | 0 | #DIV/0! | 0%
| Duke Energy Renewables Services | 58847 | Windsor Cooper HIill Solar, LLC | NC | Bertie | PJM | IPP Non-CHP | 1 |  | 5 | 5 | 5 | Solar Photovoltaic | SUN | PV | 2015 |  |  | (OP) Operating |  | 7 | [6 empty] | 35.9819 | -76.9178 | 0 | 0 | #DIV/0! | 0%
| CA ODEVI LLC | 62902 | Windsor Floating Solar | CA | Sonoma | CISO | IPP Non-CHP | WUS15 |  | 1.5 | 1.5 | 1.5 | Solar Photovoltaic | SUN | PV | 2020 |  |  | (OP) Operating |  | 1.8 | [6 empty] | 38.5392 | -122.8151 | 0 | 0 | #DIV/0! | 0%
| Greenbacker Renewable Energy Corporation | 64678 | Windsor Hwy 17 Solar | NC | Bertie | PJM | IPP Non-CHP | WDH17 |  | 5 | 5 | 5 | Solar Photovoltaic | SUN | PV | 2021 |  |  | (OP) Operating |  | 6.4 | [6 empty] | 36.0213 | -76.8724 | 0 | 0 | #DIV/0! | 0%
| Strata Manager, LLC | 59171 | Windsor Solar | NC | Bertie | PJM | IPP Non-CHP | 5MWPV |  | 5 | 5 | 5 | Solar Photovoltaic | SUN | PV | 2014 |  |  | (OP) Operating |  | 6.7 | [6 empty] | 36.0169 | -76.8831 | 0 | 0 | #DIV/0! | 0%
| Nextera Energy Resources | 57774 | Windstar 1 | CA | Kern | CISO | IPP Non-CHP | WGNS |  | 120 | 120 | 120 | Onshore Wind Turbine | WND | WT | 2012 |  |  | (OP) Operating | [8 empty] | 35.0542 | -118.3547 | 0 | 0 | #DIV/0! | 0%
| EDF Renewable Asset Holdings, Inc. | 59238 | Windthorst-2 | TX | Archer | ERCO | IPP Non-CHP | WND2 |  | 67.6 | 67.6 | 67.6 | Onshore Wind Turbine | WND | WT | 2014 |  |  | (OP) Operating | [8 empty] | 33.4953 | -98.5 | 0 | 0 | #DIV/0! | 0%
| Consolidated Edison Development Inc. | 58071 | Windwalkers LLC | IA | Worth | MISO | IPP Non-CHP | 1 |  | 1.6 | 1.6 | 1.6 | Onshore Wind Turbine | WND | WT | 2011 |  |  | (OP) Operating | [8 empty] | 43.3847 | -93.2214 | 0 | 0 | #DIV/0! | 0%
| Windy Flats Partners LLC | 57159 | Windy Flats Wind Project | WA | Klickitat | BPAT | IPP Non-CHP | GEN1 |  | 262.2 | 262.2 | 262.2 | Onshore Wind Turbine | WND | WT | 2009 |  |  | (OP) Operating | [8 empty] | 45.7269 | -120.8339 | 0 | 0 | #DIV/0! | 0%
| Terraform Arcadia | 62193 | Winegar CSG | MN | Waseca | MISO | IPP Non-CHP | SO377 |  | 1 | 1 | 1 | Solar Photovoltaic | SUN | PV | 2018 |  |  | (OP) Operating |  | 1.4 | [6 empty] | 44.1128 | -93.5073 | 0 | 0 | #DIV/0! | 0%
| Appalachian Power Co | 6562 | Winfield | WV | Putnam | PJM | Electric Utility | 1 |  | 24.5 | 18.7 | 24.3 | Conventional Hydroelectric | WAT | HY | 1938 |  |  | (OP) Operating | [8 empty] | 38.5274 | -81.9139 | 0 | 0 | #DIV/0! | 0%
| OE_ALD | 64469 | Wing | AL | Covington | SOCO | IPP Non-CHP | OEALD |  | 80 | 80 | 80 | Solar Photovoltaic | SUN | PV | 2023 |  |  | (OP) Operating |  | 106 | [6 empty] | 31.0078 | -86.5919 | 0 | 0 | #DIV/0! | 0%
| Entergy Mississippi LLC | 55706 | Choctaw County | MS | Choctaw | TVA | Electric Utility | CTG1 | CC1 | 899 | 781 | 884 | Natural Gas Fired Combined Cycle | NG | CT | 2003 |  |  | (OP) Operating | [8 empty] | 33.2881 | -89.4201 | 6121625.18 | 44023879.543 | 7.1915 | 83.94%
| Avangrid Power LLC | 56764 | Winnebago Wind Power Project | IA | Winnebago | MISO | IPP Non-CHP | 1 |  | 20 | 20 | 20 | Onshore Wind Turbine | WND | WT | 2008 |  |  | (OP) Operating | [8 empty] | 43.315 | -93.77 | 0 | 0 | #DIV/0! | 0%
| Hamilton Liberty O&M LLC | 58420 | Hamilton Liberty | PA | Bradford | PJM | IPP Non-CHP | GEN1 |  | 870 | 765 | 850 | Natural Gas Fired Combined Cycle | NG | CS | 2016 |  |  | (OP) Operating | [5 empty] | 2025 | 5 | 30 | 41.7675 | -76.39 | 5960503.57 | 40084915.109 | 6.7251 | 84.26%
| Madison Energy Holdings LLC | 63532 | Winona Community Solar One LLC | MN | Winona | MISO | IPP Non-CHP | 52837 |  | 1 | 1 | 1 | Solar Photovoltaic | SUN | PV | 2020 |  |  | (OP) Operating |  | 1.4 | [6 empty] | 43.8585 | -91.322 | 0 | 0 | #DIV/0! | 0%
| Winona County Wind LLC | 57547 | Winona County Wind LLC | MN | Winona | MISO | IPP Non-CHP | WCW |  | 1.5 | 0.5 | 0.4 | Onshore Wind Turbine | WND | WT | 2011 |  |  | (OS) Out of service and NOT expected to return to service in next calendar year | [8 empty] | 44.1125 | -91.9247 | 0 | 0 | #DIV/0! | 0%
| Winona Garden LLC | 66580 | Winona Garden | MN | Winona | MISO | IPP Non-CHP | MNC06 |  | 0.9 | 1 | 1 | Solar Photovoltaic | SUN | PV | 2023 |  |  | (OP) Operating |  | 1.4 | [6 empty] | 44.1065 | -91.9289 | 0 | 0 | #DIV/0! | 0%
| Winona Solar I LLC | 62799 | Winona Solar | MN | Winona | MISO | IPP Non-CHP | WIN |  | 1 | 1 | 1 | Solar Photovoltaic | SUN | PV | 2019 |  |  | (OP) Operating |  | 1.4 | [6 empty] | 44.1241 | -91.901 | 0 | 0 | #DIV/0! | 0%
| Duke Energy Florida, LLC | 66553 | Winquepin Renewable Energy Center | FL | Madison | FPC | Electric Utility | PV1 |  | 74.9 | 74.9 | 74.9 | Solar Photovoltaic | SUN | PV | 2024 |  |  | (OP) Operating |  | 104.4 | [6 empty] | 30.2825 | -83.2982 | 0 | 0 | #DIV/0! | 0%
| BD Solar 2 LLC | 64069 | Winslow PV - BD Solar 2 LLC | ME | Kennebec | ISNE | IPP Non-CHP | WINPV |  | 7 | 7 | 7 | Solar Photovoltaic | SUN | PV | 2022 |  |  | (OP) Operating |  | 10.6 | [6 empty] | 44.56 | -69.59 | 0 | 0 | #DIV/0! | 0%
| Black Hills Power, Inc. | 56596 | Wygen III | WY | Campbell | WACM | Electric Utility | 5 |  | 116 | 100 | 103 | Conventional Steam Coal | SUB | ST | 2010 |  |  | (OP) Operating | [8 empty] | 44.2919 | -105.3806 | 750183.93 | 7839538.29 | 10.4502 | 84.37%
| Carroll County Energy LLC | 59773 | Carroll County Energy | OH | Carroll | PJM | IPP Non-CHP | CGT1 | CCE1 | 832.3 | 714.6 | 760.4 | Natural Gas Fired Combined Cycle | NG | CT | 2017 |  |  | (OP) Operating | [8 empty] | 40.6044 | -81.0592 | 5480239.65 | 39548713.073 | 7.2166 | 84.83%
| Dominion Energy Inc. | 68775 | Winterberry Solar | VA | Gloucester | PJM | Electric Utility | WNTB |  | 20 | 20 | 20 | Solar Photovoltaic | SUN | PV | 2023 |  |  | (OP) Operating | [8 empty] | 37.36 | -76.53 | 0 | 0 | #DIV/0! | 0%
| CHI Operations Inc | 55567 | Winters Spawn LLC | MN | Lincoln | MISO | IPP Non-CHP | WS30 |  | 1.9 | 1.9 | 1.9 | Onshore Wind Turbine | WND | WT | 2001 |  |  | (OP) Operating | [8 empty] | 44.2081 | -96.1989 | 0 | 0 | #DIV/0! | 0%
| Michigan Power Limited Partnership | 54915 | Michigan Power LP | MI | Mason | MISO | IPP CHP | G001 | CC1 | 138.1 | 128 | 156 | Natural Gas Fired Combined Cycle | NG | CA | 1995 |  |  | (OP) Operating | [8 empty] | 43.9375 | -86.425 | 1055784.75 | 9938818.05 | 9.4137 | 84.88%
| ALLETE, Inc. | 1902 | Winton | MN | Lake | MISO | Electric Utility | 2 |  | 4 | 4.1 | 4.1 | Conventional Hydroelectric | WAT | HY | 1923 |  |  | (OP) Operating | [8 empty] | 47.9344 | -91.7639 | 0 | 0 | #DIV/0! | 0%
| Duke Energy Renewables Services | 59177 | Winton Solar | NC | Hertford | PJM | IPP Non-CHP | 5MWPV |  | 5 | 5 | 5 | Solar Photovoltaic | SUN | PV | 2016 |  |  | (OP) Operating |  | 7 | [6 empty] | 36.375 | -76.9389 | 0 | 0 | #DIV/0! | 0%
| Moxie Freedom LLC | 59906 | Moxie Freedom Generation Plant | PA | Luzerne | PJM | IPP Non-CHP | GEN1 |  | 1105 | 1045 | 1105 | Natural Gas Fired Combined Cycle | NG | CS | 2018 |  |  | (OP) Operating | [8 empty] | 41.1131 | -76.1581 | 8002807.41 | 52909949.302 | 6.6114 | 84.98%
| Wiota Wind Energy, LLC #1 | 58461 | Wiota | IA | Cass | MISO | IPP Non-CHP | 1 |  | 1.6 | 1.6 | 1.6 | Onshore Wind Turbine | WND | WT | 2012 |  |  | (OP) Operating | [8 empty] | 41.3919 | -94.8764 | 0 | 0 | #DIV/0! | 0%
| Consolidated Water Power Co | 3974 | Wisconsin Rapids | WI | Wood | MISO | Electric Utility | 1 |  | 8.1 | 8.1 | 8.1 | Conventional Hydroelectric | WAT | HY | 1906.4 |  |  | (OP) Operating | [8 empty] | 44.3939 | -89.825 | 0 | 0 | #DIV/0! | 0%
| Pacific Gas & Electric Co. | 292 | Wise | CA | Placer | CISO | Electric Utility | 1 |  | 16.4 | 17.2 | 17.2 | Conventional Hydroelectric | WAT | HY | 1951.5 |  |  | (OP) Operating | [8 empty] | 38.8899 | -121.0985 | 0 | 0 | #DIV/0! | 0%
| Marcus Hook Energy LP | 55801 | Marcus Hook Energy LP | PA | Delaware | PJM | IPP CHP | CT13 | CCG1 | 836.1 | 877 | 928 | Natural Gas Fired Combined Cycle | NG | CT | 2004 |  |  | (OP) Operating | [8 empty] | 39.807 | -75.4216 | 6731335.75 | 45691827.969 | 6.7879 | 85.14%
| New York Power Authority | 56196 | Zeltmann | NY | Queens | NYIS | Electric Utility | CA01 | CC1 | 528 | 476 | 540.4 | Natural Gas Fired Combined Cycle | NG | CA | 2005 |  |  | (OP) Operating | [8 empty] | 40.7889 | -73.9069 | 3792603.87 | 25568100.051 | 6.7416 | 85.19%
| Northern States Power Co - Minnesota | 4015 | Wissota | WI | Chippewa | MISO | Electric Utility | 1 |  | 39.4 | 18 | 18 | Conventional Hydroelectric | WAT | HY | 1917 |  |  | (OP) Operating | [8 empty] | 44.9378 | -91.3406 | 0 | 0 | #DIV/0! | 0%
| Consolidated Edison Development Inc. | 61750 | Wistaria Ranch Solar | CA | Imperial | CISO | IPP Non-CHP | WICA |  | 106.7 | 100 | 100 | Solar Photovoltaic | SUN | PV | 2018 |  |  | (OP) Operating |  | 141 | [6 empty] | 32.676 | -115.619 | 0 | 0 | #DIV/0! | 0%
| Wister Solar | 63487 | Wister Solar | CA | Imperial | IID | IPP Non-CHP | WSOL |  | 20 | 20 | 20 | Solar Photovoltaic | SUN | PV | 2022 |  |  | (OP) Operating |  | 25.1 | [6 empty] | 33.2694 | -115.503 | 0 | 0 | #DIV/0! | 0%
| Wisconsin Public Service Corp | 56031 | Fox Energy Center | WI | Outagamie | MISO | Electric Utility | CTG1 | CC1 | 618.8 | 577.5 | 644.8 | Natural Gas Fired Combined Cycle | NG | CT | 2005.3333 |  |  | (OP) Operating | [8 empty] | 44.3204 | -88.2089 | 4566292.61 | 30693719.396 | 6.7218 | 85.29%
| MN8 Energy LLC | 65958 | WMATA - Anacostia CSG | DC | District of Columbia | PJM | IPP Non-CHP | GEN1 |  | 1.1 | 1.1 | 1.1 | Solar Photovoltaic | SUN | PV | 2023 |  |  | (OP) Operating |  | 1.5 | [6 empty] | 38.865 | -76.994 | 0 | 0 | #DIV/0! | 0%
| MN8 Energy LLC | 65959 | WMATA - Cheverly Metro (CSG) | MD | Prince Georges | PJM | IPP Non-CHP | GEN1 |  | 1.9 | 1.9 | 1.9 | Solar Photovoltaic | SUN | PV | 2024 |  |  | (OP) Operating |  | 2.5 | [6 empty] | 38.9156 | -76.9174 | 0 | 0 | #DIV/0! | 0%
| MN8 Energy LLC | 65960 | WMATA - Naylor Rd. Metro | MD | Prince Georges | PJM | IPP Non-CHP | GEN1 |  | 1.7 | 1.7 | 1.7 | Solar Photovoltaic | SUN | PV | 2023 |  |  | (OP) Operating |  | 2.2 | [6 empty] | 38.8503 | -76.9573 | 0 | 0 | #DIV/0! | 0%
| MN8 Energy LLC | 65961 | WMATA - S. Ave. Carport (East) (CSG) | MD | Prince Georges | PJM | IPP Non-CHP | GEN1 |  | 1.7 | 1.7 | 1.7 | Solar Photovoltaic | SUN | PV | 2023 |  |  | (OP) Operating |  | 2.2 | [6 empty] | 38.8407 | -76.9752 | 0 | 0 | #DIV/0! | 0%
| Greenbacker Renewable Energy Corporation | 65216 | Woburn | MA | Middlesex | ISNE | IPP Non-CHP | 673 |  | 1.3 | 1.3 | 1.3 | Solar Photovoltaic | SUN | PV | 2020 |  |  | (OP) Operating |  | 1.7 | [6 empty] | 42.5113 | -71.1391 | 0 | 0 | #DIV/0! | 0%
| Nautilus Solar Solutions | 67426 | Wolcott Hill (Camden) (CSG) | NY | Oneida | NYIS | IPP Non-CHP | SC |  | 5 | 5 | 5 | Solar Photovoltaic | SUN | PV | 2024 |  |  | (OP) Operating |  | 6.9 | [6 empty] | 43.3503 | -75.7292 | 0 | 0 | #DIV/0! | 0%
| Wolf Solar LLC | 68660 | Wolf | NY | Monroe | NYIS | IPP Non-CHP | 165 |  | 3.6 | 3.6 | 3.6 | Solar Photovoltaic | SUN | PV | 2024 |  |  | (OP) Operating |  | 4.59 | [6 empty] | 43.1983 | -77.9881 | 0 | 0 | #DIV/0! | 0%
| USCE-Nashville District | 1380 | Wolf Creek | KY | Russell | TVA | Electric Utility | 1 |  | 270 | 300 | 300 | Conventional Hydroelectric | WAT | HY | 1951.5 |  |  | (OP) Operating | [8 empty] | 36.8691 | -85.147 | 0 | 0 | #DIV/0! | 0%
| Wolf Creek Nuclear Optg Corp | 210 | Wolf Creek Generating Station | KS | Coffey | SWPP | Electric Utility | 1 |  | 1296.3 | 1176.7 | 1255 | Nuclear | NUC | ST | 1985 |  |  | (OP) Operating | [8 empty] | 38.2393 | -95.6898 | 0 | 0 | #DIV/0! | 0%
| Associated Electric Coop, Inc | 7757 | Chouteau | OK | Mayes | AECI | Electric Utility | 1 | CC1 | 1069.6 | 888 | 946 | Natural Gas Fired Combined Cycle | NG | CT | 2005.5 |  |  | (OP) Operating | [5 empty] | 2025 | 6 | 14 | 36.2221 | -95.2771 | 6853178.76 | 47413197.208 | 6.9184 | 85.31%
| Basin Electric Power Coop | 56609 | Dry Fork Station | WY | Campbell | WACM | Electric Utility | 01 |  | 483.7 | 390 | 405 | Conventional Steam Coal | SUB | ST | 2011 |  |  | (OP) Operating | [8 empty] | 44.3889 | -105.4608 | 2979651.64 | 27110932.832 | 9.0987 | 85.57%
| Waterford Power, LLC | 55503 | Waterford Power, LLC | OH | Washington | PJM | IPP Non-CHP | CTG1 | CC1 | 921.6 | 866 | 960 | Natural Gas Fired Combined Cycle | NG | CT | 2003 |  |  | (OP) Operating | [8 empty] | 39.5333 | -81.7178 | 6851709.57 | 46969280.372 | 6.8551 | 85.67%
| Puget Sound Energy Inc | 55482 | Goldendale Generating Station | WA | Klickitat | PSEI | Electric Utility | G1 | CC1 | 302.8 | 263.7 | 304.6 | Natural Gas Fired Combined Cycle | NG | CT | 2004 |  |  | (OP) Operating | [8 empty] | 45.8114 | -120.833 | 2139184.15 | 14471286.224 | 6.7649 | 85.94%
| NextEra Wolf Ridge LLC | 58080 | Wolf Ridge Wind | TX | Cooke | ERCO | IPP Non-CHP | 1 |  | 112.5 | 112.5 | 112.5 | Onshore Wind Turbine | WND | WT | 2008 |  |  | (OP) Operating | [8 empty] | 33.733 | -97.4284 | 0 | 0 | #DIV/0! | 0%
| Greenbacker Renewable Energy Corporation | 67057 | Wolf River (Chipewa 1) | WI | Chippewa | MISO | IPP Non-CHP | 707 |  | 1.5 | 1.5 | 1.5 | Solar Photovoltaic | SUN | PV | 2024 |  |  | (OP) Operating |  | 1.75 | [6 empty] | 44.9505 | -90.9643 | 0 | 0 | #DIV/0! | 0%
| Prairie State Generating Co LLC | 55856 | Prairie State Generating Station | IL | St Clair | MISO | IPP Non-CHP | PC1 |  | 1766 | 1630 | 1630 | Conventional Steam Coal | BIT | ST | 2012 |  |  | (OP) Operating | [8 empty] | 38.2792 | -89.6669 | 12307861.17 | 107655249.439 | 8.7469 | 86.2%
| Wolf Run Solar LLC | 68056 | Wolf Run Solar | IL | Morgan | MISO | IPP Non-CHP | GEN01 |  | 140 | 140 | 140 | Solar Photovoltaic | SUN | PV | 2024 |  |  | (OP) Operating |  | 207.39 | [6 empty] | 39.7923 | -90.3593 | 0 | 0 | #DIV/0! | 0%
| Wolf Tank Storage LLC | 66616 | Wolf Tank Storage | TX | Webb | ERCO | IPP Non-CHP | 1 |  | 150 | 150 | 150 | Batteries | MWH | BA | 2023 |  |  | (OP) Operating | 150 | [7 empty] | 27.5772 | -99.276 | 0 | 0 | #DIV/0! | 0%
| Midwest Power Partners LLC | 56589 | Wolf Wind Enterprises LLC | MN | Nobles | MISO | IPP Non-CHP | 1 |  | 1.3 | 1.3 | 1.3 | Onshore Wind Turbine | WND | WT | 2006 |  |  | (OP) Operating | [8 empty] | 43.5811 | -95.7758 | 0 | 0 | #DIV/0! | 0%
| Beartooth Energy Storage, LLC | 64736 | Wolfcastle | IL | DeKalb | PJM | IPP Non-CHP | WOLFC |  | 2 | 2 | 2 | Solar Photovoltaic | SUN | PV | 2021 |  |  | (OP) Operating |  | 3 | [6 empty] | 41.9506 | -88.8308 | 0 | 0 | #DIV/0! | 0%
| St Joseph Energy Center LLC | 57794 | St Joseph Energy Center | IN | St Joseph | PJM | IPP Non-CHP | CT1 | CC01 | 780 | 715 | 760 | Natural Gas Fired Combined Cycle | NG | CT | 2018 |  |  | (OP) Operating | [8 empty] | 41.699 | -86.4797 | 5602480.42 | 37424724.029 | 6.68 | 86.72%
| Wolfskin Solar, LLC | 66027 | Wolfskin Solar | GA | Oglethorpe | SOCO | IPP Non-CHP | GA-04 |  | 38 | 38 | 38 | Solar Photovoltaic | SUN | PV | 2024 |  |  | (OP) Operating |  | 53.1 | [6 empty] | 33.8815 | -83.2467 | 0 | 0 | #DIV/0! | 0%
| Wollan Garden LLC | 63454 | Wollan Garden Solar | MN | Pope | MISO | IPP Non-CHP | CGS |  | 1 | 1 | 1 | Solar Photovoltaic | SUN | PV | 2019 |  |  | (OP) Operating |  | 1.3 | [6 empty] | 45.6371 | -95.5309 | 0 | 0 | #DIV/0! | 0%
| Wolverine Wind Energy, LLC | 57631 | Wolverine | IA | Adair | MISO | IPP Non-CHP | 1 |  | 1.5 | 1.5 | 1.5 | Onshore Wind Turbine | WND | WT | 2010 |  |  | (OP) Operating | [8 empty] | 41.3931 | -94.4447 | 0 | 0 | #DIV/0! | 0%
| Invenergy Services LLC | 56301 | Wolverine Creek | ID | Bonneville | PACE | IPP Non-CHP | 1 |  | 64.5 | 64.5 | 64.5 | Onshore Wind Turbine | WND | WT | 2006 |  |  | (OP) Operating | [8 empty] | 43.4195 | -111.8294 | 0 | 0 | #DIV/0! | 0%
| Wolverine Solar, LLC | 66554 | Wolverine Solar | MN | Chippewa | MISO | IPP Non-CHP | 22222 |  | 1 | 1 | 0.8 | Solar Photovoltaic | SUN | PV | 2023 |  |  | (OP) Operating |  | 1.4 | [6 empty] | 44.9619 | -95.493 | 0 | 0 | #DIV/0! | 0%
| Wonderful Renewable Energy, LLC. | 66331 | Wonderful Firebaugh | CA | Madera | CISO | Industrial Non-CHP | WFB01 |  | 5.4 | 5.4 | 5.4 | Solar Photovoltaic | SUN | PV | 2022 |  |  | (OP) Operating |  | 5.8 | [6 empty] | 36.836 | -120.3205 | 0 | 0 | #DIV/0! | 0%
| Wonderful Renewable Energy, LLC. | 65277 | Wonderful Huller & Shellling | CA | Kern | CISO | Industrial Non-CHP | WHS01 |  | 1.5 | 1.5 | 0.7 | Solar Photovoltaic | SUN | PV | 2021 |  |  | (OP) Operating |  | 2 | [6 empty] | 35.5761 | -119.7889 | 0 | 0 | #DIV/0! | 0%
| Wonderful Renewable Energy, LLC. | 66332 | Wonderful Kings | CA | Kern | CISO | Industrial Non-CHP | WFK01 |  | 3.5 | 3.2 | 1.6 | Solar Photovoltaic | SUN | PV | 2022 |  |  | (OP) Operating |  | 3.8 | [6 empty] | 35.769 | -119.8685 | 0 | 0 | #DIV/0! | 0%
| Wonderful Renewable Energy, LLC. | 65278 | Wonderful Lost Hills | CA | Kern | CISO | Industrial Non-CHP | WLH01 |  | 17.1 | 16.7 | 13 | Solar Photovoltaic | SUN | PV | 2021 |  |  | (OP) Operating |  | 24.9 | [6 empty] | 35.6693 | -119.8766 | 0 | 0 | #DIV/0! | 0%
| Wonderful Renewable Energy, LLC. | 65783 | Wonderful Nursery | CA | Kern | CISO | Industrial Non-CHP | WN01 |  | 2.3 | 2.3 | 2.3 | Solar Photovoltaic | SUN | PV | 2021 |  |  | (OP) Operating |  | 2.5 | [6 empty] | 35.6177 | -119.3924 | 0 | 0 | #DIV/0! | 0%
| Wonderful Renewable Energy, LLC. | 64221 | Wonderful Orchards - Belridge | CA | Kern | CISO | Industrial Non-CHP | WOC |  | 5 | 5 | 4.2 | Solar Photovoltaic | SUN | PV | 2020 |  |  | (OP) Operating |  | 6.8 | [6 empty] | 35.5001 | -119.7494 | 0 | 0 | #DIV/0! | 0%
| Wonderful Renewable Energy, LLC. | 64055 | Wonderful Orchards - New Columbia | CA | Madera | CISO | Industrial Non-CHP | WOC |  | 5 | 5 | 4.2 | Solar Photovoltaic | SUN | PV | 2020 |  |  | (OP) Operating |  | 5.7 | [6 empty] | 36.8249 | -120.3179 | 0 | 0 | #DIV/0! | 0%
| Wonderful Renewable Energy, LLC. | 67913 | Wonderful Orchards - West Valley | CA | Kern | CISO | Industrial Non-CHP | WOWV |  | 3 | 3 | 3 | Solar Photovoltaic | SUN | PV | 2020 |  |  | (OP) Operating |  | 3.6 | [6 empty] | 35.6582 | -119.973 | 0 | 0 | #DIV/0! | 0%
| Wonderful Renewable Energy, LLC. | 64220 | Wonderful Orchards - Westside | CA | Kern | CISO | Industrial Non-CHP | WOC |  | 5 | 5 | 4.2 | Solar Photovoltaic | SUN | PV | 2021 |  |  | (OP) Operating |  | 6.9 | [6 empty] | 35.7328 | -119.7452 | 0 | 0 | #DIV/0! | 0%
| Wisconsin Power & Light Co | 65011 | Wood County | WI | Wood | MISO | Electric Utility | PV1 |  | 150 | 150 | 150 | Solar Photovoltaic | SUN | PV | 2022 |  |  | (OP) Operating |  | 198.6 | [6 empty] | 44.2736 | -89.8335 | 0 | 0 | #DIV/0! | 0%
| Portland General Electric Co | 58503 | Carty Generating Station | OR | Morrow | PGE | Electric Utility | GEN1 | CCG1 | 500 | 416.3 | 470.5 | Natural Gas Fired Combined Cycle | NG | CT | 2016 |  |  | (OP) Operating | [8 empty] | 45.6986 | -119.8131 | 3372836.24 | 23993247.294 | 7.1137 | 86.84%
| Ohio Power Partners, LLC | 59326 | Middletown Energy Center | OH | Butler | PJM | IPP Non-CHP | MEC1 | MCC1 | 543.9 | 468 | 502.8 | Natural Gas Fired Combined Cycle | NG | CT | 2018 |  |  | (OP) Operating | [8 empty] | 39.465 | -84.3478 | 3699374.34 | 24170545.337 | 6.5337 | 87%
| MN CSG 2, LLC | 63231 | Woodbury Solar | MN | Washington | MISO | IPP Non-CHP | PV |  | 3 | 3 | 3 | Solar Photovoltaic | SUN | PV | 2020 |  |  | (OP) Operating |  | 4 | [6 empty] | 44.8819 | -92.9675 | 0 | 0 | #DIV/0! | 0%
| 38 Degrees North, LLC | 63565 | Woodchuck Solar, LLC CSG | MA | Worcester | ISNE | IPP Non-CHP | WOODC |  | 1 | 1 | 1 | Solar Photovoltaic | SUN | PV | 2017 |  |  | (OP) Operating |  | 1.4 | [6 empty] | 42.2582 | -71.9752 | 0 | 0 | #DIV/0! | 0%
| Woodfields Solar, LLC | 63552 | Woodfields Solar | SC | Greenwood | DUK | IPP Non-CHP | PGR21 |  | 2 | 2 | 2 | Solar Photovoltaic | SUN | PV | 2022 |  |  | (OP) Operating |  | 2.9 | [6 empty] | 34.1889 | -82.1343 | 0 | 0 | #DIV/0! | 0%
| Duke Energy Progress - (NC) | 64882 | Woodfin Solar | NC | Buncombe | CPLW | Electric Utility | PV1 |  | 5 | 5 | 5 | Solar Photovoltaic | SUN | PV | 2024 |  |  | (OP) Operating |  | 6.08 | [6 empty] | 35.6601 | -82.5984 | 0 | 0 | #DIV/0! | 0%
| Inter-Power/AhlCon Partners, L.P. | 10143 | Colver Green Energy | PA | Cambria | PJM | IPP Non-CHP | COLV |  | 118 | 110 | 110 | Conventional Steam Coal | WC | ST | 1995 |  |  | (OP) Operating | [8 empty] | 40.5511 | -78.7979 | 844123.45 | 10016504.831 | 11.8662 | 87.6%
| Major Oak Power, LLC | 7030 | Major Oak Power | TX | Robertson | ERCO | IPP Non-CHP | 1 |  | 349.2 | 305 | 307 | Conventional Steam Coal | LIG | ST | 1990.5 |  |  | (OP) Operating | [8 empty] | 31.0919 | -96.695 | 2356789.6 | 24031082.309 | 10.1965 | 87.92%
| Woodland Avenue Solar 1, LLC | 65720 | Woodland Avenue Solar 1 | MA | Bristol | ISNE | IPP Non-CHP | 5571 |  | 5 | 5 | 4.8 | Solar Photovoltaic | SUN | PV | 2020 |  |  | (OP) Operating |  | 6.8 | [6 empty] | 41.8884 | -71.3184 | 0 | 0 | #DIV/0! | 0%
| Golden Spread Electric Cooperative, Inc | 57865 | Antelope Station | TX | Hale | SWPP | Electric Utility | E01 |  | 167.4 | 162 | 167.4 | Natural Gas Internal Combustion Engine | NG | IC | 2011 |  |  | (OP) Operating | [8 empty] | 33.865 | -101.8433 | 1268582.77 | 11932008.051 | 9.4058 | 87.93%
| Strata Manager, LLC | 59586 | Woodland Church Farm | NC | Duplin | CPLE | IPP Non-CHP | PV1 |  | 5 | 5 | 5 | Solar Photovoltaic | SUN | PV | 2015 |  |  | (OP) Operating |  | 6.7 | [6 empty] | 35.0583 | -77.8536 | 0 | 0 | #DIV/0! | 0%
| Sunnyside Cogeneration Assoc | 50951 | Sunnyside Cogen Associates | UT | Carbon | PACE | IPP Non-CHP | GEN1 |  | 58.1 | 51 | 51 | Conventional Steam Coal | WC | ST | 1993 |  |  | (OP) Operating | [8 empty] | 39.5472 | -110.3917 | 395668.14 | 0 | 0 | 88.56%
| Woodland Pulp LLC | 10613 | Woodland Pulp, LLC | ME | Washington | NBSO | Industrial CHP | HG1 |  | 68.3 | 63.7 | 62.9 | Conventional Hydroelectric | WAT | HY | 1940.5833 |  |  | (OP) Operating | [8 empty] | 45.1554 | -67.4012 | 0 | 0 | #DIV/0! | 0%
| Duke Energy Renewables Services | 59175 | Woodland Solar | NC | Northampton | PJM | IPP Non-CHP | 5MWPV |  | 5 | 5 | 5 | Solar Photovoltaic | SUN | PV | 2016 |  |  | (OP) Operating |  | 7 | [6 empty] | 36.3419 | -77.2211 | 0 | 0 | #DIV/0! | 0%
| Virginia Electric & Power Co | 60318 | Woodland Solar Farm | VA | Isle of Wight | PJM | Electric Utility | 1 |  | 19 | 19 | 19 | Solar Photovoltaic | SUN | PV | 2016 |  |  | (OP) Operating |  | 25.1 | [6 empty] | 36.89 | -76.611 | 0 | 0 | #DIV/0! | 0%
| Woodlawn Solar, LLC | 64785 | Woodlawn CSG | IL | Will | PJM | IPP Non-CHP | WOOD |  | 2 | 2 | 2 | Solar Photovoltaic | SUN | PV | 2021 |  |  | (OP) Operating |  | 3 | [6 empty] | 41.3924 | -87.5946 | 0 | 0 | #DIV/0! | 0%
| Woodlawn Solar II, LLC | 64733 | Woodlawn II (CSG) | IL | Will | PJM | IPP Non-CHP | WOOD2 |  | 2 | 2 | 2 | Solar Photovoltaic | SUN | PV | 2021 |  |  | (OP) Operating |  | 3 | [6 empty] | 41.3924 | -87.5948 | 0 | 0 | #DIV/0! | 0%
| South Feather Water and Power Agency | 419 | Woodleaf | CA | Butte | CISO | Electric Utility | 1 |  | 67.2 | 60 | 60 | Conventional Hydroelectric | WAT | HY | 1963 |  |  | (OP) Operating | [8 empty] | 39.5538 | -121.2041 | 0 | 0 | #DIV/0! | 0%
| Duke Energy Carolinas, LLC | 62304 | Woodleaf Solar Facility | NC | Rowan | CPLE | Electric Utility | PV1 |  | 6 | 6 | 6 | Solar Photovoltaic | SUN | PV | 2018 |  |  | (OP) Operating |  | 9.4 | [6 empty] | 35.7244 | -80.6085 | 0 | 0 | #DIV/0! | 0%
| Woodline Solar, LLC | 61559 | Woodline Solar | OR | Klamath | PACW | IPP Non-CHP | PGRD5 |  | 8 | 8 | 8 | Solar Photovoltaic | SUN | PV | 2017 |  |  | (OP) Operating |  | 11.1 | [6 empty] | 42.2364 | -121.5777 | 0 | 0 | #DIV/0! | 0%
| AES Distributed Energy | 59008 | Woodmere Solar Farm | CA | Kern | CISO | IPP Non-CHP | PV1 |  | 15 | 15 | 14 | Solar Photovoltaic | SUN | PV | 2015 |  |  | (OP) Operating |  | 18.8 | [6 empty] | 35.3231 | -118.8214 | 0 | 0 | #DIV/0! | 0%
| Scale Sustainable I, LLC | 62479 | Woodoak Drive Community Solar Farm CSG | NY | Sullivan | NYIS | IPP Non-CHP | 175 |  | 2 | 2 | 2 | Solar Photovoltaic | SUN | PV | 2019 |  |  | (OP) Operating |  | 2.7 | [6 empty] | 41.594 | -75.027 | 0 | 0 | #DIV/0! | 0%
| Arkansas Electric Coop Corp | 66282 | Woodruff County Solar | AR | Woodruff | MISO | Electric Utility | PV1 |  | 122 | 122 | 122 | Solar Photovoltaic | SUN | PV | 2024 |  |  | (OP) Operating |  | 148.94 | [6 empty] | 35.2563 | -91.3402 | 0 | 0 | #DIV/0! | 0%
| Today's Power, Inc. | 68728 | Woodruff Electric Cooperative | AR | St. Francis | MISO | Electric Utility | WDRFF |  | 1 | 1 | 1 | Solar Photovoltaic | SUN | PV | 2019 |  |  | (OP) Operating |  | 1.4 | [6 empty] | 35.0393 | -90.8252 | 0 | 0 | #DIV/0! | 0%
| Woods Hill Solar, LLC | 61736 | Woods Hill Solar | CT | Windham | ISNE | IPP Non-CHP | PV1 |  | 20 | 20 | 20 | Solar Photovoltaic | SUN | PV | 2018 |  |  | (OP) Operating |  | 24.2 | [6 empty] | 41.8318 | -71.9199 | 0 | 0 | #DIV/0! | 0%
| Birdsboro Power LLC | 61035 | Birdsboro Power | PA | Berks | PJM | IPP Non-CHP | GEN1 |  | 525 | 485 | 485 | Natural Gas Fired Combined Cycle | NG | CS | 2019 |  |  | (OP) Operating | [8 empty] | 40.2685 | -75.7997 | 3782063.02 | 23417541.438 | 6.1917 | 89.02%
| Cardinal Renewables | 63272 | Woodsdale Farm, LLC | NC | Person | DUK | IPP Non-CHP | NCWOO |  | 2 | 2 | 2 | Solar Photovoltaic | SUN | PV | 2018 |  |  | (OP) Operating |  | 2.6 | [6 empty] | 36.464 | -78.95 | 0 | 0 | #DIV/0! | 0%
| Consolidated Edison Development Inc. | 55342 | Woodstock Windfarm | MN | Pipestone | MISO | IPP Non-CHP | WIND |  | 9.2 | 9.2 | 9.2 | Onshore Wind Turbine | WND | WT | 1999 |  |  | (OP) Operating | [8 empty] | 43.9858 | -96.0786 | 0 | 0 | #DIV/0! | 0%
| Puget Sound Energy Inc | 55700 | Mint Farm Generating Station | WA | Cowlitz | PSEI | Electric Utility | 1STG | CC1 | 319 | 270 | 336 | Natural Gas Fired Combined Cycle | NG | CA | 2008 |  |  | (OP) Operating | [8 empty] | 46.1388 | -122.9855 | 2378153.47 | 17129584.364 | 7.2029 | 89.6%
| Salinas River Cogeneration Co | 50865 | Salinas River Cogeneration | CA | Monterey | CISO | IPP CHP | K100 |  | 38.9 | 33 | 35 | Natural Gas Fired Combustion Turbine | NG | GT | 1991 |  |  | (OP) Operating | [8 empty] | 35.9515 | -120.8679 | 266971.87 | 3502771.764 | 13.1204 | 89.64%
| Standard Solar | 64530 | Woodville Solar (CSG) | RI | Washington | ISNE | IPP Non-CHP | 1 |  | 4.5 | 4.5 | 4.5 | Solar Photovoltaic | SUN | PV | 2024 |  |  | (OP) Operating | [8 empty] | 41.4585 | -71.7042 | 0 | 0 | #DIV/0! | 0%
| Pecos Wind I LP | 55796 | Woodward Mountain I | TX | Pecos | ERCO | IPP Non-CHP | 01 |  | 82 | 82 | 82 | Onshore Wind Turbine | WND | WT | 2001 |  |  | (OP) Operating | [8 empty] | 30.9514 | -102.4141 | 0 | 0 | #DIV/0! | 0%
| Pecos Wind II LP | 55795 | Woodward Mountain II | TX | Pecos | ERCO | IPP Non-CHP | 01 |  | 78 | 78 | 78 | Onshore Wind Turbine | WND | WT | 2001 |  |  | (OP) Operating | [8 empty] | 30.9514 | -102.4141 | 0 | 0 | #DIV/0! | 0%
| Turlock Irrigation District | 50218 | Woodward Power Plant | CA | Stanislaus | TIDC | IPP Non-CHP | U1 |  | 2.8 | 2.7 | 2.6 | Conventional Hydroelectric | WAT | HY | 1982 |  |  | (OP) Operating | [8 empty] | 37.8607 | -120.8792 | 0 | 0 | #DIV/0! | 0%
| Florida Power & Light Co | 65875 | Woodyard | FL | Hendry | FPL | Electric Utility | 1 |  | 74.5 | 74.5 | 74.5 | Solar Photovoltaic | SUN | PV | 2024 |  |  | (OP) Operating |  | 98.34 | [6 empty] | 26.4093 | -81.0485 | 0 | 0 | #DIV/0! | 0%
| City of Worcester DPW | 60621 | Worcester Landfill | MA | Worcester | ISNE | IPP Non-CHP | WL |  | 6.5 | 6.5 | 6.5 | Solar Photovoltaic | SUN | PV | 2017 |  |  | (OP) Operating |  | 8.2 | [6 empty] | 42.219 | -71.791 | 0 | 0 | #DIV/0! | 0%
| Workman Road Solar Farm, LLC | 64463 | Workman Road Solar Farm, LLC | MI | Missaukee | MISO | IPP Non-CHP | FACWR |  | 2 | 2 | 2 | Solar Photovoltaic | SUN | PV | 2020 |  |  | (OP) Operating |  | 2.8 | [6 empty] | 44.2736 | -85.212 | 0 | 0 | #DIV/0! | 0%
| Hamilton Operating Services, LLC | 58426 | Hamilton Patriot Generation Plant | PA | Lycoming | PJM | IPP Non-CHP | GEN1 |  | 870 | 765 | 880 | Natural Gas Fired Combined Cycle | NG | CS | 2016 |  |  | (OP) Operating | [8 empty] | 41.1808 | -76.8392 | 6460722.69 | 42177813.848 | 6.5283 | 89.67%
| Rainbow Energy Center | 6030 | Coal Creek | ND | McLean | MISO | Electric Utility | 1 |  | 1215.6 | 1148.2 | 1148.2 | Conventional Steam Coal | RC | ST | 1997.75 |  |  | (OP) Operating | [8 empty] | 47.3777 | -101.1571 | 9031046.56 | 89022467.673 | 9.8574 | 89.79%
| Dynegy Washington Energy Facility | 55397 | Washington Energy Facility | OH | Washington | PJM | IPP Non-CHP | CT1 | CC1 | 714.9 | 661 | 686 | Natural Gas Fired Combined Cycle | NG | CT | 2002 |  |  | (OP) Operating | [8 empty] | 39.58 | -81.6564 | 5300902.69 | 38147531.558 | 7.1964 | 89.85%
| Cypress Creek Renewables | 60361 | Wortham Solar Farm | NC | Vance | DUK | IPP Non-CHP | INV1 |  | 5 | 5 | 5 | Solar Photovoltaic | SUN | PV | 2016 |  |  | (OP) Operating |  | 6.5 | [6 empty] | 36.3525 | -78.3763 | 0 | 0 | #DIV/0! | 0%
| AES Indiana | 991 | Eagle Valley (IN) | IN | Morgan | MISO | Electric Utility | GT1 | EGVS | 644 | 673 | 723 | Natural Gas Fired Combined Cycle | NG | CT | 2018 |  |  | (OP) Operating | [8 empty] | 39.4852 | -86.4183 | 5517749.76 | 34972750.414 | 6.3382 | 90.24%
| Odyssey Operating Services | 50815 | Odyssey Energy Altura Cogen, LLC | TX | Harris | ERCO | IPP CHP | GEN1 | CC1 | 643.6 | 473.1 | 443.4 | Natural Gas Fired Combined Cycle | NG | CT | 1986.8571 |  |  | (OP) Operating | [8 empty] | 29.8161 | -95.1077 | 3627047.55 | 38456028.128 | 10.6026 | 90.35%
| Eagle Creek Renewable Energy, LLC | 50278 | Worumbo Hydro Station | ME | Androscoggin | ISNE | IPP Non-CHP | GEN1 |  | 19.4 | 9.2 | 18.6 | Conventional Hydroelectric | WAT | HY | 1989 |  |  | (OP) Operating | [8 empty] | 43.9947 | -70.0619 | 0 | 0 | #DIV/0! | 0%
| Tesla Inc. | 63512 | Wor-Wic Community College - Offsite | MD | Wicomico | PJM | IPP Non-CHP | PV1 |  | 2 | 2 | 2 | Solar Photovoltaic | SUN | PV | 2019 |  |  | (OP) Operating |  | 2.7 | [6 empty] | 38.4133 | -75.6901 | 0 | 0 | #DIV/0! | 0%
| Wild Plains Wind Project, LLC | 67722 | WPWP | KS | Sumner | SWPP | IPP Non-CHP | WPWP |  | 307.2 | 307.2 | 307.2 | Onshore Wind Turbine | WND | WT | 2025 |  |  | (OP) Operating | [8 empty] | 37.2839 | -97.2151 | 0 | 0 | #DIV/0! | 0%
| Long Ridge Energy Generation LLC | 61322 | Long Ridge Energy Generation | OH | Monroe | PJM | IPP Non-CHP | HPPP1 |  | 521.9 | 485 | 485 | Natural Gas Fired Combined Cycle | NG | CS | 2021 |  |  | (OP) Operating | [5 empty] | 2026 | 7 | 20 | 39.7026 | -80.8455 | 3848824.78 | 23794873.022 | 6.1824 | 90.59%
| Minnesota Solar CSG 1, LLC | 61494 | Wright Cuddyer CSG | MN | Wright | MISO | IPP Non-CHP | 41327 |  | 4 | 4 | 4 | Solar Photovoltaic | SUN | PV | 2018 |  |  | (OP) Operating |  | 1.4 | [6 empty] | 45.1831 | -93.7341 | 0 | 0 | #DIV/0! | 0%
| Standard Solar | 62365 | Wright Kirby 1-5 CSG | MN | Wright | MISO | IPP Non-CHP | WK1 |  | 5 | 5 | 5 | Solar Photovoltaic | SUN | PV | 2019 |  |  | (OP) Operating |  | 1.4 | [6 empty] | 45.259 | -93.791 | 0 | 0 | #DIV/0! | 0%
| Wright Solar Park LLC | 59525 | Wright Solar Park | CA | Merced | CISO | IPP Non-CHP | FRWSP |  | 200 | 200 | 180 | Solar Photovoltaic | SUN | PV | 2019 |  |  | (OP) Operating |  | 239.3 | [6 empty] | 37.0094 | -120.9572 | 0 | 0 | #DIV/0! | 0%
| Cypress Creek Renewables | 61547 | WrightSun CSG, LLC | MN | Wright | MISO | IPP Non-CHP | GEN1 |  | 5 | 5 | 5 | Solar Photovoltaic | SUN | PV | 2018 |  |  | (OP) Operating |  | 6.5 | [6 empty] | 45.2164 | -93.7184 | 0 | 0 | #DIV/0! | 0%
| Washington Electric Coop - (VT) | 7051 | Wrightsville Hydro Plant | VT | Washington | ISNE | Electric Utility | 1 |  | 1 | 0.7 | 0.7 | Conventional Hydroelectric | WAT | HY | 1985 |  |  | (OP) Operating | [8 empty] | 44.3097 | -72.5753 | 0 | 0 | #DIV/0! | 0%
| Siemens Government Technologies Inc | 58010 | WSMR I | NM | Dona Ana | EPE | IPP Non-CHP | WSMR1 |  | 4.1 | 4.5 | 4.5 | Solar Photovoltaic | SUN | PV | 2012 |  |  | (OP) Operating |  | 4.1 | [6 empty] | 32.3958 | -106.4772 | 0 | 0 | #DIV/0! | 0%
| Greenbacker Renewable Energy Corporation | 65176 | WW-DC Solar 1, LLC | DC | District of Columbia | PJM | IPP Non-CHP | 654 |  | 1.2 | 1.2 | 1.2 | Solar Photovoltaic | SUN | PV | 2022 |  |  | (OP) Operating |  | 1.5 | [6 empty] | 38.8257 | -77.002 | 0 | 0 | #DIV/0! | 0%
| SunE U6 Holdings LLC | 56922 | WWRF Solar Plant | CO | Garfield | PSCO | IPP Non-CHP | EAST |  | 1.5 | 1.3 | 1.3 | Solar Photovoltaic | SUN | PV | 2009 |  |  | (OP) Operating |  | 0.5 | [6 empty] | 39.5229 | -107.8134 | 0 | 0 | #DIV/0! | 0%
| Borger Energy Associates LP | 55064 | Black Hawk Station | TX | Hutchinson | SWPP | IPP CHP | UNT1 |  | 243.9 | 216.4 | 243.9 | Natural Gas Fired Combustion Turbine | NG | GT | 2002 |  |  | (OP) Operating | [8 empty] | 35.6957 | -101.36 | 1826468 | 18470910.425 | 10.1129 | 90.59%
| Wyandot Solar LLC | 57203 | Wyandot Solar Farm | OH | Wyandot | PJM | IPP Non-CHP | 1 |  | 10 | 10 | 10 | Solar Photovoltaic | SUN | PV | 2010 |  |  | (OP) Operating |  | 12 | [6 empty] | 40.8795 | -83.3171 | 0 | 0 | #DIV/0! | 0%
| EFS Cogen Holdings I LLC | 50006 | Linden Cogen Plant | NJ | Union | NYIS | IPP CHP | GTG1 | CC1 | 974.1 | 904.2 | 987.5 | Natural Gas Fired Combined Cycle | NG | CT | 1993.1111 |  |  | (OP) Operating | [8 empty] | 40.6322 | -74.2156 | 7590124.64 | 52904888.891 | 6.9702 | 91.61%
| Appalachian Power Co | 55350 | Dresden Energy Facility | OH | Muskingum | PJM | Electric Utility | 1 | CC1 | 678.3 | 540 | 625 | Natural Gas Fired Combined Cycle | NG | CT | 2012 |  |  | (OP) Operating | [8 empty] | 40.0928 | -82.0276 | 4689018.05 | 29993081.579 | 6.3965 | 91.89%
| Tesla Inc. | 60604 | Wye Mills VNEM CSG | MD | Queen Annes | PJM | IPP Non-CHP | PV1 |  | 10 | 10 | 10 | Solar Photovoltaic | SUN | PV | 2016 |  |  | (OP) Operating |  | 13.7 | [6 empty] | 38.9404 | -76.0457 | 0 | 0 | #DIV/0! | 0%
| Avangrid Power LLC | 61345 | WyEast Solar | OR | Sherman | AVRN | IPP Non-CHP | PV1 |  | 10 | 10 | 10 | Solar Photovoltaic | SUN | PV | 2018 |  |  | (OP) Operating |  | 13 | [6 empty] | 45.5846 | -120.5999 | 0 | 0 | #DIV/0! | 0%
| Fayette Power Company, LLC | 55516 | Fayette Energy Facility | PA | Fayette | PJM | IPP Non-CHP | CTG1 | CC1 | 714.9 | 667.6 | 705.9 | Natural Gas Fired Combined Cycle | NG | CT | 2003 |  |  | (OP) Operating | [8 empty] | 39.8592 | -79.9182 | 5546825.44 | 39019617.289 | 7.0346 | 92.2%
| Associated Electric Coop, Inc | 55340 | Dell Power Station | AR | Mississippi | AECI | Electric Utility | CTG1 | CC2 | 679.1 | 478 | 518 | Natural Gas Fired Combined Cycle | NG | CT | 2007 |  |  | (OP) Operating | [8 empty] | 35.8619 | -90.0253 | 4070991.05 | 30517620.545 | 7.4964 | 93.32%
| Cleco Power LLC | 55173 | Acadia Energy Center | LA | Acadia | MISO | Electric Utility | CT11 | PB01 | 1389.2 | 1064.5 | 549.7 | Natural Gas Fired Combined Cycle | NG | CT | 2002 |  |  | (OP) Operating | [8 empty] | 30.4286 | -92.4131 | 6620358.23 | 48371895.048 | 7.3065 | 93.64%
| Duke Energy Carolinas, LLC | 3271 | Wylie | SC | York | DUK | Electric Utility | 1 |  | 60 | 60 | 60 | Conventional Hydroelectric | WAT | HY | 1925 |  |  | (OP) Operating | [8 empty] | 35.0218 | -81.0078 | 0 | 0 | #DIV/0! | 0%
| CVI CleanCapital Solar 6 | 60614 | WYM 1250 Palmer LLC | MA | Hampden | ISNE | IPP Non-CHP | PALMR |  | 1 | 1 | 1 | Solar Photovoltaic | SUN | PV | 2013 |  |  | (OP) Operating |  | 1.2 | [6 empty] | 42.1511 | -72.2697 | 0 | 0 | #DIV/0! | 0%
| Brookfield White Pine Hydro LLC | 1511 | Wyman Hydro | ME | Somerset | ISNE | IPP Non-CHP | WY1 |  | 72 | 88.5 | 88.5 | Conventional Hydroelectric | WAT | HY | 1933.6667 |  |  | (OP) Operating | [8 empty] | 45.0703 | -69.9064 | 0 | 0 | #DIV/0! | 0%
| REC RWD, LLC | 68632 | Wymans Deblois | ME | Washington | NBSO | IPP Non-CHP | RWDEB |  | 4.9 | 4.9 | 4.9 | Solar Photovoltaic | SUN | PV | 2024 |  |  | (OP) Operating |  | 6.8 | [6 empty] | 44.7102 | -67.9642 | 0 | 0 | #DIV/0! | 0%
| City of Tacoma - (WA) | 7127 | Wynoochee | WA | Grays Harbor | TPWR | Electric Utility | 1 |  | 12.8 | 15.5 | 12.8 | Conventional Hydroelectric | WAT | HY | 1994 |  |  | (OP) Operating | [8 empty] | 47.3851 | -123.6052 | 0 | 0 | #DIV/0! | 0%
| Florida Power & Light Co | 64546 | Wynwood Energy Storage | FL | Miami Dade | FPL | Electric Utility | 1 |  | 10 | 10 | 10 | Batteries | MWH | BA | 2019 |  |  | (OP) Operating | 40 | [7 empty] | 25.799 | -80.1971 | 0 | 0 | #DIV/0! | 0%
| Pine Bluff Energy LLC | 55075 | Pine Bluff Energy Center | AR | Jefferson | MISO | IPP CHP | CT01 | CC01 | 230.4 | 179 | 202 | Natural Gas Fired Combined Cycle | NG | CT | 2001 |  |  | (OP) Operating | [8 empty] | 34.2181 | -91.9025 | 1566637.76 | 10872876.098 | 6.9403 | 93.88%
| Ecoplexus, Inc | 61486 | Wyoming 2 CSG, LLC | MN | Chisago | MISO | IPP Non-CHP | WY01 |  | 5 | 5 | 5 | Solar Photovoltaic | SUN | PV | 2018 |  |  | (OP) Operating |  | 1.3 | [6 empty] | 45.35 | -92.95 | 0 | 0 | #DIV/0! | 0%
| Wyse Fork Solar Farm, LLC | 64822 | Wyse Fork Solar Farm, LLC | NC | Jones | CPLE | IPP Non-CHP | OS |  | 2 | 2 | 2 | Solar Photovoltaic | SUN | PV | 2021 |  |  | (OP) Operating |  | 2.6 | [6 empty] | 35.2138 | -77.5032 | 0 | 0 | #DIV/0! | 0%
| Consolidated Edison Development Inc. | 64448 | Wythe County Solar | VA | Wythe | PJM | IPP Non-CHP | GEN1 |  | 75 | 75 | 75 | Solar Photovoltaic | SUN | PV | 2025 |  |  | (OP) Operating | [8 empty] | 36.876 | -80.837 | 0 | 0 | #DIV/0! | 0%
| MN8 Energy LLC | 60726 | Xcel Adams 1 Community Solar Array | CO | Adams | PSCO | IPP Non-CHP | ADCO1 |  | 1.8 | 1.8 | 1.8 | Solar Photovoltaic | SUN | PV | 2017 |  |  | (OP) Operating |  | 2 | [6 empty] | 39.7655 | -104.5886 | 0 | 0 | #DIV/0! | 0%
| MN8 Energy LLC | 60725 | Xcel Adams 2 Community Solar Array | CO | Adams | PSCO | IPP Non-CHP | ADCO2 |  | 1.5 | 1.5 | 1.5 | Solar Photovoltaic | SUN | PV | 2017 |  |  | (OP) Operating |  | 2 | [6 empty] | 39.7849 | -104.5834 | 0 | 0 | #DIV/0! | 0%
| AES Distributed Energy | 62286 | Xebec 1 | CA | Los Angeles | LDWP | Commercial Non-CHP | W7188 |  | 1.9 | 1.9 | 1.9 | Solar Photovoltaic | SUN | PV | 2018 |  |  | (OP) Operating |  | 2.1 | [6 empty] | 34.224 | -118.3929 | 0 | 0 | #DIV/0! | 0%
| Ebensburg Power Co | 10603 | Ebensburg Power | PA | Cambria | PJM | IPP Non-CHP | GEN1 |  | 57.6 | 50 | 50 | Conventional Steam Coal | WC | ST | 1990 |  |  | (OP) Operating | [8 empty] | 40.455 | -78.7472 | 413046.2 | 5183372.812 | 12.5491 | 94.3%
| United Therapeutics Corporation | 59146 | XPF Solar Field | NC | Durham | DUK | IPP Non-CHP | PV1 |  | 3 | 3 | 3 | Solar Photovoltaic | SUN | PV | 2014 |  |  | (OP) Operating |  | 3.9 | [6 empty] | 35.9117 | -78.8733 | 0 | 0 | #DIV/0! | 0%
| Yadkin 601 Farm, LLC | 59587 | Yadkin 601 Farm | NC | Yadkin | DUK | IPP Non-CHP | PV1 |  | 3 | 3 | 3 | Solar Photovoltaic | SUN | PV | 2015 |  |  | (OP) Operating |  | 3.9 | [6 empty] | 36.1992 | -80.6972 | 0 | 0 | #DIV/0! | 0%
| Oppidum Renewables USA, LLC | 59950 | Yadkinville Solar | NC | Yadkin | DUK | IPP Non-CHP | YAK |  | 3.5 | 3.5 | 3.5 | Solar Photovoltaic | SUN | PV | 2015 |  |  | (OP) Operating |  | 4.8 | [6 empty] | 36.1373 | -80.596 | 0 | 0 | #DIV/0! | 0%
| Idaho Wind Partners 1 LLC | 57126 | Yahoo Creek | ID | Twin Falls | IPCO | IPP Non-CHP | YCWP |  | 21 | 21 | 21 | Onshore Wind Turbine | WND | WT | 2010 |  |  | (OP) Operating | [8 empty] | 42.7708 | -114.9886 | 0 | 0 | #DIV/0! | 0%
| DTE Stockton LLC | 54238 | Stockton Biomass | CA | San Joaquin | CISO | IPP CHP | STG |  | 54 | 45 | 45 | Wood/Wood Waste Biomass | WDS | ST | 1987 |  |  | (OP) Operating | [8 empty] | 37.9436 | -121.3304 | 372326.18 | 4899509.081 | 13.1592 | 94.45%
| PacifiCorp | 3852 | Yale | WA | Cowlitz | PACW | Electric Utility | 1 |  | 134 | 163.6 | 163.6 | Conventional Hydroelectric | WAT | HY | 1953 |  |  | (OP) Operating | [8 empty] | 45.9628 | -122.3355 | 0 | 0 | #DIV/0! | 0%
| Channel Energy Center LLC | 55299 | Channel Energy Center LLC | TX | Harris | ERCO | IPP CHP | CTG1 | CC1 | 923.8 | 760 | 790 | Natural Gas Fired Combined Cycle | NG | CT | 2004.75 |  |  | (OP) Operating | [8 empty] | 29.7189 | -95.2319 | 6452951.53 | 44278486.617 | 6.8617 | 95.05%
| Erie Boulevard Hydropower LP | 2624 | Yaleville | NY | St Lawrence | NYIS | IPP Non-CHP | 1 |  | 2 | 0.6 | 0.5 | Conventional Hydroelectric | WAT | HY | 1940 |  |  | (OP) Operating | [8 empty] | 44.7661 | -74.9997 | 0 | 0 | #DIV/0! | 0%
| Standard Solar | 57652 | Yamhill Solar LLC | OR | Yamhill | PGE | IPP Non-CHP | 1 |  | 1 | 1 | 1 | Solar Photovoltaic | SUN | PV | 2011 |  |  | (OP) Operating |  | 1.2 | [6 empty] | 45.1089 | -123.2786 | 0 | 0 | #DIV/0! | 0%
| Palmetto Power Management LLC | 58343 | Yanceyville Farm | NC | Caswell | CPLE | IPP Non-CHP | 1 |  | 5 | 5 | 5 | Solar Photovoltaic | SUN | PV | 2013 |  |  | (OP) Operating |  | 6.2 | [6 empty] | 36.4394 | -79.2789 | 0 | 0 | #DIV/0! | 0%
| Strata Manager, LLC | 59113 | Yanceyville Farm 2 LLC | NC | Caswell | CPLE | IPP Non-CHP | 1 |  | 5 | 5 | 5 | Solar Photovoltaic | SUN | PV | 2015 |  |  | (OP) Operating |  | 6 | [6 empty] | 36.4139 | -79.3169 | 0 | 0 | #DIV/0! | 0%
| Strata Manager, LLC | 60240 | Yanceyville Farm 3, LLC | NC | Caswell | DUK | IPP Non-CHP | 1 |  | 4.9 | 4.9 | 4.9 | Solar Photovoltaic | SUN | PV | 2015 |  |  | (OP) Operating |  | 6.4 | [6 empty] | 36.4286 | -79.3489 | 0 | 0 | #DIV/0! | 0%
| Hill Top Energy Center, LLC | 62565 | Hill Top Energy Center, LLC | PA | Greene | PJM | IPP Non-CHP | GEN1 |  | 664.7 | 621.6 | 623.7 | Natural Gas Fired Combined Cycle | NG | CS | 2021 |  |  | (OP) Operating | [8 empty] | 39.8942 | -79.9382 | 5210856.1 | 33917715.528 | 6.509 | 95.53%
| Alabama Power Co | 7721 | Theodore Cogen Facility | AL | Mobile | SOCO | Electric Utility | 1 | G525 | 317.4 | 231 | 245 | Natural Gas Fired Combined Cycle | NG | CT | 2000 |  |  | (OP) Operating | [8 empty] | 30.5254 | -88.1285 | 2038570.25 | 13594445.575 | 6.6686 | 97.78%
| Yards Creek Energy | 6522 | Yards Creek Energy | NJ | Warren | PJM | IPP Non-CHP | 1 |  | 453 | 416.1 | 416.1 | Hydroelectric Pumped Storage | WAT | PS | 1965 |  |  | (OP) Operating | [8 empty] | 41.0006 | -75.0314 | 0 | 0 | #DIV/0! | 0%
| Public Service Elec & Gas Co | 57382 | Yardville Solar Farm | NJ | Mercer | PJM | Electric Utility | YARD |  | 3.6 | 3.6 | 3.6 | Solar Photovoltaic | SUN | PV | 2010 |  |  | (OP) Operating |  | 4.3 | [6 empty] | 40.1688 | -74.6567 | 0 | 0 | #DIV/0! | 0%
| ExxonMobil Oil Corp | 50625 | ExxonMobil Beaumont Refinery | TX | Jefferson | MISO | Industrial CHP | ETG |  | 677.8 | 610.6 | 676.6 | Other Gases | OG | ST | 1985.9 |  |  | (OP) Operating | [8 empty] | 30.0636 | -94.0753 | 6120098.29 | 39948346.124 | 6.5274 | 108.6%
| Alabama Power Co | 21 | Yates Dam | AL | Elmore | SOCO | Electric Utility | 1 |  | 50.5 | 44 | 45 | Conventional Hydroelectric | WAT | HY | 1928 |  |  | (OP) Operating | [8 empty] | 32.5743 | -85.8901 | 0 | 0 | #DIV/0! | 0%
| Entergy Louisiana LLC | 1391 | Louisiana 1 | LA | East Baton Rouge | MISO | Industrial CHP | 1A |  | 450.9 | 382.4 | 392.4 | Other Gases | OG | ST | 1969 |  |  | (OP) Operating | [8 empty] | 30.4922 | -91.1864 | 3734583.14 | 39710569.209 | 10.6332 | 110%
| Cypress Creek Renewables | 61873 | Yellow Jacket | TX | Bosque | ERCO | IPP Non-CHP | GEN1 |  | 5 | 5 | 5 | Solar Photovoltaic | SUN | PV | 2018 |  |  | (OP) Operating |  | 7.1 | [6 empty] | 31.9338 | -97.6538 | 0 | 0 | #DIV/0! | 0%
| Generate Capital | 62517 | Yellow Mills Rd #1 Community Solar Farm | NY | Ontario | NYIS | IPP Non-CHP | 1142 |  | 2.3 | 2.3 | 2.3 | Solar Photovoltaic | SUN | PV | 2022 |  |  | (OP) Operating |  | 2.6 | [6 empty] | 43.0178 | -77.2605 | 0 | 0 | #DIV/0! | 0%
| Generate Capital | 62518 | Yellow Mills Rd #2 Community Solar Farm | NY | Ontario | NYIS | IPP Non-CHP | 1181 |  | 2.3 | 2.3 | 2.3 | Solar Photovoltaic | SUN | PV | 2022 |  |  | (OP) Operating |  | 2.7 | [6 empty] | 43.0164 | -77.2609 | 0 | 0 | #DIV/0! | 0%
| Generate Capital | 62519 | Yellow Mills Rd #3 Community Solar Farm | NY | Ontario | NYIS | IPP Non-CHP | 1244 |  | 2.3 | 2.3 | 2.3 | Solar Photovoltaic | SUN | PV | 2022 |  |  | (OP) Operating |  | 2.6 | [6 empty] | 43.0153 | -77.2607 | 0 | 0 | #DIV/0! | 0%
| Yellow Pine Solar II, LLC | 67091 | Yellow Pine II | NV | Clark | NEVP | IPP Non-CHP | YP2AB |  | 210 | 210 | 210 | Batteries | MWH | BA | 2024 |  |  | (OP) Operating | 212 | 84 | [6 empty] | 36.0755 | -115.7913 | 0 | 0 | #DIV/0! | 0%
| Yellow Pine Solar, LLC | 66357 | Yellow Pine Solar | NV | Clark | NEVP | IPP Non-CHP | YPES |  | 190 | 142.6 | 142.6 | Batteries | MWH | BA | 2023 |  |  | (OP) Operating | 260 | [7 empty] | 36.0663 | -115.7751 | 0 | 0 | #DIV/0! | 0%
| Yellowbud Solar LLC | 64832 | Yellowbud Solar, LLC | OH | Ross | PJM | IPP Non-CHP | YELLO |  | 274 | 274 | 274 | Solar Photovoltaic | SUN | PV | 2023 |  |  | (OP) Operating |  | 352.9 | [6 empty] | 39.5025 | -83.0656 | 0 | 0 | #DIV/0! | 0%
| Kendall Green Energy, LLC | 1595 | Kendall Square Station | MA | Middlesex | ISNE | IPP CHP | 3 | CC1 | 234.7 | 224 | 233.3 | Natural Gas Fired Combined Cycle | NG | CA | 1976.6667 |  |  | (OP) Operating | [8 empty] | 42.3633 | -71.0792 | 2319264.04 | 14898069.538 | 6.4236 | 115.8%
| Dow Chemical Co | 55419 | Plaquemine Cogeneration Plant | LA | Iberville | MISO | Industrial CHP | G500 | CC2 | 1084.8 | 890.8 | 1030.8 | Natural Gas Fired Combined Cycle | NG | CT | 2009.7143 |  |  | (OP) Operating | [8 empty] | 30.3217 | -91.2347 | 10044321.02 | 54188501.815 | 5.3949 | 119.3%
| U S Bureau of Reclamation | 2204 | Yellowtail | MT | Big Horn | WAUW | Electric Utility | 1 |  | 278.2 | 287.5 | 287.5 | Conventional Hydroelectric | WAT | HY | 1966 |  |  | (OP) Operating | [8 empty] | 45.3074 | -107.9575 | 0 | 0 | #DIV/0! | 0%
| City of Centralia - (WA) | 3878 | Yelm | WA | Thurston | BPAT | Electric Utility | 1 |  | 12 | 11.4 | 11.4 | Conventional Hydroelectric | WAT | HY | 1938.3333 |  |  | (OP) Operating | [8 empty] | 46.9749 | -122.6358 | 0 | 0 | #DIV/0! | 0%
| Dominion Renewable Energy | 62353 | Yemassee Solar | SC | Beaufort | SCEG | IPP Non-CHP | 93 |  | 10 | 10 | 10 | Solar Photovoltaic | SUN | PV | 2020 |  |  | (OP) Operating |  | 14.2 | [6 empty] | 32.7051 | -80.9033 | 0 | 0 | #DIV/0! | 0%
| Alabama Power Co | 7697 | Washington County Cogeneration Facility | AL | Washington | SOCO | Electric Utility | 1 | G523 | 122.5 | 100 | 107 | Natural Gas Fired Combined Cycle | NG | CT | 1999 |  |  | (OP) Operating | [8 empty] | 31.2642 | -88.0027 | 1105657 | 7894416.55 | 7.14 | 121.9%
| Yolo County of | 57422 | Yolo County Solar Project | CA | Yolo | CISO | Commercial Non-CHP | 1 |  | 1 | 1 | 1 | Solar Photovoltaic | SUN | PV | 2010 |  |  | (OP) Operating |  | 1.1 | [6 empty] | 38.6597 | -121.7294 | 0 | 0 | #DIV/0! | 0%
| Georgia Power Co | 729 | Yonah | GA | Stephens | SOCO | Electric Utility | 1 |  | 22.5 | 28.5 | 28.8 | Conventional Hydroelectric | WAT | HY | 1925 |  |  | (OP) Operating | [8 empty] | 34.6821 | -83.3418 | 0 | 0 | #DIV/0! | 0%
| Metropolitan Water District of S CA | 6647 | Yorba Linda | CA | Orange | CISO | Electric Utility | 1 |  | 5.1 | 5.1 | 5.1 | Conventional Hydroelectric | WAT | HY | 1981 |  |  | (OP) Operating | [8 empty] | 33.9117 | -117.8192 | 0 | 0 | #DIV/0! | 0%
| AES Huntington Beach LLC | 335 | AES Huntington Beach LLC | CA | Orange | CISO | IPP Non-CHP | 2 |  | 218 | 225.8 | 225.8 | Natural Gas Steam Turbine | NG | ST | 1958 | 12 | 2026 | (OP) Operating | [8 empty] | 33.6439 | -117.9792 | 2481577.63 | 16868607.262 | 6.7975 | 125.5%
| EIF Channelview Cogeneration LLC | 55187 | Channelview Cogeneration Plant | TX | Harris | ERCO | IPP CHP | GT1 | CC1 | 918.3 | 750 | 843 | Natural Gas Fired Combined Cycle | NG | CT | 2001.8 |  |  | (OP) Operating | [5 empty] | 2026 | 10 | 4 | 29.837 | -95.1217 | 8771811.63 | 60847396.153 | 6.9367 | 125.7%
| Eagle Creek Renewable Energy, LLC | 3117 | York Haven | PA | York | PJM | IPP Non-CHP | 1 |  | 19.6 | 19 | 19 | Conventional Hydroelectric | WAT | HY | 1905 |  |  | (OP) Operating | [8 empty] | 40.1136 | -76.712 | 0 | 0 | #DIV/0! | 0%
| SRE Utility Solar 1, LLC | 60107 | York Road Solar I, LLC | NC | Cleveland | DUK | IPP Non-CHP | YORK |  | 2 | 1.9 | 1.9 | Solar Photovoltaic | SUN | PV | 2015 |  |  | (OP) Operating |  | 2.6 | [6 empty] | 35.2222 | -81.3337 | 0 | 0 | #DIV/0! | 0%
| SoCore Energy LLC | 67832 | Yorktown 1 Solar | IL | Whiteside | MISO | IPP Non-CHP | PV1 |  | 2 | 2 | 2 | Solar Photovoltaic | SUN | PV | 2024 |  |  | (OP) Operating |  | 2.5 | [6 empty] | 41.768 | -89.862 | 0 | 0 | #DIV/0! | 0%
| SoCore Energy LLC | 67833 | Yorktown 2 Solar | IL | Whiteside | MISO | IPP Non-CHP | PV1 |  | 2 | 2 | 2 | Solar Photovoltaic | SUN | PV | 2024 |  |  | (OP) Operating |  | 2.5 | [6 empty] | 41.768 | -89.859 | 0 | 0 | #DIV/0! | 0%
| Southern California Edison Co | 63325 | Yorktown Battery Energy Storage Facility | CA | Los Angeles | CISO | Electric Utility | YORK1 |  | 3 | 3 | 3 | Batteries | MWH | BA | 2024 |  |  | (OP) Operating | 9 | [7 empty] | 34.0047 | -118.0684 | 0 | 0 | #DIV/0! | 0%
| D/R Hydro Co | 52036 | Yough Hydro Power | PA | Somerset | PJM | IPP Non-CHP | GEN1 |  | 12.2 | 12.2 | 10 | Conventional Hydroelectric | WAT | HY | 1989 |  |  | (OP) Operating | [8 empty] | 39.8016 | -79.3682 | 0 | 0 | #DIV/0! | 0%
| Young Wind, LLC | 65763 | Young Wind | TX | Young | ERCO | IPP Non-CHP | WYOUN |  | 500 | 500 | 500 | Onshore Wind Turbine | WND | WT | 2022 |  |  | (OP) Operating | [8 empty] | 33.1192 | -98.8526 | 0 | 0 | #DIV/0! | 0%
| PUD No 1 of Snohomish County | 57763 | Youngs Creek Hydroelectric Project | WA | Snohomish | BPAT | Electric Utility | 1 |  | 7.5 | 7.9 | 7.9 | Conventional Hydroelectric | WAT | HY | 2011 |  |  | (OP) Operating | [8 empty] | 47.7916 | -121.8 | 0 | 0 | #DIV/0! | 0%
| Alabama Power Co | 7698 | General Electric Plastic | AL | Lowndes | SOCO | Electric Utility | 1 | G524 | 97 | 84.5 | 94.5 | Natural Gas Fired Combined Cycle | NG | CT | 1999 |  |  | (OP) Operating | [8 empty] | 32.3102 | -86.5254 | 993658 | 6811433 | 6.8549 | 126.7%
| Primary Products Ingredients Americas, LLC d/b/a Primient | 64854 | Primient | IN | Tippecanoe | MISO | Industrial CHP | GTG01 |  | 61.8 | 57.2 | 68.4 | Natural Gas Fired Combustion Turbine | NG | GT | 2021 |  |  | (OP) Operating | [8 empty] | 40.3763 | -86.8437 | 697655 | 4842371.15 | 6.9409 | 126.8%
| Nissequoque Cogen Partners | 54149 | Stony Brook Cogen Plant | NY | Suffolk | NYIS | IPP CHP | GEN1 |  | 47 | 44.5 | 47.1 | Natural Gas Fired Combustion Turbine | NG | GT | 1995 |  |  | (OP) Operating | [8 empty] | 40.9168 | -73.1291 | 529668.3 | 3337853.962 | 6.3018 | 132%
| Mesquite Power LLC | 55481 | Mesquite Generating Station Block 2 | AZ | Maricopa | SRP | IPP Non-CHP | GT3 | BLK2 | 691.6 | 624 | 624 | Natural Gas Fired Combined Cycle | NG | CT | 2003 |  |  | (OP) Operating | [8 empty] | 33.345 | -112.8642 | 7247658.15 | 51555925.089 | 7.1135 | 132.6%
| Invenergy Services LLC | 67321 | Yuma Solar + Storage | AZ | Yuma | AZPS | IPP Non-CHP | BESS1 |  | 137 | 137 | 137 | Batteries | MWH | BA | 2025 |  |  | (OP) Operating | 268 | [7 empty] | 32.6424 | -114.4292 | 0 | 0 | #DIV/0! | 0%
| Engie North America | 64322 | Zapata | TX | Zapata | ERCO | IPP Non-CHP | ZPT1 |  | 19.8 | 19.8 | 19.8 | Batteries | MWH | BA | 2022 |  |  | (OP) Operating | 9.9 | [7 empty] | 26.9327 | -99.2337 | 0 | 0 | #DIV/0! | 0%
| Wind Stream Operations LLC | 56276 | ZCO | CA | Kern | CISO | IPP Non-CHP | WGNS |  | 1.6 | 1.6 | 1.6 | Onshore Wind Turbine | WND | WT | 1985 |  |  | (OP) Operating | [8 empty] | 35.0772 | -118.3811 | 0 | 0 | #DIV/0! | 0%
| Cleco Power LLC | 1396 | Coughlin Power Station | LA | Evangeline | MISO | Electric Utility | 6 | CC6 | 922.8 | 733.6 | 0 | Natural Gas Fired Combined Cycle | NG | CA | 1985.4 |  |  | (OP) Operating | [8 empty] | 30.8439 | -92.2611 | 4432825.47 | 32735507.926 | 7.3848 | 138%
| Indian River Operations Inc | 594 | Indian River Generating Station | DE | Sussex | PJM | IPP Non-CHP | 10 |  | 18.6 | 16.1 | 16.1 | Petroleum Liquids | DFO | GT | 1967 | 6 | 2026 | (OP) Operating | [8 empty] | 38.5857 | -75.2341 | 206321.31 | 2248033.388 | 10.8958 | 146.3%
| Astoria Energy LLC | 55375 | Astoria Energy | NY | Queens | NYIS | IPP Non-CHP | CT1 | CC1 | 595 | 558 | 644 | Natural Gas Fired Combined Cycle | NG | CT | 2006 |  |  | (OP) Operating | [8 empty] | 40.7825 | -73.8964 | 8439270.75 | 59578733.776 | 7.0597 | 160.3%
| Wisconsin Power & Light Co | 55641 | Riverside Energy Center | WI | Rock | MISO | Electric Utility | CTG1 | S112 | 674.9 | 530 | 626.4 | Natural Gas Fired Combined Cycle | NG | CT | 2004 |  |  | (OP) Operating | [8 empty] | 42.5831 | -89.0358 | 8495100.67 | 56667623.04 | 6.6706 | 167.7%
| Zena Solar LLC | 68508 | Zena Solar | OR | Polk | PGE | IPP Non-CHP | ZENA |  | 2.5 | 2.5 | 1.2 | Solar Photovoltaic | SUN | PV | 2024 |  |  | (OP) Operating |  | 3.5 | [6 empty] | 45.0202 | -123.0985 | 0 | 0 | #DIV/0! | 0%
| OEE XIX, LLC | 60128 | Zephyr Wind | OH | Hancock | PJM | Industrial Non-CHP | Z1 |  | 4.5 | 4.5 | 4.5 | Onshore Wind Turbine | WND | WT | 2015 |  |  | (OP) Operating | [8 empty] | 41.0961 | -83.6414 | 0 | 0 | #DIV/0! | 0%
| OEE XXX LLC | 62653 | Zephyr Wind Project - 2.0 | OH | Hancock | PJM | Industrial Non-CHP | T1 |  | 4.5 | 4.5 | 4.5 | Onshore Wind Turbine | WND | WT | 2020 |  |  | (OP) Operating | [8 empty] | 41.0931 | -83.6378 | 0 | 0 | #DIV/0! | 0%
| Portland General Electric Co | 7350 | Coyote Springs | OR | Morrow | PGE | Electric Utility | 1 | CC1 | 296 | 244.2 | 270.9 | Natural Gas Fired Combined Cycle | NG | CT | 1995 |  |  | (OP) Operating | [8 empty] | 45.848 | -119.6739 | 4441852.51 | 30035614.527 | 6.762 | 196.9%
| Today's Power, Inc. | 68740 | Zeuber | AR | Pulaski | MISO | Electric Utility | PUCOZ |  | 4.6 | 4.6 | 4.6 | Solar Photovoltaic | SUN | PV | 2023 |  |  | (OP) Operating |  | 5.6 | [6 empty] | 34.6991 | -92.2118 | 0 | 0 | #DIV/0! | 0%
| Cypress Creek Renewables | 66137 | Zier Solar | TX | Kinney | ERCO | IPP Non-CHP | 11023 |  | 200.4 | 200.4 | 200.4 | Batteries | MWH | BA | 2024 |  |  | (OP) Operating | 80 | [7 empty] | 29.351 | -100.562 | 0 | 0 | #DIV/0! | 0%
| Salt River Project | 55306 | Gila River Power Block 4 | AZ | Maricopa | SRP | Electric Utility | CTG7 | BL04 | 619 | 570 | 617 | Natural Gas Fired Combined Cycle | NG | CT | 2003 |  |  | (OP) Operating | [8 empty] | 32.975 | -112.6944 | 11803257.77 | 84052176.434 | 7.1211 | 227%
| Southwestern Electric Power Co | 1416 | Arsenal Hill | LA | Caddo | SWPP | Electric Utility | 5 |  | 125 | 110 | 110 | Natural Gas Steam Turbine | NG | ST | 1960 | 5 | 2029 | (OP) Operating | [8 empty] | 32.5181 | -93.7611 | 2307108.05 | 25040339.195 | 10.8536 | 239.4%
| North Carolina El Member Corp | 65247 | Zion Hill BESS | NC | Brunswick | CPLE | Electric Utility | BAT1 |  | 5 | 5 | 5 | Batteries | MWH | BA | 2024 |  |  | (OP) Operating | 10 | [7 empty] | 33.9939 | -78.2245 | 0 | 0 | #DIV/0! | 0%
| Renewable Solar, Inc | 67602 | Zonneveld Oak Grove | CA | Fresno | CISO | Industrial Non-CHP | 17444 |  | 1.5 | 1.5 | 1.5 | Solar Photovoltaic | SUN | PV | 2024 |  |  | (OP) Operating |  | 1.9 | [6 empty] | 36.4574 | -119.7636 | 0 | 0 | #DIV/0! | 0%
| AES Distributed Energy | 64395 | ZPD-PT Solar Project 2017-006 LLC Hybrid | MA | Worcester | ISNE | IPP Non-CHP | DRAES |  | 6.5 | 8 | 8 | Batteries | MWH | BA | 2021 |  |  | (OP) Operating | 5 | [7 empty] | 42.23 | -72.21 | 0 | 0 | #DIV/0! | 0%
| AES Distributed Energy | 64187 | ZPD-PT Solar Project 2017-021 LLC Hybrid | MA | Hampden | ISNE | IPP Non-CHP | DRAES |  | 1.7 | 2 | 2 | Batteries | MWH | BA | 2021 |  |  | (OP) Operating | 2.5 | [7 empty] | 42.1 | -72.47 | 0 | 0 | #DIV/0! | 0%
| AES Distributed Energy | 64185 | ZPD-PT Solar Project 2017-023 LLC Hybrid | MA | Worcester | ISNE | IPP Non-CHP | DRAES |  | 4.7 | 4.7 | 4.7 | Batteries | MWH | BA | 2021 |  |  | (OP) Operating | 3.5 | [7 empty] | 42.07 | -72.01 | 0 | 0 | #DIV/0! | 0%
| AES Distributed Energy | 64147 | ZPD-PT Solar Project 2017-038 Hybrid LLC | MA | Worcester | ISNE | IPP Non-CHP | DRAES |  | 8.5 | 8.5 | 8.5 | Batteries | MWH | BA | 2021 |  |  | (OP) Operating | 6.7 | [7 empty] | 42.516 | -71.6734 | 0 | 0 | #DIV/0! | 0%
| AES Distributed Energy | 64184 | ZPD-PT Solar Project 2017-044 LLC CSG | MA | Worcester | ISNE | IPP Non-CHP | DRAPV |  | 1 | 1 | 1 | Solar Photovoltaic | SUN | PV | 2021 |  |  | (OP) Operating |  | 1.6 | [6 empty] | 42.2782 | -72.0071 | 0 | 0 | #DIV/0! | 0%
| Sol Systems | 64367 | Zuma Solar, LLC | NC | Caswell | DUK | IPP Non-CHP | 30006 |  | 3 | 3 | 3 | Solar Photovoltaic | SUN | PV | 2020 |  |  | (OP) Operating |  | 4.7 | [6 empty] | 36.5109 | -79.4379 | 0 | 0 | #DIV/0! | 0%
| Zumbro Solar LLC | 61574 | Zumbro Community Solar Garden | MN | Goodhue | MISO | IPP Non-CHP | 38674 |  | 1 | 1 | 1 | Solar Photovoltaic | SUN | PV | 2018 |  |  | (OP) Operating |  | 1.4 | [6 empty] | 44.3195 | -92.6703 | 0 | 0 | #DIV/0! | 0%
| Zumbro Garden LLC | 63426 | Zumbro Solar Garden | MN | Dodge | MISO | IPP Non-CHP | CGS |  | 1 | 1 | 1 | Solar Photovoltaic | SUN | PV | 2020 |  |  | (OP) Operating |  | 1.3 | [6 empty] | 44.046 | -92.76 | 0 | 0 | #DIV/0! | 0%
| Cypress Creek Renewables | 60980 | ZV Solar 1 | NC | Robeson | CPLE | IPP Non-CHP | PV1 |  | 5 | 5 | 5 | Solar Photovoltaic | SUN | PV | 2016 |  |  | (OP) Operating |  | 7 | [6 empty] | 34.8132 | -79.2014 | 0 | 0 | #DIV/0! | 0%
| CD Global Solar Holdings, LLC | 61257 | ZV Solar 2, LLC | NC | Robeson | CPLE | IPP Non-CHP | ZV204 |  | 4.9 | 4.9 | 4.9 | Solar Photovoltaic | SUN | PV | 2017 |  |  | (OP) Operating |  | 7 | [6 empty] | 34.816 | -79.2 | 0 | 0 | #DIV/0! | 0%
| SRE Utility Solar 1, LLC | 60549 | ZV Solar 3, LLC | NC | Robeson | DUK | IPP Non-CHP | ZV3 |  | 5 | 4.9 | 4.9 | Solar Photovoltaic | SUN | PV | 2016 |  |  | (OP) Operating |  | 6.9 | [6 empty] | 34.8162 | -79.2002 | 0 | 0 | #DIV/0! | 0%

## Alliance Energy Group
Instructions to sort table: Select full table area. Select Data Tab > "Sort" >Sort by Tier on Cell Values, Smallest to Largest > Then by Overall Project Score on Cell Values, Largest to Smallest.
Rank | Overall Project Score Weighting | Specific 2025 Strategy Goals | Project Name | PT Lead | Legacy Plant Retirement Date | Legacy Nameplate Capacity (MW) | COD | Plant Owner | Deal Structure Overview | Business Case | Redev Team Notes | Redev Team Score (Transactability) (1-5): 1 - Very Poor; 5 - Excellent | Energy Market | Zone/Submarket | Location | State | Site Address | Number of Sites | Plant Type | Map | Legacy COD | Legacy Age | Load | TSP/TO Provider | POI (Substation) | Transmission Voltage (kV) | Site Acreage | Notes | Plant Age | Contact | Heat Rate | Turbine Type | Latest Year | Capacity Factor | Relationship - Origination
2 |  |  | Alliance NY Portfolio | RBB | None | 390 |  | Alliance Energy Group |  | 1) Revenue generating project during gas operations (offset G&A and development) 2) Skip queue through CRIS rights transfer (generator replacement) 3) NYISO is well organized and has established subsidies for BESS/renewables w/ statewide capacity goals |  |  | NYISO |  | Various | #VALUE! |  | 8 | Gas | [7 empty] | TBD | [7 empty] | Drone Energy
1000 |  |  | Ribbon |  | 2028 | 46 |  | Alliance Energy Group |  | a) Contracted gas plant revenue (offset G&A and development); opton to pick up additional years b) In CAISO - strong BESS market; close proximity to load center (San Fransisco) c) Transfer process in CA allows 60 day transfer of IX rights from gas to BESS |  |  | CAISO |  | #VALUE! | #VALUE! |  | 1 | Gas | [7 empty] | 2.17
1000 |  |  | Colton Power Plants (Drews Power Plant and Century Power Plant) |  | Operating | 80 |  | Alliance Energy Group |  | Brian (President of Alliance Energy Group) decided to table this opportunity for now. |  |  | CAISO |  | #VALUE! | #VALUE! |  | 1 | Gas | [7 empty] | TBD

## Calpine
Instructions to sort table: Select full table area. Select Data Tab > "Sort" >Sort by Tier on Cell Values, Smallest to Largest > Then by Overall Project Score on Cell Values, Largest to Smallest.
Rank | Overall Project Score Weighting | Specific 2025 Strategy Goals | Project Name | PT Lead | Legacy Plant Retirement Date | Legacy Nameplate Capacity (MW) | COD | Plant Owner | Deal Structure Overview | Business Case | Redev Team Notes | Redev Team Score (Transactability) (1-5): 1 - Very Poor; 5 - Excellent | Energy Market | Zone/Submarket | Location | State | Site Address | Number of Sites | Plant Type | Map | Legacy COD | Legacy Age | Load | TSP/TO Provider | POI (Substation) | Transmission Voltage (kV) | Site Acreage | Notes | Plant Age | Contact | Heat Rate | Turbine Type | Latest Year | Capacity Factor | Relationship - Origination
6 |  |  | Bethlehem |  | Operating | 1153 |  | Calpine |  |  | Constellation required to sell with acquisition of Calpine |  | PJM |  | Northampton County | Pennsylvania |  | 1 | Gas |  | 2002 | 2025
6 |  |  | York |  | Operating | 1450 |  | Calpine |  |  | Constellation required to sell with acquisition of Calpine |  | PJM |  | York County | Pennsylvania |  | 1 | Gas |  | 2011/2019
6 |  |  | Hay Road |  | Operating | 994.7 |  | Calpine |  |  | constellation required to sell with acquisition of Calpine |  | PJM |  | New Castle County | Delaware |  | 1 | Gas |  | 1995 | 2025
6 |  |  | Edge Moor |  | Operating | 710.3 |  | Calpine |  |  | Constellation required to sell with acquisition of Calpine |  | PJM |  | New Castle County | Delaware |  | 1 | Gas |  | 1964 | 2025

## Constellation
Instructions to sort table: Select full table area. Select Data Tab > "Sort" >Sort by Tier on Cell Values, Smallest to Largest > Then by Overall Project Score on Cell Values, Largest to Smallest.
Rank | Overall Project Score Weighting | Specific 2025 Strategy Goals | Project Name | PT Lead | Legacy Plant Retirement Date | Legacy Nameplate Capacity (MW) | COD | Plant Owner | Deal Structure Overview | Business Case | Redev Team Notes | Redev Team Score (Transactability) (1-5): 1 - Very Poor; 5 - Excellent | Energy Market | Zone/Submarket | Location | State | Site Address | Number of Sites | Plant Type | Map | Legacy COD | Legacy Age | Load | TSP/TO Provider | POI (Substation) | Transmission Voltage (kV) | Site Acreage | Notes | Plant Age | Contact | Heat Rate | Turbine Type | Latest Year | Capacity Factor | Relationship - Origination
1000 |  |  | Grand Prairie |  | Operating |  |  | Constellation | [9 empty] | 1 | Gas
1000 |  |  | Handley |  | Operating | 404.8 |  | Constellation |  |  | Constellation. Gas Steam turbine |  | ERCOT |  | #VALUE! | Texas |  | 1 | Gas |  | 1972 | 2025
1000 |  |  | Handsome Lake |  | Operating | 294.5 |  | Constellation |  |  | Constellation. Gas turbine |  | PJM |  | Venango County | Pennsylvania |  | 1 | Gas |  | 2001 | 2025
1000 |  |  | Chester |  | Operating | 55.8 |  | Constellation |  |  |  |  | PJM |  | Chester County | Pennsylvania |  | 1 | Oil |  | 1969 | 2025
1000 |  |  | Croydon |  | Operating | 546.4 |  | Constellation |  |  |  |  | PJM |  | Bucks County | Pennsylvania |  | 1 | Oil |  | 1974 | 2025
1000 |  |  | Delaware |  | Operating | 77 |  | Constellation |  |  |  |  | PJM |  | Philadelphia, PA | Pennsylvania |  | 1 | Oil |  | 1969 | 23
1000 |  |  | Falls |  | Operating | 63.6 |  | Constellation | [9 empty] | 1 | Oil |  | 1970 | #VALUE!
1000 |  |  | Framingham |  | Operating | 42.6 |  | Constellation |  |  |  |  | ISONE |  | Norfolk County | Massachusetts |  | 1 | Oil |  | 1969 | 30
1000 |  |  | Moser |  | Operating | 63.6 |  | Constellation |  |  |  |  | PJM |  | Montgomery | Pennsylvania |  | 1 | Oil |  | 1970 | 61
1000 |  |  | Philadelphia Road |  | Operating |  |  | Constellation | [9 empty] | 1 |  |  |  | 2025
1000 |  |  | Richmond |  | Operating | 131.6 |  | Constellation |  |  |  |  | PJM |  | Philadelphia, PA | Pennsylvania |  | 1 | Oil |  | 1973 | 2025
1000 |  |  | Schuylkull |  | Operating | 39.8 |  | Constellation |  |  |  |  | PJM |  | Philadelphia, PA | Pennsylvania |  | 1 | Oil |  | 1970 | 2025
1000 |  |  | Southwark |  | Operating | 74.4 |  | Constellation | [9 empty] | 1 | Oil |  | 1967 | 2025
1000 |  |  | Wynman |  | Operating |  |  | Constellation | [9 empty] | 1 |  |  |  | 2025
1000 |  |  | Eddystone |  | Operating | 861.6 |  | Constellation |  |  |  |  | PJM |  | Delaware County | Pennsylvania |  | 1 | Gas/Oil |  | 1972 | 2025
1000 |  |  | Perryman |  | Operating | 492.3 |  | Constellation |  |  |  |  | PJM |  | Harford County | Maryland |  | 1 | Gas/Oil |  | 1972/2015
1000 |  |  | West Medway II |  | Operating |  |  | Constellation | [9 empty] | 1 |  |  |  | 2025
1000 |  |  | Colorado Bend II |  | Operating | 1230.3 |  | Constellation |  |  | Constellation. CCGT. Possibly a shared site |  | ERCOT |  | #VALUE! | Texas |  | 1 | Gas |  | 2017 | 53
1000 |  |  | Hillabee |  | Operating | 822.8 |  | Constellation |  |  |  |  | SERC |  | Tallapoosa County | Alabama |  | 1 | Gas |  | 2010 | 24
1000 |  |  | Wolf Hollow II |  | Operating | 1231.2 |  | Constellation |  |  |  |  | ERCOT |  | Hood County | Texas |  | 1 | Gas |  | 2017 | 56
1000 |  |  | West Medway |  | Operating | 263.6 |  | Constellation |  |  |  |  | ISONE |  | Norfolk County | Maine |  | 1 | Gas |  | 2019 | 51
Note on D6: [Threaded comment] Your version of Excel allows you to read this threaded comment; however, any edits to it will get removed if the file is opened in a newer version of Excel. Learn more: https://go.microsoft.com/fwlink/?linkid=870924 Comment: Need to find info
Note on D15: [Threaded comment] Your version of Excel allows you to read this threaded comment; however, any edits to it will get removed if the file is opened in a newer version of Excel. Learn more: https://go.microsoft.com/fwlink/?linkid=870924 Comment: Need to find info
Note on D19: [Threaded comment] Your version of Excel allows you to read this threaded comment; however, any edits to it will get removed if the file is opened in a newer version of Excel. Learn more: https://go.microsoft.com/fwlink/?linkid=870924 Comment: Need to find info
Note on D22: [Threaded comment] Your version of Excel allows you to read this threaded comment; however, any edits to it will get removed if the file is opened in a newer version of Excel. Learn more: https://go.microsoft.com/fwlink/?linkid=870924 Comment: Need to find info

## Heritage_Power
Rank | Overall Project Score Weighting | Specific 2025 Strategy Goals | Project Name | Legacy Nameplate Capacity (MW) | COD | Plant Owner | Deal Structure Overview | Business Case | Redev Team Notes | Redev Team Score (Transactability) (1-5): 1 - Very Poor; 5 - Excellent | Energy Market | Zone/Submarket | Location | State | Site Address | Number of Sites | Plant Type | Map | Legacy COD | Legacy Age | Load | TSP/TO Provider | POI (Substation) | Transmission Voltage (kV) | Site Acreage | Notes | Plant Age | Contact | Heat Rate | Turbine Type | Latest Year | Capacity Factor | Relationship - Origination
5 |  |  | Blossburg | 24 |  | Avenue Capital (Heritage Portfolio) |  |  | To reach out to CIBC week of 6/2
5 |  |  | Brunot Island | 365.4 |  | Avenue Capital (Heritage Portfolio)
5 |  |  | Hamilton (PA) | 19.6 |  | Avenue Capital (Heritage Portfolio)
5 |  |  | Hunterstown | 60 |  | Avenue Capital (Heritage Portfolio)
5 |  |  | Mountain | 54 |  | Avenue Capital (Heritage Portfolio)
5 |  |  | New Castle | 354.4 |  | Avenue Capital (Heritage Portfolio)
5 |  |  | Niles | 27 |  | Avenue Capital (Heritage Portfolio)
5 |  |  | Orrtanna | 27 |  | Avenue Capital (Heritage Portfolio)
5 |  |  | Portland | 194 |  | Avenue Capital (Heritage Portfolio)
5 |  |  | Shawnee (PA) | 20 |  | Avenue Capital (Heritage Portfolio)
5 |  |  | Shawville | 632 |  | Avenue Capital (Heritage Portfolio)
5 |  |  | Titus | 36 |  | Avenue Capital (Heritage Portfolio)
5 |  |  | Tolna | 54 |  | Avenue Capital (Heritage Portfolio)
5 |  |  | Warren | 53.1 |  | Avenue Capital (Heritage Portfolio)
5 |  |  | Sayreville | 211 |  | Avenue Capital (Heritage Portfolio)
| Rank | 2024 Projects Capture | 2025 Projects Capture | Project Name | Number of Sites | Legacy Nameplate Capacity (MW) | COD | Plant Owner | Deal Structure Overview | Business Case | Redev Team Notes | Energy Market | Zone/Submarket | Location |  | Plant Type | Map | Legacy COD | Legacy Age | Load | TSP/TO Provider | POI (Substation) | Transmission Voltage (kV) | Site Acreage | Notes | Plant Age | Contact | Heat Rate | Turbine Type | Latest Year | Capacity Factor | Relationship - Origination
| 1000 |  |  | Sayreville | 1 | 211 | 5468 | Avenue Capital/MRP |  |  | Whole portfolio being sold. Not likely a deal for PT | PJM |  | #VALUE! |  | Gas | [5 empty] | Sayerville 230 kV | 230kV
| 1000 |  |  | Portland | 1 | 178 |  | Avenue Capital/MRP |  |  | Whole portfolio being sold. Not likely a deal for PT | PJM |  | #VALUE! |  | Gas/Oil
| 1000 |  |  | Titus | 1 | 31 |  | Avenue Capital/MRP |  |  | Whole portfolio being sold. Not likely a deal for PT | PJM |  | #VALUE! |  | Oil | Map
| 1000 |  |  | Warren | 1 | 60 |  | Avenue Capital/MRP |  |  | Whole portfolio being sold. Not likely a deal for PT | PJM |  | #VALUE! |  | Gas/Oil
| 1000 |  |  | Shawville | 1 | 602 |  | Avenue Capital/MRP |  | GenOn portfolio? Check Ownership | Whole portfolio being sold. Not likely a deal for PT | PJM |  | Shawville |  | Gas/Oil | 41.06684620961437, -78.36601783243862 |  |  |  | PENNSYLVANIA ELECTRIC CO | SHAWVILLE STATION | 287 | 1180
| 1000 |  |  | New Castle | 1 | 329 |  | Avenue Capital/MRP |  | No CF info since 2022, 17.5% Capacity Factor | Whole portfolio being sold. Not likely a deal for PT | PJM |  | #VALUE! |  | Gas/Oil |  |  |  |  | PENN POWER CO | New Castle Plant | 138 | 257
| 1000 |  |  | Brunot Island | 1 | 262 |  | Avenue Capital/MRP |  | Secluded Island, active Natural Gas & Petroleum | Whole portfolio being sold. Not likely a deal for PT | PJM |  | #VALUE! |  | Gas/Oil | 40.4641239947012, -80.04479247207527 |  |  |  | DUQUESNE Light Company | BRUNOT ISLAND | 345 | 127
| 1000 |  |  | Blossburg | 1 | 21 |  | Avenue Capital/MRP |  |  | Whole portfolio being sold. Not likely a deal for PT | PJM |  | #VALUE! |  | Gas
| 1000 |  |  | Hamilton (PA) | 1 | 20 |  | Avenue Capital/MRP |  |  | Whole portfolio being sold. Not likely a deal for PT | PJM |  | #VALUE! |  | Oil
| 1000 |  |  | Hunterstown | 1 | 64 |  | Avenue Capital/MRP |  |  | Whole portfolio being sold. Not likely a deal for PT | PJM |  | #VALUE! |  | Gas/Oil
| 1000 |  |  | Mountain | 1 | 40 |  | Avenue Capital/MRP |  |  | Whole portfolio being sold. Not likely a deal for PT | PJM |  | #VALUE! |  | Oil
| 1000 |  |  | Niles | 1 | 26 |  | Avenue Capital/MRP |  |  | Whole portfolio being sold. Not likely a deal for PT | PJM |  | #VALUE! |  | Oil
| 1000 |  |  | Orrtanna | 1 | 20 |  | Avenue Capital/MRP |  |  | Whole portfolio being sold. Not likely a deal for PT | PJM |  | #VALUE! |  | Oil
| 1000 |  |  | Shawnee (PA) | 1 | 21 |  | Avenue Capital/MRP |  |  | Whole portfolio being sold. Not likely a deal for PT | PJM |  | #VALUE! |  | Oil
| 1000 |  |  | Tolna | 1 | 41 |  | Avenue Capital/MRP |  |  | Whole portfolio being sold. Not likely a deal for PT | PJM |  | #VALUE! |  | Oil

## NationalGrid
Instructions to sort table: Select full table area. Select Data Tab > "Sort" >Sort by Tier on Cell Values, Smallest to Largest > Then by Overall Project Score on Cell Values, Largest to Smallest.
Rank | Overall Project Score Weighting | Specific 2025 Strategy Goals | Project Name | PT Lead | Legacy Plant Retirement Date | Legacy Nameplate Capacity (MW) | COD | Plant Owner | Deal Structure Overview | Business Case | Redev Team Notes | Redev Team Score (Transactability) (1-5): 1 - Very Poor; 5 - Excellent | Energy Market | Zone/Submarket | Location | State | Site Address | Number of Sites | Plant Type | Map | Legacy COD | Legacy Age | Load | TSP/TO Provider | POI (Substation) | Transmission Voltage (kV) | Site Acreage | Notes | Plant Age | Contact | Heat Rate | Turbine Type | Latest Year | Capacity Factor | Relationship - Origination
7 |  |  | Holtsville | N/A | Operating | 649.2 |  | National Grid |  |  |  |  | NYISO |  | #VALUE! | #VALUE! |  | 1 | Oil | Map |  |  | N/A | Marketspan Gas Corp | Holtsville MGU | 69/138 | 79 (Other Plant Present)
7 |  |  | Wading River | N/A | Operating | 296.5 |  | National Grid |  |  |  |  | NYISO |  | #VALUE! | #VALUE! |  | 1 | Oil | Map |  |  | N/A | Keyspan Generation LLC | Wading River Gas Turbine | 138 | 840
7 |  |  | Glenwood CT | N/A | Operating | 123.7 |  | National Grid |  |  |  |  | NYISO |  | #VALUE! | #VALUE! |  | 1 | Oil | Map |  |  | N/A | N/A | Glenwood Landing | 68 | 7.3
7 |  |  | Shoreham | N/A | Operating | 84.7 |  | National Grid |  |  |  |  | NYISO |  | #VALUE! | #VALUE! |  | 2 | Oil | Map |  |  |  | Keyspan Generation LLC | Shoreham Power Station | 138 | 840

## Archer Daniels Midland
Instructions to sort table: Select full table area. Select Data Tab > "Sort" >Sort by Tier on Cell Values, Smallest to Largest > Then by Overall Project Score on Cell Values, Largest to Smallest.
Rank | Overall Project Score Weighting | Specific 2025 Strategy Goals | Project Name | PT Lead | Legacy Plant Retirement Date | Legacy Nameplate Capacity (MW) | COD | Plant Owner | Deal Structure Overview | Business Case | Redev Team Notes | Redev Team Score (Transactability) (1-5): 1 - Very Poor; 5 - Excellent | Energy Market | Zone/Submarket | Location | State | Site Address | Number of Sites | Plant Type | Map | Legacy COD | Legacy Age | Load | TSP/TO Provider | POI (Substation) | Transmission Voltage (kV) | Site Acreage | Notes | Plant Age | Contact | Heat Rate | Turbine Type | Latest Year | Capacity Factor | Relationship - Origination
1000 |  |  | ADM Des Moines | DK | Operating | 8 |  | Archer Daniels Midland |  |  |  |  | MISO | Zone 3 |  | #VALUE! |  |  | Coal | Map
1000 |  |  | ADM Lincoln | DK | Operating | 8 |  | Archer Daniels Midland |  |  |  |  | SPP |  |  | #VALUE! |  |  | Coal | Map
1000 |  |  | ADM Mankato | DK | Operating | 6 |  | Archer Daniels Midland |  |  |  |  | MISO | Zone 1 | Blue Earth County, Minnesota | #VALUE! |  |  | Gas | Map
1000 |  |  | ADM Cedar Rapids | DK | Operating | 300 |  | Archer Daniels Midland |  |  |  |  | MISO | Zone 3 | Cedar Rapids, Linn, Iowa | #VALUE! |  |  | Coal/Gas | Map
1000 |  |  | ADM Decatur | DK | Opearating (East Plant) | 335 |  | Archer Daniels Midland |  |  |  |  | MISO | Zone 4 |  | #VALUE! |  |  | Coal | Map
1000 |  |  | ADM Enderlin | DK | Operating | 10 |  | Archer Daniels Midland |  |  |  |  | MISO | Zone 1 |  | #VALUE! |  |  | Biomass | Map
1000 |  |  | ADM Columbus | DK | Operating | 71 |  | Archer Daniels Midland |  |  |  |  | SPP |  |  | #VALUE! |  |  | Coal | Map

## MRP
Instructions to sort table: Select full table area. Select Data Tab > "Sort" >Sort by Tier on Cell Values, Smallest to Largest > Then by Overall Project Score on Cell Values, Largest to Smallest.
Rank | Overall Project Score Weighting | Specific 2025 Strategy Goals | Project Name | PT Lead | Legacy Plant Retirement Date | Legacy Nameplate Capacity (MW) | COD | Plant Owner | Deal Structure Overview | Business Case | Redev Team Notes | Redev Team Score (Transactability) (1-5): 1 - Very Poor; 5 - Excellent | Energy Market | Zone/Submarket | Location | State | Site Address | Number of Sites | Plant Type | Map | Legacy COD | Legacy Age | Load | TSP/TO Provider | POI (Substation) | Transmission Voltage (kV) | Site Acreage | Notes | Plant Age | Contact | Heat Rate | Turbine Type | Latest Year | Capacity Factor | Relationship - Origination
1000 |  |  | Gilbert (M1) | N/A | N/A | 454 |  | Avenue Capital/MRP |  | Retired 126 MW oil units | Whole portfolio being sold. Not likely a deal for PT |  | PJM |  | #VALUE! | #VALUE! |  | 1 | Gas/Oil |  |  |  |  | JERSEY CENTRAL POWER & LT CO | Gilbert | 230 | 142
1000 |  |  | Elgin Energy Center (M1) | N/A |  | 483 |  | Avenue Capital/MRP |  |  | Whole portfolio being sold. Not likely a deal for PT |  | MISO |  | #VALUE! | #VALUE! |  | 1 | Gas | Map
1000 |  |  | Vaca Dixon | N/A | Operating | 50 |  | Avenue Capital/MRP |  |  | Whole portfolio being sold. Not likely a deal for PT |  | CAISO |  | #VALUE! | #VALUE! |  | 1 | Gas | [5 empty] | VACA-DIXON | 500 | 308
1000 |  |  | High Desert | N/A | Operating | 830 |  | Avenue Capital/MRP |  | PPA ended in 2013, no publically available retirement plans. Land is government owned, immediately adjacent to an active airport. (45% Capacity Factor) | Whole portfolio being sold. Not likely a deal for PT |  | CAISO |  | #VALUE! | #VALUE! |  | 1 | Gas | Map |  |  |  | SOUTHERN CALIFORNIA EDISON | CALDWELL | 287 | 400
1000 |  |  | Tracy | N/A | N/A | 330 |  | Avenue Capital/MRP |  | 1000+ acres of cleared farmland in the surrounding area. 27% Capacity Factor. Terminated Solar Project. | Whole portfolio being sold. Not likely a deal for PT |  | CAISO |  | #VALUE! | #VALUE! |  | 1 | Gas |  |  |  |  | California Energy Commission | GWF Tracy Station |  | 53
1000 |  |  | Hanford | N/A | N/A | 97 |  | Avenue Capital/MRP |  | PPA until 2035 (Silicon Valley Clean Energy) 0.47% Capacity Factor. | Whole portfolio being sold. Not likely a deal for PT |  | CAISO |  | #VALUE! | #VALUE! |  | 1 | Gas |  |  |  |  | GWF Energy LLC | UNKNOWN303208 | 66 | 15
1000 |  |  | Henrietta | N/A | N/A | 96 |  | Avenue Capital/MRP |  | Adjacent to multiple solar & battery projects. (American King Solar LLC 128MW, Slate Hybrid 140.3 MW & Solar 300MW, RE Mustang LLC Battery 75 MW, Solar 250MW). 500+ Acres of adjacent farmland. No retirement plans. 0.42% Capacity Factor. Approved for BESS to be added on site, with seperate ownership and shared infrastructure components. https://www.energy.ca.gov/powerplant/simple-cycle/henrietta-peaker-project | Whole portfolio being sold. Not likely a deal for PT |  | CAISO |  | #VALUE! | #VALUE! |  | 1 | Gas | Map |  |  |  | GWF ENERGY LLC | UNKNOWN309694 | 230 | 20
1000 |  |  | Midway Peaking Project (Starwood-Midway) | N/A | N/A | 122 |  | Avenue Capital/MRP |  | PPA Ends May 2024. Strange land ownership, requires further investigation for business case. | Whole portfolio being sold. Not likely a deal for PT |  | CAISO |  | #VALUE! | #VALUE! |  | 1 | Gas | 36.653244601310185, -120.58248665945536 |  |  |  | PACIFIC GAS & ELECTRIC COMPANY | PANOCHE | 230 | 90**
1000 |  |  | Malaga Power Plant (Kings River) | N/A | N/A | 96 |  | Avenue Capital/MRP |  | PPA ended in2015, loctaed in a heavily industry district. No surrounding developable acreage. Located close to Fresco California. 97 MW BESS project also located on site. 2% Capacity Factor | Whole portfolio being sold. Not likely a deal for PT |  | CAISO |  | Fresco | #VALUE! |  | 1 | Gas | [5 empty] | UNKNOWN300957 | 115 | 19
1000 |  |  | Border CT | N/A | N/A | 50 |  | Avenue Capital/MRP |  | No Plant Financials since 2022, 4% CF, | Whole portfolio being sold. Not likely a deal for PT |  | CAISO |  | #VALUE! | #VALUE! |  | 1 | Gas |  |  |  |  | San Diego Gas & Electric Co. | Larkspur Energy | 66 | 15
1000 |  |  | CalPeak Enterpise Power Plant | N/A | N/A | 50 |  | Avenue Capital/MRP |  | Densely developed area. 3.7% CF last reported in 2022. | Whole portfolio being sold. Not likely a deal for PT |  | CAISO |  | #VALUE! | #VALUE! |  | 1 | Gas | 32.56251427950417, -116.94355293493479 |  |  |  |  | CALPEAK PE 7 | 230 | 3
1000 |  |  | Wolf Hills | N/A |  | 250 |  | Avenue Capital/MRP |  |  | Whole portfolio being sold. Not likely a deal for PT |  | PJM |  | #VALUE! | #VALUE! |  | 1 | Gas
1000 |  |  | Big Sandy | N/A |  | 300 |  | Avenue Capital/MRP |  |  | Whole portfolio being sold. Not likely a deal for PT |  | PJM |  | #VALUE! | #VALUE! |  | 1 | Gas
1000 |  |  | Rocky Road | N/A |  | 334 |  | Avenue Capital/MRP |  |  | Whole portfolio being sold. Not likely a deal for PT |  | MISO |  | #VALUE! | #VALUE! |  | 1 | Gas
| Rank | 2024 Projects Capture | 2025 Projects Capture | Project Name | Number of Sites | Legacy Nameplate Capacity (MW) | COD | Plant Owner | Deal Structure Overview | Business Case | Redev Team Notes | Energy Market | Zone/Submarket | Location |  | Plant Type | Map | Legacy COD | Legacy Age | Load | TSP/TO Provider | POI (Substation) | Transmission Voltage (kV) | Site Acreage | Notes | Plant Age | Contact | Heat Rate | Turbine Type | Latest Year | Capacity Factor | Relationship - Origination
| 1000 |  |  | Vaca Dixon | 1 | 50 |  | Avenue Capital/MRP |  |  | Whole portfolio being sold. Not likely a deal for PT | CAISO |  | #VALUE! |  | Gas | 38.399179535676666, -121.92403737619614 |  |  |  |  | VACA-DIXON | 500 | 308
| 1000 |  |  | High Desert | 1 | 830 |  | Avenue Capital/MRP |  | PPA ended in 2013, no publically available retirement plans. Land is government owned, immediately adjacent to an active airport. (45% Capacity Factor) | Whole portfolio being sold. Not likely a deal for PT | CAISO |  | #VALUE! |  | Gas | Map |  |  |  | SOUTHERN CALIFORNIA EDISON | CALDWELL | 287 | 400
| 1000 |  |  | Tracy | 1 | 330 |  | Avenue Capital/MRP |  | 1000+ acres of cleared farmland in the surrounding area. 27% Capacity Factor. Terminated Solar Project. | Whole portfolio being sold. Not likely a deal for PT | CAISO |  | #VALUE! |  | Gas |  |  |  |  | California Energy Commission | GWF Tracy Station |  | 53
| 1000 |  |  | Hanford | 1 | 97 |  | Avenue Capital/MRP |  | PPA until 2035 (Silicon Valley Clean Energy) 0.47% Capacity Factor. | Whole portfolio being sold. Not likely a deal for PT | CAISO |  | #VALUE! |  | Gas |  |  |  |  | GWF Energy LLC | UNKNOWN303208 | 66 | 15
| 1000 |  |  | Henrietta | 1 | 96 |  | Avenue Capital/MRP |  | Adjacent to multiple solar & battery projects. (American King Solar LLC 128MW, Slate Hybrid 140.3 MW & Solar 300MW, RE Mustang LLC Battery 75 MW, Solar 250MW). 500+ Acres of adjacent farmland. No retirement plans. 0.42% Capacity Factor. Approved for BESS to be added on site, with seperate ownership and shared infrastructure components. https://www.energy.ca.gov/powerplant/simple-cycle/henrietta-peaker-project | Whole portfolio being sold. Not likely a deal for PT | CAISO |  | #VALUE! |  | Gas | Map |  |  |  | GWF ENERGY LLC | UNKNOWN309694 | 230 | 20
| 1000 |  |  | Midway Peaking Project (Starwood-Midway) | 1 | 122 |  | Avenue Capital/MRP |  | PPA Ends May 2024. Strange land ownership, requires further investigation for business case. | Whole portfolio being sold. Not likely a deal for PT | CAISO |  | #VALUE! |  | Gas | 36.653244601310185, -120.58248665945536 |  |  |  | PACIFIC GAS & ELECTRIC COMPANY | PANOCHE | 230 | 90**
| 1000 |  |  | Malaga Power Plant (Kings River) | 1 | 96 |  | Avenue Capital/MRP |  | PPA ended in2015, loctaed in a heavily industry district. No surrounding developable acreage. Located close to Fresco California. 97 MW BESS project also located on site. 2% Capacity Factor | Whole portfolio being sold. Not likely a deal for PT | CAISO |  | Fresco |  | Gas | [5 empty] | UNKNOWN300957 | 115 | 19
| 1000 |  |  | Border CT | 1 | 50 |  | Avenue Capital/MRP |  | No Plant Financials since 2022, 4% CF, | Whole portfolio being sold. Not likely a deal for PT | CAISO |  | #VALUE! |  | Gas |  |  |  |  | San Diego Gas & Electric Co. | Larkspur Energy | 66 | 15
| 1000 |  |  | CalPeak Enterpise Power Plant | 1 | 50 |  | Avenue Capital/MRP |  | Densely developed area. 3.7% CF last reported in 2022. | Whole portfolio being sold. Not likely a deal for PT | CAISO |  | #VALUE! |  | Gas | 32.56251427950417, -116.94355293493479 |  |  |  |  | CALPEAK PE 7 | 230 | 3

## CapIQ All Power Plants
POWER_PLANT | PLANT_KEY | OPER_STATUS | INSTALLED_NAMEPLATE_CAPACITY_WHOLE_ANNUAL | TECH_TYPE | YR_1ST_UNIT_IN_SVC | OWNER | ISO_NAME | NERC_REGION_CODE | NERC_SUBREGION_CODE | COUNTY | STATE | FUEL_TYPE | OPER_CAPACITY_PLANT | HEAT_RATE_OWNER_ANNUAL | HEAT_RATE_OWNER_ANNUAL | HEAT_RATE_OWNER_ANNUAL | CAPACITY_FACTOR_OWNER_ANNUAL | CAPACITY_FACTOR_OWNER_ANNUAL | CAPACITY_FACTOR_OWNER_ANNUAL
150 Mile House ERG Project | -122385 | Operating | 5 | Steam Turbine | 2008 | Capital Power Corporation |  | WECC | WECCCN |  |  | Other | 5 | NA | NA | NA | NA | NA | NA
2176047 (Brockville 1) Solar Energy Project | -130948 | Operating | 10 | Solar | 2012 | Axium Infinity Solar LP | Ontario | NPCC | ONT |  |  | Solar | 10 | NA | NA | NA | NA | NA | NA
2176050 Solar Energy Project (Brockville 2) | -130955 | Operating | 9 | Solar | 2013 | Axium Infinity Solar LP | Ontario | NPCC | ONT |  |  | Solar | 9 | NA | NA | NA | NA | NA | NA
255S Vulcan Faribault Farms | -524325 | Operating | 25 | Solar | 2022 | FortisAlberta Inc. | Alberta | WECC | WECCCN |  |  | Solar | 25 | NA | NA | NA | NA | NA | NA
275S Jenner Solar Project | -378348 | Operating | 23 | Solar | 2021 | Conklin Métis Local 193 | Alberta | WECC | WECCCN |  |  | Solar | 23 | NA | NA | NA | NA | NA | NA
275S Jenner Solar Project | -378347 | Operating | 23 | Solar | 2021 | BluEarth Renewables Inc. | Alberta | WECC | WECCCN |  |  | Solar | 23 | NA | NA | NA | NA | NA | NA
368S Burdett DER Solar Project | -366915 | Operating | 15 | Solar | 2021 | FortisAlberta Inc. | Alberta | WECC | WECCCN |  |  | Solar | 15 | NA | NA | NA | NA | NA | NA
498S Tilley Solar Project | -774220 | Operating | 21.17 | Solar | 2024 | First Nation Power Development Inc (FNpower) | Alberta | WECC | WECCCN |  |  | Solar | 21.17 | NA | NA | NA | NA | NA | NA
498S Tilley Solar Project | -774219 | Operating | 21.17 | Solar | 2024 | Alexander First Nation | Alberta | WECC | WECCCN |  |  | Solar | 21.17 | NA | NA | NA | NA | NA | NA
498S Tilley Solar Project | -774218 | Operating | 21.17 | Solar | 2024 | Concord Green Energy Inc. | Alberta | WECC | WECCCN |  |  | Solar | 21.17 | NA | NA | NA | NA | NA | NA
895S Suffield Solar Project | -379117 | Operating | 23 | Solar | 2020 | BluEarth Renewables Inc. | Alberta | WECC | WECCCN |  |  | Solar | 23 | NA | NA | NA | NA | NA | NA
Abenaquis | -11585 | Operating | 2.8 | Hydraulic Turbine | 1910 | Hydro Sherbrooke |  | NPCC | QUE |  |  | Water | 2.8 | NA | NA | NA | NA | NA | NA
Abercrombie Point | -14937 | Operating | 25 | Steam Turbine | 1999 | Blue Wolf Capital Partners LLC |  | NPCC | MRTM |  |  | Biomass | 25 | NA | NA | NA | NA | NA | NA
Abercrombie Point | -14936 | Operating | 25 | Steam Turbine | 1999 | Atlas FRM LLC |  | NPCC | MRTM |  |  | Biomass | 25 | NA | NA | NA | NA | NA | NA
Aberfeldie Hydro Redevelopment | -168544 | Operating | 24 | Hydraulic Turbine | 2008 | British Columbia Hydro and Power Authority |  | WECC | WECCCN |  |  | Water | 24 | NA | NA | NA | NA | NA | NA
Abitibi Canyon | -10888 | Operating | 350 | Hydraulic Turbine | 1933 | Ontario Power Generation Inc. | Ontario | NPCC | ONT |  |  | Water | 350 | NA | NA | NA | NA | NA | NA
Adam Cunningham | -752104 | Operating | 7 | Hydraulic Turbine | 1953 | Resolute FP Canada Inc. |  | NPCC | QUE |  |  | Water | 7 | NA | NA | NA | NA | NA | NA
Adelaide Wind Energy Centre | -167381 | Operating | 59.94 | Wind Turbine | 2014 | NextEra Energy Canada, LP | Ontario | NPCC | ONT |  |  | Wind | 59.94 | NA | NA | NA | NA | NA | NA
Adelaide Wind Power Project | -781658 | Operating | 39.98 | Wind Turbine | 2015 | ATCO Renewables Ltd | Ontario | NPCC | ONT |  |  | Wind | 39.98 | NA | NA | NA | NA | NA | NA
Adelaide Wind Power Project | -781657 | Operating | 39.98 | Wind Turbine | 2015 | ATCO Renewables Ltd | Ontario | NPCC | ONT |  |  | Wind | 39.98 | NA | NA | NA | NA | NA | NA
Adelaide Wind Power Project | -93312 | Operating | 39.98 | Wind Turbine | 2015 | Aamjiwnaang First Nation | Ontario | NPCC | ONT |  |  | Wind | 39.98 | NA | NA | NA | NA | NA | NA
Aeolus Wind PEI | -166296 | Operating | 3 | Wind Turbine | 2003 | Aeolus Wind Pei Inc |  | NPCC | MRTM |  |  | Wind | 3 | NA | NA | NA | NA | NA | NA
Aguasabon | -10911 | Operating | 45 | Hydraulic Turbine | 1948 | Ontario Power Generation Inc. | Ontario | NPCC | ONT |  |  | Water | 45 | NA | NA | NA | NA | NA | NA
Ah-Sin-Heek | -11186 | Operating | NA | Internal Combustion | NA | British Columbia Hydro and Power Authority |  | WECC | WECCCN |  |  | Oil | 6.6 | NA | NA | NA | NA | NA | NA
491 East 48th Street | -1358 | Operating | 161.7 | Gas Turbine | 1992 | City of Holland, Michigan | MISO | RFC | R-MISO | Allegan | MI | Gas | 161.5 | 11727 | 13435 | 11471 | 4.6165 | 6.2146 | 4.2385
5 Points Abilene Plant | -145193 | Operating | NA | Gas Turbine | NA | Mercuria Energy America, LLC | ERCOT | TRE | TRE | Taylor | TX | Oil | 10 | NA | NA | NA | NA | NA | NA
Aishihik | -786996 | Operating | 37 | Hydraulic Turbine | 1975 | Yukon Energy Corporation |  | WECC | WECCCN |  |  | Water | 37 | NA | NA | NA | NA | NA | NA
Ajax Cogeneration Facility (Index) | -172249 | Operating | 25.1 | Steam Turbine | 2015 | Index Energy | Ontario | NPCC | ONT |  |  | Biomass | 25.1 | NA | NA | NA | NA | NA | NA
Akolkolex | -676645 | Operating | 10 | Hydraulic Turbine | 1995 | TransAlta Renewables Inc. |  | WECC | WECCCN |  |  | Water | 10 | NA | NA | NA | NA | NA | NA
Akulivik | -164258 | Operating | 2.02 | Steam Turbine | 2015 | Hydro-Québec |  | NPCC | QUE |  |  | Oil | 2.02 | NA | NA | NA | NA | NA | NA
Alberta Hospital Edmonton | -11259 | Operating | 2.5 | Steam Turbine | 1971 | Alberta Hospital Edmonton | Alberta | WECC | WECCCN |  |  | Gas | 2.5 | NA | NA | NA | NA | NA | NA
Alberta Hospital Ponoka | -11263 | Operating | 1.72 | Steam Turbine | 1960 | Alberta Hospital Ponoka | Alberta | WECC | WECCCN |  |  | Gas | 1.72 | NA | NA | NA | NA | NA | NA
Alberta Pacific | -166459 | Operating | 2.3 | Internal Combustion | 2005 | Alberta-Pacific Forest Industries Inc. | Alberta | WECC | WECCCN |  |  | Biomass | 2.3 | NA | NA | NA | NA | NA | NA
Alberta Solar One Project | -325397 | Operating | 10.5 | Solar | 2021 | Enbridge Inc. | Alberta | WECC | WECCCN |  |  | Solar | 10.5 | NA | NA | NA | NA | NA | NA
Alderville First Nation Solar Project | -169504 | Operating | 5 | Solar | 2013 | Alderville First Nation | Ontario | NPCC | ONT |  |  | Solar | 5 | NA | NA | NA | NA | NA | NA
Alexander Falls | -10914 | Operating | 69 | Hydraulic Turbine | 1930 | Ontario Power Generation Inc. | Ontario | NPCC | ONT |  |  | Water | 69 | NA | NA | NA | NA | NA | NA
Alfred Concession Road 7 Solar Project | -168907 | Operating | 10 | Solar | 2013 | Axio Power Canada, Inc. | Ontario | NPCC | ONT |  |  | Solar | 10 | NA | NA | NA | NA | NA | NA
Alfred Solar Energy Project | -748116 | Operating | 10 | Solar | 2016 | Concord Green Energy Inc. | Ontario | NPCC | ONT |  |  | Solar | 10 | NA | NA | NA | NA | NA | NA
5 Points Abilene Plant | -125616 | Operating | NA | Gas Turbine | NA | MP2 Energy, LLC | ERCOT | TRE | TRE | Taylor | TX | Oil | 10 | NA | NA | NA | NA | NA | NA
Almonte (Brian J. Gallagher) | -166389 | Operating | 5 | Hydraulic Turbine | 1991 | Mississippi River Power Corporation | Ontario | NPCC | ONT |  |  | Water | 5 | NA | NA | NA | NA | NA | NA
Almonte Solar Project (Beckwith) | -191616 | Operating | 10 | Solar | 2014 | Beckwith Solar Inc. | Ontario | NPCC | ONT |  |  | Solar | 10 | NA | NA | NA | NA | NA | NA
Almonte Solar Project (Beckwith) | -168600 | Operating | 10 | Solar | 2014 | MIT Renewables Inc | Ontario | NPCC | ONT |  |  | Solar | 10 | NA | NA | NA | NA | NA | NA
Almonte Solar Project (Beckwith) | -168599 | Operating | 10 | Solar | 2014 | Axium Infrastructure Inc. | Ontario | NPCC | ONT |  |  | Solar | 10 | NA | NA | NA | NA | NA | NA
Alouette | -1499 | Operating | 9 | Hydraulic Turbine | 1928 | British Columbia Hydro and Power Authority |  | WECC | WECCCN |  |  | Water | 9 | NA | NA | NA | NA | NA | NA
Amherst Community Wind Farm | -171081 | Operating | 6 | Wind Turbine | 2016 | Mi’Kmaq First Nations |  | NPCC | MRTM |  |  | Wind | 6 | NA | NA | NA | NA | NA | NA
Amherst Community Wind Farm | -171080 | Operating | 6 | Wind Turbine | 2016 | Wind4all Incorporation |  | NPCC | MRTM |  |  | Wind | 6 | NA | NA | NA | NA | NA | NA
Amherst Community Wind Farm | -171079 | Operating | 6 | Wind Turbine | 2016 | Natural Forces Technologies, Inc. |  | NPCC | MRTM |  |  | Wind | 6 | NA | NA | NA | NA | NA | NA
Amherst Island Wind Project | -788530 | Operating | 74.3 | Wind Turbine | 2018 | Clearlight Energy | Ontario | NPCC | ONT |  |  | Wind | 74.3 | NA | NA | NA | NA | NA | NA
Amherst Wind | -166342 | Operating | 31.5 | Wind Turbine | 2012 | OPTrust Private Markets Group |  | NPCC | MRTM |  |  | Wind | 31.5 | NA | NA | NA | NA | NA | NA
Amherst Wind | -144816 | Operating | 31.5 | Wind Turbine | 2012 | Dundee Corporation |  | NPCC | MRTM |  |  | Wind | 31.5 | NA | NA | NA | NA | NA | NA
Amherst Wind | -144815 | Operating | 31.5 | Wind Turbine | 2012 | Dundee Realty Management Corporation |  | NPCC | MRTM |  |  | Wind | 31.5 | NA | NA | NA | NA | NA | NA
Amherst Wind | -105547 | Operating | 31.5 | Wind Turbine | 2012 | Renewable Energy Developers Inc. |  | NPCC | MRTM |  |  | Wind | 31.5 | NA | NA | NA | NA | NA | NA
Amherstburg | -11535 | Operating | 8.45 | Steam Turbine | 1957 | General Chemical Canada Limited | Ontario | NPCC | ONT |  |  | Gas | 8.45 | NA | NA | NA | NA | NA | NA
Amherstburg I Solar Farm (ABW Solar PV Facilities) | -67845 | Operating | 10 | Solar | 2013 | Axium Infrastructure Open End Funds | Ontario | NPCC | ONT |  |  | Solar | 10 | NA | NA | NA | NA | NA | NA
Amherstburg II Solar (Site C) | -785017 | Operating | 15 | Solar | 2011 | Cordelio Power LP | Ontario | NPCC | ONT |  |  | Solar | 15 | NA | NA | NA | NA | NA | NA
Amherstburg II Solar (Site C) | -146474 | Operating | 15 | Solar | 2011 | Enbridge Income Fund Holdings Inc. | Ontario | NPCC | ONT |  |  | Solar | 15 | NA | NA | NA | NA | NA | NA
Amherstburg Solar (Site A) | -105561 | Operating | 10 | Solar | 2011 | Capstone Infrastructure Corporation | Ontario | NPCC | ONT |  |  | Solar | 10 | NA | NA | NA | NA | NA | NA
Amherstburg Solar (Site B) | -105564 | Operating | 10 | Solar | 2011 | Capstone Infrastructure Corporation | Ontario | NPCC | ONT |  |  | Solar | 10 | NA | NA | NA | NA | NA | NA
Anahim Lake | -11187 | Operating | 0.6 | Internal Combustion | 2001 | British Columbia Hydro and Power Authority |  | WECC | WECCCN |  |  | Oil | 3.65 | NA | NA | NA | NA | NA | NA
Andrews Generating Station | -695436 | Operating | 47 | Hydraulic Turbine | 1938 | Brookfield Renewable Partners L.P. | Ontario | NPCC | ONT |  |  | Water | 47 | NA | NA | NA | NA | NA | NA
Annapolis | -1565 | Operating | NA | Hydraulic Turbine | NA | Nova Scotia Power Inc. |  | NPCC | MRTM |  |  | Water | 41 | NA | NA | NA | NA | NA | NA
Annapolis Royal Tidal Plant | -11384 | Out of Service | 20 | Hydraulic Turbine | 1984 | Nova Scotia Power Inc. |  | NPCC | MRTM |  |  | Water | NA | NA | NA | NA | NA | NA | NA
Appleton Hydro | -515673 | Operating | 1 | Hydraulic Turbine | 1994 | Energy Ottawa Inc. | Ontario | NPCC | ONT |  |  | Water | 1 | NA | NA | NA | NA | NA | NA
Ardenville Wind Farm | -676670 | Operating | 69 | Wind Turbine | 2010 | TransAlta Renewables Inc. | Alberta | WECC | WECCCN |  |  | Wind | 69 | NA | NA | NA | NA | NA | NA
Aria Solar Project | -748115 | Operating | 9 | Solar | 2015 | Concord Green Energy Inc. | Ontario | NPCC | ONT |  |  | Solar | 9 | NA | NA | NA | NA | NA | NA
Aria Solar Project | -169316 | Operating | 9 | Solar | 2015 | SkyPower Limited | Ontario | NPCC | ONT |  |  | Solar | 9 | NA | NA | NA | NA | NA | NA
Armow Wind Power Project | -222890 | Operating | 179 | Wind Turbine | 2015 | Pattern Energy Group LLC | Ontario | NPCC | ONT |  |  | Wind | 179 | NA | NA | NA | NA | NA | NA
Armow Wind Power Project | -168687 | Operating | 179 | Wind Turbine | 2015 | Samsung Renewable Energy Inc. | Ontario | NPCC | ONT |  |  | Wind | 179 | NA | NA | NA | NA | NA | NA
5 Points Abilene Plant | -75852 | Operating | NA | Gas Turbine | NA | Distributed Generation Solutions LLC | ERCOT | TRE | TRE | Taylor | TX | Oil | 10 | NA | NA | NA | NA | NA | NA
Arnprior (Ottawa/St. Lawrence) Plant | -1610 | Operating | 82 | Hydraulic Turbine | 1976 | Ontario Power Generation Inc. | Ontario | NPCC | ONT |  |  | Water | 82 | NA | NA | NA | NA | NA | NA
Arnprior Solar Project | -551610 | Operating | 19 | Solar | 2009 | EDF Renewables Canada Inc. | Ontario | NPCC | ONT |  |  | Solar | 19 | NA | NA | NA | NA | NA | NA
Arrow Lakes (Hugh Keenleyside) | -26796 | Operating | 185 | Hydraulic Turbine | 2002 | Columbia Basin Trust |  | WECC | WECCCN |  |  | Water | 185 | NA | NA | NA | NA | NA | NA
Arrow Lakes (Hugh Keenleyside) | -10673 | Operating | 185 | Hydraulic Turbine | 2002 | Columbia Power Corporation |  | WECC | WECCCN |  |  | Water | 185 | NA | NA | NA | NA | NA | NA
Arthur Wind Farm | -493148 | Operating | 10 | Wind Turbine | 2010 | Schneider Power Inc. | Ontario | NPCC | ONT |  |  | Wind | 10 | NA | NA | NA | NA | NA | NA
Arthur Wind Farm | -168026 | Operating | 10 | Wind Turbine | 2010 | Energy Farming Invest Inc. | Ontario | NPCC | ONT |  |  | Wind | 10 | NA | NA | NA | NA | NA | NA
Ash River | -1627 | Operating | 27 | Hydraulic Turbine | 1959 | British Columbia Hydro and Power Authority |  | WECC | WECCCN |  |  | Water | 27 | NA | NA | NA | NA | NA | NA
Ashlu Creek Hydroelectric Project | -15911 | Operating | 49.89 | Hydraulic Turbine | 2009 | Innergex Renewable Energy Inc. |  | WECC | WECCCN |  |  | Water | 49.89 | NA | NA | NA | NA | NA | NA
Astoria - AB | -437971 | Operating | 1.4 | Hydraulic Turbine | 1949 | ATCO Electric Ltd. | Alberta | WECC | WECCCN |  |  | Water | 1.4 | NA | NA | NA | NA | NA | NA
Astoria - AB | -137537 | Operating | 1.4 | Hydraulic Turbine | 1949 | ATCO Electric Ltd. | Alberta | WECC | WECCCN |  |  | Water | 1.4 | NA | NA | NA | NA | NA | NA
Atholville | -145708 | Operating | 18 | Steam Turbine | 1983 | Tembec Incorporated | New Brunswick | NPCC | MRTM |  |  | Biomass | 18 | NA | NA | NA | NA | NA | NA
Atholville | -75605 | Operating | 18 | Steam Turbine | 1983 | Aditya Birla Management Corporation Private Limited | New Brunswick | NPCC | MRTM |  |  | Biomass | 18 | NA | NA | NA | NA | NA | NA
Atikokan | -1641 | Operating | 205 | Steam Turbine | 1985 | Ontario Power Generation Inc. | Ontario | NPCC | ONT |  |  | Biomass | 205 | NA | NA | NA | NA | NA | NA
Atlin | -11189 | Operating | NA | Internal Combustion | NA | British Columbia Hydro and Power Authority |  | WECC | WECCCN |  |  | Oil | 2.55 | NA | NA | NA | NA | NA | NA
Atlin Hydro Project | -776393 | Operating & Planned | 2.1 | Hydraulic Turbine | 2009 | Tlingit Homeland Energy Limited Partnership (THELP) |  | WECC | WECCCN |  |  | Water | 2.1 | NA | NA | NA | NA | NA | NA
Atlin Hydro Project | -173138 | Operating & Planned | 2.1 | Hydraulic Turbine | 2009 | Taku River Tlingit First Nation |  | WECC | WECCCN |  |  | Water | 2.1 | NA | NA | NA | NA | NA | NA
59th Street CT | -1362 | Operating | 17.1 | Gas Turbine | 1969 | Consolidated Edison Company of New York, Inc. | New York | NPCC | NY | New York | NY | Gas | 17.4 | 16215 | 22965 | 17243 | 0.40151 | 0.16308 | 0.59324
Aubrey Falls | -695583 | Operating | 162 | Hydraulic Turbine | 1969 | Brookfield Renewable Partners L.P. | Ontario | NPCC | ONT |  |  | Water | 162 | NA | NA | NA | NA | NA | NA
Auburn (Central Hydro) Plant | -10886 | Operating | 2 | Hydraulic Turbine | 1911 | Ontario Power Generation Inc. | Ontario | NPCC | ONT |  |  | Water | 2 | NA | NA | NA | NA | NA | NA
Aulds Mountain Wind Project | -170894 | Operating | 4.6 | Wind Turbine | 2015 | Wind4All Communities II Inc. |  | NPCC | MRTM |  |  | Wind | 4.6 | NA | NA | NA | NA | NA | NA
Aulds Mountain Wind Project | -170893 | Operating | 4.6 | Wind Turbine | 2015 | Natural Forces Technologies, Inc. |  | NPCC | MRTM |  |  | Wind | 4.6 | NA | NA | NA | NA | NA | NA
74th Street CT | -1364 | Operating | 37 | Gas Turbine | 1968 | Consolidated Edison Company of New York, Inc. | New York | NPCC | NY | New York | NY | Oil | 43.6 | 18967 | 18305 | 15354 | 0.046081 | 0.05315 | 0.19927
A.B. Brown CT | -154062 | Operating & Planned | 176.4 | Gas Turbine | 1991 | Southern Indiana Gas and Electric Company | MISO | RFC | R-MISO | Posey | IN | Gas | 174 | 13821 | 13219 | 13963 | 2.0846 | 5.2351 | 3.0221
A.L. Pierce CT | -411242 | Operating | 84 | Gas Turbine | 2007 | Hull Street Energy, LLC | New England | NPCC | NE | South Central Connecticut Planning Region | CT | Gas | 94.6 | NA | 12647 | NA | 0 | 0.07011 | NA
Abbott CT | -773005 | Operating | 26 | Gas Turbine | 2003 | University of Illinois | MISO | SERC | GATEWY | Champaign | IL | Gas | 30 | 11371 | 11218 | 10564 | 58.742 | 60.3128 | 68.6495
Aberdeen | -808492 | Operating & Planned | 82.2 | Gas Turbine | 1978 | NorthWestern Energy Group, Inc. | SPP | MRO | MRO-US | Brown | SD | Gas | 60 | NA | NA | NA | 7.5251 | NA | NA
Acadia Energy Center | -105057 | Operating | 1389.2 | Combined Cycle | 2002 | Cleco Power LLC | MISO | SERC | DELTA | Acadia | LA | Gas | 1137.4 | 7976 | 8285 | 8129 | 57.2108 | 50.6373 | 42.6056
Acadia Energy Center | -23897 | Operating | 1389.2 | Combined Cycle | 2002 | Entergy Louisiana, LLC | MISO | SERC | DELTA | Acadia | LA | Gas | 1137.4 | 7976 | 8285 | 8129 | 57.2108 | 50.6373 | 42.6056
Ackerman Combined Cycle Plant (Quantum) | -89433 | Operating | 850.5 | Combined Cycle | 2006 | Tennessee Valley Authority |  | SERC | CENTRL | Choctaw | MS | Gas | 765 | 7314 | 7049 | 7091 | 33.4229 | 58.9314 | 49.3084
Aurora Smiths Falls 2 Solar Project (RE Smiths Falls 2) | -252661 | Operating | 10 | Solar | 2013 | Axium Infrastructure Inc. | Ontario | NPCC | ONT |  |  | Solar | 10 | NA | NA | NA | NA | NA | NA
Aurora Smiths Falls 5 Solar Project (RE Smiths Falls 5) | -252664 | Operating | 10 | Solar | 2013 | Axium Infrastructure Inc. | Ontario | NPCC | ONT |  |  | Solar | 10 | NA | NA | NA | NA | NA | NA
Aurora Smiths Falls 6 Solar (RE Smiths Falls 6) | -252660 | Operating | 10 | Solar | 2013 | Axium Infrastructure Inc. | Ontario | NPCC | ONT |  |  | Solar | 10 | NA | NA | NA | NA | NA | NA
Aurora Waubaushene 3 Solar Project (RE Waubaushene III) | -252667 | Operating | 10 | Solar | 2013 | Axium Infrastructure Inc. | Ontario | NPCC | ONT |  |  | Solar | 10 | NA | NA | NA | NA | NA | NA
Aurora Waubaushene 4 Solar Project (RE Waubaushene IV) | -252665 | Operating | 8 | Solar | 2013 | Axium Infrastructure Inc. | Ontario | NPCC | ONT |  |  | Solar | 8 | NA | NA | NA | NA | NA | NA
Aurora Waubaushene 5 Solar Project (RE Waubaushene V) | -252666 | Operating | 3.5 | Solar | 2013 | Axium Infrastructure Inc. | Ontario | NPCC | ONT |  |  | Solar | 3.5 | NA | NA | NA | NA | NA | NA
Avon 1 | -11295 | Operating | 4.6 | Hydraulic Turbine | 1991 | Nova Scotia Power Inc. |  | NPCC | MRTM |  |  | Water | 4.6 | NA | NA | NA | NA | NA | NA
Avon 2 | -51674 | Operating | 3.5 | Hydraulic Turbine | 1929 | Nova Scotia Power Inc. |  | NPCC | MRTM |  |  | Water | 3.5 | NA | NA | NA | NA | NA | NA
Avondale Wind Project | -171105 | Operating | 1.75 | Wind Turbine | 2015 | Northumberland Wind Field Inc. |  | NPCC | MRTM |  |  | Wind | 1.75 | NA | NA | NA | NA | NA | NA
Axium Solar Ingersoll 1 Solar Project | -71667 | Operating | 10 | Solar | 2014 | Axium Infrastructure Open End Funds | Ontario | NPCC | ONT |  |  | Solar | 10 | NA | NA | NA | NA | NA | NA
Axium Solar Orillia 3 Solar Project | -71670 | Operating | 7 | Solar | 2014 | Axium Infrastructure Open End Funds | Ontario | NPCC | ONT |  |  | Solar | 7 | NA | NA | NA | NA | NA | NA
Ayers 1 et 2 | -11476 | Operating | 5.6 | Hydraulic Turbine | 1994 | Ayers Ltee |  | NPCC | QUE |  |  | Water | 5.6 | NA | NA | NA | NA | NA | NA
Baddeck Community Wind Project | -172823 | Operating | 1.7 | Wind Turbine | 2016 | Scotian Windfields Inc. |  | NPCC | MRTM |  |  | Wind | 1.7 | NA | NA | NA | NA | NA | NA
Baie-des-Sables (Cartier Wind) | -346778 | Operating | 109.5 | Wind Turbine | 2006 | Innergex Renewable Energy Inc. |  | NPCC | QUE |  |  | Wind | 109.5 | NA | NA | NA | NA | NA | NA
Balsam Lake Green Energy Solar Farm | -169322 | Operating | 3 | Solar | 2015 | Panasonic Eco Solutions Canada Inc | Ontario | NPCC | ONT |  |  | Solar | 3 | NA | NA | NA | NA | NA | NA
Balsam Lake Green Energy Solar Farm | -169321 | Operating | 3 | Solar | 2015 | Coronal Energy | Ontario | NPCC | ONT |  |  | Solar | 3 | NA | NA | NA | NA | NA | NA
Ada Cogeneration | -237351 | Operating | 33.1 | Combined Cycle | 1991 | TransAlta Corporation | MISO | RFC | R-MISO | Kent | MI | Gas | 32 | 10361 | 9604 | 10139 | 64.6005 | 88.4418 | 69.0229
Adkins Energy Cogen Power Plant | -65307 | Operating | 5 | Gas Turbine | 2002 | Adkins Energy LLC | PJM | RFC | R-PJM | Stephenson | IL | Gas | 5 | 15835 | 13860 | 13810 | 69.7192 | 68.5731 | 70.4589
AE Hunlock 4 | -784951 | Operating | 44 | Gas Turbine | 2000 | UGI Development Company | PJM | RFC | R-PJM | Luzerne | PA | Gas | 50.5 | NA | NA | NA | NA | NA | NA
AERA San Ardo Cogeneration | -17855 | Operating | 6.2 | Gas Turbine | 1989 | Shell Exploration & Production Company | CAISO | WECC | CAMX | Monterey | CA | Gas | 3 | 24449 | 25213 | 25979 | 44.9962 | 42.3935 | 13.4361
Barlow Solar Energy Centre | -551789 | Operating | 10 | Solar | 2019 | EDF EN Canada Development Inc. | Ontario | NPCC | ONT |  |  | Solar | 10 | NA | NA | NA | NA | NA | NA
Barlow Solar Energy Centre | -193096 | Operating | 10 | Solar | 2019 | Algonquins of Pikwàkanagàn First Nation | Ontario | NPCC | ONT |  |  | Solar | 10 | NA | NA | NA | NA | NA | NA
Barlow Trail Solar Project | -757809 | Operating | 27 | Solar | 2023 | Goodstoney First Nation | Alberta | WECC | WECCCN |  |  | Solar | 27 | NA | NA | NA | NA | NA | NA
Barlow Trail Solar Project | -757808 | Operating | 27 | Solar | 2023 | Chiniki First Nation | Alberta | WECC | WECCCN |  |  | Solar | 27 | NA | NA | NA | NA | NA | NA
Barlow Trail Solar Project | -757807 | Operating | 27 | Solar | 2023 | Canadian Utilities Limited | Alberta | WECC | WECCCN |  |  | Solar | 27 | NA | NA | NA | NA | NA | NA
Barlow Trail Solar Project | -757806 | Operating | 27 | Solar | 2023 | Canadian Utilities Limited | Alberta | WECC | WECCCN |  |  | Solar | 27 | NA | NA | NA | NA | NA | NA
Barr Creek Hydro | -166635 | Operating | 4.4 | Hydraulic Turbine | 2012 | Ehatteshat Tribe |  | WECC | WECCCN |  |  | Water | 4.4 | NA | NA | NA | NA | NA | NA
Barr Creek Hydro | -166634 | Operating | 4.4 | Hydraulic Turbine | 2012 | Synex Energy Resources Ltd |  | WECC | WECCCN |  |  | Water | 4.4 | NA | NA | NA | NA | NA | NA
Barrachois Community Wind Farm | -171109 | Operating | 4 | Wind Turbine | 2015 | Wind4All Communities IV Inc. |  | NPCC | MRTM |  |  | Wind | 4 | NA | NA | NA | NA | NA | NA
Barrachois Community Wind Farm | -171108 | Operating | 4 | Wind Turbine | 2015 | Natural Forces Technologies, Inc. |  | NPCC | MRTM |  |  | Wind | 4 | NA | NA | NA | NA | NA | NA
Barrett Chute Generating Station (Ottawa/St. Lawrence) | -1722 | Operating | 176 | Hydraulic Turbine | 1942 | Ontario Power Generation Inc. | Ontario | NPCC | ONT |  |  | Water | 176 | NA | NA | NA | NA | NA | NA
Barrier | -1725 | Operating | 13 | Hydraulic Turbine | 1947 | TransAlta Energy Corporation | Alberta | WECC | WECCCN |  |  | Water | 13 | NA | NA | NA | NA | NA | NA
Barrington Wind Farm (CEDIF) (Shag Harbour) | -170042 | Operating | 3.2 | Wind Turbine | 2015 | Watts Wind Energy Inc. |  | NPCC | MRTM |  |  | Wind | 3.2 | NA | NA | NA | NA | NA | NA
Basin Battery Storage 1 | -173752 | Operating | 2 | Battery | 2018 | Deltro Energy Inc. | Ontario | NPCC | ONT |  |  | Energy Storage | 2 | NA | NA | NA | NA | NA | NA
Basin Battery Storage 1 | -173751 | Operating | 2 | Battery | 2018 | Leclanché SA | Ontario | NPCC | ONT |  |  | Energy Storage | 2 | NA | NA | NA | NA | NA | NA
Basin Battery Storage 2 | -173754 | Operating | 2 | Battery | 2019 | Deltro Energy Inc. | Ontario | NPCC | ONT |  |  | Energy Storage | 2 | NA | NA | NA | NA | NA | NA
Basin Battery Storage 2 | -173753 | Operating | 2 | Battery | 2019 | Leclanché SA | Ontario | NPCC | ONT |  |  | Energy Storage | 2 | NA | NA | NA | NA | NA | NA
Batawa Hydro Facility | -349016 | Operating | 5 | Hydraulic Turbine | 1999 | Innergex Renewable Energy Inc. | Ontario | NPCC | ONT |  |  | Water | 5 | NA | NA | NA | NA | NA | NA
Bateston Wind Project | -171078 | Operating | 2.3 | Wind Turbine | 2015 | Zutphen Wind Inc. |  | NPCC | MRTM |  |  | Wind | 2.3 | NA | NA | NA | NA | NA | NA
Bateston Wind Project | -171077 | Operating | 2.3 | Wind Turbine | 2015 | Celtic Current Inc. |  | NPCC | MRTM |  |  | Wind | 2.3 | NA | NA | NA | NA | NA | NA
Bathurst | -145311 | Operating | 7 | Steam Turbine | 1958 | WestRock CP, LLC | New Brunswick | NPCC | MRTM |  |  | Biomass | 7 | NA | NA | NA | NA | NA | NA
Battle River | -781305 | Operating | 540 | Steam Turbine | 1956 | TransAlta Corporation | Alberta | WECC | WECCCN |  |  | Gas | 540 | NA | NA | NA | NA | NA | NA
Bay D'Espoir | -764708 | Operating & Planned | 604 | Hydraulic Turbine | 1967 | Newfoundland and Labrador Hydro |  | NPCC | MRTM |  |  | Water | 604 | NA | NA | NA | NA | NA | NA
Bay of Fundy Tidal Project (FORCE) | -171299 | Operating & Planned | 4 | Hydraulic Turbine | 2016 | IPL Plastics Inc. |  | NPCC | MRTM |  |  | Water | 4 | NA | NA | NA | NA | NA | NA
Bay of Fundy Tidal Project (FORCE) | -171298 | Operating & Planned | 4 | Hydraulic Turbine | 2016 | OpenHydro Group Limited |  | NPCC | MRTM |  |  | Water | 4 | NA | NA | NA | NA | NA | NA
Bay of Fundy Tidal Project (FORCE) | -171297 | Operating & Planned | 4 | Hydraulic Turbine | 2016 | OpenHydro Group Limited |  | NPCC | MRTM |  |  | Water | 4 | NA | NA | NA | NA | NA | NA
Bay of Fundy Tidal Project (FORCE) | -171296 | Operating & Planned | 4 | Hydraulic Turbine | 2016 | Emera Incorporated |  | NPCC | MRTM |  |  | Water | 4 | NA | NA | NA | NA | NA | NA
AERA San Ardo Cogeneration | -1395 | Operating | 6.2 | Gas Turbine | 1989 | Exxon Mobil Corporation | CAISO | WECC | CAMX | Monterey | CA | Gas | 3 | 24449 | 25213 | 25979 | 44.9962 | 42.3935 | 13.4361
BeamLight Solar Project | -748111 | Operating | 10 | Solar | 2015 | Concord Green Energy Inc. | Ontario | NPCC | ONT |  |  | Solar | 10 | NA | NA | NA | NA | NA | NA
Beamsville I | -11548 | Operating | 1.05 | Internal Combustion | 1995 | Westbrook Greenhouse Systems Limited | Ontario | NPCC | ONT |  |  | Gas | 1.05 | NA | NA | NA | NA | NA | NA
Afton | -164127 | Operating | 287 | Combined Cycle | 2007 | Public Service Company of New Mexico |  | WECC | AZNMSN | Dona Ana | NM | Gas | 280.4 | 7596 | 8031 | 8145 | 58.3999 | 34.3596 | 25.6131
Bear Creek Hydro Project (Lower) | -472291 | Operating | 10 | Hydraulic Turbine | 2011 | Regional Power Incorporated |  | WECC | WECCCN |  |  | Water | 10 | NA | NA | NA | NA | NA | NA
Bear Creek Hydro Project (Upper) | -472289 | Operating | 10 | Hydraulic Turbine | 2012 | Regional Power Incorporated |  | WECC | WECCCN |  |  | Water | 10 | NA | NA | NA | NA | NA | NA
Bear Mountain Wind | -233519 | Operating | 102 | Wind Turbine | 2009 | TriSummit Utilities Inc. |  | WECC | WECCCN |  |  | Wind | 102 | NA | NA | NA | NA | NA | NA
Bear Mountain Wind | -233518 | Operating | 102 | Wind Turbine | 2009 | TriSummit Utilities Inc. |  | WECC | WECCCN |  |  | Wind | 102 | NA | NA | NA | NA | NA | NA
Bear River | -1768 | Operating | NA | Hydraulic Turbine | NA | Nova Scotia Power Inc. |  | NPCC | MRTM |  |  | Water | 39 | NA | NA | NA | NA | NA | NA
Beare Road Landfill | -11509 | Operating | 5 | Internal Combustion | 1995 | E.S. Fox Ltd. | Ontario | NPCC | ONT |  |  | Biomass | 5 | NA | NA | NA | NA | NA | NA
Agnews Cogeneration | -745080 | Operating | 32 | Combined Cycle | 1990 | Calpine Corporation | CAISO | WECC | CAMX | Santa Clara | CA | Gas | 28 | 10295 | 9940 | 9815 | 14.5744 | 9.0872 | 6.7136
Bearspaw | -1773 | Operating | 17 | Hydraulic Turbine | 1954 | TransAlta Energy Corporation | Alberta | WECC | WECCCN |  |  | Water | 17 | NA | NA | NA | NA | NA | NA
Beauharnois | -1774 | Operating | 1900 | Hydraulic Turbine | 1932 | Hydro-Québec |  | NPCC | QUE |  |  | Water | 1900 | NA | NA | NA | NA | NA | NA
Beaumont | -1775 | Operating | 270 | Hydraulic Turbine | 1958 | Hydro-Québec |  | NPCC | QUE |  |  | Water | 270 | NA | NA | NA | NA | NA | NA
Beauport Power Station | -25507 | Operating | 4.5 | Hydraulic Turbine | 1995 | Boralex Power Income Fund |  | NPCC | QUE |  |  | Water | 4.5 | NA | NA | NA | NA | NA | NA
Agnews Cogeneration | -745079 | Operating | 32 | Combined Cycle | 1990 | Calpine Corporation | CAISO | WECC | CAMX | Santa Clara | CA | Gas | 28 | 10295 | 9940 | 9815 | 14.5744 | 9.0872 | 6.7136
AgriReNew | -172146 | Operating | 1 | Gas Turbine | 2013 | Davidson Renewable Energy, Llc | MISO | MRO | MRO-US | Scott | IA | Biomass | 1 | NA | NM | NA | 0 | 7.0091 | 46.4041
Becker Cogeneration | -168289 | Operating | 15 | Steam Turbine | 2014 | 1721027 Ontario Inc. | Ontario | NPCC | ONT |  |  | Biomass | 15 | NA | NA | NA | NA | NA | NA
Beechwood | -1801 | Operating | 113 | Hydraulic Turbine | 1957 | New Brunswick Energy Marketing Corporation | New Brunswick | NPCC | MRTM |  |  | Water | 113 | NA | NA | NA | NA | NA | NA
Belding | -11492 | Operating | 1.6 | Hydraulic Turbine | 1927 | Ville De Coaticook |  | NPCC | QUE |  |  | Water | 1.6 | NA | NA | NA | NA | NA | NA
Bella Bella | -11190 | Operating | 3.3 | Internal Combustion | 1966 | British Columbia Hydro and Power Authority |  | WECC | WECCCN |  |  | Oil | 3.3 | NA | NA | NA | NA | NA | NA
Belle River Wind Project | -222895 | Operating | 100 | Wind Turbine | 2017 | Pattern Energy Group LLC | Ontario | NPCC | ONT |  |  | Wind | 100 | NA | NA | NA | NA | NA | NA
Belle River Wind Project | -194132 | Operating | 100 | Wind Turbine | 2017 | Samsung Renewable Energy Inc. | Ontario | NPCC | ONT |  |  | Wind | 100 | NA | NA | NA | NA | NA | NA
Belle River Wind Project | -194131 | Operating | 100 | Wind Turbine | 2017 | Walpole Island First Nation | Ontario | NPCC | ONT |  |  | Wind | 100 | NA | NA | NA | NA | NA | NA
Belledune | -1811 | Operating | 467 | Steam Turbine | 1993 | New Brunswick Energy Marketing Corporation | New Brunswick | NPCC | MRTM |  |  | Coal | 467 | NA | NA | NA | NA | NA | NA
Belleterre | -82948 | Operating | 2.2 | Hydraulic Turbine | 1993 | Liberty Power Co. |  | NPCC | QUE |  |  | Water | 2.2 | NA | NA | NA | NA | NA | NA
Belleville North Solar Project | -168887 | Operating | 10 | Solar | 2013 | Northland Power Inc. | Ontario | NPCC | ONT |  |  | Solar | 10 | NA | NA | NA | NA | NA | NA
Belleville South Solar PV | -168890 | Operating | 10 | Solar | 2013 | Northland Power Inc. | Ontario | NPCC | ONT |  |  | Solar | 10 | NA | NA | NA | NA | NA | NA
Belleville TS Demorestville Solar PV Project | -153437 | Operating | 10 | Solar | 2014 | Ullico Inc. | Ontario | NPCC | ONT |  |  | Solar | 10 | NA | NA | NA | NA | NA | NA
AgriReNew | -172145 | Operating | 1 | Gas Turbine | 2013 | Sievers Renewable Energy, Llc | MISO | MRO | MRO-US | Scott | IA | Biomass | 1 | NA | NM | NA | 0 | 7.0091 | 46.4041
Belly River | -676646 | Operating | 3 | Hydraulic Turbine | 1991 | TransAlta Renewables Inc. | Alberta | WECC | WECCCN |  |  | Water | 3 | NA | NA | NA | NA | NA | NA
Belmont Solar Farm (ABW Solar PV Facilities) | -67846 | Operating | 20 | Solar | 2013 | Axium Infrastructure Open End Funds | Ontario | NPCC | ONT |  |  | Solar | 20 | NA | NA | NA | NA | NA | NA
Bernard-Landry (Eastmain 1-A) | -166266 | Operating | 768 | Hydraulic Turbine | 2011 | Hydro-Québec |  | NPCC | QUE |  |  | Water | 768 | NA | NA | NA | NA | NA | NA
Bersimis 1 | -1856 | Operating | 1178 | Hydraulic Turbine | 1956 | Hydro-Québec |  | NPCC | QUE |  |  | Water | 1178 | NA | NA | NA | NA | NA | NA
Bersimis 2 | -1857 | Operating | 845 | Hydraulic Turbine | 1987 | Hydro-Québec |  | NPCC | QUE |  |  | Water | 845 | NA | NA | NA | NA | NA | NA
Besy Hydro Plant | -752113 | Operating | 18.5 | Hydraulic Turbine | 2006 | Resolute Forest Products Inc. |  | NPCC | QUE |  |  | Water | 18.5 | NA | NA | NA | NA | NA | NA
Bible Hill Biomass Project (Agricultural Campus Biomass) | -171964 | Operating | 1 | Steam Turbine | 2018 | Dalhousie University |  | NPCC | MRTM |  |  | Biomass | 1 | NA | NA | NA | NA | NA | NA
Bickford | -631698 | Operating | 15.5 | Steam Turbine | 1985 | Terra International (Canada) Inc. | Ontario | NPCC | ONT |  |  | Gas | 15.5 | NA | NA | NA | NA | NA | NA
Big Beaver Falls | -751944 | Operating | 5.5 | Hydraulic Turbine | 2013 | Hydromega Services Inc. | Ontario | NPCC | ONT |  |  | Water | 5.5 | NA | NA | NA | NA | NA | NA
Big Beaver Falls | -167374 | Operating | 5.5 | Hydraulic Turbine | 2013 | Wabun Tribal Council | Ontario | NPCC | ONT |  |  | Water | 5.5 | NA | NA | NA | NA | NA | NA
Big Chute (Central Hydro) Plant | -10890 | Operating | 10 | Hydraulic Turbine | 1909 | Ontario Power Generation Inc. | Ontario | NPCC | ONT |  |  | Water | 10 | NA | NA | NA | NA | NA | NA
Big Eddy (Central Hydro) Plant | -10893 | Operating | 8 | Hydraulic Turbine | 1941 | Ontario Power Generation Inc. | Ontario | NPCC | ONT |  |  | Water | 8 | NA | NA | NA | NA | NA | NA
Big Eddy Hydro | -149678 | Operating | 27.58 | Hydraulic Turbine | 1985 | Vale Canada Limited | Ontario | NPCC | ONT |  |  | Water | 27.58 | NA | NA | NA | NA | NA | NA
Big Falls (NS) | -51389 | Operating | 10.6 | Hydraulic Turbine | 1928 | Nova Scotia Power Inc. |  | NPCC | MRTM |  |  | Water | 10.6 | NA | NA | NA | NA | NA | NA
Big Silver Creek Waterpower Project | -163525 | Operating | 40.6 | Hydraulic Turbine | 2016 | Cloudworks Energy Inc |  | WECC | WECCCN |  |  | Water | 40.6 | NA | NA | NA | NA | NA | NA
Big Sky Solar Project | -797593 | Operating | NA | Solar | 2025 | TotalEnergies SE | Alberta | WECC | WECCCN |  |  | Solar | 140 | NA | NA | NA | NA | NA | NA
AgriReNew | -172144 | Operating | 1 | Gas Turbine | 2013 | Sievers Family Farms, Llc | MISO | MRO | MRO-US | Scott | IA | Biomass | 1 | NA | NM | NA | 0 | 7.0091 | 46.4041
Bighorn | -1900 | Operating | 120 | Hydraulic Turbine | 1972 | TransAlta Energy Corporation | Alberta | WECC | WECCCN |  |  | Water | 120 | NA | NA | NA | NA | NA | NA
Bingham Chute (Central Hydro) Station | -10896 | Operating | 1 | Hydraulic Turbine | 1923 | Ontario Power Generation Inc. | Ontario | NPCC | ONT |  |  | Water | 1 | NA | NA | NA | NA | NA | NA
Bird | -11624 | Operating | 4.78 | Hydraulic Turbine | 1994 | Fiducie Rsp Hydro |  | NPCC | QUE |  |  | Water | 4.78 | NA | NA | NA | NA | NA | NA
Bisnett Wind Farm (Thames River) | -167579 | Operating | 10 | Wind Turbine | 2009 | Boralex Inc. | Ontario | NPCC | ONT |  |  | Wind | 10 | NA | NA | NA | NA | NA | NA
Black Bay Solar Project | -168680 | Operating | 1.44 | Solar | 2015 | Azgard Solar Inc | Ontario | NPCC | ONT |  |  | Solar | 1.44 | NA | NA | NA | NA | NA | NA
Black Pond Community Wind Project | -172821 | Operating | 1.99 | Wind Turbine | 2015 | WEB Wind Energy North America Inc |  | NPCC | MRTM |  |  | Wind | 1.99 | NA | NA | NA | NA | NA | NA
Black Pond Community Wind Project | -172820 | Operating | 1.99 | Wind Turbine | 2015 | Scotian Windfields Inc. |  | NPCC | MRTM |  |  | Wind | 1.99 | NA | NA | NA | NA | NA | NA
Agrium Kenai Nitrogen | -139698 | Out of Service | 12.5 | Gas Turbine | 1977 | Nutrien US LLC |  | ASCC | ALASKA | Kenai Peninsula | AK | Gas | NA | NA | NA | NA | NA | NA | NA
Blackspring Ridge Wind | -781887 | Operating | 298.8 | Wind Turbine | 2014 | Cordelio Power LP | Alberta | WECC | WECCCN |  |  | Wind | 298.8 | NA | NA | NA | NA | NA | NA
Blackspring Ridge Wind | -551567 | Operating | 298.8 | Wind Turbine | 2014 | EDF Renewables Canada Inc. | Alberta | WECC | WECCCN |  |  | Wind | 298.8 | NA | NA | NA | NA | NA | NA
Blackspring Ridge Wind | -146465 | Operating | 298.8 | Wind Turbine | 2014 | Enbridge Income Fund Holdings Inc. | Alberta | WECC | WECCCN |  |  | Wind | 298.8 | NA | NA | NA | NA | NA | NA
Blanc-Sablon | -1952 | Operating | NA | Internal Combustion | NA | Hydro-Québec |  | NPCC | QUE |  |  | Oil | 8 | NA | NA | NA | NA | NA | NA
Blue Trail Wind | -676664 | Operating | 66 | Wind Turbine | 2009 | TransAlta Renewables Inc. | Alberta | WECC | WECCCN |  |  | Wind | 66 | NA | NA | NA | NA | NA | NA
Bluewater Wind Energy Center | -781901 | Operating | 59.2 | Wind Turbine | 2014 | Cordelio Power LP | Ontario | NPCC | ONT |  |  | Wind | 59.2 | NA | NA | NA | NA | NA | NA
Bluewater Wind Energy Center | -299833 | Operating | 59.2 | Wind Turbine | 2014 | Axium Infrastructure Inc. | Ontario | NPCC | ONT |  |  | Wind | 59.2 | NA | NA | NA | NA | NA | NA
Bone Creek Hydro | -676667 | Operating | 19 | Hydraulic Turbine | 2011 | TransAlta Renewables Inc. |  | WECC | WECCCN |  |  | Water | 19 | NA | NA | NA | NA | NA | NA
Bonnington Falls Generating Station | -641009 | Operating | 16 | Hydraulic Turbine | 1908 | City of Nelson |  | WECC | WECCCN |  |  | Water | 16 | NA | NA | NA | NA | NA | NA
Agua Fria CT | -516606 | Operating & Planned | 321.9 | Gas Turbine | 1974 | Salt River Project Agricultural Improvement and Power District, Arizona |  | WECC | AZNMSN | Maricopa | AZ | Gas | 350 | 12140 | 14677 | NA | 0.68571 | 0.26455 | NA
Bornish Wind Project | -167425 | Operating | 72.9 | Wind Turbine | 2014 | NextEra Energy Canada, LP | Ontario | NPCC | ONT |  |  | Wind | 72.9 | NA | NA | NA | NA | NA | NA
Boston Bar Hydro (Scuzzy Creek) | -407324 | Operating | 6 | Hydraulic Turbine | 1995 | Undisclosed buyer |  | WECC | WECCCN |  |  | Water | 6 | NA | NA | NA | NA | NA | NA
Boston Bar Hydro (Scuzzy Creek) | -161783 | Operating | 6 | Hydraulic Turbine | 1995 | Algonquin Power Management Inc. |  | WECC | WECCCN |  |  | Water | 6 | NA | NA | NA | NA | NA | NA
Boston Bar Hydro (Scuzzy Creek) | -11271 | Operating | 6 | Hydraulic Turbine | 1995 | Nlaka'pamux Nation Tribal Council |  | WECC | WECCCN |  |  | Water | 6 | NA | NA | NA | NA | NA | NA
Boulder (Pebble) Creek Hydro | -137278 | Operating | 25.3 | Hydraulic Turbine | 2017 | Innergex Renewable Energy Inc. |  | WECC | WECCCN |  |  | Water | 25.3 | NA | NA | NA | NA | NA | NA
Bow Lake Wind Farm | -774070 | Operating | 58.3 | Wind Turbine | 2015 | Batchewana First Nation Of Ojibways | Ontario | NPCC | ONT |  |  | Wind | 58.3 | NA | NA | NA | NA | NA | NA
Box Canyon Hydroelectric Project | -168765 | Operating | 16 | Hydraulic Turbine | 2016 | Sound Energy Inc |  | WECC | WECCCN |  |  | Water | 16 | NA | NA | NA | NA | NA | NA
Box Canyon Hydroelectric Project | -168764 | Operating | 16 | Hydraulic Turbine | 2016 | Elemental Energy Inc. |  | WECC | WECCCN |  |  | Water | 16 | NA | NA | NA | NA | NA | NA
Box Springs Wind Farm | -751020 | Operating | 6 | Wind Turbine | 2014 | Box Springs Wind Corporation | Alberta | WECC | WECCCN |  |  | Wind | 6 | NA | NA | NA | NA | NA | NA
Agua Mansa CT | -165997 | Operating | 60.5 | Gas Turbine | 2003 | City of Colton, California | CAISO | WECC | CAMX | San Bernardino | CA | Gas | 43 | NA | NM | NA | 2.7132 | 3.3827 | 3.3753
Aguirre Combined Cycle Plant | -765415 | Operating | 592 | Combined Cycle | 1977 | Puerto Rico Electric Power Authority |  |  |  | Salinas | PR | Oil | 592 | NA | NA | NA | NA | NA | NA
Brandywine Creek | -748103 | Operating | 7.6 | Hydraulic Turbine | 2005 | ROR Power Incorporated |  | WECC | WECCCN |  |  | Water | 7.6 | NA | NA | NA | NA | NA | NA
Aguirre Gas Plant | -498435 | Operating | 40 | Gas Turbine | 1972 | Puerto Rico Electric Power Authority |  |  |  | Salinas | PR | Oil | 40 | 18155 | 16296 | 15613 | 0.033105 | 0.43265 | 2.0026
Brazeau | -2051 | Operating | 355 | Hydraulic Turbine | 1965 | TransAlta Energy Corporation | Alberta | WECC | WECCCN |  |  | Water | 355 | NA | NA | NA | NA | NA | NA
Bremner Trio Small Hydro Project | -672324 | Operating & Planned | 27.5 | Hydraulic Turbine | 2023 | Sts'ailes Energy Development Limited Partnership |  | WECC | WECCCN |  |  | Water | 27.5 | NA | NA | NA | NA | NA | NA
Bremner Trio Small Hydro Project | -672323 | Operating & Planned | 27.5 | Hydraulic Turbine | 2023 | Connor, Clark & Lunn Infrastructure Ltd. |  | WECC | WECCCN |  |  | Water | 27.5 | NA | NA | NA | NA | NA | NA
Brenton Community Wind Project | -171139 | Operating | 1.99 | Wind Turbine | 2016 | Scotian Wind Inc |  | NPCC | MRTM |  |  | Wind | 1.99 | NA | NA | NA | NA | NA | NA
Bridge River | -2060 | Operating | NA | Hydraulic Turbine | NA | British Columbia Hydro and Power Authority |  | WECC | WECCCN |  |  | Water | 480 | NA | NA | NA | NA | NA | NA
Air Liquide Canada Scotford ALS1 Change Plant | -739682 | Operating | 9.9 | Gas Turbine | 2019 | Air Liquide Canada Inc. | Alberta | WECC | WECCCN |  |  | Gas | 9.9 | NA | NA | NA | NA | NA | NA
Brilliant Dam | -26794 | Operating | 149 | Hydraulic Turbine | 1944 | Columbia Basin Trust |  | WECC | WECCCN |  |  | Water | 149 | NA | NA | NA | NA | NA | NA
Brilliant Dam | -11296 | Operating | 149 | Hydraulic Turbine | 1944 | Columbia Power Corporation |  | WECC | WECCCN |  |  | Water | 149 | NA | NA | NA | NA | NA | NA
Brilliant Expansion Project | -164223 | Operating | 120 | Hydraulic Turbine | 2007 | Columbia Basin Trust |  | WECC | WECCCN |  |  | Water | 120 | NA | NA | NA | NA | NA | NA
Brilliant Expansion Project | -164222 | Operating | 120 | Hydraulic Turbine | 2007 | Columbia Power Corporation |  | WECC | WECCCN |  |  | Water | 120 | NA | NA | NA | NA | NA | NA
Brisay | -2069 | Operating | 469 | Hydraulic Turbine | 1993 | Hydro-Québec |  | NPCC | QUE |  |  | Water | 469 | NA | NA | NA | NA | NA | NA
Britannia Landfill Gas Energy Project | -757781 | Operating | 5.5 | Internal Combustion | 2005 | Regional Municipality of Peel | Ontario | NPCC | ONT |  |  | Biomass | 5.5 | NA | NA | NA | NA | NA | NA
Britannia Landfill Gas Energy Project | -168878 | Operating | 5.5 | Internal Combustion | 2005 | Integrated Municipal Services | Ontario | NPCC | ONT |  |  | Biomass | 5.5 | NA | NA | NA | NA | NA | NA
Britannia Landfill Gas Energy Project | -168877 | Operating | 5.5 | Internal Combustion | 2005 | Comcor Environmental Limited | Ontario | NPCC | ONT |  |  | Biomass | 5.5 | NA | NA | NA | NA | NA | NA
Brochet | -11555 | Operating | 2.75 | Internal Combustion | 1999 | Manitoba Hydro-Electric Board | MISO | MRO | MRO-CN |  |  | Oil | 2.75 | NA | NA | NA | NA | NA | NA
Brock West LFG | -11514 | Operating | 27 | Internal Combustion | 1991 | Eastern Power Limited | Ontario | NPCC | ONT |  |  | Biomass | 27 | NA | NA | NA | NA | NA | NA
Brockville Solar Farm | -364329 | Operating | 10 | Solar | 2013 | GDF SUEZ Canada, Inc. | Ontario | NPCC | ONT |  |  | Solar | 10 | NA | NA | NA | NA | NA | NA
Brockville Solar Farm | -168585 | Operating | 10 | Solar | 2013 | MIT Renewables Inc | Ontario | NPCC | ONT |  |  | Solar | 10 | NA | NA | NA | NA | NA | NA
Brockville Solar Farm | -168584 | Operating | 10 | Solar | 2013 | Axium Infrastructure Inc. | Ontario | NPCC | ONT |  |  | Solar | 10 | NA | NA | NA | NA | NA | NA
Brompton Biomass Cogeneration Plant | -171209 | Operating | 23 | Steam Turbine | 2007 | Kruger Energy L.P. |  | NPCC | QUE |  |  | Biomass | 23 | NA | NA | NA | NA | NA | NA
Bromptonville | -51403 | Operating | 9.9 | Hydraulic Turbine | 1997 | Kruger Energy L.P. |  | NPCC | QUE |  |  | Water | 9.9 | NA | NA | NA | NA | NA | NA
Brooklyn Power | -61335 | Operating | 30 | Steam Turbine | 1996 | Emera Incorporated |  | NPCC | MRTM |  |  | Biomass | 30 | NA | NA | NA | NA | NA | NA
Brooks 121S DER Solar Project (83L & 257LE) | -770374 | Operating | 26.5 | Solar | 2022 | FortisAlberta Inc. | Alberta | WECC | WECCCN |  |  | Solar | 26.5 | NA | NA | NA | NA | NA | NA
Brooks Solar II Project | -478028 | Operating | 26.5 | Solar | 2022 | Elemental Energy Inc. | Alberta | WECC | WECCCN |  |  | Solar | 26.5 | NA | NA | NA | NA | NA | NA
Brooks Solar PV | -170180 | Operating | 15 | Solar | 2017 | Brooks Solar Corporation | Alberta | WECC | WECCCN |  |  | Solar | 15 | NA | NA | NA | NA | NA | NA
Brown Lake | -47854 | Operating | 7.2 | Hydraulic Turbine | 1996 | Innergex Renewable Energy Inc. |  | WECC | WECCCN |  |  | Water | 7.2 | NA | NA | NA | NA | NA | NA
Bruce A | -106056 | Operating | 3220 | Nuclear | 1977 | BPC Generation Infrastructure Trust | Ontario | NPCC | ONT |  |  | Nuclear | 1500 | NA | NA | NA | NA | NA | NA
Bruce A | -106055 | Operating | 3220 | Nuclear | 1977 | Bruce Power Employee Trust | Ontario | NPCC | ONT |  |  | Nuclear | 1500 | NA | NA | NA | NA | NA | NA
Bruce A | -106054 | Operating | 3220 | Nuclear | 1977 | Power Workers' Union | Ontario | NPCC | ONT |  |  | Nuclear | 1500 | NA | NA | NA | NA | NA | NA
Bruce A | -106053 | Operating | 3220 | Nuclear | 1977 | TransCanada PipeLines Limited | Ontario | NPCC | ONT |  |  | Nuclear | 1500 | NA | NA | NA | NA | NA | NA
Bruce A | -106052 | Operating | 3220 | Nuclear | 1977 | Society of Energy Professionals | Ontario | NPCC | ONT |  |  | Nuclear | 1500 | NA | NA | NA | NA | NA | NA
Bruce B | -106066 | Operating | 3390 | Nuclear | 1984 | TransCanada PipeLines Limited | Ontario | NPCC | ONT |  |  | Nuclear | 3238 | NA | NA | NA | NA | NA | NA
Bruce B | -106065 | Operating | 3390 | Nuclear | 1984 | Society of Energy Professionals | Ontario | NPCC | ONT |  |  | Nuclear | 3238 | NA | NA | NA | NA | NA | NA
Bruce B | -106064 | Operating | 3390 | Nuclear | 1984 | Power Workers' Union | Ontario | NPCC | ONT |  |  | Nuclear | 3238 | NA | NA | NA | NA | NA | NA
Bruce B | -106063 | Operating | 3390 | Nuclear | 1984 | Bruce Power Employee Trust | Ontario | NPCC | ONT |  |  | Nuclear | 3238 | NA | NA | NA | NA | NA | NA
Bruce B | -106062 | Operating | 3390 | Nuclear | 1984 | BPC Generation Infrastructure Trust | Ontario | NPCC | ONT |  |  | Nuclear | 3238 | NA | NA | NA | NA | NA | NA
Bryson Hydro | -2121 | Operating | 43 | Hydraulic Turbine | 1925 | Hydro-Québec |  | NPCC | QUE |  |  | Water | 61 | NA | NA | NA | NA | NA | NA
Buchans Lake | -752103 | Operating | 1.85 | Hydraulic Turbine | 1988 | Resolute FP Canada Inc. |  | NPCC | MRTM |  |  | Water | 1.85 | NA | NA | NA | NA | NA | NA
Buckingham | -206920 | Operating | 20 | Hydraulic Turbine | 1995 | Boralex Power Income Fund |  | NPCC | QUE |  |  | Water | 20 | NA | NA | NA | NA | NA | NA
Buffalo Atlee Wind Project (Capstone) | -807509 | Operating | 62.54 | Wind Turbine | 2023 | Sawridge First Nation | Alberta | WECC | WECCCN |  |  | Wind | 62.54 | NA | NA | NA | NA | NA | NA
Buffalo Atlee Wind Project (Capstone) | -807508 | Operating | 62.54 | Wind Turbine | 2023 | Capstone Infrastructure Corporation | Alberta | WECC | WECCCN |  |  | Wind | 62.54 | NA | NA | NA | NA | NA | NA
Bull Creek Wind Project | -214038 | Operating | 29.2 | Wind Turbine | 2015 | BluEarth Renewables Inc. | Alberta | WECC | WECCCN |  |  | Wind | 29.2 | NA | NA | NA | NA | NA | NA
Buntzen | -2145 | Operating | 60 | Hydraulic Turbine | 1903 | British Columbia Hydro and Power Authority |  | WECC | WECCCN |  |  | Water | 60 | NA | NA | NA | NA | NA | NA
Burchill Wind Project | -640842 | Operating | 43 | Wind Turbine | 2023 | Natural Forces Technologies, Inc. |  | NPCC | MRTM |  |  | Wind | 43 | NA | NA | NA | NA | NA | NA
Burdett | -146601 | Operating | 7 | Internal Combustion | 2001 | Signalta Resources Limited | Alberta | WECC | WECCCN |  |  | Gas | 7 | NA | NA | NA | NA | NA | NA
Burdett Solar Project | -366395 | Operating | 20 | Solar | 2021 | BluEarth Renewables Inc. | Alberta | WECC | WECCCN |  |  | Solar | 20 | NA | NA | NA | NA | NA | NA
Burks Falls (Magnetawan River) Hydro Plant | -23338 | Operating | 1.6 | Hydraulic Turbine | 1985 | Bracebridge Generation Ltd. | Ontario | NPCC | ONT |  |  | Water | 2.6 | NA | NA | NA | NA | NA | NA
Burks Falls East Solar PV | -168891 | Operating | 10 | Solar | 2013 | Northland Power Inc. | Ontario | NPCC | ONT |  |  | Solar | 10 | NA | NA | NA | NA | NA | NA
Burks Falls West Solar PV | -168892 | Operating | 10 | Solar | 2014 | Northland Power Inc. | Ontario | NPCC | ONT |  |  | Solar | 10 | NA | NA | NA | NA | NA | NA
Burnaby Waste to Energy Facility | -17843 | Operating | 25 | Steam Turbine | 1988 | Metro Vancouver |  | WECC | WECCCN |  |  | Biomass | 25 | NA | NA | NA | NA | NA | NA
Burnco | -11568 | Operating | 4.67 | Internal Combustion | 1978 | BURNCO Rock Products Ltd. | Alberta | WECC | WECCCN |  |  | Oil | 4.67 | NA | NA | NA | NA | NA | NA
Air Liquide Scotford | -738570 | Operating | 80 | Gas Turbine | 2000 | Air Liquide Canada Inc. | Alberta | WECC | WECCCN |  |  | Gas | 80 | NA | NA | NA | NA | NA | NA
Burritts Rapids Solar Energy Project | -130959 | Operating | 7 | Solar | 2013 | Axium Infinity Solar LP | Ontario | NPCC | ONT |  |  | Solar | 7 | NA | NA | NA | NA | NA | NA
Cache Creek Landfill - BC | -170606 | Operating | 4.8 | Internal Combustion | 2015 | Wastech Services Ltd |  | WECC | WECCCN |  |  | Biomass | 4.8 | NA | NA | NA | NA | NA | NA
Cache Creek Landfill - BC | -170605 | Operating | 4.8 | Internal Combustion | 2015 | Metro Vancouver |  | WECC | WECCCN |  |  | Biomass | 4.8 | NA | NA | NA | NA | NA | NA
Cadotte Waste Fuel to Power Project | -146288 | Operating | 4 | Other | 2012 | TD Greystone Asset Management Inc. | Alberta | WECC | WECCCN |  |  | Other | 4 | NA | NA | NA | NA | NA | NA
Calabogie (Ottawa /St. Lawrence) Plant | -748247 | Operating | 11 | Hydraulic Turbine | 1917 | Ontario Power Generation Inc. | Ontario | NPCC | ONT |  |  | Water | 11 | NA | NA | NA | NA | NA | NA
Calgary - Bearspaw WTP | -11571 | Operating | 5.73 | Internal Combustion | 1996 | City of Calgary | Alberta | WECC | WECCCN |  |  | Oil | 5.73 | NA | NA | NA | NA | NA | NA
Air Products Port Arthur Plant | -165393 | Operating | 169.1 | Combined Cycle | 2000 | Air Products and Chemicals, Inc. | MISO | SERC | DELTA | Jefferson | TX | Gas | 174.8 | 10270 | 11867 | 15246 | 78.0388 | 67.404 | 52.3956
Alameda | -1439 | Operating | 54.8 | Gas Turbine | 1986 | Northern California Power Agency | CAISO | WECC | CAMX | Alameda | CA | Gas | 49.8 | 18054 | 15898 | 15680 | 0.89536 | 3.5677 | 1.6862
Alamitos Repowering | -663698 | Operating | 678 | Combined Cycle | 2020 | Ullico Infrastructure Fund, L.P. | CAISO | WECC | CAMX | Los Angeles | CA | Gas | 678 | 7097 | 6943 | NA | 45.528 | 58.1192 | NA
Alamitos Repowering | -663697 | Operating | 678 | Combined Cycle | 2020 | The AES Corporation | CAISO | WECC | CAMX | Los Angeles | CA | Gas | 678 | 7097 | 6943 | NA | 45.528 | 58.1192 | NA
Calm Lake | -785081 | Operating | 9.5 | Hydraulic Turbine | 1928 | FirstLight Power Resources, Inc. | Ontario | NPCC | ONT |  |  | Water | 9.5 | NA | NA | NA | NA | NA | NA
Calm Lake | -213994 | Operating | 9.5 | Hydraulic Turbine | 1928 | BluEarth Renewables Inc. | Ontario | NPCC | ONT |  |  | Water | 9.5 | NA | NA | NA | NA | NA | NA
Calm Lake | -212141 | Operating | 9.5 | Hydraulic Turbine | 1928 | New South Wales Treasury Corporation | Ontario | NPCC | ONT |  |  | Water | 9.5 | NA | NA | NA | NA | NA | NA
Calstock | -347782 | Operating | 35 | Steam Turbine | 2000 | Atlantic Power Limited Partnership | Ontario | NPCC | ONT |  |  | Biomass | 35 | NA | NA | NA | NA | NA | NA
Cameron Falls | -10917 | Operating | 92 | Hydraulic Turbine | 1920 | Ontario Power Generation Inc. | Ontario | NPCC | ONT |  |  | Water | 92 | NA | NA | NA | NA | NA | NA
Cameron Falls Generating Station | -695597 | Operating | 4 | Hydraulic Turbine | 1989 | Brookfield Renewable Partners L.P. | Ontario | NPCC | ONT |  |  | Water | 4 | NA | NA | NA | NA | NA | NA
Camp Three Rapids | -751945 | Operating | 5.5 | Hydraulic Turbine | 2013 | Hydromega Services Inc. | Ontario | NPCC | ONT |  |  | Water | 5.5 | NA | NA | NA | NA | NA | NA
Camp Three Rapids | -167376 | Operating | 5.5 | Hydraulic Turbine | 2013 | Wabun Tribal Council | Ontario | NPCC | ONT |  |  | Water | 5.5 | NA | NA | NA | NA | NA | NA
Campbell River | -344992 | Operating | 25 | Steam Turbine | 1981 | Catalyst Paper Corporation |  | WECC | WECCCN |  |  | Gas | 25 | NA | NA | NA | NA | NA | NA
Campbellford | -787733 | Operating | 6 | Hydraulic Turbine | 1910 | Liberty Power Co. | Ontario | NPCC | ONT |  |  | Water | 6 | NA | NA | NA | NA | NA | NA
Campbellford | -25540 | Operating | 6 | Hydraulic Turbine | 1910 | Peterborough Utilities Incorporated | Ontario | NPCC | ONT |  |  | Water | 6 | NA | NA | NA | NA | NA | NA
Canadian Solutions Battery Storage | -172373 | Operating | 4 | Battery | 2018 | Canadian Solar Solutions Inc. | Ontario | NPCC | ONT |  |  | Energy Storage | 4 | NA | NA | NA | NA | NA | NA
Cancarb | -78362 | Operating | 41 | Steam Turbine | 2001 | Tokai Carbon Co., Ltd. | Alberta | WECC | WECCCN |  |  | Other | 41 | NA | NA | NA | NA | NA | NA
Canoe Creek Hydro Facility | -758368 | Operating | 6 | Hydraulic Turbine | 2010 | Tla-o-qui-aht First Nations |  | WECC | WECCCN |  |  | Water | 6 | NA | NA | NA | NA | NA | NA
Canoe Creek Hydro Facility | -168779 | Operating | 6 | Hydraulic Turbine | 2010 | Swiftwater Power Corporation |  | WECC | WECCCN |  |  | Water | 6 | NA | NA | NA | NA | NA | NA
Cape Breton University (CBU) Wind Farm | -171058 | Operating | 5.4 | Wind Turbine | 2016 | Cape Breton University |  | NPCC | MRTM |  |  | Wind | 5.4 | NA | NA | NA | NA | NA | NA
Cape Breton University (CBU) Wind Farm | -171057 | Operating | 5.4 | Wind Turbine | 2016 | Natural Forces Technologies, Inc. |  | NPCC | MRTM |  |  | Wind | 5.4 | NA | NA | NA | NA | NA | NA
Cape Broyle | -56131 | Operating | 6 | Hydraulic Turbine | 1952 | Newfoundland Power Inc. |  | NPCC | MRTM |  |  | Water | 6 | NA | NA | NA | NA | NA | NA
Cape Scott Wind Farm Project (Knob Hill Wind) | -191544 | Operating | 99 | Wind Turbine | 2013 | ENGIE North America Inc. |  | WECC | WECCCN |  |  | Wind | 99 | NA | NA | NA | NA | NA | NA
Cape Scott Wind Farm Project (Knob Hill Wind) | -163224 | Operating | 99 | Wind Turbine | 2013 | MIT Renewables Inc |  | WECC | WECCCN |  |  | Wind | 99 | NA | NA | NA | NA | NA | NA
Cape Scott Wind Farm Project (Knob Hill Wind) | -163223 | Operating | 99 | Wind Turbine | 2013 | Axium Infrastructure Inc. |  | WECC | WECCCN |  |  | Wind | 99 | NA | NA | NA | NA | NA | NA
Alamosa | -1441 | Operating & Planned | 53.2 | Gas Turbine | 1973 | Public Service Company of Colorado |  | WECC | RMPA | Alamosa | CO | Oil | 35 | NA | 22956 | 25556 | 2.5359 | 4.5248 | 2.2492
Caribou Falls | -10919 | Operating | 91 | Hydraulic Turbine | 1958 | Ontario Power Generation Inc. | Ontario | NPCC | ONT |  |  | Water | 91 | NA | NA | NA | NA | NA | NA
Caribou Mountain Wind | -191566 | Operating | 99 | Wind Turbine | 2009 | Ventus Energy Inc. | New Brunswick | NPCC | MRTM |  |  | Wind | 99 | NA | NA | NA | NA | NA | NA
Caribou Mountain Wind | -167256 | Operating | 99 | Wind Turbine | 2009 | Amlamkuk Energy Inc. | New Brunswick | NPCC | MRTM |  |  | Wind | 99 | NA | NA | NA | NA | NA | NA
Caribou Mountain Wind | -59565 | Operating | 99 | Wind Turbine | 2009 | Axium Infrastructure Inc. | New Brunswick | NPCC | MRTM |  |  | Wind | 99 | NA | NA | NA | NA | NA | NA
Caribou Mountain Wind | -59563 | Operating | 99 | Wind Turbine | 2009 | MIT Renewables Inc | New Brunswick | NPCC | MRTM |  |  | Wind | 99 | NA | NA | NA | NA | NA | NA
Carillon | -2272 | Operating | 753 | Hydraulic Turbine | 1962 | Hydro-Québec |  | NPCC | QUE |  |  | Water | 753 | NA | NA | NA | NA | NA | NA
Carleton (Cartier Wind) | -346780 | Operating | 109.5 | Wind Turbine | 2008 | Innergex Renewable Energy Inc. |  | NPCC | QUE |  |  | Wind | 109.5 | NA | NA | NA | NA | NA | NA
Carmacks (WAF) | -437987 | Operating | NA | Internal Combustion | NA | Yukon Electrical Company Limited, The |  | WECC | WECCCN |  |  | Oil | 1.3 | NA | NA | NA | NA | NA | NA
Carmacks (WAF) | -137353 | Operating | NA | Internal Combustion | NA | Yukon Electrical Company Limited, The |  | WECC | WECCCN |  |  | Oil | 1.3 | NA | NA | NA | NA | NA | NA
Carmichael Falls | -695598 | Operating | 20 | Hydraulic Turbine | 1995 | Brookfield Renewable Partners L.P. | Ontario | NPCC | ONT |  |  | Water | 20 | NA | NA | NA | NA | NA | NA
Albany Medical Ctr Cogen Plant | -785452 | Operating | 4.3 | Gas Turbine | 2013 | Albany Medical Center | New York | NPCC | NY | Albany | NY | Gas | 4.4 | 17511 | 17658 | 16976 | 81.18 | 86.2183 | 81.1818
Algar SAGD Cogeneration Plant | -168991 | Operating | 13.1 | Gas Turbine | 2010 | Connacher Oil and Gas Limited | Alberta | WECC | WECCCN |  |  | Gas | 13.1 | NA | NA | NA | NA | NA | NA
Algonquin Windsor Locks | -760036 | Operating | 71 | Combined Cycle | 1990 | Undisclosed buyer | New England | NPCC | NE | Capitol Planning Region | CT | Gas | 76 | NA | NA | NA | NA | NA | NA
Allegany (Station 133) | -65939 | Operating | 67 | Combined Cycle | 1994 | Alliance Energy, New York LLC | New York | NPCC | NY | Allegany | NY | Gas | 60 | 8382 | 7872 | 8441 | 2.2325 | 8.3645 | 2.852
Allegheny Energy 3, 4 and 5 (Springdale) | -191916 | Operating | 556 | Combined Cycle | 2003 | Aspen Generating, LLC | PJM | RFC | R-PJM | Allegheny | PA | Gas | 604 | 6856 | 6960 | 7037 | 87.6239 | 86.1525 | 74.091
Allegheny Energy Units 1 and 2 (Springdale) | -191892 | Operating | 87.6 | Gas Turbine | 1999 | Aspen Generating, LLC | PJM | RFC | R-PJM | Allegheny | PA | Gas | 98.3 | 10303 | 10590 | 10438 | 14.8873 | 17.8825 | 17.7533
Cascade Hydro | -2294 | Operating | 36 | Hydraulic Turbine | 1942 | TransAlta Energy Corporation | Alberta | WECC | WECCCN |  |  | Water | 36 | NA | NA | NA | NA | NA | NA
Cascade Street Generating Station Upgrade | -173459 | Operating | 3.4 | Hydraulic Turbine | 2017 | Parry Sound PowerGen Corporation | Ontario | NPCC | ONT |  |  | Water | 3.4 | NA | NA | NA | NA | NA | NA
Castle Creek (Benjamin Creek) Hydro Project | -168762 | Operating | 6 | Hydraulic Turbine | 2015 | Castle Mountain Hydro Limited |  | WECC | WECCCN |  |  | Water | 6 | NA | NA | NA | NA | NA | NA
Castle River Wind Farm | -676660 | Operating | 39.54 | Wind Turbine | 1997 | TransAlta Renewables Inc. | Alberta | WECC | WECCCN |  |  | Wind | 39.54 | NA | NA | NA | NA | NA | NA
Castle Rock Ridge Wind Farm | -756662 | Operating | 105.6 | Wind Turbine | 2012 | Alberta Investment Management Corporation | Alberta | WECC | WECCCN |  |  | Wind | 105.6 | NA | NA | NA | NA | NA | NA
Castle Rock Ridge Wind Farm | -231230 | Operating | 105.6 | Wind Turbine | 2012 | Enel Alberta Wind Inc. | Alberta | WECC | WECCCN |  |  | Wind | 105.6 | NA | NA | NA | NA | NA | NA
Cat Arm | -764709 | Operating | 127 | Hydraulic Turbine | 1985 | Newfoundland and Labrador Hydro |  | NPCC | MRTM |  |  | Water | 127 | NA | NA | NA | NA | NA | NA
Allegheny Energy Units 12 & 13 (Chambersburg) | -191889 | Operating | 87.6 | Gas Turbine | 2001 | Aspen Generating, LLC | PJM | RFC | R-PJM | Franklin | PA | Gas | 99 | 10192 | 10332 | 10204 | 28.1629 | 23.8277 | 24.2317
Cedar Point II Wind Project | -775299 | Operating | 100 | Wind Turbine | 2015 | Nova Scotia Pension Services Corporation | Ontario | NPCC | ONT |  |  | Wind | 100 | NA | NA | NA | NA | NA | NA
Cedar Point II Wind Project | -775298 | Operating | 100 | Wind Turbine | 2015 | Axium Infrastructure Inc. | Ontario | NPCC | ONT |  |  | Wind | 100 | NA | NA | NA | NA | NA | NA
Cedar Point II Wind Project | -168720 | Operating | 100 | Wind Turbine | 2015 | NextEra Energy Canada, LP | Ontario | NPCC | ONT |  |  | Wind | 100 | NA | NA | NA | NA | NA | NA
Celgar Green Energy Project | -166373 | Operating | 100 | Steam Turbine | 1993 | Zellstoff Celgar Limited |  | WECC | WECCCN |  |  | Biomass | 100 | NA | NA | NA | NA | NA | NA
Centrale Chute Garneau | -641091 | Operating | 8 | Hydraulic Turbine | 2011 | Promotion Saguenay |  | NPCC | QUE |  |  | Water | 8 | NA | NA | NA | NA | NA | NA
Centrale Hull 2 | -786981 | Operating | 27 | Hydraulic Turbine | 1920 | Hydro Ottawa Holding Inc. |  | NPCC | QUE |  |  | Water | 27 | NA | NA | NA | NA | NA | NA
Centrale Minashtuk | -11562 | Operating | 9.9 | Hydraulic Turbine | 2000 | Hydro Ilnu Inc |  | NPCC | QUE |  |  | Water | 9.9 | NA | NA | NA | NA | NA | NA
Centrale Pont Arnaud | -641093 | Operating | 12 | Hydraulic Turbine | 2011 | Promotion Saguenay |  | NPCC | QUE |  |  | Water | 12 | NA | NA | NA | NA | NA | NA
Chapais Energie | -212116 | Operating | 28 | Steam Turbine | 1995 | Nexolia Bioenergy Inc. |  | NPCC | QUE |  |  | Biomass | 28 | NA | NA | NA | NA | NA | NA
Chapleau | -745855 | Operating | 7.2 | Steam Turbine | 1986 | GreenFirst Forest Products Inc. | Ontario | NPCC | ONT |  |  | Biomass | 7.2 | NA | NA | NA | NA | NA | NA
Chappice Lake Battery Storage | -694501 | Operating | 2.8 | Battery | 2023 | Cold Lake First Nations | Alberta | WECC | WECCCN |  |  | Energy Storage | 2.8 | NA | NA | NA | NA | NA | NA
Chappice Lake Battery Storage | -694500 | Operating | 2.8 | Battery | 2023 | Elemental Energy Inc. | Alberta | WECC | WECCCN |  |  | Energy Storage | 2.8 | NA | NA | NA | NA | NA | NA
Chappice Lake Solar Project | -694488 | Operating | 15 | Solar | 2023 | Cold Lake First Nations | Alberta | WECC | WECCCN |  |  | Solar | 15 | NA | NA | NA | NA | NA | NA
Chappice Lake Solar Project | -672332 | Operating | 15 | Solar | 2023 | Elemental Energy Inc. | Alberta | WECC | WECCCN |  |  | Solar | 15 | NA | NA | NA | NA | NA | NA
Allegheny Energy Units 8 and 9 (Gans Plant) | -191893 | Operating | 87.6 | Gas Turbine | 2000 | Aspen Generating, LLC | PJM | RFC | R-PJM | Fayette | PA | Gas | 97.9 | 10340 | 10279 | 10480 | 14.7089 | 15.6011 | 21.5114
Charlottetown -PEI | -357545 | Operating | 1.2 | Steam Turbine | 1983 | Enwave Energy Corporation |  | NPCC | MRTM |  |  | Biomass | 1.2 | NA | NA | NA | NA | NA | NA
Charlottetown -PEI | -357544 | Operating | 1.2 | Steam Turbine | 1983 | Enwave Energy Corporation |  | NPCC | MRTM |  |  | Biomass | 1.2 | NA | NA | NA | NA | NA | NA
Chatham Wind Project (Portalma T1) | -167817 | Operating | 101.2 | Wind Turbine | 2011 | Kruger Energy L.P. | Ontario | NPCC | ONT |  |  | Wind | 99.4 | NA | NA | NA | NA | NA | NA
Chats Falls (Ottawa / St. Lawrence) Station | -35431 | Operating | 192 | Hydraulic Turbine | 1931 | Hydro-Québec | Ontario | NPCC | ONT |  |  | Water | 192 | NA | NA | NA | NA | NA | NA
Chats Falls (Ottawa / St. Lawrence) Station | -10891 | Operating | 192 | Hydraulic Turbine | 1931 | Ontario Power Generation Inc. | Ontario | NPCC | ONT |  |  | Water | 192 | NA | NA | NA | NA | NA | NA
Chaudiere (QC) | -346785 | Operating | 24 | Hydraulic Turbine | 1999 | Innergex Renewable Energy Inc. |  | NPCC | QUE |  |  | Water | 24 | NA | NA | NA | NA | NA | NA
Chaudiere Generating Station Expansion | -787019 | Operating | 29 | Hydraulic Turbine | 2017 | Energy Ottawa Inc. | Ontario | NPCC | ONT |  |  | Water | 29 | NA | NA | NA | NA | NA | NA
Chaudiere No. 2 Generating Station | -786989 | Operating | 8.4 | Hydraulic Turbine | 1892 | Energy Ottawa Inc. | Ontario | NPCC | ONT |  |  | Water | 8.4 | NA | NA | NA | NA | NA | NA
Chaudiere No. 4 Generating Station | -787014 | Operating | 9.3 | Hydraulic Turbine | 1900 | Energy Ottawa Inc. | Ontario | NPCC | ONT |  |  | Water | 9.3 | NA | NA | NA | NA | NA | NA
Cheakamus | -2397 | Operating | 157 | Hydraulic Turbine | 1957 | British Columbia Hydro and Power Authority |  | WECC | WECCCN |  |  | Water | 180 | NA | NA | NA | NA | NA | NA
Chebucto Pockwock Community Wind | -170282 | Operating | 10 | Wind Turbine | 2014 | Chebucto Pockwock Lake Wind Field Limited |  | NPCC | MRTM |  |  | Wind | 10 | NA | NA | NA | NA | NA | NA
Chebucto Pockwock Community Wind | -170281 | Operating | 10 | Wind Turbine | 2014 | OPTrust Private Markets Group |  | NPCC | MRTM |  |  | Wind | 10 | NA | NA | NA | NA | NA | NA
Chebucto Pockwock Community Wind | -144896 | Operating | 10 | Wind Turbine | 2014 | Dundee Realty Management Corporation |  | NPCC | MRTM |  |  | Wind | 10 | NA | NA | NA | NA | NA | NA
Chebucto Pockwock Community Wind | -144895 | Operating | 10 | Wind Turbine | 2014 | Dundee Corporation |  | NPCC | MRTM |  |  | Wind | 10 | NA | NA | NA | NA | NA | NA
Chebucto Terence Bay Wind Farm | -170495 | Operating | 7.05 | Wind Turbine | 2017 | Chebucto Wind Field Inc. |  | NPCC | MRTM |  |  | Wind | 7.05 | NA | NA | NA | NA | NA | NA
Chebucto Terence Bay Wind Farm | -170494 | Operating | 7.05 | Wind Turbine | 2017 | Renewable Energy Services Ltd. |  | NPCC | MRTM |  |  | Wind | 7.05 | NA | NA | NA | NA | NA | NA
Chelsea | -2401 | Operating | 152 | Hydraulic Turbine | 1927 | Hydro-Québec |  | NPCC | QUE |  |  | Water | 152 | NA | NA | NA | NA | NA | NA
Chenaux (Ottawa / St. Lawrence) Station | -10895 | Operating | 144 | Hydraulic Turbine | 1950 | Ontario Power Generation Inc. | Ontario | NPCC | ONT |  |  | Water | 144 | NA | NA | NA | NA | NA | NA
Chetwynd Forest Industries Biomass | -169538 | Operating | 13 | Steam Turbine | 2015 | West Fraser Mills Ltd. |  | WECC | WECCCN |  |  | Biomass | 13 | NA | NA | NA | NA | NA | NA
Chiblow Lake | -295856 | Operating | 1.4 | Hydraulic Turbine | 1992 | Synexus Global Inc. | Ontario | NPCC | ONT |  |  | Water | 1.4 | NA | NA | NA | NA | NA | NA
Chickwat Creek (Narrows Inlet) | -214009 | Operating | 19 | Hydraulic Turbine | 2019 | BluEarth Renewables Inc. |  | WECC | WECCCN |  |  | Water | 19 | NA | NA | NA | NA | NA | NA
Chickwat Creek (Narrows Inlet) | -194272 | Operating | 19 | Hydraulic Turbine | 2019 | Sechelt Indian Band (shíshálh Nation) |  | WECC | WECCCN |  |  | Water | 19 | NA | NA | NA | NA | NA | NA
Chickwat Creek (Narrows Inlet) | -194270 | Operating | 19 | Hydraulic Turbine | 2019 | Altaqua Renewable Power Corp. |  | WECC | WECCCN |  |  | Water | 19 | NA | NA | NA | NA | NA | NA
Chicoutimi | -752105 | Operating | 8 | Hydraulic Turbine | 1923 | Resolute FP Canada Inc. |  | NPCC | QUE |  |  | Water | 8 | NA | NA | NA | NA | NA | NA
Chicoutimi (QC) | -11530 | Operating | 38 | Hydraulic Turbine | 1998 | Elkem Metal Canada Inc. |  | NPCC | QUE |  |  | Water | 38 | NA | NA | NA | NA | NA | NA
Chin Chute Hydro | -12426 | Operating | 11 | Hydraulic Turbine | 1994 | Irrigation Canal Power Co-Operative Ltd. | Alberta | WECC | WECCCN |  |  | Water | 11 | NA | NA | NA | NA | NA | NA
Chin Chute Wind | -781877 | Operating | 30 | Wind Turbine | 2006 | Cordelio Power LP | Alberta | WECC | WECCCN |  |  | Wind | 30 | NA | NA | NA | NA | NA | NA
Chin Chute Wind | -781656 | Operating | 30 | Wind Turbine | 2006 | ATCO Renewables Ltd | Alberta | WECC | WECCCN |  |  | Wind | 30 | NA | NA | NA | NA | NA | NA
Chin Chute Wind | -781655 | Operating | 30 | Wind Turbine | 2006 | ATCO Renewables Ltd | Alberta | WECC | WECCCN |  |  | Wind | 30 | NA | NA | NA | NA | NA | NA
Chin Chute Wind | -746553 | Operating | 30 | Wind Turbine | 2006 | Acciona Wind Energy Canada Inc. | Alberta | WECC | WECCCN |  |  | Wind | 30 | NA | NA | NA | NA | NA | NA
Chin Chute Wind | -146460 | Operating | 30 | Wind Turbine | 2006 | Enbridge Income Fund Holdings Inc. | Alberta | WECC | WECCCN |  |  | Wind | 30 | NA | NA | NA | NA | NA | NA
Chin Chute Wind | -84908 | Operating | 30 | Wind Turbine | 2006 | KKR & Co. Inc. | Alberta | WECC | WECCCN |  |  | Wind | 30 | NA | NA | NA | NA | NA | NA
Chin Chute Wind | -84907 | Operating | 30 | Wind Turbine | 2006 | Acciona Wind Energy Canada Inc. | Alberta | WECC | WECCCN |  |  | Wind | 30 | NA | NA | NA | NA | NA | NA
China Creek | -166607 | Operating | 6.5 | Hydraulic Turbine | 2005 | City of Port Alberni |  | WECC | WECCCN |  |  | Water | 6.5 | NA | NA | NA | NA | NA | NA
China Creek | -166606 | Operating | 6.5 | Hydraulic Turbine | 2005 | Ucluelet First Nation |  | WECC | WECCCN |  |  | Water | 6.5 | NA | NA | NA | NA | NA | NA
China Creek | -166605 | Operating | 6.5 | Hydraulic Turbine | 2005 | Hupacasath First Nation |  | WECC | WECCCN |  |  | Water | 6.5 | NA | NA | NA | NA | NA | NA
China Creek | -166604 | Operating | 6.5 | Hydraulic Turbine | 2005 | Synex Energy Resources Ltd |  | WECC | WECCCN |  |  | Water | 6.5 | NA | NA | NA | NA | NA | NA
Chinchaga | -439003 | Operating | 1.26 | Steam Turbine | 1985 | ATCO Electric Ltd. | Alberta | WECC | WECCCN |  |  | Gas | 1.26 | NA | NA | NA | NA | NA | NA
Chinchaga | -437972 | Operating | 1.26 | Steam Turbine | 1985 | ATCO Electric Ltd. | Alberta | WECC | WECCCN |  |  | Gas | 1.26 | NA | NA | NA | NA | NA | NA
Chinchaga | -137324 | Operating | 1.26 | Steam Turbine | 1985 | ATCO Electric Ltd. | Alberta | WECC | WECCCN |  |  | Gas | 1.26 | NA | NA | NA | NA | NA | NA
Almond | -164279 | Operating | 223.5 | Gas Turbine | 1996 | Turlock Irrigation District |  | WECC | CAMX | Stanislaus | CA | Gas | 223.5 | 10708 | 10757 | 10643 | 9.6215 | 14.8154 | 20.9043
Christina Lake Cogen Plant Phase 1 , 2 & 3A | -170357 | Operating | 170 | Steam Turbine | 2009 | MEG Energy Corp. | Alberta | WECC | WECCCN |  |  | Other | 170 | NA | NA | NA | NA | NA | NA
Chute a Caron | -16946 | Operating | 224 | Hydraulic Turbine | 1931 | Rio Tinto Alcan Inc. |  | NPCC | QUE |  |  | Water | 224 | NA | NA | NA | NA | NA | NA
Chute a la Savane | -16948 | Operating | 246 | Hydraulic Turbine | 1953 | Rio Tinto Alcan Inc. |  | NPCC | QUE |  |  | Water | 246 | NA | NA | NA | NA | NA | NA
Chute aux Galets | -752106 | Operating | 14.4 | Hydraulic Turbine | 1921 | Resolute FP Canada Inc. |  | NPCC | QUE |  |  | Water | 14.4 | NA | NA | NA | NA | NA | NA
Chute Bell | -11572 | Operating | 10 | Hydraulic Turbine | 1915 | Hydro-Québec |  | NPCC | QUE |  |  | Water | 10 | NA | NA | NA | NA | NA | NA
Chute Blanche | -11565 | Operating | 1.5 | Hydraulic Turbine | 1998 | Hydro Morin Inc |  | NPCC | QUE |  |  | Water | 1.5 | NA | NA | NA | NA | NA | NA
Chute du Diable | -16945 | Operating | 224 | Hydraulic Turbine | 1952 | Rio Tinto Alcan Inc. |  | NPCC | QUE |  |  | Water | 224 | NA | NA | NA | NA | NA | NA
Chute Generating Station (Indian Chute) | -10894 | Operating | 3 | Hydraulic Turbine | 1923 | Ontario Power Generation Inc. | Ontario | NPCC | ONT |  |  | Water | 3 | NA | NA | NA | NA | NA | NA
Chute-Allard | -166218 | Operating | 63.6 | Hydraulic Turbine | 2008 | Hydro-Québec |  | NPCC | QUE |  |  | Water | 63.6 | NA | NA | NA | NA | NA | NA
Chute-Burroughs | -2458 | Operating | 2 | Hydraulic Turbine | 1929 | Hydro-Québec |  | NPCC | QUE |  |  | Water | 2 | NA | NA | NA | NA | NA | NA
Chute-des-Chats | -2459 | Operating | 89 | Hydraulic Turbine | 1931 | Hydro-Québec | Ontario | NPCC | ONT |  |  | Water | 89 | NA | NA | NA | NA | NA | NA
Chute-des-Passes | -16944 | Operating | 833 | Hydraulic Turbine | 1959 | Rio Tinto Alcan Inc. |  | NPCC | QUE |  |  | Water | 833 | NA | NA | NA | NA | NA | NA
Chute-Hemmings | -2460 | Operating | 28.8 | Hydraulic Turbine | 1925 | Hydro-Québec |  | NPCC | QUE |  |  | Water | 28.8 | NA | NA | NA | NA | NA | NA
Chutes-a-Gorry (Ste-Anne Hydro Power) | -11646 | Operating | 9.8 | Hydraulic Turbine | 1997 | AXOR, Inc. |  | NPCC | QUE |  |  | Water | 9.8 | NA | NA | NA | NA | NA | NA
CityLights Solar Project | -169286 | Operating | 10 | Solar | 2015 | SkyPower Limited | Ontario | NPCC | ONT |  |  | Solar | 10 | NA | NA | NA | NA | NA | NA
CityLights Solar Project | -115487 | Operating | 10 | Solar | 2015 | Axium Infrastructure Inc. | Ontario | NPCC | ONT |  |  | Solar | 10 | NA | NA | NA | NA | NA | NA
Claresholm Solar Project | -326764 | Operating | 132 | Solar | 2021 | Obton A/S | Alberta | WECC | WECCCN |  |  | Solar | 132 | NA | NA | NA | NA | NA | NA
Claresholm Solar Project | -326763 | Operating | 132 | Solar | 2021 | Capstone Infrastructure Corporation | Alberta | WECC | WECCCN |  |  | Solar | 132 | NA | NA | NA | NA | NA | NA
Clarke City | -11614 | Operating | 8 | Hydraulic Turbine | 1993 | Hydrowatt Sm - 1 Inc |  | NPCC | QUE |  |  | Water | 8 | NA | NA | NA | NA | NA | NA
Clayton Falls | -11273 | Operating | 2.05 | Hydraulic Turbine | 1962 | British Columbia Hydro and Power Authority |  | WECC | WECCCN |  |  | Water | 2.05 | NA | NA | NA | NA | NA | NA
Clear Creek Battery Storage Project | -638990 | Operating | 5 | Battery | 2016 | NRStor, Inc. | Ontario | NPCC | ONT |  |  | Energy Storage | 5 | NA | NA | NA | NA | NA | NA
Clear Creek Wind Farm | -364261 | Operating | 9.9 | Wind Turbine | 2008 | GDF SUEZ Canada, Inc. | Ontario | NPCC | ONT |  |  | Wind | 9.9 | NA | NA | NA | NA | NA | NA
Clear Creek Wind Farm | -59568 | Operating | 9.9 | Wind Turbine | 2008 | Axium Infrastructure Inc. | Ontario | NPCC | ONT |  |  | Wind | 9.9 | NA | NA | NA | NA | NA | NA
Clear Creek Wind Farm | -59567 | Operating | 9.9 | Wind Turbine | 2008 | MIT Renewables Inc | Ontario | NPCC | ONT |  |  | Wind | 9.9 | NA | NA | NA | NA | NA | NA
Clemina Creek Hydro | -245455 | Operating | 10.5 | Hydraulic Turbine | 2020 | Sorgent.e Hydro Canada Corporation |  | WECC | WECCCN |  |  | Water | 10.5 | NA | NA | NA | NA | NA | NA
Alpine Power Plant | -171793 | Operating | 453.8 | Gas Turbine | 2016 | Wolverine Power Supply Cooperative, Inc. | MISO | RFC | R-MISO | Otsego | MI | Gas | 440 | 11366 | 11139 | 11140 | 21.1821 | 23.9808 | 22.1873
Alsey | -164280 | Operating | 167 | Gas Turbine | 1999 | Prairie Power, Inc. | MISO | SERC | GATEWY | Scott | IL | Gas | 180.8 | 11427 | NM | 11256 | 1.2694 | 4.8635 | 3.5199
Clover Bar - Celanese | -11268 | Operating | 21 | Steam Turbine | 1953 | Celanese Canada Inc. | Alberta | WECC | WECCCN |  |  | Gas | 21 | NA | NA | NA | NA | NA | NA
Clover Bar Landfill | -98631 | Operating | 5 | Internal Combustion | 2005 | Capital Power Corporation | Alberta | WECC | WECCCN |  |  | Biomass | 5 | NA | NA | NA | NA | NA | NA
Clover Bar Landfill | -77940 | Operating | 5 | Internal Combustion | 2005 | Capital Power GP Holdings Inc. | Alberta | WECC | WECCCN |  |  | Biomass | 5 | NA | NA | NA | NA | NA | NA
Clowhom Falls | -379115 | Operating | 30 | Hydraulic Turbine | 1958 | BluEarth Renewables Inc. |  | WECC | WECCCN |  |  | Water | 30 | NA | NA | NA | NA | NA | NA
Clydesdale Solar(Prairie Sunlight I Solar Project) (Enchant 447S DER) | -515899 | Operating | 74.9 | Solar | 2022 | Capital Power Corporation | Alberta | WECC | WECCCN |  |  | Solar | 74.9 | NA | NA | NA | NA | NA | NA
Coaldale | -146603 | Operating | 6 | Internal Combustion | 2001 | Signalta Resources Limited | Alberta | WECC | WECCCN |  |  | Gas | 6 | NA | NA | NA | NA | NA | NA
Coaldale 254S DER Solar 3 Project | -770373 | Operating | 22 | Solar | 2022 | FortisAlberta Inc. | Alberta | WECC | WECCCN |  |  | Solar | 22 | NA | NA | NA | NA | NA | NA
Coaldale Solar Project | -748134 | Operating | 22 | Solar | 2022 | Concord Green Energy Inc. | Alberta | WECC | WECCCN |  |  | Solar | 22 | NA | NA | NA | NA | NA | NA
Altamont Gas Recovery | -1504 | Operating | 6 | Gas Turbine | 1989 | WM Renewable Energy, LLC | CAISO | WECC | CAMX | Alameda | CA | Biomass | 6.6 | 18438 | 19715 | 19336 | 68.0919 | 55.9447 | 59.5666
Cochrane Solar Project - Long Lake (Northland Power Long Lake) | -168912 | Operating | 10 | Solar | 2015 | Wahgoshig First Nation | Ontario | NPCC | ONT |  |  | Solar | 10 | NA | NA | NA | NA | NA | NA
Cochrane Solar Project - Long Lake (Northland Power Long Lake) | -168911 | Operating | 10 | Solar | 2015 | Taykwa Tagamou Nation | Ontario | NPCC | ONT |  |  | Solar | 10 | NA | NA | NA | NA | NA | NA
Cochrane Solar Project - Long Lake (Northland Power Long Lake) | -168910 | Operating | 10 | Solar | 2015 | Northland Power Inc. | Ontario | NPCC | ONT |  |  | Solar | 10 | NA | NA | NA | NA | NA | NA
Cochrane Solar Project - Abitibi | -168902 | Operating | 10 | Solar | 2015 | Wahgoshig First Nation | Ontario | NPCC | ONT |  |  | Solar | 10 | NA | NA | NA | NA | NA | NA
Cochrane Solar Project - Abitibi | -168901 | Operating | 10 | Solar | 2015 | Taykwa Tagamou Nation | Ontario | NPCC | ONT |  |  | Solar | 10 | NA | NA | NA | NA | NA | NA
Cochrane Solar Project - Abitibi | -168900 | Operating | 10 | Solar | 2015 | Northland Power Inc. | Ontario | NPCC | ONT |  |  | Solar | 10 | NA | NA | NA | NA | NA | NA
Cochrane Solar Project - Empire | -168899 | Operating | 10 | Solar | 2015 | Wahgoshig First Nation | Ontario | NPCC | ONT |  |  | Solar | 10 | NA | NA | NA | NA | NA | NA
Cochrane Solar Project - Empire | -168898 | Operating | 10 | Solar | 2015 | Taykwa Tagamou Nation | Ontario | NPCC | ONT |  |  | Solar | 10 | NA | NA | NA | NA | NA | NA
Cochrane Solar Project - Empire | -168897 | Operating | 10 | Solar | 2015 | Northland Power Inc. | Ontario | NPCC | ONT |  |  | Solar | 10 | NA | NA | NA | NA | NA | NA
Cochrane Solar Project - Martin's Meadows | -168915 | Operating | 10 | Solar | 2015 | Wahgoshig First Nation | Ontario | NPCC | ONT |  |  | Solar | 10 | NA | NA | NA | NA | NA | NA
Cochrane Solar Project - Martin's Meadows | -168914 | Operating | 10 | Solar | 2015 | Taykwa Tagamou Nation | Ontario | NPCC | ONT |  |  | Solar | 10 | NA | NA | NA | NA | NA | NA
Cochrane Solar Project - Martin's Meadows | -168913 | Operating | 10 | Solar | 2015 | Northland Power Inc. | Ontario | NPCC | ONT |  |  | Solar | 10 | NA | NA | NA | NA | NA | NA
Coleson Cove | -2568 | Operating | 972 | Steam Turbine | 1976 | New Brunswick Energy Marketing Corporation | New Brunswick | NPCC | MRTM |  |  | Oil | 972 | NA | NA | NA | NA | NA | NA
Comber Wind Project | -695644 | Operating | 165.6 | Wind Turbine | 2011 | Brookfield Renewable Partners L.P. | Ontario | NPCC | ONT |  |  | Wind | 165.6 | NA | NA | NA | NA | NA | NA
Conestogo Wind Energy Centre | -781899 | Operating | 22.92 | Wind Turbine | 2012 | Cordelio Power LP | Ontario | NPCC | ONT |  |  | Wind | 22.92 | NA | NA | NA | NA | NA | NA
Conestogo Wind Energy Centre | -299829 | Operating | 22.92 | Wind Turbine | 2012 | Axium Infrastructure Inc. | Ontario | NPCC | ONT |  |  | Wind | 22.92 | NA | NA | NA | NA | NA | NA
Conifex Bioenergy Project (Mackenzie) | -163263 | Operating | 36 | Steam Turbine | 1997 | Conifex Timber Inc. |  | WECC | WECCCN |  |  | Biomass | 36 | NA | NA | NA | NA | NA | NA
Coniston (Central Hydro) Station | -10898 | Operating | 4 | Hydraulic Turbine | 1905 | Ontario Power Generation Inc. | Ontario | NPCC | ONT |  |  | Water | 4 | NA | NA | NA | NA | NA | NA
Corner Brook Cogeneration Plant | -166350 | Operating | 15 | Internal Combustion | 2003 | Kruger Energy L.P. |  | NPCC | MRTM |  |  | Biomass | 15 | NA | NA | NA | NA | NA | NA
Cornwall Cogen Plant | -11506 | Operating | 5 | Internal Combustion | 1995 | Cornwall Street Railway Light and Power Company | Ontario | NPCC | ONT |  |  | Gas | 5 | NA | NA | NA | NA | NA | NA
Cornwall Solar Farm A | -788537 | Operating | 10 | Solar | 2014 | Clearlight Energy | Ontario | NPCC | ONT |  |  | Solar | 10 | NA | NA | NA | NA | NA | NA
Cornwall Solar Farm A | -787820 | Operating | 10 | Solar | 2014 | Liberty Power Co. | Ontario | NPCC | ONT |  |  | Solar | 10 | NA | NA | NA | NA | NA | NA
Corra Linn | -85023 | Operating | 49 | Hydraulic Turbine | 1932 | FortisBC Inc. |  | WECC | WECCCN |  |  | Water | 49 | NA | NA | NA | NA | NA | NA
Côte Ste Catherine | -58353 | Operating | 11.12 | Hydraulic Turbine | 1989 | Liberty Power Co. |  | NPCC | QUE |  |  | Water | 11.12 | NA | NA | NA | NA | NA | NA
Courbe du Sault Hydro Project (Sheldrake) | -170267 | Operating | 25 | Hydraulic Turbine | 2013 | Sheldrake River Energy Corporation (Sers) |  | NPCC | QUE |  |  | Water | 25 | NA | NA | NA | NA | NA | NA
Courtenay Bay | -2705 | Operating | 253 | Steam Turbine | 1960 | New Brunswick Energy Marketing Corporation | New Brunswick | NPCC | MRTM |  |  | Oil | 253 | NA | NA | NA | NA | NA | NA
Cowie Falls | -11301 | Operating | 7.4 | Hydraulic Turbine | 1938 | Nova Scotia Power Inc. |  | NPCC | MRTM |  |  | Water | 7.4 | NA | NA | NA | NA | NA | NA
Cowley North | -676642 | Operating | 19.5 | Wind Turbine | 2001 | TransAlta Renewables Inc. | Alberta | WECC | WECCCN |  |  | Wind | 19.5 | NA | NA | NA | NA | NA | NA
Creignish Rear Wind | -168541 | Operating | 1.87 | Wind Turbine | 2013 | Black River Wind Ltd |  | NPCC | MRTM |  |  | Wind | 1.87 | NA | NA | NA | NA | NA | NA
Crofton | -344993 | Operating | 38 | Steam Turbine | 1981 | Catalyst Paper Corporation |  | WECC | WECCCN |  |  | Gas | 38 | NA | NA | NA | NA | NA | NA
Crosby - Solar Energy Project | -168895 | Operating | 10 | Solar | 2013 | Northland Power Inc. | Ontario | NPCC | ONT |  |  | Solar | 10 | NA | NA | NA | NA | NA | NA
Crossfield Battery Storage Project | -638987 | Operating | 10 | Battery | 2021 | ENMAX Corporation | Alberta | WECC | WECCCN |  |  | Energy Storage | 10 | NA | NA | NA | NA | NA | NA
Altura Cogen | -805123 | Operating | 643.6 | Combined Cycle | 1985 | Cogentrix Energy Power Management, LLC | ERCOT | TRE | TRE | Harris | TX | Gas | 481.9 | NA | NA | NA | NA | NA | NA
Crowe Bay | -11575 | Operating | 4 | Hydraulic Turbine | 1994 | Algonquin Power & Utilities Corp. | Ontario | NPCC | ONT |  |  | Water | 4 | NA | NA | NA | NA | NA | NA
Crowsnest Pass Waste Heat Facility | -67270 | Operating | 6.5 | Steam Turbine | 2012 | Kensington Power Income Fund L.P. |  | WECC | WECCCN |  |  | Other | 6.5 | NA | NA | NA | NA | NA | NA
Cruickshank Wind | -146473 | Operating | 8.25 | Wind Turbine | 2008 | Enbridge Income Fund Holdings Inc. | Ontario | NPCC | ONT |  |  | Wind | 8.25 | NA | NA | NA | NA | NA | NA
Cruickshank Wind | -140534 | Operating | 8.25 | Wind Turbine | 2008 | Canada Pension Plan Investment Board | Ontario | NPCC | ONT |  |  | Wind | 8.25 | NA | NA | NA | NA | NA | NA
Cruikshank Wind Project | -781963 | Operating | NA | Wind Turbine | NA | Cordelio Power LP | Ontario | NPCC | ONT |  |  | Wind | 4 | NA | NA | NA | NA | NA | NA
Cruikshank Wind Project | -781623 | Operating | NA | Wind Turbine | NA | Undisclosed Buyer | Ontario | NPCC | ONT |  |  | Wind | 4 | NA | NA | NA | NA | NA | NA
Crystal Falls (Central Hydro) Station | -10902 | Operating | 8 | Hydraulic Turbine | 1921 | Ontario Power Generation Inc. | Ontario | NPCC | ONT |  |  | Water | 8 | NA | NA | NA | NA | NA | NA
Culliton Creek Hydro Plant | -214018 | Operating | 15 | Hydraulic Turbine | 2016 | BluEarth Renewables Inc. |  | WECC | WECCCN |  |  | Water | 15 | NA | NA | NA | NA | NA | NA
Cultus Wind Farm | -364264 | Operating | 9.9 | Wind Turbine | 2008 | GDF SUEZ Canada, Inc. | Ontario | NPCC | ONT |  |  | Wind | 9.9 | NA | NA | NA | NA | NA | NA
Cultus Wind Farm | -59571 | Operating | 9.9 | Wind Turbine | 2008 | Axium Infrastructure Inc. | Ontario | NPCC | ONT |  |  | Wind | 9.9 | NA | NA | NA | NA | NA | NA
Cultus Wind Farm | -59570 | Operating | 9.9 | Wind Turbine | 2008 | MIT Renewables Inc | Ontario | NPCC | ONT |  |  | Wind | 9.9 | NA | NA | NA | NA | NA | NA
Cypress Creek | -167516 | Operating | 2.8 | Hydraulic Turbine | 2009 | Synex Energy Resources Ltd |  | WECC | WECCCN |  |  | Water | 2.8 | NA | NA | NA | NA | NA | NA
Cypress Wind Power Project | -674878 | Operating | 247 | Wind Turbine | 2022 | Blood Tribe First Nation | Alberta | WECC | WECCCN |  |  | Wind | 247 | NA | NA | NA | NA | NA | NA
Cypress Wind Power Project | -674877 | Operating | 247 | Wind Turbine | 2022 | Desjardins Group Pension Plan | Alberta | WECC | WECCCN |  |  | Wind | 247 | NA | NA | NA | NA | NA | NA
Cypress Wind Power Project | -674876 | Operating | 247 | Wind Turbine | 2022 | EDF Renewables Canada Inc. | Alberta | WECC | WECCCN |  |  | Wind | 247 | NA | NA | NA | NA | NA | NA
Dalhousie Mountain | -167316 | Operating | 51 | Wind Turbine | 2009 | RMSenergy Ltd |  | NPCC | MRTM |  |  | Wind | 51 | NA | NA | NA | NA | NA | NA
Dapp Generating Station | -51291 | Operating | 17 | Steam Turbine | 1998 | Verdant Energy Ltd. | Alberta | WECC | WECCCN |  |  | Biomass | 17 | NA | NA | NA | NA | NA | NA
Darlington | -2837 | Operating | 3736 | Nuclear | 1990 | Ontario Power Generation Inc. | Ontario | NPCC | ONT |  |  | Nuclear | 2634 | NA | NA | NA | NA | NA | NA
Dasque Creek | -214016 | Operating | 11 | Hydraulic Turbine | 2015 | BluEarth Renewables Inc. |  | WECC | WECCCN |  |  | Water | 11 | NA | NA | NA | NA | NA | NA
Dave Rampel Solar Park | -168684 | Operating | 10 | Solar | 2015 | Rainy River Power Corporation | Ontario | NPCC | ONT |  |  | Solar | 10 | NA | NA | NA | NA | NA | NA
Dave Rampel Solar Park | -168683 | Operating | 10 | Solar | 2015 | Cedarvale Energy | Ontario | NPCC | ONT |  |  | Solar | 10 | NA | NA | NA | NA | NA | NA
David Brown Solar Park | -628652 | Operating | 10 | Solar | 2015 | Greenwood Sustainable Infrastructure | Ontario | NPCC | ONT |  |  | Solar | 10 | NA | NA | NA | NA | NA | NA
AMEA Peaking | -404665 | Operating | 98.6 | Gas Turbine | 2004 | Alabama Municipal Electric Authority |  | SERC | SOU | Talladega | AL | Gas | 96.6 | 11445 | 9879 | 10043 | 5.4715 | 12.292 | 6.1184
Dawson City | -786990 | Operating | 5.1 | Internal Combustion | 1975 | Yukon Energy Corporation |  | WECC | WECCCN |  |  | Oil | 5.1 | NA | NA | NA | NA | NA | NA
De L'Erable (Maple) | -510909 | Operating | 100 | Wind Turbine | 2013 | Axium Infrastructure Open End Funds |  | NPCC | QUE |  |  | Wind | 100 | NA | NA | NA | NA | NA | NA
De L'Erable (Maple) | -510908 | Operating | 100 | Wind Turbine | 2013 | iA Financial Corporation Inc. |  | NPCC | QUE |  |  | Wind | 100 | NA | NA | NA | NA | NA | NA
De L'Erable (Maple) | -252652 | Operating | 100 | Wind Turbine | 2013 | Enerfin Sociedad de Energia S.L. |  | NPCC | QUE |  |  | Wind | 100 | NA | NA | NA | NA | NA | NA
De L'Erable (Maple) | -252651 | Operating | 100 | Wind Turbine | 2013 | Enerfin Sociedad de Energia S.L. |  | NPCC | QUE |  |  | Wind | 100 | NA | NA | NA | NA | NA | NA
De L'Erable (Maple) | -83596 | Operating | 100 | Wind Turbine | 2013 | Eolectric Inc. |  | NPCC | QUE |  |  | Wind | 100 | NA | NA | NA | NA | NA | NA
Dease Lake | -11191 | Operating | NA | Internal Combustion | NA | British Columbia Hydro and Power Authority |  | WECC | WECCCN |  |  | Oil | 3.98 | NA | NA | NA | NA | NA | NA
Dease Lake Generating Station (Hluey Lakes) | -105469 | Operating | 3 | Hydraulic Turbine | 2000 | Capstone Infrastructure Corporation |  | WECC | WECCCN |  |  | Water | 3 | NA | NA | NA | NA | NA | NA
DeCew Falls I (Niagara) Plant | -10927 | Operating | 23 | Hydraulic Turbine | 1898 | Ontario Power Generation Inc. | Ontario | NPCC | ONT |  |  | Water | 23 | NA | NA | NA | NA | NA | NA
DeCew Falls II (Niagara) Plant | -239542 | Operating | 150 | Hydraulic Turbine | 1943 | Ontario Power Generation Inc. | Ontario | NPCC | ONT |  |  | Water | 150 | NA | NA | NA | NA | NA | NA
Deep Brook | -11304 | Operating | 9.1 | Hydraulic Turbine | 1950 | Nova Scotia Power Inc. |  | NPCC | MRTM |  |  | Water | 9.1 | NA | NA | NA | NA | NA | NA
Deer Lake Diesel Generating Station | -99832 | Operating | 2.1 | Internal Combustion | 2004 | Hydro One Remote Communities Inc. | Ontario | NPCC | ONT |  |  | Oil | 2.1 | NA | NA | NA | NA | NA | NA
Deer Lake Hydro Electric Station | -647420 | Operating | 129.6 | Hydraulic Turbine | 1925 | Kruger Energy L.P. |  | NPCC | MRTM |  |  | Water | 129.6 | NA | NA | NA | NA | NA | NA
Deerfoot Solar Park | -674137 | Operating | 37 | Solar | 2023 | Goodstoney First Nation | Alberta | WECC | WECCCN |  |  | Solar | 37 | NA | NA | NA | NA | NA | NA
Deerfoot Solar Park | -674136 | Operating | 37 | Solar | 2023 | Chiniki First Nation | Alberta | WECC | WECCCN |  |  | Solar | 37 | NA | NA | NA | NA | NA | NA
Deerfoot Solar Park | -674135 | Operating | 37 | Solar | 2023 | Canadian Utilities Limited | Alberta | WECC | WECCCN |  |  | Solar | 37 | NA | NA | NA | NA | NA | NA
Deerfoot Solar Park | -674134 | Operating | 37 | Solar | 2023 | Canadian Utilities Limited | Alberta | WECC | WECCCN |  |  | Solar | 37 | NA | NA | NA | NA | NA | NA
Des Cultures Wind Farm | -395089 | Operating | 24 | Wind Turbine | 2022 | Kahnawà:ke Sustainable Energies |  | NPCC | QUE |  |  | Wind | 24 | NA | NA | NA | NA | NA | NA
Des Cultures Wind Farm | -395088 | Operating | 24 | Wind Turbine | 2022 | Kruger Energy L.P. |  | NPCC | QUE |  |  | Wind | 24 | NA | NA | NA | NA | NA | NA
Des Joachims (Ottawa/St. Lawrence) | -10901 | Operating | 429.04 | Hydraulic Turbine | 1950 | Ontario Power Generation Inc. | Ontario | NPCC | ONT |  |  | Water | 429.04 | NA | NA | NA | NA | NA | NA
Dickie Brook | -11305 | Operating | 2.6 | Hydraulic Turbine | 1948 | Nova Scotia Power Inc. |  | NPCC | MRTM |  |  | Water | 2.6 | NA | NA | NA | NA | NA | NA
Dickson Dam | -787745 | Operating | 15 | Hydraulic Turbine | 1992 | Algonquin Power Fund (canada) Inc | Alberta | WECC | WECCCN |  |  | Water | 15 | NA | NA | NA | NA | NA | NA
Digby Neck Wind (Digby Wind Park) | -167617 | Operating | 30 | Wind Turbine | 2010 | Emera Incorporated |  | NPCC | MRTM |  |  | Wind | 30 | NA | NA | NA | NA | NA | NA
DiscoveryLight Solar Project | -169288 | Operating | 10 | Solar | 2014 | SkyPower Limited | Ontario | NPCC | ONT |  |  | Solar | 10 | NA | NA | NA | NA | NA | NA
DiscoveryLight Solar Project | -115520 | Operating | 10 | Solar | 2014 | Axium Infrastructure Inc. | Ontario | NPCC | ONT |  |  | Solar | 10 | NA | NA | NA | NA | NA | NA
DiscoveryLight Solar Project | -89871 | Operating | 10 | Solar | 2014 | Canadian Solar Solutions Inc. | Ontario | NPCC | ONT |  |  | Solar | 10 | NA | NA | NA | NA | NA | NA
Ameresco Chiquita Landfill | -167799 | Operating | 9.2 | Gas Turbine | 2010 | Ameresco Chiquita Energy LLC | CAISO | WECC | CAMX | Los Angeles | CA | Biomass | 8 | 16571 | 15956 | 17691 | 46.5382 | 55.9004 | 42.5514
American Gypsum Cogeneration | -1522 | Operating | 6.4 | Gas Turbine | 1990 | Centex Eagle Gypsum LLC |  | WECC | RMPA | Eagle | CO | Gas | 5.6 | 18196 | 17747 | 17790 | 46.5448 | 48.4671 | 43.697
Dokie Wind Energy | -482352 | Operating | 144 | Wind Turbine | 2011 | Innergex Renewable Energy Inc. |  | WECC | WECCCN |  |  | Wind | 144 | NA | NA | NA | NA | NA | NA
Dokie Wind Energy | -81845 | Operating | 144 | Wind Turbine | 2011 | Fiera Axium Western Energy Partner Inc. |  | WECC | WECCCN |  |  | Wind | 144 | NA | NA | NA | NA | NA | NA
Dokie Wind Energy | -60934 | Operating | 144 | Wind Turbine | 2011 | Axium Infrastructure Open End Funds |  | WECC | WECCCN |  |  | Wind | 144 | NA | NA | NA | NA | NA | NA
Dokis Hydroelectric Project (Okikendawt) | -751948 | Operating | 10 | Hydraulic Turbine | 2015 | Hydromega Services Inc. | Ontario | NPCC | ONT |  |  | Water | 10 | NA | NA | NA | NA | NA | NA
Dokis Hydroelectric Project (Okikendawt) | -169973 | Operating | 10 | Hydraulic Turbine | 2015 | Dokis First Nation | Ontario | NPCC | ONT |  |  | Water | 10 | NA | NA | NA | NA | NA | NA
Dolbeau Cogeneration Plant | -752096 | Operating | 28 | Steam Turbine | 1997 | Resolute Forest Products Inc. |  | NPCC | QUE |  |  | Biomass | 28 | NA | NA | NA | NA | NA | NA
Donnacona | -28264 | Operating | 4.8 | Hydraulic Turbine | 1996 | Liberty Power Co. |  | NPCC | QUE |  |  | Water | 4.8 | NA | NA | NA | NA | NA | NA
Douglas Creek Hydro | -166619 | Operating | 27 | Hydraulic Turbine | 2009 | LPF Infrastructure Fund LP |  | WECC | WECCCN |  |  | Water | 27 | NA | NA | NA | NA | NA | NA
Douglas Creek Hydro | -166618 | Operating | 27 | Hydraulic Turbine | 2009 | Connor, Clark & Lunn Financial Group LP |  | WECC | WECCCN |  |  | Water | 27 | NA | NA | NA | NA | NA | NA
Douglas Creek Hydro | -166617 | Operating | 27 | Hydraulic Turbine | 2009 | Connor, Clark & Lunn Financial Group LP |  | WECC | WECCCN |  |  | Water | 27 | NA | NA | NA | NA | NA | NA
Douglas Creek Hydro | -24446 | Operating | 27 | Hydraulic Turbine | 2009 | Cloudworks Energy Inc |  | WECC | WECCCN |  |  | Water | 27 | NA | NA | NA | NA | NA | NA
Ames GT | -164285 | Operating | 78.7 | Gas Turbine | 1972 | City of Ames, Iowa | MISO | MRO | MRO-US | Story | IA | Oil | 47.8 | 14609 | NA | 20733 | 0.46182 | -0.091205 | 0.25985
Drummond | -11586 | Operating | 1.1 | Hydraulic Turbine | 1927 | Hydro Sherbrooke |  | NPCC | QUE |  |  | Water | 1.1 | NA | NA | NA | NA | NA | NA
Drummondville | -3010 | Operating | 15.8 | Hydraulic Turbine | 1910 | Hydro-Québec |  | NPCC | QUE |  |  | Water | 15.8 | NA | NA | NA | NA | NA | NA
Drummondville Landfill Facility | -168396 | Operating | 7.6 | Internal Combustion | 2012 | WM Quebec Inc |  | NPCC | QUE |  |  | Biomass | 7.6 | NA | NA | NA | NA | NA | NA
Dryden | -11229 | Operating | 37.7 | Steam Turbine | 1989 | Weyerhaeuser Company Limited | Ontario | NPCC | ONT |  |  | Biomass | 37.7 | NA | NA | NA | NA | NA | NA
Dryden Hydro Facility (Eagle River) | -105471 | Operating | 1.76 | Hydraulic Turbine | 1928 | Capstone Infrastructure Corporation | Ontario | NPCC | ONT |  |  | Water | 1.76 | NA | NA | NA | NA | NA | NA
Dryden Hydro Facility (McKenzie Falls) | -105473 | Operating | 1.12 | Hydraulic Turbine | 1938 | Capstone Infrastructure Corporation | Ontario | NPCC | ONT |  |  | Water | 1.12 | NA | NA | NA | NA | NA | NA
Dryden Hydro Facility (Wainwright Falls) | -105475 | Operating | 1.1 | Hydraulic Turbine | 1922 | Capstone Infrastructure Corporation | Ontario | NPCC | ONT |  |  | Water | 1.1 | NA | NA | NA | NA | NA | NA
Drywood | -106466 | Operating | 6 | Internal Combustion | 2000 | BowArk Energy Ltd. | Alberta | WECC | WECCCN |  |  | Gas | 6 | NA | NA | NA | NA | NA | NA
Drywood | -106465 | Operating | 6 | Internal Combustion | 2000 | Palmer Ranch (1984) Ltd. | Alberta | WECC | WECCCN |  |  | Gas | 6 | NA | NA | NA | NA | NA | NA
Dufferin Falls | -695593 | Operating | 40 | Hydraulic Turbine | 1957 | Lievre Power L.P. |  | NPCC | QUE |  |  | Water | 40 | NA | NA | NA | NA | NA | NA
Dufferin Wind Power Project | -388857 | Operating | 91.4 | Wind Turbine | 2014 | Longyuan Canada Renewables Ltd. | Ontario | NPCC | ONT |  |  | Wind | 91.4 | NA | NA | NA | NA | NA | NA
Dufferin Wind Power Project | -109422 | Operating | 91.4 | Wind Turbine | 2014 | Longyuan Canada Renewables Ltd. | Ontario | NPCC | ONT |  |  | Wind | 91.4 | NA | NA | NA | NA | NA | NA
Amherst College | -170881 | Operating | 1.2 | Gas Turbine | 2006 | Amherst College | New England | NPCC | NE | Hampshire | MA | Gas | 1.2 | 14668 | 14481 | 14278 | 49.7241 | 8.1336 | 79.0049
Durham York Energy Centre | -168267 | Operating | 17.5 | Internal Combustion | 2016 | The Regional Municipality of York | Ontario | NPCC | ONT |  |  | Biomass | 17.5 | NA | NA | NA | NA | NA | NA
Durham York Energy Centre | -168266 | Operating | 17.5 | Internal Combustion | 2016 | Regional Municipality of Durham | Ontario | NPCC | ONT |  |  | Biomass | 17.5 | NA | NA | NA | NA | NA | NA
Ear Falls | -10921 | Operating | 17.1 | Hydraulic Turbine | 1930 | Ontario Power Generation Inc. | Ontario | NPCC | ONT |  |  | Water | 17.1 | NA | NA | NA | NA | NA | NA
EarthLight Solar Project | -748112 | Operating | 10 | Solar | 2015 | Concord Green Energy Inc. | Ontario | NPCC | ONT |  |  | Solar | 10 | NA | NA | NA | NA | NA | NA
EarthLight Solar Project | -169290 | Operating | 10 | Solar | 2015 | SkyPower Limited | Ontario | NPCC | ONT |  |  | Solar | 10 | NA | NA | NA | NA | NA | NA
East Angus Hydro Project | -6919 | Operating | 2 | Hydraulic Turbine | 1898 | Boralex Inc. |  | NPCC | QUE |  |  | Water | 2 | NA | NA | NA | NA | NA | NA
East Crossfield 64S DER Solar Project | -770379 | Operating | 6 | Solar | 2022 | FortisAlberta Inc. | Alberta | WECC | WECCCN |  |  | Solar | 6 | NA | NA | NA | NA | NA | NA
East Durham Wind Energy Centre | -168340 | Operating | 22.4 | Wind Turbine | 2015 | NextEra Energy Canada, LP | Ontario | NPCC | ONT |  |  | Wind | 22.4 | NA | NA | NA | NA | NA | NA
East Lake St. Clair Wind | -364304 | Operating | 99 | Wind Turbine | 2013 | GDF SUEZ Canada, Inc. | Ontario | NPCC | ONT |  |  | Wind | 99 | NA | NA | NA | NA | NA | NA
East Lake St. Clair Wind | -167502 | Operating | 99 | Wind Turbine | 2013 | MIT Renewables Inc | Ontario | NPCC | ONT |  |  | Wind | 99 | NA | NA | NA | NA | NA | NA
East Lake St. Clair Wind | -167501 | Operating | 99 | Wind Turbine | 2013 | Axium Infrastructure Inc. | Ontario | NPCC | ONT |  |  | Wind | 99 | NA | NA | NA | NA | NA | NA
East Landfill | -169590 | Operating | 1 | Internal Combustion | 2007 | Integrated Municipal Services | Ontario | NPCC | ONT |  |  | Biomass | 1 | NA | NA | NA | NA | NA | NA
East Landfill | -169589 | Operating | 1 | Internal Combustion | 2007 | Comcor Environmental Limited | Ontario | NPCC | ONT |  |  | Biomass | 1 | NA | NA | NA | NA | NA | NA
East Landfill | -169588 | Operating | 1 | Internal Combustion | 2007 | St. Catharines Hydro Generation Inc. | Ontario | NPCC | ONT |  |  | Biomass | 1 | NA | NA | NA | NA | NA | NA
East Strathmore Solar Project (Namaka DER) | -493423 | Operating | 20.1 | Solar | 2022 | East Strathmore Solar Project Inc. | Alberta | WECC | WECCCN |  |  | Solar | 20.1 | NA | NA | NA | NA | NA | NA
East Toba River (Toba Montrose) | -482353 | Operating | 147 | Hydraulic Turbine | 2010 | Innergex Renewable Energy Inc. |  | WECC | WECCCN |  |  | Water | 146 | NA | NA | NA | NA | NA | NA
East Toba River (Toba Montrose) | -50087 | Operating | 147 | Hydraulic Turbine | 2010 | Fiera Axium Infrastructure Canada L.P. |  | WECC | WECCCN |  |  | Water | 146 | NA | NA | NA | NA | NA | NA
AMP Fremont Energy Center | -77829 | Operating | 739.5 | Combined Cycle | 2012 | Michigan Public Power Agency | MISO, PJM | RFC | R-PJM | Sandusky | OH | Gas | 685.1 | 7417 | 7362 | 7410 | 56.1886 | 66.2136 | 60.6403
Eastern Kings Wind Farm | -754207 | Operating | 30 | Wind Turbine | 2006 | PEI Energy Corp |  | NPCC | MRTM |  |  | Wind | 30 | NA | NA | NA | NA | NA | NA
Eastern Valley | -3083 | Operating | NA | Hydraulic Turbine | NA | Nova Scotia Power Inc. |  | NPCC | MRTM |  |  | Water | 28 | NA | NA | NA | NA | NA | NA
Eastmain 1 | -166179 | Operating | 480 | Hydraulic Turbine | 2006 | Hydro-Québec |  | NPCC | QUE |  |  | Water | 480 | NA | NA | NA | NA | NA | NA
Eastview Landfill | -166683 | Operating | 1.86 | Internal Combustion | 2005 | Envida Community Energy Inc. | Ontario | NPCC | ONT |  |  | Biomass | 1.86 | NA | NA | NA | NA | NA | NA
Eddontenajon | -11195 | Operating | 2.1 | Internal Combustion | 1966 | British Columbia Hydro and Power Authority |  | WECC | WECCCN |  |  | Oil | 2.1 | NA | NA | NA | NA | NA | NA
Eddy Hull | -787000 | Operating | 21 | Hydraulic Turbine | 1913 | Energy Ottawa Inc. |  | NPCC | QUE |  |  | Water | 21 | NA | NA | NA | NA | NA | NA
Eddy Ottawa | -389364 | Operating | 9.2 | Hydraulic Turbine | 1909 | Domtar Inc. | Ontario | NPCC | ONT |  |  | Water | 9.2 | NA | NA | NA | NA | NA | NA
Edmonton | -11132 | Operating | 2.4 | Internal Combustion | 1995 | Transport Canada | Alberta | WECC | WECCCN |  |  | Oil | 2.4 | NA | NA | NA | NA | NA | NA
Edmonton - EMCO | -11275 | Operating | 1.13 | Steam Turbine | 1954 | EMCO Limited | Alberta | WECC | WECCCN |  |  | Gas | 1.13 | NA | NA | NA | NA | NA | NA
Edwardsburgh Morrisburg I | -765887 | Operating | 9.33 | Solar | 2014 | Penn Energy Renewables, Ltd. | Ontario | NPCC | ONT |  |  | Solar | 9.33 | NA | NA | NA | NA | NA | NA
Eldorado Reservoir | -641021 | Operating | 1.1 | Hydraulic Turbine | 2009 | District Of Lake Country Municipal Office |  | WECC | WECCCN |  |  | Water | 1.1 | NA | NA | NA | NA | NA | NA
Elko Hydro | -3155 | Operating | 12 | Hydraulic Turbine | 1924 | British Columbia Hydro and Power Authority |  | WECC | WECCCN |  |  | Water | 12 | NA | NA | NA | NA | NA | NA
Ellershouse Wind Farm (Nova Scotia Municipal Wind) | -178535 | Operating | 23.15 | Wind Turbine | 2015 | Alternative Resource Energy Authority |  | NPCC | MRTM |  |  | Wind | 23.15 | NA | NA | NA | NA | NA | NA
Elliott Chute Generating Station | -10904 | Operating | 2 | Hydraulic Turbine | 1929 | Ontario Power Generation Inc. | Ontario | NPCC | ONT |  |  | Water | 2 | NA | NA | NA | NA | NA | NA
Elmira Battery Storage Project | -163729 | Operating | 2 | Battery | 2018 | NextEra Canada Development & Acquisitions, Inc | Ontario | NPCC | ONT |  |  | Energy Storage | 2 | NA | NA | NA | NA | NA | NA
Elmsley East Solar Project | -42210 | Operating | 10 | Solar | 2010 | Fiera Axium Infrastructure Canada L.P. | Ontario | NPCC | ONT |  |  | Solar | 10 | NA | NA | NA | NA | NA | NA
Elmsley West Solar Project | -42211 | Operating | 10 | Solar | 2010 | Fiera Axium Infrastructure Canada L.P. | Ontario | NPCC | ONT |  |  | Solar | 10 | NA | NA | NA | NA | NA | NA
Elmworth | -166650 | Operating | 21.3 | Internal Combustion | 2002 | Northstone Power Corp. | Alberta | WECC | WECCCN |  |  | Gas | 21.3 | NA | NA | NA | NA | NA | NA
Elora Generating Station | -173758 | Operating | 1 | Hydraulic Turbine | 2017 | Shaman Power Corporation | Ontario | NPCC | ONT |  |  | Water | 1 | NA | NA | NA | NA | NA | NA
AMP Fremont Energy Center | -77828 | Operating | 739.5 | Combined Cycle | 2012 | American Municipal Power, Inc. | MISO, PJM | RFC | R-PJM | Sandusky | OH | Gas | 685.1 | 7417 | 7362 | 7410 | 56.1886 | 66.2136 | 60.6403
Anadarko CC | -1538 | Operating | 315.3 | Combined Cycle | 1977 | Western Farmers Electric Cooperative | SPP | MRO | MRO-US | Caddo | OK | Gas | 282 | 8798 | 8932 | 8957 | 38.2554 | 14.2127 | 5.8454
Empress Solar Park | -693863 | Operating | 39 | Solar | 2023 | Canadian Utilities Limited | Alberta | WECC | WECCCN |  |  | Solar | 39 | NA | NA | NA | NA | NA | NA
Empress Solar Park | -693862 | Operating | 39 | Solar | 2023 | Canadian Utilities Limited | Alberta | WECC | WECCCN |  |  | Solar | 39 | NA | NA | NA | NA | NA | NA
Enbridge DFC-ERG Pilot Project | -169895 | Operating | 2.2 | Fuel Cell | 2008 | Enbridge Inc. | Ontario | NPCC | ONT |  |  | Gas | 2.2 | NA | NA | NA | NA | NA | NA
Anadarko CT | -109170 | Operating | 90 | Gas Turbine | 2001 | Western Farmers Electric Cooperative | SPP | MRO | MRO-US | Caddo | OK | Gas | 90 | 14814 | 13445 | 12206 | 14.6398 | 13.8439 | 16.7048
Anadarko Expansion | -167506 | Operating & Planned | 249.6 | Gas Turbine | 1999 | Western Farmers Electric Cooperative | SPP | MRO | MRO-US | Caddo | OK | Gas | 249.6 | 12398 | 13012 | 11953 | 5.5527 | 8.892 | 13.2183
Enerdu Generating Station | -172981 | Operating | 1 | Hydraulic Turbine | 2018 | Enerdu Power Systems Inc | Ontario | NPCC | ONT |  |  | Water | 1 | NA | NA | NA | NA | NA | NA
Eolien Monteregie (Kemont) Wind Farm | -167648 | Operating | 101.2 | Wind Turbine | 2012 | Kruger Energy L.P. |  | NPCC | QUE |  |  | Wind | 101.2 | NA | NA | NA | NA | NA | NA
eReserve1 Battery Storage (Rycroft) | -376784 | Operating | 20 | Battery | 2020 | TERIC Power Ltd. | Alberta | WECC | WECCCN |  |  | Energy Storage | 20 | NA | NA | NA | NA | NA | NA
Erie Ridge Solar Farm | -153319 | Operating | 9.3 | Solar | 2011 | SunEdison Canada, LLC | Ontario | NPCC | ONT |  |  | Solar | 9.3 | NA | NA | NA | NA | NA | NA
Erie Ridge Solar Farm | -153317 | Operating | 9.3 | Solar | 2011 | OPTrust Private Markets Group | Ontario | NPCC | ONT |  |  | Solar | 9.3 | NA | NA | NA | NA | NA | NA
Erie Ridge Solar Farm | -144890 | Operating | 9.3 | Solar | 2011 | Dundee Corporation | Ontario | NPCC | ONT |  |  | Solar | 9.3 | NA | NA | NA | NA | NA | NA
Erie Ridge Solar Farm | -144889 | Operating | 9.3 | Solar | 2011 | Dundee Realty Management Corporation | Ontario | NPCC | ONT |  |  | Solar | 9.3 | NA | NA | NA | NA | NA | NA
Ernestown Wind Park Project | -169027 | Operating | 10 | Wind Turbine | 2014 | Horizon Legacy Energy Corp. | Ontario | NPCC | ONT |  |  | Wind | 10 | NA | NA | NA | NA | NA | NA
Ernestown Wind Park Project | -169026 | Operating | 10 | Wind Turbine | 2014 | Wintergreen Renewable Energy Co-Op | Ontario | NPCC | ONT |  |  | Wind | 10 | NA | NA | NA | NA | NA | NA
Espanola | -389363 | Operating | 24 | Steam Turbine | 1989 | Domtar Inc. | Ontario | NPCC | ONT |  |  | Biomass | 24 | NA | NA | NA | NA | NA | NA
Espanola Hydro | -389365 | Operating | 16.3 | Hydraulic Turbine | 1945 | Domtar Inc. | Ontario | NPCC | ONT |  |  | Water | 16.3 | NA | NA | NA | NA | NA | NA
Essar Cogeneration Facility (Algoma Energy Cogeneration) | -166915 | Operating | 70 | Other | 2009 | Essar Steel Algoma Inc. | Ontario | NPCC | ONT |  |  | Other | 70 | NA | NA | NA | NA | NA | NA
Eugenia (Central Hydro) Station | -10907 | Operating | 6 | Hydraulic Turbine | 1915 | Ontario Power Generation Inc. | Ontario | NPCC | ONT |  |  | Water | 6 | NA | NA | NA | NA | NA | NA
Eustis | -11587 | Operating | 1 | Hydraulic Turbine | 1986 | Hydro Sherbrooke |  | NPCC | QUE |  |  | Water | 1 | NA | NA | NA | NA | NA | NA
EVLO Battery Storage Project | -781443 | Operating | 4 | Battery | 2023 | EVLO Energy storage Inc. |  | NPCC | QUE |  |  | Energy Storage | 4 | NA | NA | NA | NA | NA | NA
Fairmont Wind Farm | -168479 | Operating | 4.6 | Wind Turbine | 2012 | Wind4all Incorporation |  | NPCC | MRTM |  |  | Wind | 4.6 | NA | NA | NA | NA | NA | NA
Fairmont Wind Farm | -168478 | Operating | 4.6 | Wind Turbine | 2012 | Natural Forces Technologies, Inc. |  | NPCC | MRTM |  |  | Wind | 4.6 | NA | NA | NA | NA | NA | NA
Falls River | -3267 | Operating | 7 | Hydraulic Turbine | 1930 | British Columbia Hydro and Power Authority |  | WECC | WECCCN |  |  | Water | 7 | NA | NA | NA | NA | NA | NA
Faro | -786991 | Operating | 8.5 | Internal Combustion | 1989 | Yukon Energy Corporation |  | WECC | WECCCN |  |  | Oil | 8.5 | NA | NA | NA | NA | NA | NA
Fenelon Falls | -179941 | Operating | 2.6 | Hydraulic Turbine | 1997 | Shaman Power Corporation | Ontario | NPCC | ONT |  |  | Water | 2.6 | NA | NA | NA | NA | NA | NA
Fermeuse Wind | -20751 | Operating | 27 | Wind Turbine | 2009 | Elemental Energy Inc. |  | NPCC | MRTM |  |  | Wind | 27 | NA | NA | NA | NA | NA | NA
Ferndale Wind | -105538 | Operating | 5.1 | Wind Turbine | 2002 | Sky Generation, Inc. | Ontario | NPCC | ONT |  |  | Wind | 5.1 | NA | NA | NA | NA | NA | NA
Field Battery Storage Project | -172371 | Operating | 1 | Battery | 2013 | British Columbia Hydro and Power Authority |  | WECC | WECCCN |  |  | Energy Storage | 1 | NA | NA | NA | NA | NA | NA
Fire Creek Hydro | -166623 | Operating | 23 | Hydraulic Turbine | 2009 | LPF Infrastructure Fund LP |  | WECC | WECCCN |  |  | Water | 23 | NA | NA | NA | NA | NA | NA
Fire Creek Hydro | -166622 | Operating | 23 | Hydraulic Turbine | 2009 | Connor, Clark & Lunn Financial Group LP |  | WECC | WECCCN |  |  | Water | 23 | NA | NA | NA | NA | NA | NA
Fire Creek Hydro | -166621 | Operating | 23 | Hydraulic Turbine | 2009 | Connor, Clark & Lunn Financial Group LP |  | WECC | WECCCN |  |  | Water | 23 | NA | NA | NA | NA | NA | NA
Fire Creek Hydro | -23255 | Operating | 23 | Hydraulic Turbine | 2009 | Cloudworks Energy Inc |  | WECC | WECCCN |  |  | Water | 23 | NA | NA | NA | NA | NA | NA
First Light | -167355 | Operating | 19.56 | Solar | 2009 | SunEdison Canada, LLC | Ontario | NPCC | ONT |  |  | Solar | 19.56 | NA | NA | NA | NA | NA | NA
First Light | -167354 | Operating | 19.56 | Solar | 2009 | SkyPower Limited | Ontario | NPCC | ONT |  |  | Solar | 19.56 | NA | NA | NA | NA | NA | NA
Fish Lake | -439004 | Operating | 1.3 | Hydraulic Turbine | 1950 | Yukon Electrical Company Limited, The |  | WECC | WECCCN |  |  | Water | 1.3 | NA | NA | NA | NA | NA | NA
Fish Lake | -437981 | Operating | 1.3 | Hydraulic Turbine | 1950 | Yukon Electrical Company Limited, The |  | WECC | WECCCN |  |  | Water | 1.3 | NA | NA | NA | NA | NA | NA
Fisher River Cree Nation Solar Farm | -508643 | Operating | 1 | Solar | 2020 | Bullfrog Power Inc. | MISO | MRO | MRO-CN |  |  | Solar | 1 | NA | NA | NA | NA | NA | NA
Fitzpatrick Mountain | -130938 | Operating | 1.6 | Wind Turbine | 2006 | Capstone Infrastructure Corporation |  | NPCC | MRTM |  |  | Wind | 1.6 | NA | NA | NA | NA | NA | NA
Fitzpatrick's Mountain | -171056 | Operating | 1.4 | Wind Turbine | 2015 | Affinity Renewables Inc. |  | NPCC | MRTM |  |  | Wind | 1.4 | NA | NA | NA | NA | NA | NA
Fitzsimmons Creek | -137277 | Operating | 7.9 | Hydraulic Turbine | 2010 | Innergex Renewable Energy Inc. |  | WECC | WECCCN |  |  | Water | 7.9 | NA | NA | NA | NA | NA | NA
Foothills Hospital | -11278 | Operating | 16 | Steam Turbine | 1971 | Foothills Hospital | Alberta | WECC | WECCCN |  |  | Gas | 16 | NA | NA | NA | NA | NA | NA
Forestville 1 | -25515 | Operating | 1 | Hydraulic Turbine | 1995 | Boralex Power Income Fund |  | NPCC | QUE |  |  | Water | 1 | NA | NA | NA | NA | NA | NA
Forestville 2 | -25517 | Operating | 6 | Hydraulic Turbine | 1995 | Boralex Power Income Fund |  | NPCC | QUE |  |  | Water | 6 | NA | NA | NA | NA | NA | NA
Forestville 3 | -25519 | Operating | 5.5 | Hydraulic Turbine | 1995 | Boralex Power Income Fund |  | NPCC | QUE |  |  | Water | 5.5 | NA | NA | NA | NA | NA | NA
Forrest Kerr Hydroelectric Project | -366801 | Operating | 194.94 | Hydraulic Turbine | 2014 | Tahltan Nation Development Corporation |  | WECC | WECCCN |  |  | Water | 194.94 | NA | NA | NA | NA | NA | NA
Forrest Kerr Hydroelectric Project | -366800 | Operating | 194.94 | Hydraulic Turbine | 2014 | Axium Infrastructure Inc. |  | WECC | WECCCN |  |  | Water | 194.94 | NA | NA | NA | NA | NA | NA
Forrest Kerr Hydroelectric Project | -366799 | Operating | 194.94 | Hydraulic Turbine | 2014 | Manulife Financial Corporation |  | WECC | WECCCN |  |  | Water | 194.94 | NA | NA | NA | NA | NA | NA
Forrest Kerr Hydroelectric Project | -225523 | Operating | 194.94 | Hydraulic Turbine | 2014 | AltaGas Canadian Energy Holdings LP |  | WECC | WECCCN |  |  | Water | 194.94 | NA | NA | NA | NA | NA | NA
Forrest Kerr Hydroelectric Project | -153556 | Operating | 194.94 | Hydraulic Turbine | 2014 | AltaGas Canadian Energy Holdings LP |  | WECC | WECCCN |  |  | Water | 194.94 | NA | NA | NA | NA | NA | NA
Anchorage 1 (Hank Nikkels Plant 1) | -249529 | Operating | 75.9 | Gas Turbine | 1962 | Anchorage Municipal Light & Power, Inc. |  | ASCC | ALASKA | Anchorage | AK | Gas | 32.9 | NA | 13244 | 49237 | 6.4015 | 3.0787 | 0.38875
Fort Chipewyan Third Lake Generation | -437991 | Operating | 4.6 | Internal Combustion | 2009 | ATCO Electric Ltd. | Alberta | WECC | WECCCN |  |  | Oil | 4.6 | NA | NA | NA | NA | NA | NA
Fort Chipewyan Third Lake Generation | -137317 | Operating | 4.6 | Internal Combustion | 2009 | ATCO Electric Ltd. | Alberta | WECC | WECCCN |  |  | Oil | 4.6 | NA | NA | NA | NA | NA | NA
Fort Frances Generating Station | -785015 | Operating | 10 | Hydraulic Turbine | 1954 | FirstLight Power Resources, Inc. | Ontario | NPCC | ONT |  |  | Water | 10 | NA | NA | NA | NA | NA | NA
Fort Frances Generating Station | -785014 | Operating | 10 | Hydraulic Turbine | 1954 | Public Sector Pension Investment Board | Ontario | NPCC | ONT |  |  | Water | 10 | NA | NA | NA | NA | NA | NA
Fort Frances Generating Station | -213995 | Operating | 10 | Hydraulic Turbine | 1954 | BluEarth Renewables Inc. | Ontario | NPCC | ONT |  |  | Water | 10 | NA | NA | NA | NA | NA | NA
Fort Frances Generating Station | -212145 | Operating | 10 | Hydraulic Turbine | 1954 | New South Wales Treasury Corporation | Ontario | NPCC | ONT |  |  | Water | 10 | NA | NA | NA | NA | NA | NA
Anderson | -164290 | Operating & Planned | 168.7 | Gas Turbine | 1992 | Indiana Municipal Power Agency | MISO, PJM | RFC | R-PJM | Madison | IN | Gas | 174 | NA | 12812 | 13472 | 3.1247 | 2.6245 | 1.183
Andersons Albion Ethanol Expansion | -493162 | Operating | 8.1 | Gas Turbine | 2016 | Undisclosed buyer | MISO | RFC | R-MISO | Calhoun | MI | Gas | 8 | 17086 | 11316 | 11340 | 86.6082 | 86.2514 | 85.5865
Androscoggin Cogeneration Center | -752315 | Out of Service | NA | Gas Turbine | 1999 | Camjay LLC | New England | NPCC | NE | Franklin | ME | Gas | NA | NA | NA | NA | NA | NA | NA
Androscoggin Cogeneration Center | -752314 | Out of Service | NA | Gas Turbine | 1999 | Infinity Asset Solutions Inc. | New England | NPCC | NE | Franklin | ME | Gas | NA | NA | NA | NA | NA | NA | NA
Fort MacLeod | -146605 | Operating | 4 | Internal Combustion | 2001 | Signalta Resources Limited | Alberta | WECC | WECCCN |  |  | Gas | 4 | NA | NA | NA | NA | NA | NA
Androscoggin Cogeneration Center | -752313 | Out of Service | NA | Gas Turbine | 1999 | New Mill Capital LLC | New England | NPCC | NE | Franklin | ME | Gas | NA | NA | NA | NA | NA | NA | NA
Fort Saskatchewan - ST | -11339 | Operating | 5 | Steam Turbine | 1954 | Sherritt International Corporation | Alberta | WECC | WECCCN |  |  | Gas | 5 | NA | NA | NA | NA | NA | NA
Angus Anson | -164293 | Operating | 405.7 | Gas Turbine | 1994 | Northern States Power Company | MISO | MRO | MRO-US | Minnehaha | SD | Gas | 386 | 11616 | 12065 | 11873 | 6.8695 | 3.3977 | 4.7064
Fort William First Nation Solar PV Plant | -169314 | Operating | 8.9 | Solar | 2012 | SkyPower Limited | Ontario | NPCC | ONT |  |  | Solar | 8.9 | NA | NA | NA | NA | NA | NA
Forty Mile Wind Power Project (Granlea and Maleb) | -781660 | Operating & Planned | 202.5 | Wind Turbine | 2022 | ATCO Renewables Ltd | Alberta | WECC | WECCCN |  |  | Wind | 202.5 | NA | NA | NA | NA | NA | NA
Forty Mile Wind Power Project (Granlea and Maleb) | -781659 | Operating & Planned | 202.5 | Wind Turbine | 2022 | ATCO Renewables Ltd | Alberta | WECC | WECCCN |  |  | Wind | 202.5 | NA | NA | NA | NA | NA | NA
Forty Mile Wind Project | -808493 | Operating & Planned | NA | Wind Turbine | 2025 | Acciona Energía Costa Rica S.A. | Alberta | WECC | WECCCN |  |  | Wind | 279.3 | NA | NA | NA | NA | NA | NA
FotoLight Solar Project | -169292 | Operating | 10 | Solar | 2014 | SkyPower Limited | Ontario | NPCC | ONT |  |  | Solar | 10 | NA | NA | NA | NA | NA | NA
FotoLight Solar Project | -115521 | Operating | 10 | Solar | 2014 | Axium Infrastructure Inc. | Ontario | NPCC | ONT |  |  | Solar | 10 | NA | NA | NA | NA | NA | NA
FotoLight Solar Project | -89873 | Operating | 10 | Solar | 2014 | Canadian Solar Solutions Inc. | Ontario | NPCC | ONT |  |  | Solar | 10 | NA | NA | NA | NA | NA | NA
Fourth Lake | -11307 | Operating | 2.2 | Hydraulic Turbine | 1983 | Nova Scotia Power Inc. |  | NPCC | MRTM |  |  | Water | 2.2 | NA | NA | NA | NA | NA | NA
Fox Coulee Solar Farm | -806625 | Operating | 93 | Solar | 2024 | Neoen S.A. | Alberta | WECC | WECCCN |  |  | Solar | 93 | NA | NA | NA | NA | NA | NA
Fox Coulee Solar Farm | -806624 | Operating | 93 | Solar | 2024 | Neoen S.A. | Alberta | WECC | WECCCN |  |  | Solar | 93 | NA | NA | NA | NA | NA | NA
Anna Platform | -80702 | Operating | 1.6 | Gas Turbine | 1966 | Union Oil Company of California, Inc. |  | ASCC | ALASKA | Kenai Peninsula | AK | Gas | 1.2 | NA | NA | NA | NA | NA | NA
Anson County Project | -165937 | Operating | 343.8 | Gas Turbine | 2007 | North Carolina Electric Membership Corporation | PJM | SERC | VACAR | Anson | NC | Gas | 366.6 | 15018 | 10932 | 11725 | 2.8716 | 11.8032 | 3.5839
Frampton Wind Farm | -806722 | Operating | 24 | Wind Turbine | 2015 | Municipality Of Frampton |  | NPCC | QUE |  |  | Wind | 24 | NA | NA | NA | NA | NA | NA
Frampton Wind Farm | -89245 | Operating | 24 | Wind Turbine | 2015 | Boralex Inc. |  | NPCC | QUE |  |  | Wind | 24 | NA | NA | NA | NA | NA | NA
Francis H. Clergue Generating Station | -695482 | Operating | 52 | Hydraulic Turbine | 1916 | Brookfield Renewable Partners L.P. | Ontario | NPCC | ONT |  |  | Water | 52 | NA | NA | NA | NA | NA | NA
Frankford (Central Hydro) Station | -10909 | Operating | 3 | Hydraulic Turbine | 1913 | Ontario Power Generation Inc. | Ontario | NPCC | ONT |  |  | Water | 3 | NA | NA | NA | NA | NA | NA
Franquelin Hydro Project | -169131 | Operating | 9.9 | Hydraulic Turbine | 2010 | AXOR, Inc. |  | NPCC | QUE |  |  | Water | 9.9 | NA | NA | NA | NA | NA | NA
Fraser | -14969 | Operating | 2.13 | Hydraulic Turbine | 1992 | Hydro-Fraser Inc. |  | NPCC | QUE |  |  | Water | 2.13 | NA | NA | NA | NA | NA | NA
Fraser Cogen | -14206 | Operating | 45 | Steam Turbine | 1997 | Fraser Papers Inc | New Brunswick | NPCC | MRTM |  |  | Biomass | 45 | NA | NA | NA | NA | NA | NA
Fraser Flats | -140591 | Operating | 55.4 | Steam Turbine | 1973 | Canadian Forest Products Ltd. |  | WECC | WECCCN |  |  | Biomass | 55.4 | NA | NA | NA | NA | NA | NA
Fraser Lake Sawmill Biomass | -169539 | Operating | 13 | Steam Turbine | 2015 | West Fraser Mills Ltd. |  | WECC | WECCCN |  |  | Biomass | 13 | NA | NA | NA | NA | NA | NA
Frogmore Wind Farm | -364267 | Operating | 9.9 | Wind Turbine | 2008 | GDF SUEZ Canada, Inc. | Ontario | NPCC | ONT |  |  | Wind | 9.9 | NA | NA | NA | NA | NA | NA
Frogmore Wind Farm | -59574 | Operating | 9.9 | Wind Turbine | 2008 | Axium Infrastructure Inc. | Ontario | NPCC | ONT |  |  | Wind | 9.9 | NA | NA | NA | NA | NA | NA
Frogmore Wind Farm | -59573 | Operating | 9.9 | Wind Turbine | 2008 | MIT Renewables Inc | Ontario | NPCC | ONT |  |  | Wind | 9.9 | NA | NA | NA | NA | NA | NA
Front Line Wind Farm (Thames River) | -167580 | Operating | 10 | Wind Turbine | 2009 | Boralex Inc. | Ontario | NPCC | ONT |  |  | Wind | 10 | NA | NA | NA | NA | NA | NA
Frontenac | -11588 | Operating | 1.6 | Hydraulic Turbine | 1917 | Hydro Sherbrooke |  | NPCC | QUE |  |  | Water | 1.6 | NA | NA | NA | NA | NA | NA
Fundy Tidal Demonstration I | -168258 | Out of Service | 1 | Hydraulic Turbine | 2009 | Nova Scotia Power Inc. |  | NPCC | MRTM |  |  | Water | NA | NA | NA | NA | NA | NA | NA
Furry Creek | -214002 | Operating | 10.4 | Hydraulic Turbine | 2004 | BluEarth Renewables Inc. |  | WECC | WECCCN |  |  | Water | 10.4 | NA | NA | NA | NA | NA | NA
Furry Creek | -166400 | Operating | 10.4 | Hydraulic Turbine | 2004 | Squamish First Nation |  | WECC | WECCCN |  |  | Water | 10.4 | NA | NA | NA | NA | NA | NA
Gabrielle-Bodis Solar Project | -458394 | Operating | 8 | Solar | 2020 | Hydro-Québec |  | NPCC | QUE |  |  | Solar | 8 | NA | NA | NA | NA | NA | NA
Gaetz Brook Community Wind Farm | -171101 | Operating | 2.35 | Wind Turbine | 2014 | Wind4All Communities |  | NPCC | MRTM |  |  | Wind | 2.35 | NA | NA | NA | NA | NA | NA
Gaetz Brook Community Wind Farm | -171100 | Operating | 2.35 | Wind Turbine | 2014 | Natural Forces Technologies, Inc. |  | NPCC | MRTM |  |  | Wind | 2.35 | NA | NA | NA | NA | NA | NA
Galetta | -515674 | Operating | 1.55 | Hydraulic Turbine | 1907 | Energy Ottawa Inc. | Ontario | NPCC | ONT |  |  | Water | 1.55 | NA | NA | NA | NA | NA | NA
Galloway Generating Facility | -146294 | Operating | 4 | Other | 2013 | TD Greystone Asset Management Inc. | Alberta | WECC | WECCCN |  |  | Other | 4 | NA | NA | NA | NA | NA | NA
Ganaraska Wind Park | -120851 | Operating | 17.6 | Wind Turbine | 2016 | Renewable Energy Developers Inc. | Ontario | NPCC | ONT |  |  | Wind | 17.6 | NA | NA | NA | NA | NA | NA
Garden Plain Wind Project | -747049 | Operating | 130.68 | Wind Turbine | 2023 | TransAlta Corporation | Alberta | WECC | WECCCN |  |  | Wind | 130.68 | NA | NA | NA | NA | NA | NA
Garden River | -437977 | Operating | 1.29 | Steam Turbine | 2004 | ATCO Electric Ltd. | Alberta | WECC | WECCCN |  |  | Oil | 1.29 | NA | NA | NA | NA | NA | NA
Garden River | -137556 | Operating | 1.29 | Steam Turbine | 2004 | ATCO Electric Ltd. | Alberta | WECC | WECCCN |  |  | Oil | 1.29 | NA | NA | NA | NA | NA | NA
Gartshore | -695485 | Operating | 23 | Hydraulic Turbine | 1958 | Brookfield Renewable Partners L.P. | Ontario | NPCC | ONT |  |  | Water | 23 | NA | NA | NA | NA | NA | NA
Gatineau Cogeneration Plant | -752118 | Operating | 15 | Steam Turbine | 2013 | Resolute Forest Products Inc. |  | NPCC | QUE |  |  | Biomass | 15 | NA | NA | NA | NA | NA | NA
Genesee Expansion (Genesee 3) | -180633 | Operating | 516 | Steam Turbine | 2005 | Capital Power GP Holdings Inc. | Alberta | WECC | WECCCN |  |  | Gas | 516 | NA | NA | NA | NA | NA | NA
Genesee Expansion (Genesee 3) | -180632 | Operating | 516 | Steam Turbine | 2005 | Capital Power Corporation | Alberta | WECC | WECCCN |  |  | Gas | 516 | NA | NA | NA | NA | NA | NA
Antelope-Elk Energy Center | -162116 | Operating | 599.4 | Gas Turbine | 2015 | Golden Spread Electric Cooperative, Inc. | ERCOT, SPP | TRE | TRE | Hale | TX | Gas | 606 | 10614 | 10705 | 10683 | 17.6023 | 13.4999 | 6.0508
Apache CT | -13074 | Operating & Planned | 159.6 | Gas Turbine | 1972 | Arizona Electric Power Cooperative, Inc. |  | WECC | AZNMSN | Cochise | AZ | Gas | 127 | 12706 | 12390 | 12049 | 23.5206 | 7.9479 | 12.1739
George W Rayner | -695584 | Operating | 46 | Hydraulic Turbine | 1950 | Brookfield Renewable Partners L.P. | Ontario | NPCC | ONT |  |  | Water | 46 | NA | NA | NA | NA | NA | NA
Gesner Wind Energy Project | -170182 | Operating | 10 | Wind Turbine | 2013 | Saturn Power Inc. | Ontario | NPCC | ONT |  |  | Wind | 10 | NA | NA | NA | NA | NA | NA
Ghost | -3553 | Operating | 51 | Hydraulic Turbine | 1929 | TransAlta Energy Corporation | Alberta | WECC | WECCCN |  |  | Water | 51 | NA | NA | NA | NA | NA | NA
Ghost Pine - Three Hills Wind | -163507 | Operating | 81.6 | Wind Turbine | 2010 | NextEra Energy Canada, LP | Alberta | WECC | WECCCN |  |  | Wind | 81.6 | NA | NA | NA | NA | NA | NA
Gisborne | -11308 | Operating | 3.5 | Hydraulic Turbine | 1982 | Nova Scotia Power Inc. |  | NPCC | MRTM |  |  | Water | 3.5 | NA | NA | NA | NA | NA | NA
Glanbrook Landfill Cogen Plant | -376844 | Operating | 3.2 | Internal Combustion | 2008 | Hamilton Utilities Corporation | Ontario | NPCC | ONT |  |  | Biomass | 3.2 | NA | NA | NA | NA | NA | NA
Glen Dhu Wind Park | -130935 | Operating | 62.1 | Wind Turbine | 2010 | Capstone Infrastructure Corporation |  | NPCC | MRTM |  |  | Wind | 62.1 | NA | NA | NA | NA | NA | NA
Glen Miller Hydroelectric Project | -20921 | Operating | 8 | Hydraulic Turbine | 2005 | Innergex II Income Fund | Ontario | NPCC | ONT |  |  | Water | 8 | NA | NA | NA | NA | NA | NA
Glenarm Solar Power Project | -168784 | Operating | 10 | Solar | 2014 | SkyPower Limited | Ontario | NPCC | ONT |  |  | Solar | 10 | NA | NA | NA | NA | NA | NA
Glenarm Solar Power Project | -142759 | Operating | 10 | Solar | 2014 | Ullico Inc. | Ontario | NPCC | ONT |  |  | Solar | 10 | NA | NA | NA | NA | NA | NA
Glendale Solar Project | -168888 | Operating | 10 | Solar | 2014 | Northland Power Inc. | Ontario | NPCC | ONT |  |  | Solar | 10 | NA | NA | NA | NA | NA | NA
Glenford (ChuteFord) | -3589 | Operating | 4.95 | Hydraulic Turbine | 1995 | Algonquin Power Management Inc. |  | NPCC | QUE |  |  | Water | 4.95 | NA | NA | NA | NA | NA | NA
Gold Creek (REGS) | -11997 | Out of Service | 6.5 | Steam Turbine | 1999 | Maxim Power Corp. | Alberta | WECC | WECCCN |  |  | Other | NA | NA | NA | NA | NA | NA | NA
Goldboro Wind Plant | -170478 | Operating | 1.5 | Wind Turbine | 2016 | Zutphen Wind Inc. |  | NPCC | MRTM |  |  | Wind | 1.5 | NA | NA | NA | NA | NA | NA
Goldboro Wind Plant | -170477 | Operating | 1.5 | Wind Turbine | 2016 | Celtic Current Inc. |  | NPCC | MRTM |  |  | Wind | 1.5 | NA | NA | NA | NA | NA | NA
Golden - BC | -11416 | Operating | 7.5 | Steam Turbine | 1946 | Evans Forest Products Ltd. |  | WECC | WECCCN |  |  | Biomass | 7.5 | NA | NA | NA | NA | NA | NA
GoldLight Solar Project | -169296 | Operating | 10 | Solar | 2015 | SkyPower Limited | Ontario | NPCC | ONT |  |  | Solar | 10 | NA | NA | NA | NA | NA | NA
GoldLight Solar Project | -142761 | Operating | 10 | Solar | 2015 | Ullico Inc. | Ontario | NPCC | ONT |  |  | Solar | 10 | NA | NA | NA | NA | NA | NA
GoodLight Solar Project | -214021 | Operating | 10 | Solar | 2014 | BluEarth Renewables Inc. | Ontario | NPCC | ONT |  |  | Solar | 10 | NA | NA | NA | NA | NA | NA
GoodLight Solar Project | -169298 | Operating | 10 | Solar | 2014 | SkyPower Limited | Ontario | NPCC | ONT |  |  | Solar | 10 | NA | NA | NA | NA | NA | NA
Gordon M Shrum | -164774 | Operating | 2975 | Hydraulic Turbine | 1968 | British Columbia Hydro and Power Authority |  | WECC | WECCCN |  |  | Water | 3065 | NA | NA | NA | NA | NA | NA
Apache Station CC | -1576 | Operating | 93.1 | Combined Cycle | 1963 | Arizona Electric Power Cooperative, Inc. |  | WECC | AZNMSN | Cochise | AZ | Gas | 82 | NA | 13308 | NA | NA | 5.9121 | 1.7075
Gosfield Wind Project | -695631 | Operating | 50.6 | Wind Turbine | 2010 | Brookfield Renewable Partners L.P. | Ontario | NPCC | ONT |  |  | Wind | 50.6 | NA | NA | NA | NA | NA | NA
Goshen Wind Energy Centre | -168793 | Operating | 100.76 | Wind Turbine | 2015 | NextEra Energy Canada, LP | Ontario | NPCC | ONT |  |  | Wind | 100.76 | NA | NA | NA | NA | NA | NA
Goulais Wind Farm | -168666 | Operating | 25.3 | Wind Turbine | 2015 | Batchewana First Nation Of Ojibways | Ontario | NPCC | ONT |  |  | Wind | 25.3 | NA | NA | NA | NA | NA | NA
Goulais Wind Farm | -105593 | Operating | 25.3 | Wind Turbine | 2015 | SP Development Limited Partnership | Ontario | NPCC | ONT |  |  | Wind | 25.3 | NA | NA | NA | NA | NA | NA
Gracey Wind Farm (Thames River) | -167582 | Operating | 10 | Wind Turbine | 2010 | Boralex Inc. | Ontario | NPCC | ONT |  |  | Wind | 10 | NA | NA | NA | NA | NA | NA
Granby - Sainte Landfill Project | -169994 | Operating | 1 | Internal Combustion | 2012 | Terreau Biogaz Inc |  | NPCC | QUE |  |  | Biomass | 1 | NA | NA | NA | NA | NA | NA
Granby - Sainte Landfill Project | -169993 | Operating | 1 | Internal Combustion | 2012 | TFI International Inc. |  | NPCC | QUE |  |  | Biomass | 1 | NA | NA | NA | NA | NA | NA
Grand Bend Wind Farm | -169497 | Operating | 100 | Wind Turbine | 2016 | Bkejwanong First Nation | Ontario | NPCC | ONT |  |  | Wind | 100 | NA | NA | NA | NA | NA | NA
Grand Bend Wind Farm | -169496 | Operating | 100 | Wind Turbine | 2016 | Aamjiwnaang First Nation | Ontario | NPCC | ONT |  |  | Wind | 100 | NA | NA | NA | NA | NA | NA
Grand Bend Wind Farm | -169495 | Operating | 100 | Wind Turbine | 2016 | Northland Power Inc. | Ontario | NPCC | ONT |  |  | Wind | 100 | NA | NA | NA | NA | NA | NA
Grand Falls | -3642 | Operating | 66 | Hydraulic Turbine | 1928 | New Brunswick Energy Marketing Corporation | New Brunswick | NPCC | MRTM |  |  | Water | 66 | NA | NA | NA | NA | NA | NA
Grand Falls - Windsor | -787012 | Operating | 75 | Hydraulic Turbine | 1937 | Nalcor Energy |  | NPCC | MRTM |  |  | Water | 75 | NA | NA | NA | NA | NA | NA
Apex Industrial Park | -72531 | Operating | 600.6 | Combined Cycle | 2003 | Southern California Public Power Authority |  | WECC | AZNMSN | Clark | NV | Gas | 576.6 | 7363 | 7254 | 7177 | 45.51 | 53.371 | 55.3601
Grand Rapids Hydro | -3653 | Operating | 472 | Hydraulic Turbine | 1965 | Manitoba Hydro-Electric Board | MISO | MRO | MRO-CN |  |  | Water | 472 | NA | NA | NA | NA | NA | NA
Grand Renewable Solar Project (Haldimand) | -169090 | Operating | 100 | Solar | 2015 | Six Nations Elected Council | Ontario | NPCC | ONT |  |  | Solar | 100 | NA | NA | NA | NA | NA | NA
Grand Renewable Solar Project (Haldimand) | -169089 | Operating | 100 | Solar | 2015 | Samsung Renewable Energy Inc. | Ontario | NPCC | ONT |  |  | Solar | 100 | NA | NA | NA | NA | NA | NA
Grand Renewable Solar Project (Haldimand) | -169088 | Operating | 100 | Solar | 2015 | Connor, Clark & Lunn Financial Group LP | Ontario | NPCC | ONT |  |  | Solar | 100 | NA | NA | NA | NA | NA | NA
Grand Renewable Solar Project (Haldimand) | -169087 | Operating | 100 | Solar | 2015 | Connor, Clark & Lunn Financial Group LP | Ontario | NPCC | ONT |  |  | Solar | 100 | NA | NA | NA | NA | NA | NA
Grand River Renewable Energy Wind Park | -222892 | Operating | 149 | Wind Turbine | 2014 | Pattern Energy Group LLC | Ontario | NPCC | ONT |  |  | Wind | 149 | NA | NA | NA | NA | NA | NA
Grand River Renewable Energy Wind Park | -169093 | Operating | 149 | Wind Turbine | 2014 | Six Nations Elected Council | Ontario | NPCC | ONT |  |  | Wind | 149 | NA | NA | NA | NA | NA | NA
Grand River Renewable Energy Wind Park | -169091 | Operating | 149 | Wind Turbine | 2014 | Samsung Renewable Energy Inc. | Ontario | NPCC | ONT |  |  | Wind | 149 | NA | NA | NA | NA | NA | NA
Grand Valley Wind Farm | -645423 | Operating | 60.43 | Wind Turbine | 2012 | Axium Infrastructure Inc. | Ontario | NPCC | ONT |  |  | Wind | 60.43 | NA | NA | NA | NA | NA | NA
Grand Valley Wind Farm | -481232 | Operating | 60.43 | Wind Turbine | 2012 | Pembina Pipeline Corporation | Ontario | NPCC | ONT |  |  | Wind | 60.43 | NA | NA | NA | NA | NA | NA
Grand Valley Wind Farm | -163482 | Operating | 60.43 | Wind Turbine | 2012 | Greta Energy Inc. | Ontario | NPCC | ONT |  |  | Wind | 60.43 | NA | NA | NA | NA | NA | NA
Grande Prairie EcoPower Cogen | -28214 | Operating | 25 | Steam Turbine | 2005 | Canfor Corporation | Alberta | WECC | WECCCN |  |  | Biomass | 25 | NA | NA | NA | NA | NA | NA
Apex Landfill Project | -101277 | Operating | 12 | Gas Turbine | 2012 | DCO Energy LLC |  | WECC | AZNMSN | Clark | NV | Biomass | 7.2 | 15631 | 15811 | 16576 | 47.5251 | 46.829 | 44.7045
Granite Canal | -764736 | Operating | 40 | Hydraulic Turbine | 2003 | Newfoundland and Labrador Hydro |  | NPCC | MRTM |  |  | Water | 40 | NA | NA | NA | NA | NA | NA
Great Falls (Manitoba) | -3686 | Operating | 132 | Hydraulic Turbine | 1922 | Manitoba Hydro-Electric Board | MISO | MRO | MRO-CN |  |  | Water | 132 | NA | NA | NA | NA | NA | NA
Great Northern Tri-Gen Facility | -167089 | Operating | 12 | Internal Combustion | 2008 | Great Northern Hydroponics | Ontario | NPCC | ONT |  |  | Gas | 12 | NA | NA | NA | NA | NA | NA
APG Combined Heat and Power | -173580 | Operating | 7.9 | Gas Turbine | 2016 | US Dept of Army, Garrison, APG | PJM | RFC | R-PJM | Harford | MD | Gas | 9 | 17796 | NM | NA | 63.0403 | 0.073567 | 0.065956
Green River (NB) | -37873 | Operating | 3 | Hydraulic Turbine | 1930 | Edmundston Energy | New Brunswick | NPCC | MRTM |  |  | Water | 3 | NA | NA | NA | NA | NA | NA
Greenfield COMFIT Wind Project | -171699 | Operating | 3.2 | Wind Turbine | 2015 | Affinity Renewables Inc. |  | NPCC | MRTM |  |  | Wind | 3.2 | NA | NA | NA | NA | NA | NA
Greenfield COMFIT Wind Project | -171698 | Operating | 3.2 | Wind Turbine | 2015 | OPTrust Private Markets Group |  | NPCC | MRTM |  |  | Wind | 3.2 | NA | NA | NA | NA | NA | NA
Greenfield COMFIT Wind Project | -144883 | Operating | 3.2 | Wind Turbine | 2015 | Dundee Corporation |  | NPCC | MRTM |  |  | Wind | 3.2 | NA | NA | NA | NA | NA | NA
Greenfield COMFIT Wind Project | -144882 | Operating | 3.2 | Wind Turbine | 2015 | Dundee Realty Management Corporation |  | NPCC | MRTM |  |  | Wind | 3.2 | NA | NA | NA | NA | NA | NA
Arapahoe CC | -383247 | Operating | 194 | Combined Cycle | 2000 | Onward Energy |  | WECC | RMPA | Denver | CO | Gas | 126.6 | 9082 | 9217 | 9064 | 19.7539 | 20.377 | 18.2996
Arbor Hills Energy Plant | -53521 | Operating | 30.3 | Combined Cycle | 1996 | Fortistar Methane 3 LLC | MISO | RFC | R-MISO | Washtenaw | MI | Biomass | 26.3 | 17332 | 18042 | 17335 | 24.21 | 25.5365 | 43.369
Greenwich Windfarm | -781893 | Operating | 98.9 | Wind Turbine | 2011 | Cordelio Power LP | Ontario | NPCC | ONT |  |  | Wind | 98.9 | NA | NA | NA | NA | NA | NA
Greenwich Windfarm | -146472 | Operating | 98.9 | Wind Turbine | 2011 | Enbridge Income Fund Holdings Inc. | Ontario | NPCC | ONT |  |  | Wind | 98.9 | NA | NA | NA | NA | NA | NA
Grey Highlands Clean Energy | -137828 | Operating | 18.45 | Wind Turbine | 2016 | Renewable Energy Developers Inc. | Ontario | NPCC | ONT |  |  | Wind | 18.45 | NA | NA | NA | NA | NA | NA
Grey Highlands Zero Emission People | -120847 | Operating | 10 | Wind Turbine | 2016 | Renewable Energy Developers Inc. | Ontario | NPCC | ONT |  |  | Wind | 10 | NA | NA | NA | NA | NA | NA
Grimsby Biomass Project | -170444 | Operating | 1 | Internal Combustion | 2017 | Grimsby Energy Inc. | Ontario | NPCC | ONT |  |  | Biomass | 1 | NA | NA | NA | NA | NA | NA
Grizzly Bear Creek Wind Facility | -746757 | Operating | 152.1 | Wind Turbine | 2023 | Enel Green Power North America, Inc. | Alberta | WECC | WECCCN |  |  | Wind | 152.1 | NA | NA | NA | NA | NA | NA
Gros-Morne (Cartier Wind) | -346782 | Operating | 211.5 | Wind Turbine | 2011 | Innergex Renewable Energy Inc. |  | NPCC | QUE |  |  | Wind | 211.5 | NA | NA | NA | NA | NA | NA
GS One-Parkway Solar Farm | -48958 | Operating | 10 | Solar | 2012 | Fengate Capital Management Ltd. | Ontario | NPCC | ONT |  |  | Solar | 10 | NA | NA | NA | NA | NA | NA
Archbald Power Station | -361897 | Operating | 69.7 | Gas Turbine | 2001 | PEI Power Corporation | PJM | RFC | R-PJM | Lackawanna | PA | Gas | 59.2 | 10414 | 10209 | 10669 | 16.8691 | 12.2295 | 12.4956
Guelph Flywheel Storage Project | -610302 | Operating | 5 | Mechanical Storage | 2017 | Convergent Energy and Power LP | Ontario | NPCC | ONT |  |  | Energy Storage | 5 | NA | NA | NA | NA | NA | NA
Gulch | -11311 | Operating | 5.7 | Hydraulic Turbine | 1952 | Nova Scotia Power Inc. |  | NPCC | MRTM |  |  | Water | 5.7 | NA | NA | NA | NA | NA | NA
Gunn's Hill Wind Farm | -168475 | Operating | 18 | Wind Turbine | 2016 | Oxford Community Energy Co-Operative | Ontario | NPCC | ONT |  |  | Wind | 18 | NA | NA | NA | NA | NA | NA
Gunn's Hill Wind Farm | -168474 | Operating | 18 | Wind Turbine | 2016 | Six Nations Elected Council | Ontario | NPCC | ONT |  |  | Wind | 18 | NA | NA | NA | NA | NA | NA
Gunn's Hill Wind Farm | -168473 | Operating | 18 | Wind Turbine | 2016 | Prowind Canada Inc | Ontario | NPCC | ONT |  |  | Wind | 18 | NA | NA | NA | NA | NA | NA
Haa-ak-suuk Creek Hydro Project | -758397 | Operating | 6 | Hydraulic Turbine | 2014 | Tla-o-qui-aht First Nations |  | WECC | WECCCN |  |  | Water | 6 | NA | NA | NA | NA | NA | NA
Haa-ak-suuk Creek Hydro Project | -170692 | Operating | 6 | Hydraulic Turbine | 2014 | Kennedy Power Corporation |  | WECC | WECCCN |  |  | Water | 6 | NA | NA | NA | NA | NA | NA
Haeckel Hill Wind Farm | -796244 | Operating | 4 | Wind Turbine | 2024 | Eagle Hill Energy LP |  | WECC | WECCCN |  |  | Wind | 4 | NA | NA | NA | NA | NA | NA
HAF Wind Energy Project | -168853 | Operating | 9 | Wind Turbine | 2014 | Rankin Construction Incorporation | Ontario | NPCC | ONT |  |  | Wind | 9 | NA | NA | NA | NA | NA | NA
HAF Wind Energy Project | -168852 | Operating | 9 | Wind Turbine | 2014 | Loeffen Farms Ltd. | Ontario | NPCC | ONT |  |  | Wind | 9 | NA | NA | NA | NA | NA | NA
HAF Wind Energy Project | -168851 | Operating | 9 | Wind Turbine | 2014 | IPC Energy | Ontario | NPCC | ONT |  |  | Wind | 9 | NA | NA | NA | NA | NA | NA
Hagues Reach (Central Hydro) Station | -10910 | Operating | 4 | Hydraulic Turbine | 1925 | Ontario Power Generation Inc. | Ontario | NPCC | ONT |  |  | Water | 4 | NA | NA | NA | NA | NA | NA
Haines Junction (WAF) | -439006 | Operating | NA | Internal Combustion | NA | Yukon Electrical Company Limited, The |  | WECC | WECCCN |  |  | Oil | 1.3 | NA | NA | NA | NA | NA | NA
Haines Junction (WAF) | -437988 | Operating | NA | Internal Combustion | NA | Yukon Electrical Company Limited, The |  | WECC | WECCCN |  |  | Oil | 1.3 | NA | NA | NA | NA | NA | NA
Halkirk 1 Wind Project | -163346 | Operating | 149.4 | Wind Turbine | 2012 | Capital Power GP Holdings Inc. | Alberta | WECC | WECCCN |  |  | Wind | 149.4 | NA | NA | NA | NA | NA | NA
Halkirk 1 Wind Project | -98684 | Operating | 149.4 | Wind Turbine | 2012 | Capital Power Corporation | Alberta | WECC | WECCCN |  |  | Wind | 149.4 | NA | NA | NA | NA | NA | NA
Arg Mobile Gas Plant | -486739 | Operating | 90 | Gas Turbine | 2019 | Arg Precision Corp. |  |  |  | Toa Baja | PR | Oil | 90 | NA | NA | NA | NA | NA | NA
Halton Landfill Biogas Generation | -168879 | Operating | 2.1 | Internal Combustion | 2007 | Oakville Enterprises Corporation | Ontario | NPCC | ONT |  |  | Biomass | 2.1 | NA | NA | NA | NA | NA | NA
Hamilton (Digester Gas) Cogen Plant | -377079 | Operating | 1.6 | Internal Combustion | 2006 | Hamilton Utilities Corporation | Ontario | NPCC | ONT |  |  | Biomass | 1.6 | NA | NA | NA | NA | NA | NA
Hamilton Community Energy Internal Combustion Cogen Plant | -787327 | Operating | 3.5 | Internal Combustion | 2010 | Hamilton Community Energy | Ontario | NPCC | ONT |  |  | Gas | 3.5 | NA | NA | NA | NA | NA | NA
Hamilton Energy | -779762 | Operating | 4 | Steam Turbine | 1948 | Stelco Holdings Inc. | Ontario | NPCC | ONT |  |  | Gas | 4 | NA | NA | NA | NA | NA | NA
Hamilton Port Hope 4 Solar Farm | -765869 | Operating | 10 | Solar | 2014 | Penn Energy Renewables, Ltd. | Ontario | NPCC | ONT |  |  | Solar | 10 | NA | NA | NA | NA | NA | NA
Hand Hills Wind Power Project | -668413 | Operating | 145 | Wind Turbine | 2023 | BluEarth Renewables Inc. | Alberta | WECC | WECCCN |  |  | Wind | 145 | NA | NA | NA | NA | NA | NA
Hanna Chute (Central Hydro) Station | -10912 | Operating | 1 | Hydraulic Turbine | 1926 | Ontario Power Generation Inc. | Ontario | NPCC | ONT |  |  | Water | 1 | NA | NA | NA | NA | NA | NA
Argonne National Laboratory Cogen Power Plant | -173242 | Operating | 6.3 | Gas Turbine | 2016 | Argonne National Laboratory Delivery | PJM | RFC | R-PJM | DuPage | IL | Gas | 7.1 | 10466 | 10786 | 11729 | 76.5596 | 73.7234 | 51.5339
Happy Valley - Goose Bay | -764739 | Operating | NA | Internal Combustion | NA | Newfoundland and Labrador Hydro |  | NPCC | MRTM |  |  | Oil | 11.7 | NA | NA | NA | NA | NA | NA
Hardwood Lands Community Wind Project | -172506 | Operating | 6 | Wind Turbine | 2016 | Scotian Windfields Inc. |  | NPCC | MRTM |  |  | Wind | 6 | NA | NA | NA | NA | NA | NA
Arlington Valley Energy | -149671 | Operating | 713 | Combined Cycle | 2002 | Capital Power Corporation |  | WECC | AZNMSN | Maricopa | AZ | Gas | 580 | 7319 | 7338 | 7354 | 68.8246 | 53.5658 | 46.8038
Harmac | -641015 | Operating | 56.5 | Steam Turbine | 1963 | Harmac Pacific |  | WECC | WECCCN |  |  | Biomass | 56.5 | NA | NA | NA | NA | NA | NA
Armstrong County | -427644 | Operating | 688 | Gas Turbine | 2002 | LS Power Development, LLC | PJM | RFC | R-PJM | Armstrong | PA | Gas | 829.7 | 10641 | 10545 | 10614 | 15.3289 | 18.1188 | 14.9911
Harmon Generating Station (Harmon I Hydro) | -166275 | Operating | 220 | Hydraulic Turbine | 1965 | Moose Cree First Nation | Ontario | NPCC | ONT |  |  | Water | 220 | NA | NA | NA | NA | NA | NA
Harmon Generating Station (Harmon I Hydro) | -166274 | Operating | 220 | Hydraulic Turbine | 1965 | Ontario Power Generation Inc. | Ontario | NPCC | ONT |  |  | Water | 220 | NA | NA | NA | NA | NA | NA
Harris Generating Station | -695603 | Operating | 13 | Hydraulic Turbine | 1990 | Brookfield Renewable Partners L.P. | Ontario | NPCC | ONT |  |  | Water | 13 | NA | NA | NA | NA | NA | NA
Harrow I Wind Farm | -364278 | Operating | 9.9 | Wind Turbine | 2010 | GDF SUEZ Canada, Inc. | Ontario | NPCC | ONT |  |  | Wind | 9.9 | NA | NA | NA | NA | NA | NA
Harrow I Wind Farm | -59544 | Operating | 9.9 | Wind Turbine | 2010 | Axium Infrastructure Inc. | Ontario | NPCC | ONT |  |  | Wind | 9.9 | NA | NA | NA | NA | NA | NA
Harrow I Wind Farm | -59543 | Operating | 9.9 | Wind Turbine | 2010 | MIT Renewables Inc | Ontario | NPCC | ONT |  |  | Wind | 9.9 | NA | NA | NA | NA | NA | NA
Harrow II Wind Farm | -364283 | Operating | 9.9 | Wind Turbine | 2010 | GDF SUEZ Canada, Inc. | Ontario | NPCC | ONT |  |  | Wind | 9.9 | NA | NA | NA | NA | NA | NA
Harrow II Wind Farm | -59547 | Operating | 9.9 | Wind Turbine | 2010 | Axium Infrastructure Inc. | Ontario | NPCC | ONT |  |  | Wind | 9.9 | NA | NA | NA | NA | NA | NA
Harrow II Wind Farm | -59546 | Operating | 9.9 | Wind Turbine | 2010 | MIT Renewables Inc | Ontario | NPCC | ONT |  |  | Wind | 9.9 | NA | NA | NA | NA | NA | NA
Harrow III Wind Farm | -364288 | Operating | 9.9 | Wind Turbine | 2010 | GDF SUEZ Canada, Inc. | Ontario | NPCC | ONT |  |  | Wind | 9.9 | NA | NA | NA | NA | NA | NA
Harrow III Wind Farm | -59550 | Operating | 9.9 | Wind Turbine | 2010 | Axium Infrastructure Inc. | Ontario | NPCC | ONT |  |  | Wind | 9.9 | NA | NA | NA | NA | NA | NA
Harrow III Wind Farm | -59549 | Operating | 9.9 | Wind Turbine | 2010 | MIT Renewables Inc | Ontario | NPCC | ONT |  |  | Wind | 9.9 | NA | NA | NA | NA | NA | NA
Harrow IV Wind Farm | -364314 | Operating | 9.9 | Wind Turbine | 2010 | GDF SUEZ Canada, Inc. | Ontario | NPCC | ONT |  |  | Wind | 9.9 | NA | NA | NA | NA | NA | NA
Harrow IV Wind Farm | -59553 | Operating | 9.9 | Wind Turbine | 2010 | Axium Infrastructure Inc. | Ontario | NPCC | ONT |  |  | Wind | 9.9 | NA | NA | NA | NA | NA | NA
Harrow IV Wind Farm | -59552 | Operating | 9.9 | Wind Turbine | 2010 | MIT Renewables Inc | Ontario | NPCC | ONT |  |  | Wind | 9.9 | NA | NA | NA | NA | NA | NA
Hart-Jaune | -3820 | Operating | 51 | Hydraulic Turbine | 1960 | Hydro-Québec |  | NPCC | QUE |  |  | Water | 51 | NA | NA | NA | NA | NA | NA
Hartland Landfill | -66553 | Operating | 1.6 | Internal Combustion | 2004 | Capital Regional District |  | WECC | WECCCN |  |  | Biomass | 1.6 | NA | NA | NA | NA | NA | NA
Hatherton/Wareham (Plateau II) Wind | -364322 | Operating | 9 | Wind Turbine | 2012 | GDF SUEZ Canada, Inc. | Ontario | NPCC | ONT |  |  | Wind | 9 | NA | NA | NA | NA | NA | NA
Hatherton/Wareham (Plateau II) Wind | -59556 | Operating | 9 | Wind Turbine | 2012 | MIT Renewables Inc | Ontario | NPCC | ONT |  |  | Wind | 9 | NA | NA | NA | NA | NA | NA
Hatherton/Wareham (Plateau II) Wind | -59555 | Operating | 9 | Wind Turbine | 2012 | Axium Infrastructure Inc. | Ontario | NPCC | ONT |  |  | Wind | 9 | NA | NA | NA | NA | NA | NA
Hauer Creek Hydro | -167410 | Operating | 3 | Hydraulic Turbine | 2007 | Hauer Creek Power Inc. |  | WECC | WECCCN |  |  | Water | 3 | NA | NA | NA | NA | NA | NA
Hawke’s Bay | -764722 | Operating | 5 | Internal Combustion | 1971 | Newfoundland and Labrador Hydro |  | NPCC | MRTM |  |  | Oil | 5 | NA | NA | NA | NA | NA | NA
Hays Solar Project (421S Hays DG Solar) | -376778 | Operating | 23 | Solar | 2021 | Conklin Métis Local 193 | Alberta | WECC | WECCCN |  |  | Solar | 23 | NA | NA | NA | NA | NA | NA
Hays Solar Project (421S Hays DG Solar) | -376777 | Operating | 23 | Solar | 2021 | BluEarth Renewables Inc. | Alberta | WECC | WECCCN |  |  | Solar | 23 | NA | NA | NA | NA | NA | NA
Healey Falls (Central Hydro) Station | -10916 | Operating | 18 | Hydraulic Turbine | 1913 | Ontario Power Generation Inc. | Ontario | NPCC | ONT |  |  | Water | 18 | NA | NA | NA | NA | NA | NA
Armstrong CT | -99812 | Operating | 2.55 | Gas Turbine | 1999 | Hydro One Remote Communities Inc. |  | WECC | WECCCN |  |  | Oil | 2.55 | NA | NA | NA | NA | NA | NA
Hearts Content | -56133 | Operating | 2.4 | Hydraulic Turbine | 1960 | Newfoundland Power Inc. |  | NPCC | MRTM |  |  | Water | 2.4 | NA | NA | NA | NA | NA | NA
Hells Gate | -11363 | Operating | 6.8 | Hydraulic Turbine | 1930 | Nova Scotia Power Inc. |  | NPCC | MRTM |  |  | Water | 6.8 | NA | NA | NA | NA | NA | NA
Henvey Inlet Wind Project (Nigig Wind Farm) | -222909 | Operating | 300.15 | Wind Turbine | 2019 | Pattern Energy Group LLC | Ontario | NPCC | ONT |  |  | Wind | 300.15 | NA | NA | NA | NA | NA | NA
Henvey Inlet Wind Project (Nigig Wind Farm) | -206089 | Operating | 300.15 | Wind Turbine | 2019 | Nigig Power Corporation | Ontario | NPCC | ONT |  |  | Wind | 300.15 | NA | NA | NA | NA | NA | NA
Hermanville & Clear Springs Wind Farm (PEI Energy) | -169999 | Operating | 30 | Wind Turbine | 2014 | PEI Energy Corp |  | NPCC | MRTM |  |  | Wind | 30 | NA | NA | NA | NA | NA | NA
Heywood/Twelve Mile Creek Hydro | -21823 | Operating | 6.5 | Hydraulic Turbine | 1989 | St. Catharines Hydro Generation Inc. | Ontario | NPCC | ONT |  |  | Water | 6.5 | NA | NA | NA | NA | NA | NA
Arthur Kill CT | -757757 | Operating | 18 | Gas Turbine | 1970 | Generation Bridge, LLC | New York | NPCC | NY | Richmond | NY | Gas | 15.9 | 19648 | 19643 | 19457 | 0.43795 | 1.1307 | 0.50936
High Falls (Central Hydro) Plant | -10920 | Operating | 3 | Hydraulic Turbine | 1920 | Ontario Power Generation Inc. | Ontario | NPCC | ONT |  |  | Water | 3 | NA | NA | NA | NA | NA | NA
High Falls (Ontario) | -114667 | Operating | 72 | Hydraulic Turbine | 1930 | Hydro One Sault Ste. Marie LP | Ontario | NPCC | ONT |  |  | Water | 72 | NA | NA | NA | NA | NA | NA
High Falls (Quebec) | -695594 | Operating | 104 | Hydraulic Turbine | 1929 | Lievre Power L.P. |  | NPCC | QUE |  |  | Water | 104 | NA | NA | NA | NA | NA | NA
High Falls Hydro | -149677 | Operating | 19.3 | Hydraulic Turbine | 1906 | Vale Canada Limited | Ontario | NPCC | ONT |  |  | Water | 19.3 | NA | NA | NA | NA | NA | NA
Highlight Solar Power Project (Val Caron) | -748110 | Operating | 10 | Solar | 2014 | Concord Green Energy Inc. | Ontario | NPCC | ONT |  |  | Solar | 10 | NA | NA | NA | NA | NA | NA
Highlight Solar Power Project (Val Caron) | -169169 | Operating | 10 | Solar | 2014 | SkyPower Limited | Ontario | NPCC | ONT |  |  | Solar | 10 | NA | NA | NA | NA | NA | NA
Hilda Wind Power Project | -772611 | Operating | 100 | Wind Turbine | 2024 | Renewable Energy Systems Canada Inc. |  | WECC | WECCCN |  |  | Wind | 100 | NA | NA | NA | NA | NA | NA
Hilda Wind Power Project | -772610 | Operating | 100 | Wind Turbine | 2024 | Renewable Energy Systems Canada Inc. |  | WECC | WECCCN |  |  | Wind | 100 | NA | NA | NA | NA | NA | NA
Hillman IC | -11546 | Operating | 1.5 | Internal Combustion | 1999 | Toromont Energy Ltd. | Ontario | NPCC | ONT |  |  | Gas | 1.5 | NA | NA | NA | NA | NA | NA
Hillside Boularderie Wind Farm (Groves Point) | -171111 | Operating | 4.6 | Wind Turbine | 2015 | Wind4All Communities |  | NPCC | MRTM |  |  | Wind | 4.6 | NA | NA | NA | NA | NA | NA
Hillside Boularderie Wind Farm (Groves Point) | -171110 | Operating | 4.6 | Wind Turbine | 2015 | Natural Forces Technologies, Inc. |  | NPCC | MRTM |  |  | Wind | 4.6 | NA | NA | NA | NA | NA | NA
Hinds Lake | -764711 | Operating | 75 | Hydraulic Turbine | 1980 | Newfoundland and Labrador Hydro |  | NPCC | MRTM |  |  | Water | 75 | NA | NA | NA | NA | NA | NA
Hinton | -11361 | Operating | 52 | Steam Turbine | 1957 | Weldwood of Canada Limited | Alberta | WECC | WECCCN |  |  | Gas | 52 | NA | NA | NA | NA | NA | NA
Hogg | -695501 | Operating | 19 | Hydraulic Turbine | 2000 | Brookfield Renewable Partners L.P. | Ontario | NPCC | ONT |  |  | Water | 19 | NA | NA | NA | NA | NA | NA
Hollingsworth | -695502 | Operating | 23 | Hydraulic Turbine | 1959 | Brookfield Renewable Partners L.P. | Ontario | NPCC | ONT |  |  | Water | 23 | NA | NA | NA | NA | NA | NA
Hollow Bridge | -11334 | Operating | 5.2 | Hydraulic Turbine | 1942 | Nova Scotia Power Inc. |  | NPCC | MRTM |  |  | Water | 5.2 | NA | NA | NA | NA | NA | NA
Arthur Von Rosenberg | -1619 | Operating | 575 | Combined Cycle | 2000 | CPS Energy, Inc. | ERCOT | TRE | TRE | Bexar | TX | Gas | 549 | 6966 | 7005 | 7153 | 59.931 | 55.2899 | 55.9116
Holyrood Thermal Generating Project | -764712 | Operating | 490 | Steam Turbine | 1971 | Newfoundland and Labrador Hydro |  | NPCC | MRTM |  |  | Oil | 500 | NA | NA | NA | NA | NA | NA
Arvada CT | -742714 | Operating | 15 | Gas Turbine | 2002 | Basin Electric Power Cooperative | SPP | WECC | RMPA | Sheridan | WY | Gas | 12 | 17560 | 16628 | NA | 0.20548 | 0.32249 | NA
Arvah B Hopkins CT | -164311 | Operating | 121 | Gas Turbine | 1970 | City of Tallahassee, Florida |  | SERC | FP | Leon | FL | Gas | 96 | 11079 | 11186 | 12749 | 3.4701 | 3.5427 | 2.6847
Horse Chops River | -56135 | Operating | 7.65 | Hydraulic Turbine | 1953 | Newfoundland Power Inc. |  | NPCC | MRTM |  |  | Water | 7.65 | NA | NA | NA | NA | NA | NA
Horseshoe | -4002 | Operating | 14 | Hydraulic Turbine | 1911 | TransAlta Energy Corporation | Alberta | WECC | WECCCN |  |  | Water | 14 | NA | NA | NA | NA | NA | NA
Hound Chute Hydro Generating Station | -166670 | Operating | 9 | Hydraulic Turbine | 2010 | Ontario Power Generation Inc. | Ontario | NPCC | ONT |  |  | Water | 9 | NA | NA | NA | NA | NA | NA
House Mountain Distributed Generation Facility | -437992 | Operating | 7.1 | Internal Combustion | 2016 | ATCO Renewables Ltd | Alberta | WECC | WECCCN |  |  | Gas | 7.1 | NA | NA | NA | NA | NA | NA
House Mountain Distributed Generation Facility | -213399 | Operating | 7.1 | Internal Combustion | 2016 | ATCO Renewables Ltd | Alberta | WECC | WECCCN |  |  | Gas | 7.1 | NA | NA | NA | NA | NA | NA
House Mountain Gas Plant | -437995 | Operating | 4.96 | Internal Combustion | 2015 | ATCO Renewables Ltd | Alberta | WECC | WECCCN |  |  | Gas | 4.96 | NA | NA | NA | NA | NA | NA
House Mountain Gas Plant | -213407 | Operating | 4.96 | Internal Combustion | 2015 | ATCO Renewables Ltd | Alberta | WECC | WECCCN |  |  | Gas | 4.96 | NA | NA | NA | NA | NA | NA
HPG Site A Solar Farm (Hybridyne) | -169820 | Operating | 2 | Solar | 2016 | OYA Solar Inc. | Ontario | NPCC | ONT |  |  | Solar | 2 | NA | NA | NA | NA | NA | NA
Arvah B. Hopkins CC | -166835 | Operating | 458.1 | Combined Cycle | 2008 | City of Tallahassee, Florida |  | SERC | FP | Leon | FL | Gas | 330 | 7779 | 7876 | 7917 | 49.4083 | 46.759 | 40.8296
Ascutney | -465230 | Operating | 13.2 | Gas Turbine | 1961 | Fonds de solidarité FTQ | New England | NPCC | NE | Windsor | VT | Oil | 13.4 | 29218 | 22245 | 28952 | 0.09371 | 0.45832 | 0.22916
Hull Solar 2 Project (Prairie Sunlight II) | -243682 | Operating | 24.5 | Solar | 2020 | Innogy Renewables US LLC | Alberta | WECC | WECCCN |  |  | Solar | 24.5 | NA | NA | NA | NA | NA | NA
Hunter Creek Hydro Project | -751027 | Operating | 11 | Hydraulic Turbine | 2018 | WindRiver Power Corporation |  | WECC | WECCCN |  |  | Water | 11 | NA | NA | NA | NA | NA | NA
Hunter Creek Hydro Project | -162152 | Operating | 11 | Hydraulic Turbine | 2018 | Connor, Clark & Lunn Infrastructure Ltd. |  | WECC | WECCCN |  |  | Water | 11 | NA | NA | NA | NA | NA | NA
Hunter Creek Hydro Project | -162151 | Operating | 11 | Hydraulic Turbine | 2018 | Connor, Clark & Lunn Infrastructure Ltd. |  | WECC | WECCCN |  |  | Water | 11 | NA | NA | NA | NA | NA | NA
Huron Wind | -109077 | Operating | 9 | Wind Turbine | 2002 | Ontario Power Generation Inc. | Ontario | NPCC | ONT |  |  | Wind | 9 | NA | NA | NA | NA | NA | NA
Huron Wind | -64905 | Operating | 9 | Wind Turbine | 2002 | BPC Generation Infrastructure Trust | Ontario | NPCC | ONT |  |  | Wind | 9 | NA | NA | NA | NA | NA | NA
Huron Wind | -13663 | Operating | 9 | Wind Turbine | 2002 | Cameco Corporation | Ontario | NPCC | ONT |  |  | Wind | 9 | NA | NA | NA | NA | NA | NA
Huron Wind | -13662 | Operating | 9 | Wind Turbine | 2002 | TransCanada PipeLines Limited | Ontario | NPCC | ONT |  |  | Wind | 9 | NA | NA | NA | NA | NA | NA
Hydraska | -28235 | Operating | 2.25 | Hydraulic Turbine | 1994 | Liberty Power Co. |  | NPCC | QUE |  |  | Water | 2.25 | NA | NA | NA | NA | NA | NA
Hydrostor Goderich A-CAES | -583131 | Operating | 1.75 | Mechanical Storage | 2019 | Hydrostor Inc. | Ontario | NPCC | ONT |  |  | Other | 1.75 | NA | NA | NA | NA | NA | NA
Hydrostor Toronto Island A-CAES Demonstration Facility | -172385 | Operating | 1 | Mechanical Storage | 2015 | Hydrostor Inc. | Ontario | NPCC | ONT |  |  | Other | 1 | NA | NA | NA | NA | NA | NA
Hystad Creek | -695613 | Operating | 6 | Hydraulic Turbine | 2002 | Brookfield Renewable Partners L.P. |  | WECC | WECCCN |  |  | Water | 6 | NA | NA | NA | NA | NA | NA
IESO Battery Storage 2 (Toronto) | -350374 | Operating | 4 | Battery | 2018 | Repsol, S.A. | Ontario | NPCC | ONT |  |  | Energy Storage | 4 | NA | NA | NA | NA | NA | NA
IESO Battery Storage 2 (Toronto) | -350373 | Operating | 4 | Battery | 2018 | Hecate Energy LLC | Ontario | NPCC | ONT |  |  | Energy Storage | 4 | NA | NA | NA | NA | NA | NA
IESO Battery Storage Project (Kitchener) | -350356 | Operating | 2 | Battery | 2018 | Repsol, S.A. | Ontario | NPCC | ONT |  |  | Energy Storage | 2 | NA | NA | NA | NA | NA | NA
IESO Battery Storage Project (Kitchener) | -350355 | Operating | 2 | Battery | 2018 | Hecate Energy LLC | Ontario | NPCC | ONT |  |  | Energy Storage | 2 | NA | NA | NA | NA | NA | NA
IESO Battery Storage Project (Stratford) | -350362 | Operating | 8.8 | Battery | 2018 | Repsol, S.A. | Ontario | NPCC | ONT |  |  | Energy Storage | 8.8 | NA | NA | NA | NA | NA | NA
IESO Battery Storage Project (Stratford) | -350361 | Operating | 8.8 | Battery | 2018 | Hecate Energy LLC | Ontario | NPCC | ONT |  |  | Energy Storage | 8.8 | NA | NA | NA | NA | NA | NA
IESO Battery Storage Project (Stratford) | -142933 | Operating | 8.8 | Battery | 2018 | esVolta, LP | Ontario | NPCC | ONT |  |  | Energy Storage | 8.8 | NA | NA | NA | NA | NA | NA
Iles-de-la-Madeleine | -4081 | Operating | 66 | Internal Combustion | 1990 | Hydro-Québec |  | NPCC | QUE |  |  | Oil | 66 | NA | NA | NA | NA | NA | NA
Illumination Solar Project | -169300 | Operating | 10 | Solar | 2015 | SkyPower Limited | Ontario | NPCC | ONT |  |  | Solar | 10 | NA | NA | NA | NA | NA | NA
Illumination Solar Project | -142762 | Operating | 10 | Solar | 2015 | Ullico Inc. | Ontario | NPCC | ONT |  |  | Solar | 10 | NA | NA | NA | NA | NA | NA
Innavik Hydro Project | -754209 | Operating | 7.5 | Hydraulic Turbine | 2023 | Pituvik Landholding Corporation of Inukjuak |  | NPCC | QUE |  |  | Water | 7.5 | NA | NA | NA | NA | NA | NA
Innavik Hydro Project | -754208 | Operating | 7.5 | Hydraulic Turbine | 2023 | Innergex Renewable Energy Inc. |  | NPCC | QUE |  |  | Water | 7.5 | NA | NA | NA | NA | NA | NA
Innisfail 214S DER Solar | -244983 | Operating | 22 | Solar | 2020 | Town Of Innisfail | Alberta | WECC | WECCCN |  |  | Solar | 22 | NA | NA | NA | NA | NA | NA
Inoac St-Jerome | -11636 | Operating | 1.5 | Hydraulic Turbine | 1997 | Mini-centrales de L'Est, Inc. |  | NPCC | QUE |  |  | Water | 1.5 | NA | NA | NA | NA | NA | NA
Interlakes | -4138 | Operating | 5 | Hydraulic Turbine | 1955 | TransAlta Energy Corporation | Alberta | WECC | WECCCN |  |  | Water | 5 | NA | NA | NA | NA | NA | NA
Inukjuak | -4144 | Operating | NA | Internal Combustion | NA | Hydro-Québec |  | NPCC | QUE |  |  | Oil | 2.74 | NA | NA | NA | NA | NA | NA
Iona Island | -11203 | Operating | 4.05 | Internal Combustion | 1998 | Greater Vancouver Regional District |  | WECC | WECCCN |  |  | Gas | 4.05 | NA | NA | NA | NA | NA | NA
Irish Mountain Wind | -168540 | Operating | 1.86 | Wind Turbine | 2013 | Black River Wind Ltd |  | NPCC | MRTM |  |  | Wind | 1.86 | NA | NA | NA | NA | NA | NA
Ascutney | -465229 | Operating | 13.2 | Gas Turbine | 1961 | Caisse de dépôt et placement du Québec | New England | NPCC | NE | Windsor | VT | Oil | 13.4 | 29218 | 22245 | 28952 | 0.09371 | 0.45832 | 0.22916
Asheville CC | -224975 | Operating | 588 | Combined Cycle | 2019 | Duke Energy Progress, LLC |  | SERC | VACAR | Buncombe | NC | Gas | 560 | 6645 | 6717 | 6641 | 76.3391 | 73.4731 | 73.2084
Iroquois Falls -Hydro | -213996 | Operating | 30 | Hydraulic Turbine | 2004 | BluEarth Renewables Inc. | Ontario | NPCC | ONT |  |  | Water | 30 | NA | NA | NA | NA | NA | NA
Iroquois Falls -Hydro | -212149 | Operating | 30 | Hydraulic Turbine | 2004 | New South Wales Treasury Corporation | Ontario | NPCC | ONT |  |  | Water | 30 | NA | NA | NA | NA | NA | NA
Iroquois Falls -Hydro | -212148 | Operating | 30 | Hydraulic Turbine | 2004 | Infra H2O LP Partners Inc | Ontario | NPCC | ONT |  |  | Water | 30 | NA | NA | NA | NA | NA | NA
Iroquois Falls -Hydro | -212147 | Operating | 30 | Hydraulic Turbine | 2004 | Infra H2O GP Partners Inc | Ontario | NPCC | ONT |  |  | Water | 30 | NA | NA | NA | NA | NA | NA
Irrican Hydro | -166649 | Operating | 6.9 | Hydraulic Turbine | 2004 | Irrigation Canal Power Co-Operative Ltd. | Alberta | WECC | WECCCN |  |  | Water | 6.9 | NA | NA | NA | NA | NA | NA
Asheville CT | -41845 | Operating | 423.5 | Gas Turbine | 1999 | Duke Energy Progress, LLC |  | SERC | VACAR | Buncombe | NC | Gas | 370 | 11896 | 11717 | 11170 | 4.1366 | 12.6693 | 6.1839
Ashtabula CC | -108772 | Operating | 26.1 | Combined Cycle | 2001 | DTE Energy Services, Inc. | PJM | RFC | R-PJM | Ashtabula | OH | Gas | 28.6 | 17585 | 19396 | 18216 | 67.8992 | 64.5488 | 70.0155
Island Falls -Abitibi | -213997 | Operating | 44.3 | Hydraulic Turbine | 1925 | BluEarth Renewables Inc. | Ontario | NPCC | ONT |  |  | Water | 44.3 | NA | NA | NA | NA | NA | NA
Island Falls -Abitibi | -212153 | Operating | 44.3 | Hydraulic Turbine | 1925 | New South Wales Treasury Corporation | Ontario | NPCC | ONT |  |  | Water | 44.3 | NA | NA | NA | NA | NA | NA
Island Falls -Abitibi | -212152 | Operating | 44.3 | Hydraulic Turbine | 1925 | Infra H2O LP Partners Inc | Ontario | NPCC | ONT |  |  | Water | 44.3 | NA | NA | NA | NA | NA | NA
Island Falls -Abitibi | -212151 | Operating | 44.3 | Hydraulic Turbine | 1925 | Infra H2O GP Partners Inc | Ontario | NPCC | ONT |  |  | Water | 44.3 | NA | NA | NA | NA | NA | NA
Isle Madame Community Wind Project | -171083 | Operating | 1.99 | Wind Turbine | 2015 | WEB Wind Energy North America Inc |  | NPCC | MRTM |  |  | Wind | 1.99 | NA | NA | NA | NA | NA | NA
Isle Madame Community Wind Project | -171082 | Operating | 1.99 | Wind Turbine | 2015 | Scotian Windfields Inc. |  | NPCC | MRTM |  |  | Wind | 1.99 | NA | NA | NA | NA | NA | NA
Isle Maligne | -16949 | Operating | 402 | Hydraulic Turbine | 1925 | Rio Tinto Alcan Inc. |  | NPCC | QUE |  |  | Water | 402 | NA | NA | NA | NA | NA | NA
Ivujivik | -4164 | Operating | NA | Internal Combustion | NA | Hydro-Québec |  | NPCC | QUE |  |  | Oil | 1.05 | NA | NA | NA | NA | NA | NA
Jamie Creek Hydro Project | -168563 | Operating | 22 | Hydraulic Turbine | 2014 | Boralex Inc. |  | WECC | WECCCN |  |  | Water | 22 | NA | NA | NA | NA | NA | NA
Jamieson Rooftop Solar Project | -169983 | Operating | 1.3 | Solar | 2012 | Solar Power Network Inc. | Ontario | NPCC | ONT |  |  | Solar | 1.3 | NA | NA | NA | NA | NA | NA
Jardin d Eole | -348037 | Operating | 134 | Wind Turbine | 2009 | Northland Power Inc. |  | NPCC | QUE |  |  | Wind | 134 | NA | NA | NA | NA | NA | NA
Astoria Energy Facility | -515885 | Operating | 595 | Combined Cycle | 2006 | APG Algemene Pensioen Groep N.V. | New York | NPCC | NY | Queens | NY | Gas | 644 | 7300 | 7222 | 7294 | 72.4284 | 64.1987 | 54.2843
Astoria Energy Facility | -377257 | Operating | 595 | Combined Cycle | 2006 | Clal Insurance Company Limited | New York | NPCC | NY | Queens | NY | Gas | 644 | 7300 | 7222 | 7294 | 72.4284 | 64.1987 | 54.2843
Jean-Guerin | -25214 | Operating | 5.87 | Hydraulic Turbine | 1998 | Hydro-Québec |  | NPCC | QUE |  |  | Water | 5.87 | NA | NA | NA | NA | NA | NA
Jean-Lesage Generating Station (Manic 2) | -4854 | Operating | 1187 | Hydraulic Turbine | 1965 | Hydro-Québec |  | NPCC | QUE |  |  | Water | 1217 | NA | NA | NA | NA | NA | NA
Jenner Wind Project | -791205 | Operating | 303 | Wind Turbine | 2023 | Potentia Renewables Inc. | Alberta | WECC | WECCCN |  |  | Wind | 303 | NA | NA | NA | NA | NA | NA
Jenner Wind Project | -755086 | Operating | 303 | Wind Turbine | 2023 | Potentia Renewables Inc. | Alberta | WECC | WECCCN |  |  | Wind | 303 | NA | NA | NA | NA | NA | NA
Jenner Wind Project | -755085 | Operating | 303 | Wind Turbine | 2023 | Potentia Renewables Inc. | Alberta | WECC | WECCCN |  |  | Wind | 303 | NA | NA | NA | NA | NA | NA
Jenpeg | -4253 | Operating | 127.8 | Hydraulic Turbine | 1979 | Manitoba Hydro-Electric Board | MISO | MRO | MRO-CN |  |  | Water | 127.8 | NA | NA | NA | NA | NA | NA
Jericho Wind Energy Centre | -781900 | Operating | 149.04 | Wind Turbine | 2014 | Cordelio Power LP | Ontario | NPCC | ONT |  |  | Wind | 149.04 | NA | NA | NA | NA | NA | NA
Jericho Wind Energy Centre | -299831 | Operating | 149.04 | Wind Turbine | 2014 | Axium Infrastructure Inc. | Ontario | NPCC | ONT |  |  | Wind | 149.04 | NA | NA | NA | NA | NA | NA
Jim Gray | -752107 | Operating | 63 | Hydraulic Turbine | 1953 | Resolute FP Canada Inc. |  | NPCC | QUE |  |  | Water | 63 | NA | NA | NA | NA | NA | NA
Joey Tanenbaum (Coulonge) | -695596 | Operating | 17 | Hydraulic Turbine | 1994 | Brookfield Renewable Partners L.P. |  | NPCC | QUE |  |  | Water | 17 | NA | NA | NA | NA | NA | NA
Astoria Energy Facility | -236669 | Operating | 595 | Combined Cycle | 2006 | Meag Munich Ergo AssetManagement GmbH | New York | NPCC | NY | Queens | NY | Gas | 644 | 7300 | 7222 | 7294 | 72.4284 | 64.1987 | 54.2843
Joffre Solar Project | -752640 | Operating | 47 | Solar | 2023 | Concord Green Energy Inc. | Alberta | WECC | WECCCN |  |  | Solar | 47 | NA | NA | NA | NA | NA | NA
John Hart | -163002 | Operating | 132.2 | Hydraulic Turbine | 1947 | British Columbia Hydro and Power Authority |  | WECC | WECCCN |  |  | Water | 132.2 | NA | NA | NA | NA | NA | NA
Jones Falls | -787001 | Operating | 2.4 | Hydraulic Turbine | 1949 | Energy Ottawa Inc. | Ontario | NPCC | ONT |  |  | Water | 2.4 | NA | NA | NA | NA | NA | NA
Jonquiere | -752114 | Operating | 4.5 | Hydraulic Turbine | 1923 | Resolute Forest Products Inc. |  | NPCC | QUE |  |  | Water | 4.5 | NA | NA | NA | NA | NA | NA
Jonquiere 1 | -641017 | Operating | 3.9 | Hydraulic Turbine | 1996 | Promotion Saguenay |  | NPCC | QUE |  |  | Water | 3.9 | NA | NA | NA | NA | NA | NA
Jordan River | -4303 | Operating | 170 | Hydraulic Turbine | 1971 | British Columbia Hydro and Power Authority |  | WECC | WECCCN |  |  | Water | 170 | NA | NA | NA | NA | NA | NA
K2 Wind Ontario (Kingsbridge II) Project | -146379 | Operating | 270 | Wind Turbine | 2015 | Alberta Teachers' Retirement Fund Board | Ontario | NPCC | ONT |  |  | Wind | 270 | NA | NA | NA | NA | NA | NA
K2 Wind Ontario (Kingsbridge II) Project | -146378 | Operating | 270 | Wind Turbine | 2015 | Axium Infrastructure Inc. | Ontario | NPCC | ONT |  |  | Wind | 270 | NA | NA | NA | NA | NA | NA
K2 Wind Ontario (Kingsbridge II) Project | -146377 | Operating | 270 | Wind Turbine | 2015 | Manulife Financial Corporation | Ontario | NPCC | ONT |  |  | Wind | 270 | NA | NA | NA | NA | NA | NA
Kaizer Meadow Wind Project | -172993 | Operating | 2 | Wind Turbine | 2014 | The Municipality of Chester |  | NPCC | MRTM |  |  | Wind | 2 | NA | NA | NA | NA | NA | NA
Kakabeka | -10924 | Operating & Planned | 25 | Hydraulic Turbine | 1906 | Ontario Power Generation Inc. | Ontario | NPCC | ONT |  |  | Water | 25 | NA | NA | NA | NA | NA | NA
Kamloops | -11458 | Operating | 42 | Steam Turbine | 1972 | Weyerhaeuser Company Limited |  | WECC | WECCCN |  |  | Biomass | 42 | NA | NA | NA | NA | NA | NA
Kananaskis | -4330 | Operating | 19 | Hydraulic Turbine | 1913 | TransAlta Energy Corporation | Alberta | WECC | WECCCN |  |  | Water | 19 | NA | NA | NA | NA | NA | NA
Kangiqsualujjuaq | -4332 | Operating | NA | Internal Combustion | NA | Hydro-Québec |  | NPCC | QUE |  |  | Oil | 2 | NA | NA | NA | NA | NA | NA
Kangiqsujuaq | -4333 | Operating | NA | Internal Combustion | NA | Hydro-Québec |  | NPCC | QUE |  |  | Oil | 1.52 | NA | NA | NA | NA | NA | NA
Kangirsuk | -4334 | Operating | NA | Internal Combustion | NA | Hydro-Québec |  | NPCC | QUE |  |  | Oil | 1.05 | NA | NA | NA | NA | NA | NA
Kap Solar Park | -169045 | Operating | 6 | Solar | 2014 | Axium Infrastructure Open End Funds | Ontario | NPCC | ONT |  |  | Solar | 6 | NA | NA | NA | NA | NA | NA
Astoria Energy Facility | -236668 | Operating | 595 | Combined Cycle | 2006 | Clal Insurance Company Limited | New York | NPCC | NY | Queens | NY | Gas | 644 | 7300 | 7222 | 7294 | 72.4284 | 64.1987 | 54.2843
Astoria Energy II (AE2) | -515891 | Operating | 650 | Combined Cycle | 2011 | APG Algemene Pensioen Groep N.V. | New York | NPCC | NY | Queens | NY | Gas | 612 | 7211 | 7332 | 7439 | 72.9706 | 66.8905 | 52.9248
Kapuskasing Hydro | -145711 | Operating | 2.75 | Hydraulic Turbine | 1923 | Rayonier A.M. Canada Enterprises Inc. | Ontario | NPCC | ONT |  |  | Water | 2.75 | NA | NA | NA | NA | NA | NA
Karr Distributed Generation Facility | -458475 | Operating | 3 | Internal Combustion | 2016 | ATCO Renewables Ltd | Alberta | WECC | WECCCN |  |  | Gas | 3 | NA | NA | NA | NA | NA | NA
Karr Distributed Generation Facility | -437994 | Operating | 3 | Internal Combustion | 2016 | ATCO Renewables Ltd | Alberta | WECC | WECCCN |  |  | Gas | 3 | NA | NA | NA | NA | NA | NA
Astoria Energy II (AE2) | -377260 | Operating | 650 | Combined Cycle | 2011 | Clal Insurance Company Limited | New York | NPCC | NY | Queens | NY | Gas | 612 | 7211 | 7332 | 7439 | 72.9706 | 66.8905 | 52.9248
Astoria Energy II (AE2) | -236608 | Operating | 650 | Combined Cycle | 2011 | Meag Munich Ergo AssetManagement GmbH | New York | NPCC | NY | Queens | NY | Gas | 612 | 7211 | 7332 | 7439 | 72.9706 | 66.8905 | 52.9248
Astoria Energy II (AE2) | -236607 | Operating | 650 | Combined Cycle | 2011 | ENGIE North America Inc. | New York | NPCC | NY | Queens | NY | Gas | 612 | 7211 | 7332 | 7439 | 72.9706 | 66.8905 | 52.9248
Astoria Energy II (AE2) | -236606 | Operating | 650 | Combined Cycle | 2011 | JEMB/Harbert Astoria Holdings LLC | New York | NPCC | NY | Queens | NY | Gas | 612 | 7211 | 7332 | 7439 | 72.9706 | 66.8905 | 52.9248
Keele Valley LFG | -11516 | Operating | 33 | Internal Combustion | 1995 | Eastern Power Limited | Ontario | NPCC | ONT |  |  | Biomass | 33 | NA | NA | NA | NA | NA | NA
Keephills | -629396 | Operating | 395 | Steam Turbine | 1983 | TransAlta Energy Corporation | Alberta | WECC | WECCCN |  |  | Gas | 396 | NA | NA | NA | NA | NA | NA
Keephills 3 | -180746 | Operating | 516 | Steam Turbine | 2011 | TransAlta Energy Corporation | Alberta | WECC | WECCCN |  |  | Gas | 516 | NA | NA | NA | NA | NA | NA
Keeyask Generating Station (Gull) | -319869 | Operating | 695 | Hydraulic Turbine | 2021 | War Lake First Nation | MISO | MRO | MRO-CN |  |  | Water | 695 | NA | NA | NA | NA | NA | NA
Keeyask Generating Station (Gull) | -319868 | Operating | 695 | Hydraulic Turbine | 2021 | Tataskweyak Cree Nation | MISO | MRO | MRO-CN |  |  | Water | 695 | NA | NA | NA | NA | NA | NA
Keeyask Generating Station (Gull) | -319867 | Operating | 695 | Hydraulic Turbine | 2021 | York Factory First Nation | MISO | MRO | MRO-CN |  |  | Water | 695 | NA | NA | NA | NA | NA | NA
Keeyask Generating Station (Gull) | -319866 | Operating | 695 | Hydraulic Turbine | 2021 | Fox Lake Cree Nation | MISO | MRO | MRO-CN |  |  | Water | 695 | NA | NA | NA | NA | NA | NA
Keeyask Generating Station (Gull) | -319865 | Operating | 695 | Hydraulic Turbine | 2021 | Manitoba Hydro-Electric Board | MISO | MRO | MRO-CN |  |  | Water | 695 | NA | NA | NA | NA | NA | NA
Kelowna | -495968 | Operating | 13.75 | Steam Turbine | 1948 | Undisclosed buyer |  | WECC | WECCCN |  |  | Biomass | 13.75 | NA | NA | NA | NA | NA | NA
Kelsey Generating Station | -4367 | Operating | 224 | Hydraulic Turbine | 1961 | Manitoba Hydro-Electric Board | MISO | MRO | MRO-CN |  |  | Water | 315 | NA | NA | NA | NA | NA | NA
Kemano Power Project | -16943 | Operating | 896 | Hydraulic Turbine | 1953 | Rio Tinto Alcan Inc. |  | WECC | WECCCN |  |  | Water | 896 | NA | NA | NA | NA | NA | NA
Kemptown Wind Project (Affinity Renewables) | -171095 | Operating | 5.04 | Wind Turbine | 2015 | Affinity Renewables Inc. |  | NPCC | MRTM |  |  | Wind | 5.04 | NA | NA | NA | NA | NA | NA
Kemptown Wind Project (Affinity Renewables) | -171094 | Operating | 5.04 | Wind Turbine | 2015 | OPTrust Private Markets Group |  | NPCC | MRTM |  |  | Wind | 5.04 | NA | NA | NA | NA | NA | NA
Kemptown Wind Project (Affinity Renewables) | -144879 | Operating | 5.04 | Wind Turbine | 2015 | Dundee Corporation |  | NPCC | MRTM |  |  | Wind | 5.04 | NA | NA | NA | NA | NA | NA
Kemptown Wind Project (Affinity Renewables) | -144878 | Operating | 5.04 | Wind Turbine | 2015 | Dundee Realty Management Corporation |  | NPCC | MRTM |  |  | Wind | 5.04 | NA | NA | NA | NA | NA | NA
Kenora Generating Station | -213998 | Operating | 10 | Hydraulic Turbine | 1923 | BluEarth Renewables Inc. | Ontario | NPCC | ONT |  |  | Water | 10 | NA | NA | NA | NA | NA | NA
Kenora Generating Station | -212157 | Operating | 10 | Hydraulic Turbine | 1923 | New South Wales Treasury Corporation | Ontario | NPCC | ONT |  |  | Water | 10 | NA | NA | NA | NA | NA | NA
Kenora Generating Station | -212156 | Operating | 10 | Hydraulic Turbine | 1923 | Infra H2O LP Partners Inc | Ontario | NPCC | ONT |  |  | Water | 10 | NA | NA | NA | NA | NA | NA
Kenora Generating Station | -212155 | Operating | 10 | Hydraulic Turbine | 1923 | Infra H2O GP Partners Inc | Ontario | NPCC | ONT |  |  | Water | 10 | NA | NA | NA | NA | NA | NA
Kent Breeze Wind Farm 1 | -676672 | Operating | 10 | Wind Turbine | 2011 | TransAlta Renewables Inc. | Ontario | NPCC | ONT |  |  | Wind | 10 | NA | NA | NA | NA | NA | NA
Kent Breeze Wind Farm 2 (Macleod Windmill) | -676673 | Operating | 10 | Wind Turbine | 2011 | TransAlta Renewables Inc. | Ontario | NPCC | ONT |  |  | Wind | 10 | NA | NA | NA | NA | NA | NA
Kent Hills Wind Farm | -676666 | Operating | 167.25 | Wind Turbine | 2008 | TransAlta Renewables Inc. | New Brunswick | NPCC | MRTM |  |  | Wind | 167.25 | NA | NA | NA | NA | NA | NA
Kent Hills Wind Farm | -163295 | Operating | 167.25 | Wind Turbine | 2008 | Natural Forces Technologies, Inc. | New Brunswick | NPCC | MRTM |  |  | Wind | 167.25 | NA | NA | NA | NA | NA | NA
Ketch Harbour Wind (Bear Cove)/Williamswood | -171099 | Operating | 4.6 | Wind Turbine | 2016 | Watts Wind Energy Inc. |  | NPCC | MRTM |  |  | Wind | 4.6 | NA | NA | NA | NA | NA | NA
Kettle | -4399 | Operating | 1272 | Hydraulic Turbine | 1974 | Manitoba Hydro-Electric Board | MISO | MRO | MRO-CN |  |  | Water | 1272 | NA | NA | NA | NA | NA | NA
Kettles Hill Wind | -763859 | Operating | 63 | Wind Turbine | 2006 | ENMAX Generation Portfolio Inc. | Alberta | WECC | WECCCN |  |  | Wind | 63 | NA | NA | NA | NA | NA | NA
Astoria Energy II (AE2) | -236605 | Operating | 650 | Combined Cycle | 2011 | AtkinsRéalis Group Inc. | New York | NPCC | NY | Queens | NY | Gas | 612 | 7211 | 7332 | 7439 | 72.9706 | 66.8905 | 52.9248
Kingsbridge I Wind Power | -163241 | Operating | 38.46 | Wind Turbine | 2001 | Capital Power GP Holdings Inc. | Ontario | NPCC | ONT |  |  | Wind | 38.46 | NA | NA | NA | NA | NA | NA
Kingsbridge I Wind Power | -98770 | Operating | 38.46 | Wind Turbine | 2001 | Capital Power Corporation | Ontario | NPCC | ONT |  |  | Wind | 38.46 | NA | NA | NA | NA | NA | NA
Astoria Energy II (AE2) | -236604 | Operating | 650 | Combined Cycle | 2011 | Clal Insurance Company Limited | New York | NPCC | NY | Queens | NY | Gas | 612 | 7211 | 7332 | 7439 | 72.9706 | 66.8905 | 52.9248
Astoria Energy II (AE2) | -236603 | Operating | 650 | Combined Cycle | 2011 | Harbert Management Corporation | New York | NPCC | NY | Queens | NY | Gas | 612 | 7211 | 7332 | 7439 | 72.9706 | 66.8905 | 52.9248
Kingston Gardiner Highway 2 South Solar Project | -168889 | Operating | 10 | Solar | 2013 | Axio Power Canada, Inc. | Ontario | NPCC | ONT |  |  | Solar | 10 | NA | NA | NA | NA | NA | NA
Kingston Gardiner TS Odessa Solar Energy Project | -168886 | Operating | 10 | Solar | 2013 | Axio Power Canada, Inc. | Ontario | NPCC | ONT |  |  | Solar | 10 | NA | NA | NA | NA | NA | NA
Kingston Gardiner TS Unity Road Solar PV Project | -168893 | Operating | 10 | Solar | 2015 | SunEdison Canada, LLC | Ontario | NPCC | ONT |  |  | Solar | 10 | NA | NA | NA | NA | NA | NA
Kingston Mills | -787002 | Operating | 1.9 | Hydraulic Turbine | 1915 | Energy Ottawa Inc. | Ontario | NPCC | ONT |  |  | Water | 1.9 | NA | NA | NA | NA | NA | NA
Kipling Generating Station (Kipling I Hydro) | -166277 | Operating | 235 | Hydraulic Turbine | 1966 | Moose Cree First Nation | Ontario | NPCC | ONT |  |  | Water | 235 | NA | NA | NA | NA | NA | NA
Kipling Generating Station (Kipling I Hydro) | -166276 | Operating | 235 | Hydraulic Turbine | 1966 | Ontario Power Generation Inc. | Ontario | NPCC | ONT |  |  | Water | 235 | NA | NA | NA | NA | NA | NA
Astoria Energy II (AE2) | -236602 | Operating | 650 | Combined Cycle | 2011 | The Northwestern Mutual Life Insurance Company | New York | NPCC | NY | Queens | NY | Gas | 612 | 7211 | 7332 | 7439 | 72.9706 | 66.8905 | 52.9248
Astoria Generating Station CT | -101385 | Operating | 15 | Gas Turbine | 1967 | Astoria Generating Company LP | New York | NPCC | NY | Queens | NY | Gas | 20.5 | 19073 | 25616 | NA | 0.45662 | 0.57969 | NA
Astoria Station Project (Astoria Station Natural Gas Plant) | -346157 | Operating | 349 | Gas Turbine | 2021 | Otter Tail Power Company | MISO | MRO | MRO-US | Deuel | SD | Gas | 288.8 | 10374 | 10542 | 10328 | 16.0968 | 7.0562 | 10.8209
ASU Cogeneration Plant | -166925 | Operating | 9.2 | Combined Cycle | 2006 | Arizona State University |  | WECC | AZNMSN | Maricopa | AZ | Gas | 9.2 | 12704 | 13428 | 13255 | 51.2383 | 46.5034 | 45.3717
Kitchener | -11536 | Operating | 4.08 | Internal Combustion | 1997 | Kuntz Electroplating Inc. | Ontario | NPCC | ONT |  |  | Gas | 4.08 | NA | NA | NA | NA | NA | NA
Klemtu Hydro Power Generation 11 | -168516 | Operating | 1.2 | Hydraulic Turbine | 2009 | Kitasoo Hydro Power Ltd |  | WECC | WECCCN |  |  | Water | 1.2 | NA | NA | NA | NA | NA | NA
Kneehill Solar Generation Facility Project | -805198 | Operating | 25 | Solar | 2023 | Sawridge First Nation | Alberta | WECC | WECCCN |  |  | Solar | 25 | NA | NA | NA | NA | NA | NA
Kneehill Solar Generation Facility Project | -628730 | Operating | 25 | Solar | 2023 | Capstone Infrastructure Corporation | Alberta | WECC | WECCCN |  |  | Solar | 25 | NA | NA | NA | NA | NA | NA
Kokish River | -695629 | Operating | 45 | Hydraulic Turbine | 2014 | Brookfield Renewable Partners L.P. |  | WECC | WECCCN |  |  | Water | 45 | NA | NA | NA | NA | NA | NA
Kokish River | -163415 | Operating | 45 | Hydraulic Turbine | 2014 | Namgis First Nation |  | WECC | WECCCN |  |  | Water | 45 | NA | NA | NA | NA | NA | NA
Kootenay Canal | -4478 | Operating | 529.2 | Hydraulic Turbine | 1975 | British Columbia Hydro and Power Authority |  | WECC | WECCCN |  |  | Water | 580.2 | NA | NA | NA | NA | NA | NA
Kuujjuaq (Replacement) | -169571 | Operating | 6.6 | Internal Combustion | 2010 | Hydro-Québec |  | NPCC | QUE |  |  | Oil | 6.6 | NA | NA | NA | NA | NA | NA
Kuujjuarapik | -4489 | Operating | NA | Internal Combustion | NA | Hydro-Québec |  | NPCC | QUE |  |  | Oil | 3.41 | NA | NA | NA | NA | NA | NA
Kwoiek Creek Hydro | -163299 | Operating | 49.9 | Hydraulic Turbine | 2014 | Kanaka Bar Indian Band |  | WECC | WECCCN |  |  | Water | 49.9 | NA | NA | NA | NA | NA | NA
Kwoiek Creek Hydro | -163298 | Operating | 49.9 | Hydraulic Turbine | 2014 | Innergex II Income Fund |  | WECC | WECCCN |  |  | Water | 49.9 | NA | NA | NA | NA | NA | NA
ASU Combustion Plant | -296195 | Operating | 7.9 | Gas Turbine | 2019 | Arizona State University |  | WECC | AZNMSN | Maricopa | AZ | Gas | 7.9 | NA | NA | NA | NA | NA | NA
La Cote De Beaupre Community Wind Farm | -168827 | Operating | 23.5 | Wind Turbine | 2015 | La Côte-De-Beaupré Regional County Municipality |  | NPCC | QUE |  |  | Wind | 23.5 | NA | NA | NA | NA | NA | NA
La Cote De Beaupre Community Wind Farm | -168826 | Operating | 23.5 | Wind Turbine | 2015 | Boralex Inc. |  | NPCC | QUE |  |  | Wind | 23.5 | NA | NA | NA | NA | NA | NA
La Gabelle | -4504 | Operating | 131 | Hydraulic Turbine | 1924 | Hydro-Québec |  | NPCC | QUE |  |  | Water | 131 | NA | NA | NA | NA | NA | NA
La Grande Dame | -11569 | Operating | 1.8 | Hydraulic Turbine | 1911 | Hydro Magog |  | NPCC | QUE |  |  | Water | 1.8 | NA | NA | NA | NA | NA | NA
La Grande-1 | -4505 | Operating | 1436 | Hydraulic Turbine | 1994 | Hydro-Québec |  | NPCC | QUE |  |  | Water | 1436 | NA | NA | NA | NA | NA | NA
La Grande-2-A | -4506 | Operating | 2106 | Hydraulic Turbine | 1991 | Hydro-Québec |  | NPCC | QUE |  |  | Water | 2106 | NA | NA | NA | NA | NA | NA
La Grande-3 | -4507 | Operating | 2417 | Hydraulic Turbine | 1982 | Hydro-Québec |  | NPCC | QUE |  |  | Water | 2417 | NA | NA | NA | NA | NA | NA
La Grande-4 | -4508 | Operating | 2779 | Hydraulic Turbine | 1984 | Hydro-Québec |  | NPCC | QUE |  |  | Water | 2779 | NA | NA | NA | NA | NA | NA
La Joie | -4510 | Operating | 25 | Hydraulic Turbine | 1957 | British Columbia Hydro and Power Authority |  | WECC | WECCCN |  |  | Water | 25 | NA | NA | NA | NA | NA | NA
La Mitis Community Wind Project | -551646 | Operating | 24.6 | Wind Turbine | 2014 | EDF Renewables Canada Inc. |  | NPCC | QUE |  |  | Wind | 24.6 | NA | NA | NA | NA | NA | NA
La Mitis Community Wind Project | -169184 | Operating | 24.6 | Wind Turbine | 2014 | MRC of La Mitis |  | NPCC | QUE |  |  | Wind | 24.6 | NA | NA | NA | NA | NA | NA
La Prairie Solar Project | -349919 | Operating | 8 | Solar | 2021 | Hydro-Québec |  | NPCC | QUE |  |  | Solar | 8 | NA | NA | NA | NA | NA | NA
La Romaine | -4516 | Operating | NA | Internal Combustion | NA | Hydro-Québec |  | NPCC | QUE |  |  | Oil | 4.93 | NA | NA | NA | NA | NA | NA
La Sarre 1 | -11846 | Operating | 1 | Hydraulic Turbine | 1994 | Societe en Commandite La Sarre 1 |  | NPCC | QUE |  |  | Water | 1 | NA | NA | NA | NA | NA | NA
La Tabatiere | -4520 | Operating | NA | Internal Combustion | NA | Hydro-Québec |  | NPCC | QUE |  |  | Oil | 6.8 | NA | NA | NA | NA | NA | NA
La Tuque | -4521 | Operating | 354 | Hydraulic Turbine | 1940 | Hydro-Québec |  | NPCC | QUE |  |  | Water | 354 | NA | NA | NA | NA | NA | NA
Lac Brochet | -11556 | Operating | 2.31 | Internal Combustion | 1981 | Manitoba Hydro-Electric Board | MISO | MRO | MRO-CN |  |  | Oil | 2.31 | NA | NA | NA | NA | NA | NA
Lac Seul Hydro (Obishikokaang Waasiganikewigamig) | -166413 | Operating | 12 | Hydraulic Turbine | 2009 | Lac Seul First Nation | Ontario | NPCC | ONT |  |  | Water | 12 | NA | NA | NA | NA | NA | NA
Lac Seul Hydro (Obishikokaang Waasiganikewigamig) | -166412 | Operating | 12 | Hydraulic Turbine | 2009 | Ontario Power Generation Inc. | Ontario | NPCC | ONT |  |  | Water | 12 | NA | NA | NA | NA | NA | NA
Lac-Alfred Wind Farm | -781891 | Operating | 300 | Wind Turbine | 2013 | Cordelio Power LP |  | NPCC | QUE |  |  | Wind | 300 | NA | NA | NA | NA | NA | NA
Lac-Alfred Wind Farm | -551587 | Operating | 300 | Wind Turbine | 2013 | EDF Renewables Canada Inc. |  | NPCC | QUE |  |  | Wind | 300 | NA | NA | NA | NA | NA | NA
Lac-Alfred Wind Farm | -146468 | Operating | 300 | Wind Turbine | 2013 | Enbridge Income Fund Holdings Inc. |  | NPCC | QUE |  |  | Wind | 300 | NA | NA | NA | NA | NA | NA
Lac-Alfred Wind Farm | -78816 | Operating | 300 | Wind Turbine | 2013 | MRC of La Matapédia |  | NPCC | QUE |  |  | Wind | 300 | NA | NA | NA | NA | NA | NA
Lac-Alfred Wind Farm | -78815 | Operating | 300 | Wind Turbine | 2013 | MRC of La Mitis |  | NPCC | QUE |  |  | Wind | 300 | NA | NA | NA | NA | NA | NA
Lachenaie Landfill | -480983 | Operating | 7 | Internal Combustion | 1996 | Progressive Waste Solutions Ltd. |  | NPCC | QUE |  |  | Biomass | 7 | NA | NA | NA | NA | NA | NA
Lac-Robertson | -4524 | Operating | 21 | Hydraulic Turbine | 1995 | Hydro-Québec |  | NPCC | QUE |  |  | Water | 21 | NA | NA | NA | NA | NA | NA
Ladore | -4529 | Operating | 48 | Hydraulic Turbine | 1958 | British Columbia Hydro and Power Authority |  | WECC | WECCCN |  |  | Water | 48 | NA | NA | NA | NA | NA | NA
Lafleche Landfill Project | -787016 | Operating | 4.2 | Internal Combustion | 2013 | Energy Ottawa Inc. | Ontario | NPCC | ONT |  |  | Biomass | 4.2 | NA | NA | NA | NA | NA | NA
Lafleche Landfill Project | -169593 | Operating | 4.2 | Internal Combustion | 2013 | Integrated Municipal Services | Ontario | NPCC | ONT |  |  | Biomass | 4.2 | NA | NA | NA | NA | NA | NA
Lafleche Landfill Project | -169592 | Operating | 4.2 | Internal Combustion | 2013 | Comcor Environmental Limited | Ontario | NPCC | ONT |  |  | Biomass | 4.2 | NA | NA | NA | NA | NA | NA
Laforge-1 | -4533 | Operating | 878 | Hydraulic Turbine | 1993 | Hydro-Québec |  | NPCC | QUE |  |  | Water | 878 | NA | NA | NA | NA | NA | NA
Laforge-2 | -4534 | Operating | 319 | Hydraulic Turbine | 1996 | Hydro-Québec |  | NPCC | QUE |  |  | Water | 319 | NA | NA | NA | NA | NA | NA
Lake Erie Cogeneration Facility | -630775 | Operating | 65 | Steam Turbine | 2022 | DTE Energy Services, Inc. | Ontario | NPCC | ONT |  |  | Gas | 65 | NA | NA | NA | NA | NA | NA
Lake Erieau Wind Farm | -364293 | Operating | 99 | Wind Turbine | 2013 | GDF SUEZ Canada, Inc. | Ontario | NPCC | ONT |  |  | Wind | 99 | NA | NA | NA | NA | NA | NA
Lake Erieau Wind Farm | -167499 | Operating | 99 | Wind Turbine | 2013 | MIT Renewables Inc | Ontario | NPCC | ONT |  |  | Wind | 99 | NA | NA | NA | NA | NA | NA
Lake Erieau Wind Farm | -167498 | Operating | 99 | Wind Turbine | 2013 | Axium Infrastructure Inc. | Ontario | NPCC | ONT |  |  | Wind | 99 | NA | NA | NA | NA | NA | NA
Athens | -790047 | Operating | 1221.6 | Combined Cycle | 2003 | GCP Investments 1 LLC | New York | NPCC | NY | Greene | NY | Gas | 1229.7 | NA | NA | NA | NA | NA | NA
Lakefield (Central Hydro) Station | -10922 | Operating | 2 | Hydraulic Turbine | 1928 | Ontario Power Generation Inc. | Ontario | NPCC | ONT |  |  | Water | 2 | NA | NA | NA | NA | NA | NA
Lameque Wind Farm | -746555 | Operating | 45 | Wind Turbine | 2011 | Acciona Wind Energy Canada Inc. | New Brunswick | NPCC | MRTM |  |  | Wind | 45 | NA | NA | NA | NA | NA | NA
Lameque Wind Farm | -84230 | Operating | 45 | Wind Turbine | 2011 | Acciona Wind Energy Canada Inc. | New Brunswick | NPCC | MRTM |  |  | Wind | 45 | NA | NA | NA | NA | NA | NA
Lameque Wind Farm | -84229 | Operating | 45 | Wind Turbine | 2011 | KKR & Co. Inc. | New Brunswick | NPCC | MRTM |  |  | Wind | 45 | NA | NA | NA | NA | NA | NA
Lamont Creek | -166447 | Operating | 27 | Hydraulic Turbine | 2009 | LPF Infrastructure Fund LP |  | WECC | WECCCN |  |  | Water | 27 | NA | NA | NA | NA | NA | NA
Lamont Creek | -166446 | Operating | 27 | Hydraulic Turbine | 2009 | Connor, Clark & Lunn Financial Group LP |  | WECC | WECCCN |  |  | Water | 27 | NA | NA | NA | NA | NA | NA
Lamont Creek | -166445 | Operating | 27 | Hydraulic Turbine | 2009 | Connor, Clark & Lunn Financial Group LP |  | WECC | WECCCN |  |  | Water | 27 | NA | NA | NA | NA | NA | NA
Lamont Creek | -23243 | Operating | 27 | Hydraulic Turbine | 2009 | Cloudworks Energy Inc |  | WECC | WECCCN |  |  | Water | 27 | NA | NA | NA | NA | NA | NA
Lanaudiere Landfill Facility | -168397 | Operating | 9.4 | Internal Combustion | 2012 | Ebi Energie Inc |  | NPCC | QUE |  |  | Biomass | 9.4 | NA | NA | NA | NA | NA | NA
Lanfine Wind Energy Project (North and South) | -645787 | Operating | 150.5 | Wind Turbine | 2023 | Pattern Renewable Holdings Canada ULC | Alberta | WECC | WECCCN |  |  | Wind | 150.5 | NA | NA | NA | NA | NA | NA
Athens | -790046 | Operating | 1221.6 | Combined Cycle | 2003 | GCP Investments 1 LLC | New York | NPCC | NY | Greene | NY | Gas | 1229.7 | NA | NA | NA | NA | NA | NA
L'Anse a Valleau (Cartier Wind) | -346779 | Operating | 100.5 | Wind Turbine | 2007 | Innergex Renewable Energy Inc. |  | NPCC | QUE |  |  | Wind | 100.5 | NA | NA | NA | NA | NA | NA
Laurie River No. 1 | -11237 | Operating | 4.95 | Hydraulic Turbine | 1952 | Manitoba Hydro-Electric Board | MISO | MRO | MRO-CN |  |  | Water | 4.95 | NA | NA | NA | NA | NA | NA
Laurie River No. 2 | -11239 | Operating | 5.4 | Hydraulic Turbine | 1958 | Manitoba Hydro-Electric Board | MISO | MRO | MRO-CN |  |  | Water | 5.4 | NA | NA | NA | NA | NA | NA
Le Granit Wind Farm | -551649 | Operating | 24.6 | Wind Turbine | 2014 | EDF Renewables Canada Inc. |  | NPCC | QUE |  |  | Wind | 24.6 | NA | NA | NA | NA | NA | NA
Le Granit Wind Farm | -169186 | Operating | 24.6 | Wind Turbine | 2014 | MRC du Granit |  | NPCC | QUE |  |  | Wind | 24.6 | NA | NA | NA | NA | NA | NA
Le Nordais Wind Farm I - Cap Chat | -676647 | Operating | 55.5 | Wind Turbine | 1999 | TransAlta Renewables Inc. |  | NPCC | QUE |  |  | Wind | 55.5 | NA | NA | NA | NA | NA | NA
Le Nordais Wind Farm II - Matane | -676648 | Operating | 42 | Wind Turbine | 1999 | TransAlta Renewables Inc. |  | NPCC | QUE |  |  | Wind | 42 | NA | NA | NA | NA | NA | NA
Le Plateau | -256672 | Operating | 138.6 | Wind Turbine | 2012 | Boralex Inc. |  | NPCC | QUE |  |  | Wind | 138.6 | NA | NA | NA | NA | NA | NA
Le Plateau 2 Wind Farm | -356875 | Operating | 21.15 | Wind Turbine | 2014 | Fonds régionaux de solidarité FTQ Gaspésie Îles-de-la-Madeleine |  | NPCC | QUE |  |  | Wind | 21.15 | NA | NA | NA | NA | NA | NA
Le Plateau 2 Wind Farm | -143658 | Operating | 21.15 | Wind Turbine | 2014 | Boralex Inc. |  | NPCC | QUE |  |  | Wind | 21.15 | NA | NA | NA | NA | NA | NA
Athens | -790045 | Operating | 1221.6 | Combined Cycle | 2003 | Gate City Energy, LLC | New York | NPCC | NY | Greene | NY | Gas | 1229.7 | NA | NA | NA | NA | NA | NA
Lebreux | -11539 | Operating | 1.04 | Hydraulic Turbine | 1995 | Hydro Canomore Inc |  | NPCC | QUE |  |  | Water | 1.04 | NA | NA | NA | NA | NA | NA
Lennox | -4637 | Operating | 2100 | Steam Turbine | 1976 | Ontario Power Generation Inc. | Ontario | NPCC | ONT |  |  | Gas | 2100 | NA | NA | NA | NA | NA | NA
Lequille | -11336 | Operating | 13.1 | Hydraulic Turbine | 1968 | Nova Scotia Power Inc. |  | NPCC | MRTM |  |  | Water | 13.1 | NA | NA | NA | NA | NA | NA
Les Cedres Hydro Power Plant | -4640 | Operating | 113.04 | Hydraulic Turbine | 1914 | Hydro-Québec |  | NPCC | QUE |  |  | Water | 113.04 | NA | NA | NA | NA | NA | NA
Lethbridge Cogeneration Plant | -481780 | Operating | 2.86 | Internal Combustion | 2013 | Skyline Wealth Management inc. | Alberta | WECC | WECCCN |  |  | Biomass | 2.86 | NA | NA | NA | NA | NA | NA
Lethbridge Solar Project | -791109 | Operating & Planned | NA | Solar | 2025 | NU E Power Corp. | Alberta | WECC | WECCCN |  |  | Solar | 9 | NA | NA | NA | NA | NA | NA
Lethbridge Solar Project | -791108 | Operating & Planned | NA | Solar | 2025 | Low Carbon Limited | Alberta | WECC | WECCCN |  |  | Solar | 9 | NA | NA | NA | NA | NA | NA
Lethbridge Solar Project | -791107 | Operating & Planned | NA | Solar | 2025 | Low Carbon Limited | Alberta | WECC | WECCCN |  |  | Solar | 9 | NA | NA | NA | NA | NA | NA
Lidya Energy Biogas Facility | -423845 | Operating | 11.2 | Internal Combustion | 2009 | Lidya Energy L.P. |  | NPCC | QUE |  |  | Biomass | 11.2 | NA | NA | NA | NA | NA | NA
L'Ile-d'Entrée | -4498 | Operating | NA | Internal Combustion | NA | Hydro-Québec |  | NPCC | QUE |  |  | Oil | 1.19 | NA | NA | NA | NA | NA | NA
Lily Lake Solar Farm | -168500 | Operating | 10 | Solar | 2011 | Peterborough Utilities Incorporated | Ontario | NPCC | ONT |  |  | Solar | 10 | NA | NA | NA | NA | NA | NA
Limerock Wind Project | -791203 | Operating | 5.04 | Wind Turbine | 2015 | Potentia Renewables Inc. |  | NPCC | MRTM |  |  | Wind | 5.04 | NA | NA | NA | NA | NA | NA
Limerock Wind Project | -171046 | Operating | 5.04 | Wind Turbine | 2015 | Affinity Renewables Inc. |  | NPCC | MRTM |  |  | Wind | 5.04 | NA | NA | NA | NA | NA | NA
Limerock Wind Project | -171045 | Operating | 5.04 | Wind Turbine | 2015 | OPTrust Private Markets Group |  | NPCC | MRTM |  |  | Wind | 5.04 | NA | NA | NA | NA | NA | NA
Limerock Wind Project | -144875 | Operating | 5.04 | Wind Turbine | 2015 | Dundee Corporation |  | NPCC | MRTM |  |  | Wind | 5.04 | NA | NA | NA | NA | NA | NA
Limerock Wind Project | -144874 | Operating | 5.04 | Wind Turbine | 2015 | Dundee Realty Management Corporation |  | NPCC | MRTM |  |  | Wind | 5.04 | NA | NA | NA | NA | NA | NA
Limestone Hydro | -4659 | Operating | 1330 | Hydraulic Turbine | 1990 | Manitoba Hydro-Electric Board | MISO | MRO | MRO-CN |  |  | Water | 1330 | NA | NA | NA | NA | NA | NA
Lindbergh | -773759 | Operating | 1.8 | Steam Turbine | 1958 | K+S Windsor Salt Ltd. | Alberta | WECC | WECCCN |  |  | Gas | 1.8 | NA | NA | NA | NA | NA | NA
Lindsay Solar Farm | -759144 | Operating | 15.5 | Solar | 2014 | Brookfield Renewable Partners L.P. | Ontario | NPCC | ONT |  |  | Solar | 15.5 | NA | NA | NA | NA | NA | NA
Lingan | -4672 | Operating | 617 | Steam Turbine | 1979 | Nova Scotia Power Inc. |  | NPCC | MRTM |  |  | Coal | 617 | NA | NA | NA | NA | NA | NA
Lingan Wind (Glace Bay-I) Project | -105574 | Operating | 17.51 | Wind Turbine | 2006 | Confederation Power Inc. |  | NPCC | MRTM |  |  | Wind | 17.51 | NA | NA | NA | NA | NA | NA
Lingan Wind (Glace Bay-II) Project | -105571 | Operating | 2.3 | Wind Turbine | 2012 | Confederation Power Inc. |  | NPCC | MRTM |  |  | Wind | 2.3 | NA | NA | NA | NA | NA | NA
Liskeard-1 Solar Project | -130961 | Operating | 10 | Solar | 2014 | Axium Infinity Solar LP | Ontario | NPCC | ONT |  |  | Solar | 10 | NA | NA | NA | NA | NA | NA
Liskeard-3 Solar Project | -130963 | Operating | 10 | Solar | 2014 | Axium Infinity Solar LP | Ontario | NPCC | ONT |  |  | Solar | 10 | NA | NA | NA | NA | NA | NA
Liskeard-4 Solar Project | -130966 | Operating | 10 | Solar | 2014 | Axium Infinity Solar LP | Ontario | NPCC | ONT |  |  | Solar | 10 | NA | NA | NA | NA | NA | NA
Atlantic | -1646 | Operating | 10 | Gas Turbine | 1999 | Atlantic Municipal Utilities | SPP | MRO | MRO-US | Cass | IA | Gas | 10 | 14138 | 15321 | 14911 | 0.13242 | 0.18836 | 0.17922
Little Creek Solar Power Project | -214020 | Operating | 8.5 | Solar | 2014 | BluEarth Renewables Inc. | Ontario | NPCC | ONT |  |  | Solar | 8.5 | NA | NA | NA | NA | NA | NA
Little Creek Solar Power Project | -169171 | Operating | 8.5 | Solar | 2014 | SkyPower Limited | Ontario | NPCC | ONT |  |  | Solar | 8.5 | NA | NA | NA | NA | NA | NA
Little Horse | -437974 | Operating | 2 | Steam Turbine | 1997 | ATCO Electric Ltd. | Alberta | WECC | WECCCN |  |  | Gas | 2 | NA | NA | NA | NA | NA | NA
Little Horse | -137321 | Operating | 2 | Steam Turbine | 1997 | ATCO Electric Ltd. | Alberta | WECC | WECCCN |  |  | Gas | 2 | NA | NA | NA | NA | NA | NA
Little Horse | -137320 | Operating | 2 | Steam Turbine | 1997 | ATCO Electric Ltd. | Alberta | WECC | WECCCN |  |  | Gas | 2 | NA | NA | NA | NA | NA | NA
Little Long Generating Station (Little Long I Hydro) | -166279 | Operating | 205 | Hydraulic Turbine | 1963 | Moose Cree First Nation | Ontario | NPCC | ONT |  |  | Water | 208 | NA | NA | NA | NA | NA | NA
Little Long Generating Station (Little Long I Hydro) | -166278 | Operating | 205 | Hydraulic Turbine | 1963 | Ontario Power Generation Inc. | Ontario | NPCC | ONT |  |  | Water | 208 | NA | NA | NA | NA | NA | NA
Little River Community Wind (Wedgeport) | -169815 | Operating | 1.99 | Wind Turbine | 2014 | WEB Wind Energy North America Inc |  | NPCC | MRTM |  |  | Wind | 1.99 | NA | NA | NA | NA | NA | NA
Little River Community Wind (Wedgeport) | -169814 | Operating | 1.99 | Wind Turbine | 2014 | Scotian Windfields Inc. |  | NPCC | MRTM |  |  | Wind | 1.99 | NA | NA | NA | NA | NA | NA
Liverpool Battery Storage Project | -591439 | Operating | 0.5 | Battery | 2017 | Unify Energy Inc |  | NPCC | MRTM |  |  | Energy Storage | 0.5 | NA | NA | NA | NA | NA | NA
Liverpool Battery Storage Project | -591438 | Operating | 0.5 | Battery | 2017 | Watts Wind Energy Inc. |  | NPCC | MRTM |  |  | Energy Storage | 0.5 | NA | NA | NA | NA | NA | NA
Liverpool Wind Project | -172305 | Operating | 4.7 | Wind Turbine | 2017 | Unify Energy Inc |  | NPCC | MRTM |  |  | Wind | 4.7 | NA | NA | NA | NA | NA | NA
Liverpool Wind Project | -172304 | Operating | 4.7 | Wind Turbine | 2017 | Watts Wind Energy Inc. |  | NPCC | MRTM |  |  | Wind | 4.7 | NA | NA | NA | NA | NA | NA
Lockston | -56137 | Operating | 3 | Hydraulic Turbine | 1955 | Newfoundland Power Inc. |  | NPCC | MRTM |  |  | Water | 3 | NA | NA | NA | NA | NA | NA
Lois Lake | -695589 | Operating | 37.4 | Hydraulic Turbine | 1931 | Brookfield Renewable Partners L.P. |  | WECC | WECCCN |  |  | Water | 37.4 | NA | NA | NA | NA | NA | NA
Attala Generating | -9613 | Operating | 551.3 | Combined Cycle | 2001 | Entergy Mississippi, LLC | MISO | SERC | DELTA | Attala | MS | Gas | 513 | 6470 | 7083 | 7058 | 65.511 | 76.295 | 56.8274
Attawapiskat First Nation | -99815 | Operating | 3 | Gas Turbine | 1999 | Hydro One Remote Communities Inc. | Ontario | NPCC | ONT |  |  | Oil | 3 | NA | NA | NA | NA | NA | NA
Audrain Generating Station | -10312 | Operating | 814.4 | Gas Turbine | 2001 | Union Electric Company | MISO | SERC | GATEWY | Audrain | MO | Gas | 736 | 12539 | 12409 | 12446 | 3.0431 | 3.7784 | 0.65363
Auke Bay | -74892 | Operating | 33.7 | Gas Turbine | 1993 | Alaska Electric Light and Power Company |  | ASCC | ALASKA | Juneau | AK | Oil | 25.8 | NA | NA | NA | -0.059732 | -0.070351 | -0.14424
London Street Generating Station | -166352 | Operating | 10.1 | Hydraulic Turbine | 1884 | Peterborough Utilities Incorporated | Ontario | NPCC | ONT |  |  | Water | 10.1 | NA | NA | NA | NA | NA | NA
Long Lake Hydro Project | -472283 | Operating | 31 | Pumped Storage | 2013 | Regional Power Incorporated |  | WECC | WECCCN |  |  | Water | 31 | NA | NA | NA | NA | NA | NA
Long Lake Hydro Project | -168716 | Operating | 31 | Pumped Storage | 2013 | Premier Power Corporation |  | WECC | WECCCN |  |  | Water | 31 | NA | NA | NA | NA | NA | NA
Long Rapids (Namewaminikan) Hydro Plant | -170271 | Operating | 5.6 | Hydraulic Turbine | 2017 | Namewaminikan Hydro Inc. | Ontario | NPCC | ONT |  |  | Water | 5.6 | NA | NA | NA | NA | NA | NA
Long Spruce | -4721 | Operating | 980 | Hydraulic Turbine | 1977 | Manitoba Hydro-Electric Board | MISO | MRO | MRO-CN |  |  | Water | 980 | NA | NA | NA | NA | NA | NA
Long-Sault Rapids | -155676 | Operating | 18 | Hydraulic Turbine | 1998 | N-R Power Partnership | Ontario | NPCC | ONT |  |  | Water | 18 | NA | NA | NA | NA | NA | NA
Long-Sault Rapids | -44999 | Operating | 18 | Hydraulic Turbine | 1998 | Liberty Power Co. | Ontario | NPCC | ONT |  |  | Water | 18 | NA | NA | NA | NA | NA | NA
Lookout Brook | -26311 | Operating | 5.07 | Hydraulic Turbine | 1958 | Newfoundland Power Inc. |  | NPCC | MRTM |  |  | Water | 5.07 | NA | NA | NA | NA | NA | NA
Lorenzetta Creek Hydroelectric Project | -105861 | Operating | NA | Hydraulic Turbine | NA | Zella Holdings Ltd. |  | WECC | WECCCN |  |  | Water | 3.2 | NA | NA | NA | NA | NA | NA
Lower Bonnington | -12192 | Operating | 48 | Hydraulic Turbine | 1925 | FortisBC Inc. |  | WECC | WECCCN |  |  | Water | 48 | NA | NA | NA | NA | NA | NA
Lower Clowhom | -214005 | Operating | 11 | Hydraulic Turbine | 2010 | BluEarth Renewables Inc. |  | WECC | WECCCN |  |  | Water | 11 | NA | NA | NA | NA | NA | NA
Lower Great Brook | -11338 | Operating | 3.9 | Hydraulic Turbine | 1955 | Nova Scotia Power Inc. |  | NPCC | MRTM |  |  | Water | 3.9 | NA | NA | NA | NA | NA | NA
Lower Lake Falls | -11343 | Operating | 7.2 | Hydraulic Turbine | 1928 | Nova Scotia Power Inc. |  | NPCC | MRTM |  |  | Water | 7.2 | NA | NA | NA | NA | NA | NA
Lower Notch | -10903 | Operating | 274 | Hydraulic Turbine | 1971 | Ontario Power Generation Inc. | Ontario | NPCC | ONT |  |  | Water | 274 | NA | NA | NA | NA | NA | NA
Lower Sturgeon Generating Station | -162033 | Operating | 14 | Hydraulic Turbine | 2010 | Ontario Power Generation Inc. | Ontario | NPCC | ONT |  |  | Water | 14 | NA | NA | NA | NA | NA | NA
Lower White (Gitchi Animki Niizh) Project (White River Hydro) | -472287 | Operating | 10 | Hydraulic Turbine | 2016 | Regional Power Incorporated | Ontario | NPCC | ONT |  |  | Water | 10 | NA | NA | NA | NA | NA | NA
Lower White (Gitchi Animki Niizh) Project (White River Hydro) | -169575 | Operating | 10 | Hydraulic Turbine | 2016 | Netmizaaggamig Nishnaabeg (Pic Mobert First Nation) | Ontario | NPCC | ONT |  |  | Water | 10 | NA | NA | NA | NA | NA | NA
Loyalist Solar Project | -214086 | Operating | 54 | Solar | 2019 | BluEarth Renewables Inc. | Ontario | NPCC | ONT |  |  | Solar | 54 | NA | NA | NA | NA | NA | NA
Loyalist Solar Project | -180085 | Operating | 54 | Solar | 2019 | Mohawks Of The Bay Of Quinte | Ontario | NPCC | ONT |  |  | Solar | 54 | NA | NA | NA | NA | NA | NA
Lumsden | -11348 | Operating | 2.8 | Hydraulic Turbine | 1940 | Nova Scotia Power Inc. |  | NPCC | MRTM |  |  | Water | 2.8 | NA | NA | NA | NA | NA | NA
LunarLight Solar Project | -214022 | Operating | 10 | Solar | 2015 | BluEarth Renewables Inc. | Ontario | NPCC | ONT |  |  | Solar | 10 | NA | NA | NA | NA | NA | NA
LunarLight Solar Project | -169302 | Operating | 10 | Solar | 2015 | SkyPower Limited | Ontario | NPCC | ONT |  |  | Solar | 10 | NA | NA | NA | NA | NA | NA
MacKay | -695512 | Operating | 62 | Hydraulic Turbine | 1937 | Brookfield Renewable Partners L.P. | Ontario | NPCC | ONT |  |  | Water | 62 | NA | NA | NA | NA | NA | NA
Aurora CT | -738569 | Operating | 80 | Gas Turbine | 1999 | CNOOC Canada Inc. | Alberta | WECC | WECCCN |  |  | Gas | 80 | NA | NA | NA | NA | NA | NA
Aurora CT | -694992 | Operating | 80 | Gas Turbine | 1999 | Sinopec Canada Energy Ltd. | Alberta | WECC | WECCCN |  |  | Gas | 80 | NA | NA | NA | NA | NA | NA
MacLellan’s Brook Wind Power Project | -171090 | Operating | 6.4 | Wind Turbine | 2015 | Watts Wind Energy Inc. |  | NPCC | MRTM |  |  | Wind | 6.4 | NA | NA | NA | NA | NA | NA
Mactaquac | -4818 | Operating | 672 | Hydraulic Turbine | 1968 | New Brunswick Energy Marketing Corporation | New Brunswick | NPCC | MRTM |  |  | Water | 672 | NA | NA | NA | NA | NA | NA
Madawaska Hydrodam Modernization Project | -169669 | Operating | 4.05 | Hydraulic Turbine | 2011 | Edmundston Energy | New Brunswick | NPCC | MRTM |  |  | Water | 4.05 | NA | NA | NA | NA | NA | NA
Magpie Hydroelectric Generating Station | -758389 | Operating | 40.6 | Hydraulic Turbine | 2007 | Minganie Regional County Municipality, Quebec |  | NPCC | QUE |  |  | Water | 40.6 | NA | NA | NA | NA | NA | NA
Magpie Hydroelectric Generating Station | -61193 | Operating | 40.6 | Hydraulic Turbine | 2007 | Innergex Renewable Energy Inc. |  | NPCC | QUE |  |  | Water | 40.6 | NA | NA | NA | NA | NA | NA
Magrath Wind | -781876 | Operating | 30 | Wind Turbine | 2004 | Cordelio Power LP | Alberta | WECC | WECCCN |  |  | Wind | 30 | NA | NA | NA | NA | NA | NA
Magrath Wind | -781652 | Operating | 30 | Wind Turbine | 2004 | ATCO Renewables Ltd | Alberta | WECC | WECCCN |  |  | Wind | 30 | NA | NA | NA | NA | NA | NA
Magrath Wind | -781651 | Operating | 30 | Wind Turbine | 2004 | ATCO Renewables Ltd | Alberta | WECC | WECCCN |  |  | Wind | 30 | NA | NA | NA | NA | NA | NA
Magrath Wind | -746348 | Operating | 30 | Wind Turbine | 2004 | Acciona Wind Energy Canada Inc. | Alberta | WECC | WECCCN |  |  | Wind | 30 | NA | NA | NA | NA | NA | NA
Magrath Wind | -146458 | Operating | 30 | Wind Turbine | 2004 | Enbridge Income Fund Holdings Inc. | Alberta | WECC | WECCCN |  |  | Wind | 30 | NA | NA | NA | NA | NA | NA
Magrath Wind | -84904 | Operating | 30 | Wind Turbine | 2004 | KKR & Co. Inc. | Alberta | WECC | WECCCN |  |  | Wind | 30 | NA | NA | NA | NA | NA | NA
Magrath Wind | -84903 | Operating | 30 | Wind Turbine | 2004 | Acciona Wind Energy Canada Inc. | Alberta | WECC | WECCCN |  |  | Wind | 30 | NA | NA | NA | NA | NA | NA
Aurora CT | -694991 | Operating | 80 | Gas Turbine | 1999 | Sinopec Canada Energy Ltd. | Alberta | WECC | WECCCN |  |  | Gas | 80 | NA | NA | NA | NA | NA | NA
Aurora CT | -694990 | Operating | 80 | Gas Turbine | 1999 | Imperial Oil Resources Limited | Alberta | WECC | WECCCN |  |  | Gas | 80 | NA | NA | NA | NA | NA | NA
Malay Falls | -11350 | Operating | 3 | Hydraulic Turbine | 1924 | Nova Scotia Power Inc. |  | NPCC | MRTM |  |  | Water | 3 | NA | NA | NA | NA | NA | NA
Mamquam Facility | -347854 | Operating | 50 | Hydraulic Turbine | 1996 | Atlantic Power Limited Partnership |  | WECC | WECCCN |  |  | Water | 50 | NA | NA | NA | NA | NA | NA
Manic 1 | -4853 | Operating | 184 | Hydraulic Turbine | 1966 | Hydro-Québec |  | NPCC | QUE |  |  | Water | 184 | NA | NA | NA | NA | NA | NA
Manic 5 | -4856 | Operating | 1596 | Hydraulic Turbine | 1970 | Hydro-Québec |  | NPCC | QUE |  |  | Water | 1596 | NA | NA | NA | NA | NA | NA
Manic 5 PA | -4857 | Operating | 1064 | Hydraulic Turbine | 1989 | Hydro-Québec |  | NPCC | QUE |  |  | Water | 1064 | NA | NA | NA | NA | NA | NA
Manitou Falls | -10926 | Operating | 73 | Hydraulic Turbine | 1956 | Ontario Power Generation Inc. | Ontario | NPCC | ONT |  |  | Water | 73 | NA | NA | NA | NA | NA | NA
Mapleward Generating Station | -168109 | Operating | 3.2 | Internal Combustion | 2010 | Thunder Bay Hydro Renewable Power Inc | Ontario | NPCC | ONT |  |  | Biomass | 3.2 | NA | NA | NA | NA | NA | NA
Maquatua | -12103 | Operating | 1.1 | Hydraulic Turbine | 1985 | Sakami Eeyou Corporation |  | NPCC | QUE |  |  | Water | 1.1 | NA | NA | NA | NA | NA | NA
Marathon Ontario | -11147 | Operating | 13 | Steam Turbine | 1944 | Marathon Pulp Incorporated | Ontario | NPCC | ONT |  |  | Biomass | 13 | NA | NA | NA | NA | NA | NA
Marmora | -179942 | Operating | 1 | Hydraulic Turbine | 1992 | Shaman Power Corporation | Ontario | NPCC | ONT |  |  | Water | 1 | NA | NA | NA | NA | NA | NA
Marsh Hill Solar Farm | -759143 | Operating | 18.5 | Solar | 2015 | Brookfield Renewable Partners L.P. | Ontario | NPCC | ONT |  |  | Solar | 18.5 | NA | NA | NA | NA | NA | NA
Marsh Hill Solar Farm | -92337 | Operating | 18.5 | Solar | 2015 | SunEdison Canada, LLC | Ontario | NPCC | ONT |  |  | Solar | 18.5 | NA | NA | NA | NA | NA | NA
Marsh Line Wind Farm (Thames River) | -167583 | Operating | 10 | Wind Turbine | 2010 | Boralex Inc. | Ontario | NPCC | ONT |  |  | Wind | 10 | NA | NA | NA | NA | NA | NA
Martock Ridge Community (Three Mile Plains) Wind Project | -171107 | Operating | 6 | Wind Turbine | 2015 | Scotian Wind Inc |  | NPCC | MRTM |  |  | Wind | 6 | NA | NA | NA | NA | NA | NA
Martock Ridge Community (Three Mile Plains) Wind Project | -171106 | Operating | 6 | Wind Turbine | 2015 | WEB Wind Energy North America Inc |  | NPCC | MRTM |  |  | Wind | 6 | NA | NA | NA | NA | NA | NA
Aurora CT | -694989 | Operating | 80 | Gas Turbine | 1999 | Imperial Oil Resources Limited | Alberta | WECC | WECCCN |  |  | Gas | 80 | NA | NA | NA | NA | NA | NA
Maryvale Wind Project | -792714 | Operating | 6 | Wind Turbine | 2010 | Potentia Renewables Inc. |  | NPCC | MRTM |  |  | Wind | 6 | NA | NA | NA | NA | NA | NA
Maryvale Wind Project | -792713 | Operating | 6 | Wind Turbine | 2010 | Potentia Renewables Inc. |  | NPCC | MRTM |  |  | Wind | 6 | NA | NA | NA | NA | NA | NA
Maryvale Wind Project | -792712 | Operating | 6 | Wind Turbine | 2010 | Potentia Renewables Inc. |  | NPCC | MRTM |  |  | Wind | 6 | NA | NA | NA | NA | NA | NA
Masset | -11197 | Operating | 11.37 | Internal Combustion | 1974 | British Columbia Hydro and Power Authority |  | WECC | WECCCN |  |  | Oil | 11.37 | NA | NA | NA | NA | NA | NA
Massif-du-Sud Wind Farm | -781890 | Operating | 150 | Wind Turbine | 2013 | Cordelio Power LP |  | NPCC | QUE |  |  | Wind | 150 | NA | NA | NA | NA | NA | NA
Massif-du-Sud Wind Farm | -551581 | Operating | 150 | Wind Turbine | 2013 | EDF Renewables Canada Inc. |  | NPCC | QUE |  |  | Wind | 150 | NA | NA | NA | NA | NA | NA
Massif-du-Sud Wind Farm | -146467 | Operating | 150 | Wind Turbine | 2013 | Enbridge Income Fund Holdings Inc. |  | NPCC | QUE |  |  | Wind | 150 | NA | NA | NA | NA | NA | NA
Masson-Angers | -695595 | Operating | 105 | Hydraulic Turbine | 1933 | Lievre Power L.P. |  | NPCC | QUE |  |  | Water | 105 | NA | NA | NA | NA | NA | NA
Matabitchuan | -10908 | Operating | 10 | Hydraulic Turbine | 1910 | Ontario Power Generation Inc. | Ontario | NPCC | ONT |  |  | Water | 10 | NA | NA | NA | NA | NA | NA
Matane Quebec | -11009 | Operating | 2.25 | Wind Turbine | 1998 | Hydro-Québec |  | NPCC | QUE |  |  | Wind | 2.25 | NA | NA | NA | NA | NA | NA
Mattawishkwia Solar Park | -169041 | Operating | 10 | Solar | 2014 | Axium Infrastructure Open End Funds | Ontario | NPCC | ONT |  |  | Solar | 10 | NA | NA | NA | NA | NA | NA
Matthias | -748248 | Operating | 2.81 | Hydraulic Turbine | 1950 | Orillia Power Generation Corporation | Ontario | NPCC | ONT |  |  | Water | 2.81 | NA | NA | NA | NA | NA | NA
Maxwell Wind (Plateau I) | -364318 | Operating | 9 | Wind Turbine | 2012 | GDF SUEZ Canada, Inc. | Ontario | NPCC | ONT |  |  | Wind | 9 | NA | NA | NA | NA | NA | NA
Maxwell Wind (Plateau I) | -59586 | Operating | 9 | Wind Turbine | 2012 | MIT Renewables Inc | Ontario | NPCC | ONT |  |  | Wind | 9 | NA | NA | NA | NA | NA | NA
Maxwell Wind (Plateau I) | -59585 | Operating | 9 | Wind Turbine | 2012 | Axium Infrastructure Inc. | Ontario | NPCC | ONT |  |  | Wind | 9 | NA | NA | NA | NA | NA | NA
Mayo Hydro | -786998 | Operating | 15 | Hydraulic Turbine | 1951 | Yukon Energy Corporation |  | WECC | WECCCN |  |  | Water | 15 | NA | NA | NA | NA | NA | NA
Mayo IC | -786992 | Operating | 2.5 | Internal Combustion | 1974 | Yukon Energy Corporation |  | WECC | WECCCN |  |  | Oil | 2.5 | NA | NA | NA | NA | NA | NA
Aurora CT | -694988 | Operating | 80 | Gas Turbine | 1999 | CNOOC Canada Inc. | Alberta | WECC | WECCCN |  |  | Gas | 80 | NA | NA | NA | NA | NA | NA
McArthur | -4941 | Operating | 56 | Hydraulic Turbine | 1954 | Manitoba Hydro-Electric Board | MISO | MRO | MRO-CN |  |  | Water | 56 | NA | NA | NA | NA | NA | NA
McBride Biodiesel Generating Station | -169032 | Operating | 4.5 | Internal Combustion | 2010 | British Columbia Hydro and Power Authority |  | WECC | WECCCN |  |  | Oil | 4.5 | NA | NA | NA | NA | NA | NA
McBride Lake | -763856 | Operating | 75.24 | Wind Turbine | 2003 | ENMAX Generation Portfolio Inc. | Alberta | WECC | WECCCN |  |  | Wind | 75.24 | NA | NA | NA | NA | NA | NA
McBride Lake | -676655 | Operating | 75.24 | Wind Turbine | 2003 | TransAlta Renewables Inc. | Alberta | WECC | WECCCN |  |  | Wind | 75.24 | NA | NA | NA | NA | NA | NA
McCann Solar Project | -168909 | Operating | 10 | Solar | 2013 | Northland Power Inc. | Ontario | NPCC | ONT |  |  | Solar | 10 | NA | NA | NA | NA | NA | NA
McCormick Dam | -115474 | Operating | 340 | Hydraulic Turbine | 1952 | Alcoa Power Generating Inc. |  | NPCC | QUE |  |  | Water | 340 | NA | NA | NA | NA | NA | NA
McCormick Dam | -17744 | Operating | 340 | Hydraulic Turbine | 1952 | Hydro-Québec |  | NPCC | QUE |  |  | Water | 340 | NA | NA | NA | NA | NA | NA
McDougall | -11623 | Operating | 8.5 | Hydraulic Turbine | 1996 | Fiducie Rsp Hydro |  | NPCC | QUE |  |  | Water | 8.5 | NA | NA | NA | NA | NA | NA
McIntosh Creek Hydro Project | -172880 | Operating | 1.2 | Hydraulic Turbine | 2014 | Snowshoe Power Ltd |  | WECC | WECCCN |  |  | Water | 1.2 | NA | NA | NA | NA | NA | NA
McLean’s Mountain (Manitoulin Island) Wind Farm | -787269 | Operating | 59.99 | Wind Turbine | 2014 | Mnidoo Mnising Power | Ontario | NPCC | ONT |  |  | Wind | 59.99 | NA | NA | NA | NA | NA | NA
McLean’s Mountain (Manitoulin Island) Wind Farm | -168656 | Operating | 59.99 | Wind Turbine | 2014 | Northland Power Inc. | Ontario | NPCC | ONT |  |  | Wind | 59.99 | NA | NA | NA | NA | NA | NA
McLymont Creek Hydroelectric Project | -366804 | Operating | 66 | Hydraulic Turbine | 2015 | Tahltan Nation Development Corporation |  | WECC | WECCCN |  |  | Water | 66 | NA | NA | NA | NA | NA | NA
McLymont Creek Hydroelectric Project | -366803 | Operating | 66 | Hydraulic Turbine | 2015 | Axium Infrastructure Inc. |  | WECC | WECCCN |  |  | Water | 66 | NA | NA | NA | NA | NA | NA
McLymont Creek Hydroelectric Project | -366802 | Operating | 66 | Hydraulic Turbine | 2015 | Manulife Financial Corporation |  | WECC | WECCCN |  |  | Water | 66 | NA | NA | NA | NA | NA | NA
McLymont Creek Hydroelectric Project | -225528 | Operating | 66 | Hydraulic Turbine | 2015 | AltaGas Canadian Energy Holdings LP |  | WECC | WECCCN |  |  | Water | 66 | NA | NA | NA | NA | NA | NA
McLymont Creek Hydroelectric Project | -153567 | Operating | 66 | Hydraulic Turbine | 2015 | AltaGas Canadian Energy Holdings LP |  | WECC | WECCCN |  |  | Water | 66 | NA | NA | NA | NA | NA | NA
Aurora CT | -694987 | Operating | 80 | Gas Turbine | 1999 | Suncor Energy Inc. | Alberta | WECC | WECCCN |  |  | Gas | 80 | NA | NA | NA | NA | NA | NA
McNair Creek Hydro | -214003 | Operating | 9.8 | Hydraulic Turbine | 2004 | BluEarth Renewables Inc. |  | WECC | WECCCN |  |  | Water | 9.8 | NA | NA | NA | NA | NA | NA
McPhail | -695514 | Operating | 13 | Hydraulic Turbine | 1954 | Brookfield Renewable Partners L.P. | Ontario | NPCC | ONT |  |  | Water | 13 | NA | NA | NA | NA | NA | NA
McVittie (Central Hydro) Station | -10923 | Operating | 3 | Hydraulic Turbine | 1912 | Ontario Power Generation Inc. | Ontario | NPCC | ONT |  |  | Water | 3 | NA | NA | NA | NA | NA | NA
Mears Creek Hydro | -166609 | Operating | 3.8 | Hydraulic Turbine | 2004 | Synex Energy Resources Ltd |  | WECC | WECCCN |  |  | Water | 3.8 | NA | NA | NA | NA | NA | NA
Aurora CT | -11644 | Operating | 80 | Gas Turbine | 1999 | Syncrude Canada Ltd. | Alberta | WECC | WECCCN |  |  | Gas | 80 | NA | NA | NA | NA | NA | NA
Aurora Generating Station | -109380 | Operating | 1086.2 | Gas Turbine | 2001 | RA Generation, LLC | PJM | RFC | R-PJM | DuPage | IL | Gas | 1105.5 | 10346 | 10511 | 10169 | 4.2886 | 3.578 | 7.907
Meikle Wind Energy Project | -222884 | Operating | 179 | Wind Turbine | 2017 | Pattern Energy Group LLC |  | WECC | WECCCN |  |  | Wind | 179 | NA | NA | NA | NA | NA | NA
Meikle Wind Energy Project | -124720 | Operating | 179 | Wind Turbine | 2017 | Vertuous Energy LLC |  | WECC | WECCCN |  |  | Wind | 179 | NA | NA | NA | NA | NA | NA
Melancthon I & II Wind Project | -676657 | Operating | 199.5 | Wind Turbine | 2006 | TransAlta Renewables Inc. | Ontario | NPCC | ONT |  |  | Wind | 199.5 | NA | NA | NA | NA | NA | NA
Memphremagog | -11591 | Operating | 1.7 | Hydraulic Turbine | 1920 | Hydro Sherbrooke |  | NPCC | QUE |  |  | Water | 1.7 | NA | NA | NA | NA | NA | NA
Menihek Lake | -764716 | Operating | 19 | Hydraulic Turbine | 1954 | Newfoundland and Labrador Hydro |  | NPCC | MRTM |  |  | Water | 19 | NA | NA | NA | NA | NA | NA
Mercier | -166335 | Operating | 55 | Hydraulic Turbine | 2007 | Hydro-Québec |  | NPCC | QUE |  |  | Water | 55 | NA | NA | NA | NA | NA | NA
Merrick Landfill Project | -168438 | Operating | 1.6 | Internal Combustion | 2012 | North Bay Hydro Distribution Limited | Ontario | NPCC | ONT |  |  | Biomass | 1.6 | NA | NA | NA | NA | NA | NA
Merrickville (Central Hydro) Station | -10925 | Operating | 2 | Hydraulic Turbine | 1915 | Ontario Power Generation Inc. | Ontario | NPCC | ONT |  |  | Water | 2 | NA | NA | NA | NA | NA | NA
Merritt Green Energy | -169541 | Operating | 40 | Steam Turbine | 2018 | Fengate Capital Management Ltd. |  | WECC | WECCCN |  |  | Biomass | 40 | NA | NA | NA | NA | NA | NA
Merritt Green Energy | -169540 | Operating | 40 | Steam Turbine | 2018 | Veolia Environnement SA |  | WECC | WECCCN |  |  | Biomass | 40 | NA | NA | NA | NA | NA | NA
Mesgi'g Ugju's'n Wind Farm (Aboriginal Wind Energy Program- Gaspe) | -169962 | Operating & Planned | 149.25 | Wind Turbine | 2016 | Migmawei Mawiomi Secretariat |  | NPCC | QUE |  |  | Wind | 149.25 | NA | NA | NA | NA | NA | NA
Mesgi'g Ugju's'n Wind Farm (Aboriginal Wind Energy Program- Gaspe) | -169961 | Operating & Planned | 149.25 | Wind Turbine | 2016 | Innergex Renewable Energy Inc. |  | NPCC | QUE |  |  | Wind | 149.25 | NA | NA | NA | NA | NA | NA
Met Axium Solar Adelaide 1 Solar Project | -71663 | Operating | 10 | Solar | 2013 | Axium Infrastructure Open End Funds | Ontario | NPCC | ONT |  |  | Solar | 10 | NA | NA | NA | NA | NA | NA
Met Axium Solar Adelaide 1 Solar Project | -71662 | Operating | 10 | Solar | 2013 | Metropolitan Life Insurance Co | Ontario | NPCC | ONT |  |  | Solar | 10 | NA | NA | NA | NA | NA | NA
Met Axium Solar Breen 2 Solar Project | -71666 | Operating | 10 | Solar | 2014 | Axium Infrastructure Open End Funds | Ontario | NPCC | ONT |  |  | Solar | 10 | NA | NA | NA | NA | NA | NA
Met Axium Solar Breen 2 Solar Project | -71665 | Operating | 10 | Solar | 2014 | Metropolitan Life Insurance Co | Ontario | NPCC | ONT |  |  | Solar | 10 | NA | NA | NA | NA | NA | NA
Met Axium Solar Midhurst 3 Solar Project | -71652 | Operating | 4 | Solar | 2013 | Axium Infrastructure Open End Funds | Ontario | NPCC | ONT |  |  | Solar | 4 | NA | NA | NA | NA | NA | NA
Met Axium Solar Midhurst 3 Solar Project | -71651 | Operating | 4 | Solar | 2013 | Metropolitan Life Insurance Co | Ontario | NPCC | ONT |  |  | Solar | 4 | NA | NA | NA | NA | NA | NA
Met Axium Solar Midhurst 4 Solar Project | -71654 | Operating | 7 | Solar | 2014 | Axium Infrastructure Open End Funds | Ontario | NPCC | ONT |  |  | Solar | 7 | NA | NA | NA | NA | NA | NA
Met Axium Solar Midhurst 4 Solar Project | -71653 | Operating | 7 | Solar | 2014 | Metropolitan Life Insurance Co | Ontario | NPCC | ONT |  |  | Solar | 7 | NA | NA | NA | NA | NA | NA
Met Axium Solar Midhurst 6 Project | -71656 | Operating | 9 | Solar | 2013 | Axium Infrastructure Open End Funds | Ontario | NPCC | ONT |  |  | Solar | 9 | NA | NA | NA | NA | NA | NA
Met Axium Solar Midhurst 6 Project | -71655 | Operating | 9 | Solar | 2013 | Metropolitan Life Insurance Co | Ontario | NPCC | ONT |  |  | Solar | 9 | NA | NA | NA | NA | NA | NA
Met Axium Solar Orillia 1 Solar Project | -71659 | Operating | 10 | Solar | 2014 | Axium Infrastructure Open End Funds | Ontario | NPCC | ONT |  |  | Solar | 10 | NA | NA | NA | NA | NA | NA
Met Axium Solar Orillia 1 Solar Project | -71658 | Operating | 10 | Solar | 2014 | Metropolitan Life Insurance Co | Ontario | NPCC | ONT |  |  | Solar | 10 | NA | NA | NA | NA | NA | NA
Met Axium Solar Orillia 2 Solar Project | -71661 | Operating | 10 | Solar | 2014 | Axium Infrastructure Open End Funds | Ontario | NPCC | ONT |  |  | Solar | 10 | NA | NA | NA | NA | NA | NA
Met Axium Solar Orillia 2 Solar Project | -71660 | Operating | 10 | Solar | 2014 | Metropolitan Life Insurance Co | Ontario | NPCC | ONT |  |  | Solar | 10 | NA | NA | NA | NA | NA | NA
Methals | -11354 | Operating | 3 | Hydraulic Turbine | 1949 | Nova Scotia Power Inc. |  | NPCC | MRTM |  |  | Water | 3 | NA | NA | NA | NA | NA | NA
Métis Crossing Solar Project (Salay Prayzaan) | -785065 | Operating | 4.86 | Solar | 2024 | Metis Nation of Alberta | Alberta | WECC | WECCCN |  |  | Solar | 4.86 | NA | NA | NA | NA | NA | NA
Meyersburg (Central Hydro) Station | -10928 | Operating | 5 | Hydraulic Turbine | 1924 | Ontario Power Generation Inc. | Ontario | NPCC | ONT |  |  | Water | 5 | NA | NA | NA | NA | NA | NA
Mica | -165147 | Operating | 2746 | Hydraulic Turbine | 1977 | British Columbia Hydro and Power Authority |  | WECC | WECCCN |  |  | Water | 2746 | NA | NA | NA | NA | NA | NA
Michichi Creek 802S DER Solar Project | -805202 | Operating | 25 | Solar | 2023 | Sawridge First Nation | Alberta | WECC | WECCCN |  |  | Solar | 25 | NA | NA | NA | NA | NA | NA
Michichi Creek 802S DER Solar Project | -805201 | Operating | 25 | Solar | 2023 | Capstone Infrastructure Corporation | Alberta | WECC | WECCCN |  |  | Solar | 25 | NA | NA | NA | NA | NA | NA
Michichi Creek 802S DER Solar Project (Drumheller) | -794776 | Operating | NA | Solar | 2024 | Concord Green Energy Inc. | Alberta | WECC | WECCCN |  |  | Solar | 13.5 | NA | NA | NA | NA | NA | NA
Michichi Creek Battery Storage (Drumheller) | -807291 | Operating | NA | Battery | 2024 | Concord Green Energy Inc. | Alberta | WECC | WECCCN |  |  | Energy Storage | 8 | NA | NA | NA | NA | NA | NA
Michichi DER Solar Project | -767486 | Operating | 75 | Solar | 2023 | ATCO Ltd. | Alberta | WECC | WECCCN |  |  | Solar | 75 | NA | NA | NA | NA | NA | NA
Michichi DER Solar Project | -767485 | Operating | 75 | Solar | 2023 | ATCO Ltd. | Alberta | WECC | WECCCN |  |  | Solar | 75 | NA | NA | NA | NA | NA | NA
Middle Creek | -214017 | Operating | 9 | Hydraulic Turbine | 2015 | BluEarth Renewables Inc. |  | WECC | WECCCN |  |  | Water | 9 | NA | NA | NA | NA | NA | NA
Midhurst II Solar Project (Met Fiera Solar) | -71650 | Operating | 4 | Solar | 2013 | Axium Infrastructure Open End Funds | Ontario | NPCC | ONT |  |  | Solar | 4 | NA | NA | NA | NA | NA | NA
Midhurst II Solar Project (Met Fiera Solar) | -71649 | Operating | 4 | Solar | 2013 | Metropolitan Life Insurance Co | Ontario | NPCC | ONT |  |  | Solar | 4 | NA | NA | NA | NA | NA | NA
Mighty Solar Project | -748113 | Operating | 10 | Solar | 2014 | Concord Green Energy Inc. | Ontario | NPCC | ONT |  |  | Solar | 10 | NA | NA | NA | NA | NA | NA
Mighty Solar Project | -169294 | Operating | 10 | Solar | 2014 | SkyPower Limited | Ontario | NPCC | ONT |  |  | Solar | 10 | NA | NA | NA | NA | NA | NA
Mildred Lake | -11257 | Operating | 1.45 | Hydraulic Turbine | 1998 | TransAlta Energy Corporation | Alberta | WECC | WECCCN |  |  | Water | 1.45 | NA | NA | NA | NA | NA | NA
Aventis Pharmaceuticals | -695438 | Operating | 5 | Gas Turbine | 1993 | Aventis Pharmaceuticals Inc. | PJM | RFC | R-PJM | Somerset | NJ | Gas | 4.2 | 15953 | 15243 | 15799 | 76.821 | 72.2086 | 69.2542
Axiall Plaquemine Gas Project | -390996 | Operating | 306 | Gas Turbine | 1997 | Westlake Chlor-Vinyls Corporation | MISO | SERC | DELTA | Iberville | LA | Gas | 270 | 12414 | 12718 | 12551 | 62.5691 | 57.1188 | 62.9744
Axiall Plaquemine Gas Project | -390995 | Operating | 306 | Gas Turbine | 1997 | Westlake Chlor-Vinyls Corporation | MISO | SERC | DELTA | Iberville | LA | Gas | 270 | 12414 | 12718 | 12551 | 62.5691 | 57.1188 | 62.9744
B. Braun Medical | -1681 | Operating | 6.1 | Gas Turbine | 1982 | B. Braun Medical Inc. | CAISO | WECC | CAMX | Orange | CA | Gas | 5.7 | 16478 | 16344 | 16297 | 54.4641 | 67.1553 | 70.4037
Bacardi Catano Gas Plant | -765098 | Operating | 3 | Gas Turbine | 2023 | Bacardi Corporation |  |  |  | Catano | PR | Oil | 3 | NA | NA | NA | NA | NA | NA
Bacliff (Cielo Lindo/P.H. Robinson) Peakers | -367044 | Operating | 427.2 | Gas Turbine | 2018 | BTEC Turbines LP | ERCOT | TRE | TRE | Galveston | TX | Gas | 360 | 13103 | 12352 | 13311 | 7.9903 | 4.6882 | 4.6816
Bacliff (Cielo Lindo/P.H. Robinson) Peakers | -170425 | Operating | 427.2 | Gas Turbine | 2018 | Rockland Capital, LP | ERCOT | TRE | TRE | Galveston | TX | Gas | 360 | 13103 | 12352 | 13311 | 7.9903 | 4.6882 | 4.6816
Bacliff (Cielo Lindo/P.H. Robinson) Peakers | -170424 | Operating | 427.2 | Gas Turbine | 2018 | BTEC Turbines LP | ERCOT | TRE | TRE | Galveston | TX | Gas | 360 | 13103 | 12352 | 13311 | 7.9903 | 4.6882 | 4.6816
Mill Lake | -11359 | Operating | 2.2 | Hydraulic Turbine | 1922 | Nova Scotia Power Inc. |  | NPCC | MRTM |  |  | Water | 2.2 | NA | NA | NA | NA | NA | NA
Baconton Power | -638236 | Operating | 242 | Gas Turbine | 2000 | Cornerstone Energy Services Inc. |  | SERC | SOU | Mitchell | GA | Gas | 196 | 10217 | NA | NA | 2.1105 | NA | NA
Millbrook Community Wind | -170276 | Operating | 6 | Wind Turbine | 2014 | Millbrook First Nation |  | NPCC | MRTM |  |  | Wind | 6 | NA | NA | NA | NA | NA | NA
Millbrook Community Wind | -170275 | Operating | 6 | Wind Turbine | 2014 | OPTrust Private Markets Group |  | NPCC | MRTM |  |  | Wind | 6 | NA | NA | NA | NA | NA | NA
Millbrook Community Wind | -144892 | Operating | 6 | Wind Turbine | 2014 | Dundee Realty Management Corporation |  | NPCC | MRTM |  |  | Wind | 6 | NA | NA | NA | NA | NA | NA
Millbrook Community Wind | -144891 | Operating | 6 | Wind Turbine | 2014 | Dundee Corporation |  | NPCC | MRTM |  |  | Wind | 6 | NA | NA | NA | NA | NA | NA
Miller Creek | -47904 | Operating | 33 | Hydraulic Turbine | 2003 | Innergex Renewable Energy Inc. |  | WECC | WECCCN |  |  | Water | 33 | NA | NA | NA | NA | NA | NA
Milltown Hydro | -5099 | Operating | 3 | Hydraulic Turbine | 1920 | New Brunswick Energy Marketing Corporation | New Brunswick | NPCC | MRTM |  |  | Water | 3 | NA | NA | NA | NA | NA | NA
Minden Hydro | -748249 | Operating | 4.4 | Hydraulic Turbine | 1935 | Orillia Power Generation Corporation | Ontario | NPCC | ONT |  |  | Water | 4.4 | NA | NA | NA | NA | NA | NA
Baconton Power | -638235 | Operating | 242 | Gas Turbine | 2000 | EnergyUSA-TPC Corp. |  | SERC | SOU | Mitchell | GA | Gas | 196 | 10217 | NA | NA | 2.1105 | NA | NA
Baconton Power | -638234 | Operating | 242 | Gas Turbine | 2000 | Three Notch Electric Membership Corporation |  | SERC | SOU | Mitchell | GA | Gas | 196 | 10217 | NA | NA | 2.1105 | NA | NA
Baconton Power | -638233 | Operating | 242 | Gas Turbine | 2000 | Grady Electric Membership Corp |  | SERC | SOU | Mitchell | GA | Gas | 196 | 10217 | NA | NA | 2.1105 | NA | NA
Baconton Power | -638232 | Operating | 242 | Gas Turbine | 2000 | Oglethorpe Power Corporation |  | SERC | SOU | Mitchell | GA | Gas | 196 | 10217 | NA | NA | 2.1105 | NA | NA
Badger Creek Cogeneration | -645752 | Operating | 46 | Gas Turbine | 1991 | ContourGlobal Limited | CAISO | WECC | CAMX | Kern | CA | Gas | 48 | 10042 | 9847 | NA | 5.9009 | 7.9607 | NA
Balzac | -763852 | Operating | 120 | Combined Cycle | 2001 | ENMAX Energy Corporation | Alberta | WECC | WECCCN |  |  | Gas | 120 | NA | NA | NA | NA | NA | NA
Minto Mine | -787017 | Operating | NA | Internal Combustion | NA | Yukon Energy Corporation |  | WECC | WECCCN |  |  | Oil | 8 | NA | NA | NA | NA | NA | NA
Misema | -676659 | Operating | 3 | Hydraulic Turbine | 2003 | TransAlta Renewables Inc. | Ontario | NPCC | ONT |  |  | Water | 3 | NA | NA | NA | NA | NA | NA
Mission Falls Generating Station | -695602 | Operating | 15 | Hydraulic Turbine | 1990 | Brookfield Renewable Partners L.P. | Ontario | NPCC | ONT |  |  | Water | 15 | NA | NA | NA | NA | NA | NA
Mississippi Mills Solar Park | -130968 | Operating | 10 | Solar | 2013 | Axium Infinity Solar LP | Ontario | NPCC | ONT |  |  | Solar | 10 | NA | NA | NA | NA | NA | NA
Mitis 1 | -5143 | Operating | 6 | Hydraulic Turbine | 1922 | Hydro-Québec |  | NPCC | QUE |  |  | Water | 6 | NA | NA | NA | NA | NA | NA
Mitis 2 | -5144 | Operating | 4 | Hydraulic Turbine | 1947 | Hydro-Québec |  | NPCC | QUE |  |  | Water | 4 | NA | NA | NA | NA | NA | NA
Mobile | -58123 | Operating | 9.35 | Hydraulic Turbine | 1951 | Newfoundland Power Inc. |  | NPCC | MRTM |  |  | Water | 9.35 | NA | NA | NA | NA | NA | NA
Mohawk Point Wind Farm | -364270 | Operating | 9.9 | Wind Turbine | 2008 | GDF SUEZ Canada, Inc. | Ontario | NPCC | ONT |  |  | Wind | 9.9 | NA | NA | NA | NA | NA | NA
Mohawk Point Wind Farm | -59577 | Operating | 9.9 | Wind Turbine | 2008 | Axium Infrastructure Inc. | Ontario | NPCC | ONT |  |  | Wind | 9.9 | NA | NA | NA | NA | NA | NA
Mohawk Point Wind Farm | -59576 | Operating | 9.9 | Wind Turbine | 2008 | MIT Renewables Inc | Ontario | NPCC | ONT |  |  | Wind | 9.9 | NA | NA | NA | NA | NA | NA
Monarch 492S DER Solar | -642564 | Operating | 24 | Solar | 2022 | FortisAlberta Inc. | Alberta | WECC | WECCCN |  |  | Solar | 24 | NA | NA | NA | NA | NA | NA
Monarch Solar Plant | -748132 | Operating | 23.6 | Solar | 2022 | Concord Green Energy Inc. | Alberta | WECC | WECCCN |  |  | Solar | 23.6 | NA | NA | NA | NA | NA | NA
Mont Louis Wind | -166334 | Operating | 100.5 | Wind Turbine | 2011 | Northland Power Inc. |  | NPCC | QUE |  |  | Wind | 100.5 | NA | NA | NA | NA | NA | NA
Mont Rothery Wind Farm (Clermont) | -551594 | Operating | 74 | Wind Turbine | 2015 | EDF Renewables Canada Inc. |  | NPCC | QUE |  |  | Wind | 74 | NA | NA | NA | NA | NA | NA
Mont Rothery Wind Farm (Clermont) | -107429 | Operating | 74 | Wind Turbine | 2015 | Desjardins Group Pension Plan |  | NPCC | QUE |  |  | Wind | 74 | NA | NA | NA | NA | NA | NA
Mont Rothery Wind Farm (Clermont) | -107428 | Operating | 74 | Wind Turbine | 2015 | Manulife Financial Corporation |  | NPCC | QUE |  |  | Wind | 74 | NA | NA | NA | NA | NA | NA
Mont Rothery Wind Farm (Clermont) | -107427 | Operating | 74 | Wind Turbine | 2015 | Desjardins Group |  | NPCC | QUE |  |  | Wind | 74 | NA | NA | NA | NA | NA | NA
Mont Sainte-Marguerite Wind | -222911 | Operating | 147.2 | Wind Turbine | 2018 | Pattern Energy Group LLC |  | NPCC | QUE |  |  | Wind | 147.2 | NA | NA | NA | NA | NA | NA
Mont Sainte-Marguerite Wind | -143020 | Operating | 147.2 | Wind Turbine | 2018 | Vertuous Energy LLC |  | NPCC | QUE |  |  | Wind | 147.2 | NA | NA | NA | NA | NA | NA
Montagne-Seche (Cartier Wind) | -346781 | Operating | 58.5 | Wind Turbine | 2011 | Innergex Renewable Energy Inc. |  | NPCC | QUE |  |  | Wind | 58.5 | NA | NA | NA | NA | NA | NA
Monteregie Landfill Facility | -168400 | Operating | 3 | Internal Combustion | 2012 | Terreau Biogaz Inc |  | NPCC | QUE |  |  | Biomass | 3 | NA | NA | NA | NA | NA | NA
Mont-Laurier | -58359 | Operating | 2.73 | Hydraulic Turbine | 1937 | Liberty Power Co. |  | NPCC | QUE |  |  | Water | 2.73 | NA | NA | NA | NA | NA | NA
Montmagny | -349005 | Operating | 2.1 | Hydraulic Turbine | 1996 | Innergex Renewable Energy Inc. |  | NPCC | QUE |  |  | Water | 2.1 | NA | NA | NA | NA | NA | NA
Montreal -Gazmont | -106009 | Operating | 25 | Steam Turbine | 1996 | Groupe Helios Inc |  | NPCC | QUE |  |  | Biomass | 25 | NA | NA | NA | NA | NA | NA
Montreal -Meloche | -14968 | Operating | 1.6 | Internal Combustion | 1998 | Optigaz Inc. |  | NPCC | QUE |  |  | Biomass | 1.6 | NA | NA | NA | NA | NA | NA
Montrose Creek Hydro (Toba Montrose) | -482354 | Operating | 88 | Hydraulic Turbine | 2010 | Innergex Renewable Energy Inc. |  | WECC | WECCCN |  |  | Water | 88 | NA | NA | NA | NA | NA | NA
Montrose Creek Hydro (Toba Montrose) | -60935 | Operating | 88 | Hydraulic Turbine | 2010 | Axium Infrastructure Open End Funds |  | WECC | WECCCN |  |  | Water | 88 | NA | NA | NA | NA | NA | NA
Moore Solar Farm - St. Clair | -781897 | Operating | 20 | Solar | 2012 | Cordelio Power LP | Ontario | NPCC | ONT |  |  | Solar | 20 | NA | NA | NA | NA | NA | NA
Moore Solar Farm - St. Clair | -300686 | Operating | 20 | Solar | 2012 | Axium Infrastructure Inc. | Ontario | NPCC | ONT |  |  | Solar | 20 | NA | NA | NA | NA | NA | NA
Moose Lake Wind Project | -300691 | Operating | 15 | Wind Turbine | 2019 | Boralex Inc. |  | WECC | WECCCN |  |  | Wind | 15 | NA | NA | NA | NA | NA | NA
Moresby Lake (Queen Charlotte) | -347862 | Operating | 6 | Hydraulic Turbine | 1990 | Atlantic Power Limited Partnership |  | WECC | WECCCN |  |  | Water | 6 | NA | NA | NA | NA | NA | NA
Morley Solar Park | -169044 | Operating | 10 | Solar | 2015 | Rainy River Power Corporation | Ontario | NPCC | ONT |  |  | Solar | 10 | NA | NA | NA | NA | NA | NA
Morley Solar Park | -169043 | Operating | 10 | Solar | 2015 | Cedarvale Energy | Ontario | NPCC | ONT |  |  | Solar | 10 | NA | NA | NA | NA | NA | NA
Morris | -56139 | Operating | 1.09 | Hydraulic Turbine | 1983 | Newfoundland Power Inc. |  | NPCC | MRTM |  |  | Water | 1.09 | NA | NA | NA | NA | NA | NA
Mother Earth Renewable Energy (MERE) Wind Farm | -169480 | Operating | 4 | Wind Turbine | 2012 | M'chigeeng First Nation | Ontario | NPCC | ONT |  |  | Wind | 4 | NA | NA | NA | NA | NA | NA
Mount Copper (Murdochville Wind Farm) | -14772 | Operating | 54 | Wind Turbine | 2004 | NextEra Energy Canada, LP |  | NPCC | QUE |  |  | Wind | 54 | NA | NA | NA | NA | NA | NA
Mount Miller | -22693 | Operating | 54 | Wind Turbine | 2005 | NextEra Energy Canada, LP |  | NPCC | QUE |  |  | Wind | 54 | NA | NA | NA | NA | NA | NA
Mountain Chute (Ottawa/St. Lawrence) | -5251 | Operating | 170 | Hydraulic Turbine | 1967 | Ontario Power Generation Inc. | Ontario | NPCC | ONT |  |  | Water | 170 | NA | NA | NA | NA | NA | NA
Mulgrave Community Wind Power Project | -171089 | Operating | 2.4 | Wind Turbine | 2015 | Zutphen Wind Inc. |  | NPCC | MRTM |  |  | Wind | 2.4 | NA | NA | NA | NA | NA | NA
Mulgrave Community Wind Power Project | -171088 | Operating | 2.4 | Wind Turbine | 2015 | Celtic Current Inc. |  | NPCC | MRTM |  |  | Wind | 2.4 | NA | NA | NA | NA | NA | NA
Balzac | -346688 | Operating | 120 | Combined Cycle | 2001 | CNOOC Limited | Alberta | WECC | WECCCN |  |  | Gas | 120 | NA | NA | NA | NA | NA | NA
Murdochville | -475085 | Operating | 5.4 | Steam Turbine | 1955 | Noranda Mining and Exploration Inc. |  | NPCC | QUE |  |  | Biomass | 5.4 | NA | NA | NA | NA | NA | NA
Murdock Wilson | -752108 | Operating | 55 | Hydraulic Turbine | 1957 | Resolute FP Canada Inc. |  | NPCC | QUE |  |  | Water | 55 | NA | NA | NA | NA | NA | NA
Balzac | -346687 | Operating | 120 | Combined Cycle | 2001 | CNOOC Limited | Alberta | WECC | WECCCN |  |  | Gas | 120 | NA | NA | NA | NA | NA | NA
Muskrat Falls (Lower Churchill Project) | -383063 | Operating | 824 | Hydraulic Turbine | 2020 | Newfoundland and Labrador Hydro |  | NPCC | MRTM |  |  | Water | 824 | NA | NA | NA | NA | NA | NA
Bantry Sour Gas Power Plant | -169929 | Operating | 7.2 | Gas Turbine | 2008 | AltaGas Limited Partnership | Alberta | WECC | WECCCN |  |  | Gas | 7.2 | NA | NA | NA | NA | NA | NA
Nackawic | -11403 | Operating | 25 | Steam Turbine | 1969 | St. Anne-Nackawic Pulp Co. Ltd. | New Brunswick | NPCC | MRTM |  |  | Biomass | 25 | NA | NA | NA | NA | NA | NA
Baptist Medical Center | -164330 | Operating | 9 | Gas Turbine | 1982 | Baptist Memorial Hospital |  | SERC | FP | Duval | FL | Gas | 9 | 14629 | 14605 | 15181 | 25.898 | 17.8247 | 22.7321
Nairn | -149675 | Operating | 4.5 | Hydraulic Turbine | 1917 | Vale Canada Limited | Ontario | NPCC | ONT |  |  | Water | 4.5 | NA | NA | NA | NA | NA | NA
Nanaimo Bioenergy Centre (Cedar Road) | -168517 | Operating | 1.3 | Internal Combustion | 2009 | Cedar Road Lfg Inc. |  | WECC | WECCCN |  |  | Biomass | 1.3 | NA | NA | NA | NA | NA | NA
Nanticoke -Ontario | -11541 | Operating | 22 | Steam Turbine | 1978 | Imperial Oil Limited | Ontario | NPCC | ONT |  |  | Gas | 22 | NA | NA | NA | NA | NA | NA
Nanticoke Solar Project | -230603 | Operating | 44 | Solar | 2019 | Mississauga of the Credit First Nation | Ontario | NPCC | ONT |  |  | Solar | 44 | NA | NA | NA | NA | NA | NA
Nanticoke Solar Project | -163737 | Operating | 44 | Solar | 2019 | Six Nations Elected Council | Ontario | NPCC | ONT |  |  | Solar | 44 | NA | NA | NA | NA | NA | NA
Nanticoke Solar Project | -163736 | Operating | 44 | Solar | 2019 | Ontario Power Generation Inc. | Ontario | NPCC | ONT |  |  | Solar | 44 | NA | NA | NA | NA | NA | NA
Barber Creek CT | -9625 | Operating | 22.5 | Gas Turbine | 2002 | Basin Electric Power Cooperative | SPP | WECC | RMPA | Campbell | WY | Gas | 18 | 18674 | 18068 | 16593 | 0.22768 | 0.2911 | 0.371
Napanee TS Taylor Kidd Solar PV Project | -153435 | Operating | 10 | Solar | 2014 | Ullico Inc. | Ontario | NPCC | ONT |  |  | Solar | 10 | NA | NA | NA | NA | NA | NA
Napier Wind Farm | -299624 | Operating | 4.1 | Wind Turbine | 2015 | Capstone Infrastructure Corporation | Ontario | NPCC | ONT |  |  | Wind | 4.1 | NA | NA | NA | NA | NA | NA
NAT-1 Power Station (Ralston) | -90694 | Operating | 20.33 | Internal Combustion | 2015 | Natural Energy Partners Ltd. | Alberta | WECC | WECCCN |  |  | Gas | 20.33 | NA | NA | NA | NA | NA | NA
NAT-1 Power Station (Ralston) | -90693 | Operating | 20.33 | Internal Combustion | 2015 | Cummins Energy Ventures Canada Ltd | Alberta | WECC | WECCCN |  |  | Gas | 20.33 | NA | NA | NA | NA | NA | NA
Nation Rise Wind Farm | -387486 | Operating | 100 | Wind Turbine | 2021 | AxInfra US L.P. | Ontario | NPCC | ONT |  |  | Wind | 100 | NA | NA | NA | NA | NA | NA
Nation Rise Wind Farm | -387485 | Operating | 100 | Wind Turbine | 2021 | EDP Renewables Canada Ltd. | Ontario | NPCC | ONT |  |  | Wind | 100 | NA | NA | NA | NA | NA | NA
Nation Rise Wind Farm | -387484 | Operating | 100 | Wind Turbine | 2021 | EDP Renewables Canada Ltd. | Ontario | NPCC | ONT |  |  | Wind | 100 | NA | NA | NA | NA | NA | NA
Naylor Wind Farm (Thames River) | -167585 | Operating | 10 | Wind Turbine | 2010 | Boralex Inc. | Ontario | NPCC | ONT |  |  | Wind | 10 | NA | NA | NA | NA | NA | NA
Nepisiguit Falls Hydro (Great Falls) | -12914 | Operating | 10.8 | Hydraulic Turbine | 1921 | New Brunswick Energy Marketing Corporation | New Brunswick | NPCC | MRTM |  |  | Water | 10.8 | NA | NA | NA | NA | NA | NA
New Brunswick Landfill | -168497 | Operating | 2.1 | Internal Combustion | 2012 | Fredericton Region Solid Waste Commission | New Brunswick | NPCC | MRTM |  |  | Biomass | 2.1 | NA | NA | NA | NA | NA | NA
New Chelsea | -56141 | Operating | 4 | Hydraulic Turbine | 1957 | Newfoundland Power Inc. |  | NPCC | MRTM |  |  | Water | 4 | NA | NA | NA | NA | NA | NA
New Richmond Wind Project | -676669 | Operating | 68 | Wind Turbine | 2013 | TransAlta Renewables Inc. |  | NPCC | QUE |  |  | Wind | 68 | NA | NA | NA | NA | NA | NA
Niagara Region Wind Farm | -806724 | Operating | 230 | Wind Turbine | 2016 | Six Nations Elected Council | Ontario | NPCC | ONT |  |  | Wind | 230 | NA | NA | NA | NA | NA | NA
Niagara Region Wind Farm | -121230 | Operating | 230 | Wind Turbine | 2016 | Boralex Inc. | Ontario | NPCC | ONT |  |  | Wind | 230 | NA | NA | NA | NA | NA | NA
Nicolas-Riou Wind | -789796 | Operating | 224.5 | Wind Turbine | 2018 | Regie Intermunicipale De L Energie Gaspesie Iles De Louisiana Madeleine |  | NPCC | QUE |  |  | Wind | 224.5 | NA | NA | NA | NA | NA | NA
Nicolas-Riou Wind | -551755 | Operating | 224.5 | Wind Turbine | 2018 | EDF Renewables Canada Inc. |  | NPCC | QUE |  |  | Wind | 224.5 | NA | NA | NA | NA | NA | NA
Nicolas-Riou Wind | -171923 | Operating | 224.5 | Wind Turbine | 2018 | Énergie Éolienne Bas-St-Laurent |  | NPCC | QUE |  |  | Wind | 224.5 | NA | NA | NA | NA | NA | NA
Nictaux | -11373 | Operating | 7.2 | Hydraulic Turbine | 1954 | Nova Scotia Power Inc. |  | NPCC | MRTM |  |  | Water | 7.2 | NA | NA | NA | NA | NA | NA
Nine Mile River Community Wind Project | -171092 | Operating | 4 | Wind Turbine | 2015 | Scotian Wind Inc |  | NPCC | MRTM |  |  | Wind | 4 | NA | NA | NA | NA | NA | NA
Nine Mile River Community Wind Project | -171091 | Operating | 4 | Wind Turbine | 2015 | WEB Wind Energy North America Inc |  | NPCC | MRTM |  |  | Wind | 4 | NA | NA | NA | NA | NA | NA
Barney M Davis Repower | -758892 | Operating | 730.2 | Combined Cycle | 2010 | CPS Energy, Inc. | ERCOT | TRE | TRE | Nueces | TX | Gas | 655 | NA | NA | NA | NA | NA | NA
Nipissing (Central Hydro) Station | -10929 | Mothballed | 2 | Hydraulic Turbine | 1909 | Ontario Power Generation Inc. | Ontario | NPCC | ONT |  |  | Water | NA | NA | NA | NA | NA | NA | NA
Nordic Kraft (Lebel-Sur-Quevillon) | -142862 | Operating | 41.3 | Steam Turbine | 1997 | Les Chantiers Chibougamau Ltée |  | NPCC | QUE |  |  | Biomass | 41.3 | NA | NA | NA | NA | NA | NA
Norfolk Bloomsburg TS Solar Energy Project | -144865 | Operating | 10 | Solar | 2013 | Dundee Realty Management Corporation | Ontario | NPCC | ONT |  |  | Solar | 10 | NA | NA | NA | NA | NA | NA
Norfolk Bloomsburg TS Solar Energy Project | -144864 | Operating | 10 | Solar | 2013 | Dundee Corporation | Ontario | NPCC | ONT |  |  | Solar | 10 | NA | NA | NA | NA | NA | NA
Norfolk Bloomsburg TS Solar Energy Project | -144862 | Operating | 10 | Solar | 2013 | OPTrust Private Markets Group | Ontario | NPCC | ONT |  |  | Solar | 10 | NA | NA | NA | NA | NA | NA
Norman -OT | -213999 | Operating | 12.8 | Hydraulic Turbine | 1926 | BluEarth Renewables Inc. | Ontario | NPCC | ONT |  |  | Water | 12.8 | NA | NA | NA | NA | NA | NA
Norman -OT | -212161 | Operating | 12.8 | Hydraulic Turbine | 1926 | New South Wales Treasury Corporation | Ontario | NPCC | ONT |  |  | Water | 12.8 | NA | NA | NA | NA | NA | NA
Norman -OT | -212160 | Operating | 12.8 | Hydraulic Turbine | 1926 | Infra H2O LP Partners Inc | Ontario | NPCC | ONT |  |  | Water | 12.8 | NA | NA | NA | NA | NA | NA
Norman -OT | -212159 | Operating | 12.8 | Hydraulic Turbine | 1926 | Infra H2O GP Partners Inc | Ontario | NPCC | ONT |  |  | Water | 12.8 | NA | NA | NA | NA | NA | NA
North Bala Small Hydro Project (Bala Generating Station) | -792718 | Operating | 4.7 | Hydraulic Turbine | 2020 | Potentia Renewables Inc. | Ontario | NPCC | ONT |  |  | Water | 4.7 | NA | NA | NA | NA | NA | NA
North Bala Small Hydro Project (Bala Generating Station) | -792717 | Operating | 4.7 | Hydraulic Turbine | 2020 | Potentia Renewables Inc. | Ontario | NPCC | ONT |  |  | Water | 4.7 | NA | NA | NA | NA | NA | NA
North Bala Small Hydro Project (Bala Generating Station) | -792716 | Operating | 4.7 | Hydraulic Turbine | 2020 | Potentia Renewables Inc. | Ontario | NPCC | ONT |  |  | Water | 4.7 | NA | NA | NA | NA | NA | NA
Barre Substation Peaker | -166780 | Operating | 49.8 | Gas Turbine | 2007 | Southern California Edison Company | CAISO | WECC | CAMX | Orange | CA | Gas | 49 | 11056 | 10286 | 10183 | 4.7538 | 5.3967 | 6.5241
Barrow | -1727 | Operating | 17.3 | Gas Turbine | 1977 | Barrow Utils & Elec Coop, Inc |  | ASCC | ALASKA | North Slope | AK | Gas | 19.3 | 16574 | 15828 | 15808 | 27.5995 | 29.232 | 27.9952
North Beaver Bank Community Wind Project | -172818 | Operating | 8 | Wind Turbine | 2015 | Scotian Wind Inc |  | NPCC | MRTM |  |  | Wind | 8 | NA | NA | NA | NA | NA | NA
North Beaver Bank Community Wind Project | -172817 | Operating | 8 | Wind Turbine | 2015 | WEB Wind Energy North America Inc |  | NPCC | MRTM |  |  | Wind | 8 | NA | NA | NA | NA | NA | NA
North Burgess Solar Project | -168908 | Operating | 10 | Solar | 2014 | Northland Power Inc. | Ontario | NPCC | ONT |  |  | Solar | 10 | NA | NA | NA | NA | NA | NA
North Cape Wind | -166297 | Operating | 10.56 | Wind Turbine | 2001 | PEI Energy Corp |  | NPCC | MRTM |  |  | Wind | 10.56 | NA | NA | NA | NA | NA | NA
North Kent (Chatham Kent) Wind Project | -222913 | Operating | 100 | Wind Turbine | 2018 | Pattern Energy Group LLC | Ontario | NPCC | ONT |  |  | Wind | 100 | NA | NA | NA | NA | NA | NA
North Kent (Chatham Kent) Wind Project | -206403 | Operating | 100 | Wind Turbine | 2018 | Samsung Renewable Energy Inc. | Ontario | NPCC | ONT |  |  | Wind | 100 | NA | NA | NA | NA | NA | NA
North Klondike Highway Solar Project | -421359 | Operating | 1 | Solar | 2021 | Solvest Inc. |  | WECC | WECCCN |  |  | Solar | 1 | NA | NA | NA | NA | NA | NA
North Malden Wind Farm (Thames River) | -167586 | Operating | 10 | Wind Turbine | 2011 | Boralex Inc. | Ontario | NPCC | ONT |  |  | Wind | 10 | NA | NA | NA | NA | NA | NA
Barry CC | -692626 | Operating & Planned | 1844.8 | Combined Cycle | 2000 | Alabama Power Company |  | SERC | SOU | Mobile | AL | Gas | 1917 | 6248 | NA | NA | 43.5758 | NA | NA
Northwest Stave River | -166452 | Operating | 17.5 | Hydraulic Turbine | 2013 | Cloudworks Energy Inc |  | WECC | WECCCN |  |  | Water | 17.5 | NA | NA | NA | NA | NA | NA
Northwood Mill Biomass Project | -170306 | Operating | 11 | Internal Combustion | 2014 | Canfor Corporation |  | WECC | WECCCN |  |  | Biomass | 11 | NA | NA | NA | NA | NA | NA
Norway Wind Park | -191552 | Operating | 9 | Wind Turbine | 2007 | Ventus Energy Inc. |  | NPCC | MRTM |  |  | Wind | 9 | NA | NA | NA | NA | NA | NA
Norway Wind Park | -59589 | Operating | 9 | Wind Turbine | 2007 | Axium Infrastructure Inc. |  | NPCC | MRTM |  |  | Wind | 9 | NA | NA | NA | NA | NA | NA
Norway Wind Park | -59587 | Operating | 9 | Wind Turbine | 2007 | MIT Renewables Inc |  | NPCC | MRTM |  |  | Wind | 9 | NA | NA | NA | NA | NA | NA
NRStor Minto Flywheel Storage Project | -172399 | Operating | 2 | Mechanical Storage | 2014 | NRStor, Inc. | Ontario | NPCC | ONT |  |  | Energy Storage | 2 | NA | NA | NA | NA | NA | NA
Nuttby Mountain Wind Project | -167319 | Operating | 50.6 | Wind Turbine | 2010 | Nova Scotia Power Inc. |  | NPCC | MRTM |  |  | Wind | 50.6 | NA | NA | NA | NA | NA | NA
Obedjiwan | -5567 | Operating | 4.9 | Internal Combustion | 1990 | Hydro-Québec |  | NPCC | QUE |  |  | Oil | 4.9 | NA | NA | NA | NA | NA | NA
Ocean Falls | -15098 | Operating | 14.5 | Hydraulic Turbine | 1917 | Boralex Inc. |  | WECC | WECCCN |  |  | Water | 14.5 | NA | NA | NA | NA | NA | NA
Old Woman Falls | -751947 | Operating | 5.5 | Hydraulic Turbine | 2013 | Hydromega Services Inc. | Ontario | NPCC | ONT |  |  | Water | 5.5 | NA | NA | NA | NA | NA | NA
Old Woman Falls | -167380 | Operating | 5.5 | Hydraulic Turbine | 2013 | Wabun Tribal Council | Ontario | NPCC | ONT |  |  | Water | 5.5 | NA | NA | NA | NA | NA | NA
Oldman River | -458472 | Operating | 32 | Hydraulic Turbine | 2003 | ATCO Renewables Ltd | Alberta | WECC | WECCCN |  |  | Water | 32 | NA | NA | NA | NA | NA | NA
Oldman River | -437985 | Operating | 32 | Hydraulic Turbine | 2003 | ATCO Renewables Ltd | Alberta | WECC | WECCCN |  |  | Water | 32 | NA | NA | NA | NA | NA | NA
Oldman River | -166406 | Operating | 32 | Hydraulic Turbine | 2003 | Piikani Nation | Alberta | WECC | WECCCN |  |  | Water | 32 | NA | NA | NA | NA | NA | NA
Oldman River Wind Farm | -676668 | Operating | 3.6 | Wind Turbine | 2007 | TransAlta Renewables Inc. | Alberta | WECC | WECCCN |  |  | Wind | 3.6 | NA | NA | NA | NA | NA | NA
Oneida Battery Storage Project | -805286 | Operating | NA | Battery | 2025 | Six Nations of the Grand River Development Corporation | Ontario | NPCC | ONT |  |  | Energy Storage | 250 | NA | NA | NA | NA | NA | NA
Oneida Battery Storage Project | -805285 | Operating | NA | Battery | 2025 | NRStor, Inc. | Ontario | NPCC | ONT |  |  | Energy Storage | 250 | NA | NA | NA | NA | NA | NA
Oneida Battery Storage Project | -805284 | Operating | NA | Battery | 2025 | Northland Power Inc. | Ontario | NPCC | ONT |  |  | Energy Storage | 250 | NA | NA | NA | NA | NA | NA
Oneida Battery Storage Project | -805283 | Operating | NA | Battery | 2025 | Aecon Group Inc. | Ontario | NPCC | ONT |  |  | Energy Storage | 250 | NA | NA | NA | NA | NA | NA
Ontario Wind Project (Underwood Wind) | -781878 | Operating | 181.5 | Wind Turbine | 2008 | Cordelio Power LP | Ontario | NPCC | ONT |  |  | Wind | 181.5 | NA | NA | NA | NA | NA | NA
Ontario Wind Project (Underwood Wind) | -146461 | Operating | 181.5 | Wind Turbine | 2008 | Enbridge Income Fund Holdings Inc. | Ontario | NPCC | ONT |  |  | Wind | 181.5 | NA | NA | NA | NA | NA | NA
Optigaz Landfill Gas | -38461 | Operating | 1.6 | Internal Combustion | 1998 | Optigaz Inc. |  | NPCC | QUE |  |  | Biomass | 1.6 | NA | NA | NA | NA | NA | NA
Orillia | -748251 | Operating | 2 | Internal Combustion | 1947 | Orillia Power Generation Corporation | Ontario | NPCC | ONT |  |  | Oil | 2 | NA | NA | NA | NA | NA | NA
Oro-Medonte Solar Farm (Oro 4 Line) | -153426 | Operating | 10 | Solar | 2014 | Ullico Inc. | Ontario | NPCC | ONT |  |  | Solar | 10 | NA | NA | NA | NA | NA | NA
Bartow CC | -41913 | Operating | 1254 | Combined Cycle | 2009 | Duke Energy Florida, LLC |  | SERC | FP | Pinellas | FL | Gas | 1259 | 7780 | 7686 | 7738 | 59.3722 | 59.8923 | 47.5523
Bartow CT | -41849 | Operating | 221.6 | Gas Turbine | 1972 | Duke Energy Florida, LLC |  | SERC | FP | Pinellas | FL | Gas | 212 | 14832 | 17222 | 15444 | 1.0592 | 1.3493 | 1.7955
Otter Rapids Generating Station | -10913 | Operating | 182 | Hydraulic Turbine | 1961 | Ontario Power Generation Inc. | Ontario | NPCC | ONT |  |  | Water | 182 | NA | NA | NA | NA | NA | NA
Otto Holden (Ottawa/St. Lawrence) | -10906 | Operating | 243.04 | Hydraulic Turbine | 1952 | Ontario Power Generation Inc. | Ontario | NPCC | ONT |  |  | Water | 243.04 | NA | NA | NA | NA | NA | NA
Outardes 2 | -5676 | Operating | 523 | Hydraulic Turbine | 1978 | Hydro-Québec |  | NPCC | QUE |  |  | Water | 523 | NA | NA | NA | NA | NA | NA
Outardes 3 | -5677 | Operating | 1026 | Hydraulic Turbine | 1969 | Hydro-Québec |  | NPCC | QUE |  |  | Water | 1026 | NA | NA | NA | NA | NA | NA
Outardes 4 | -5678 | Operating | 784.99 | Hydraulic Turbine | 1969 | Hydro-Québec |  | NPCC | QUE |  |  | Water | 784.99 | NA | NA | NA | NA | NA | NA
Oxley Wind Farm | -769055 | Operating | 6 | Wind Turbine | 2014 | Potentia Renewables Inc. | Ontario | NPCC | ONT |  |  | Wind | 6 | NA | NA | NA | NA | NA | NA
Oxley Wind Farm | -769054 | Operating | 6 | Wind Turbine | 2014 | Potentia Renewables Inc. | Ontario | NPCC | ONT |  |  | Wind | 6 | NA | NA | NA | NA | NA | NA
Oxley Wind Farm | -769053 | Operating | 6 | Wind Turbine | 2014 | Potentia Renewables Inc. | Ontario | NPCC | ONT |  |  | Wind | 6 | NA | NA | NA | NA | NA | NA
Paintearth Wind Project | -791200 | Operating | 190 | Wind Turbine | 2024 | Potentia Renewables Inc. | Alberta | WECC | WECCCN |  |  | Wind | 190 | NA | NA | NA | NA | NA | NA
Paintearth Wind Project | -756029 | Operating | 190 | Wind Turbine | 2024 | Potentia Renewables Inc. | Alberta | WECC | WECCCN |  |  | Wind | 190 | NA | NA | NA | NA | NA | NA
Paintearth Wind Project | -756028 | Operating | 190 | Wind Turbine | 2024 | Potentia Renewables Inc. | Alberta | WECC | WECCCN |  |  | Wind | 190 | NA | NA | NA | NA | NA | NA
Paintearth Wind Project | -756027 | Operating | 190 | Wind Turbine | 2024 | Greengate Power Corporation | Alberta | WECC | WECCCN |  |  | Wind | 190 | NA | NA | NA | NA | NA | NA
Palisades - AB | -437975 | Operating | 17.98 | Steam Turbine | 1959 | ATCO Electric Ltd. | Alberta | WECC | WECCCN |  |  | Gas | 17.98 | NA | NA | NA | NA | NA | NA
Palisades - AB | -137313 | Operating | 17.98 | Steam Turbine | 1959 | ATCO Electric Ltd. | Alberta | WECC | WECCCN |  |  | Gas | 17.98 | NA | NA | NA | NA | NA | NA
Palisades - AB | -137312 | Operating | 17.98 | Steam Turbine | 1959 | ATCO Electric Ltd. | Alberta | WECC | WECCCN |  |  | Gas | 17.98 | NA | NA | NA | NA | NA | NA
Paradise -NS | -11374 | Operating | 4.2 | Hydraulic Turbine | 1950 | Nova Scotia Power Inc. |  | NPCC | MRTM |  |  | Water | 4.2 | NA | NA | NA | NA | NA | NA
Paradise River | -764713 | Operating | 8 | Hydraulic Turbine | 1989 | Newfoundland and Labrador Hydro |  | NPCC | MRTM |  |  | Water | 8 | NA | NA | NA | NA | NA | NA
Parc Des Moulins I & II Wind Energy Project | -256671 | Operating | 156.85 | Wind Turbine | 2013 | Boralex Inc. |  | NPCC | QUE |  |  | Wind | 156.85 | NA | NA | NA | NA | NA | NA
Parc éolien de la Dune-du-Nord Project (Dune-du-Nord Wind Farm) | -789798 | Operating | 8.2 | Wind Turbine | 2020 | Regie Intermunicipale De L Energie Gaspesie Iles De Louisiana Madeleine |  | NPCC | QUE |  |  | Wind | 8.2 | NA | NA | NA | NA | NA | NA
Parc éolien de la Dune-du-Nord Project (Dune-du-Nord Wind Farm) | -762616 | Operating | 8.2 | Wind Turbine | 2020 | Valeco Energie Québec Inc. |  | NPCC | QUE |  |  | Wind | 8.2 | NA | NA | NA | NA | NA | NA
Parc éolien de la Dune-du-Nord Project (Dune-du-Nord Wind Farm) | -299629 | Operating | 8.2 | Wind Turbine | 2020 | Plan A Capital Inc. |  | NPCC | QUE |  |  | Wind | 8.2 | NA | NA | NA | NA | NA | NA
Parc Eolien de Saint-Philémon Wind Farm | -169190 | Operating | 24 | Wind Turbine | 2015 | MRC de Bellechasse |  | NPCC | QUE |  |  | Wind | 24 | NA | NA | NA | NA | NA | NA
Parc Eolien de Saint-Philémon Wind Farm | -169189 | Operating | 24 | Wind Turbine | 2015 | Saint Philemon Paroisse |  | NPCC | QUE |  |  | Wind | 24 | NA | NA | NA | NA | NA | NA
Parc Eolien de Saint-Philémon Wind Farm | -105481 | Operating | 24 | Wind Turbine | 2015 | Renewable Energy Developers Inc. |  | NPCC | QUE |  |  | Wind | 24 | NA | NA | NA | NA | NA | NA
Parc eolien du Renard | -166327 | Operating | 2.25 | Wind Turbine | 2003 | DNV Renewables (USA) Inc. |  | NPCC | QUE |  |  | Wind | 2.25 | NA | NA | NA | NA | NA | NA
Parc eolien du Renard | -166326 | Operating | 2.25 | Wind Turbine | 2003 | Lefebvre Frères Ltd. |  | NPCC | QUE |  |  | Wind | 2.25 | NA | NA | NA | NA | NA | NA
Parc eolien du Renard | -166325 | Operating | 2.25 | Wind Turbine | 2003 | Le Groupe Ohméga, Inc. |  | NPCC | QUE |  |  | Wind | 2.25 | NA | NA | NA | NA | NA | NA
Parc eolien du Renard | -166324 | Operating | 2.25 | Wind Turbine | 2003 | Fabrication Delta Inc. |  | NPCC | QUE |  |  | Wind | 2.25 | NA | NA | NA | NA | NA | NA
Parker Mountain Community Wind Project | -171511 | Operating | 1.99 | Wind Turbine | 2014 | WEB Wind Energy North America Inc |  | NPCC | MRTM |  |  | Wind | 1.99 | NA | NA | NA | NA | NA | NA
Parker Mountain Community Wind Project | -171510 | Operating | 1.99 | Wind Turbine | 2014 | Scotian Windfields Inc. |  | NPCC | MRTM |  |  | Wind | 1.99 | NA | NA | NA | NA | NA | NA
Bastrop Energy Center | -640613 | Operating | 618.7 | Combined Cycle | 2002 | Hull Street Energy, LLC | ERCOT | TRE | TRE | Bastrop | TX | Gas | 610 | 7735 | NA | NA | 56.5558 | NA | NA
Parry Battery Storage Project | -172693 | Operating | 2 | Battery | 2017 | NextEra Canada Development & Acquisitions, Inc | Ontario | NPCC | ONT |  |  | Energy Storage | 2 | NA | NA | NA | NA | NA | NA
Pas | -757623 | Operating | 22.8 | Steam Turbine | 1970 | Tolko Industries Ltd. | MISO | MRO | MRO-CN |  |  | Biomass | 22.8 | NA | NA | NA | NA | NA | NA
Paton | -11594 | Operating | 1.7 | Hydraulic Turbine | 1927 | Hydro Sherbrooke |  | NPCC | QUE |  |  | Water | 1.7 | NA | NA | NA | NA | NA | NA
Paugan | -5771 | Operating | 226 | Hydraulic Turbine | 1928 | Hydro-Québec |  | NPCC | QUE |  |  | Water | 226 | NA | NA | NA | NA | NA | NA
Peace Canyon | -5787 | Operating | 700 | Hydraulic Turbine | 1980 | British Columbia Hydro and Power Authority |  | WECC | WECCCN |  |  | Water | 700 | NA | NA | NA | NA | NA | NA
Peace River | -150492 | Operating | 40 | Steam Turbine | 1989 | Mercer Peace River Pulp Ltd. | Alberta | WECC | WECCCN |  |  | Biomass | 40 | NA | NA | NA | NA | NA | NA
Pelly Crossing Facility | -437996 | Operating | NA | Internal Combustion | NA | Yukon Electrical Company Limited, The |  | WECC | WECCCN |  |  | Oil | 1.2 | NA | NA | NA | NA | NA | NA
Pelly Crossing Facility | -137565 | Operating | NA | Internal Combustion | NA | Yukon Electrical Company Limited, The |  | WECC | WECCCN |  |  | Oil | 1.2 | NA | NA | NA | NA | NA | NA
Pendleton Solar Energy Centre | -551787 | Operating | 10 | Solar | 2018 | EDF Renewables Canada Inc. | Ontario | NPCC | ONT |  |  | Solar | 10 | NA | NA | NA | NA | NA | NA
Pendleton Solar Energy Centre | -201924 | Operating | 10 | Solar | 2018 | Algonquins of Pikwàkanagàn First Nation | Ontario | NPCC | ONT |  |  | Solar | 10 | NA | NA | NA | NA | NA | NA
Penn Energy Brantgate Solar PV Plant | -765876 | Operating | 8 | Solar | 2015 | Penn Energy Renewables, Ltd. | Ontario | NPCC | ONT |  |  | Solar | 8 | NA | NA | NA | NA | NA | NA
Penn Energy–Ridgefield Solar Energy Facility | -765871 | Operating | 8 | Solar | 2015 | Penn Energy Renewables, Ltd. | Ontario | NPCC | ONT |  |  | Solar | 8 | NA | NA | NA | NA | NA | NA
Pennask Wind Project (Okanagan Wind) | -628900 | Operating | 15 | Wind Turbine | 2017 | Robust Faith Ltd. |  | WECC | WECCCN |  |  | Wind | 15 | NA | NA | NA | NA | NA | NA
Pennask Wind Project (Okanagan Wind) | -628899 | Operating | 15 | Wind Turbine | 2017 | Aspire Rich Ltd. |  | WECC | WECCCN |  |  | Wind | 15 | NA | NA | NA | NA | NA | NA
Pennask Wind Project (Okanagan Wind) | -615073 | Operating | 15 | Wind Turbine | 2017 | Canadian Power Holdings Inc. |  | WECC | WECCCN |  |  | Wind | 15 | NA | NA | NA | NA | NA | NA
Pennask Wind Project (Okanagan Wind) | -615071 | Operating | 15 | Wind Turbine | 2017 | CK Infrastructure Holdings Limited |  | WECC | WECCCN |  |  | Wind | 15 | NA | NA | NA | NA | NA | NA
Pentecote | -11651 | Operating | 2 | Hydraulic Turbine | 1999 | Algonquin Power & Utilities Corp. |  | NPCC | QUE |  |  | Water | 2 | NA | NA | NA | NA | NA | NA
Peribonka | -166215 | Operating | 256.67 | Hydraulic Turbine | 2007 | Hydro-Québec |  | NPCC | QUE |  |  | Water | 385 | NA | NA | NA | NA | NA | NA
Peter Sutherland Senior Generating Station (New Post Creek) | -169673 | Operating | 28 | Hydraulic Turbine | 2017 | Coral Rapids Power | Ontario | NPCC | ONT |  |  | Water | 28 | NA | NA | NA | NA | NA | NA
Peter Sutherland Senior Generating Station (New Post Creek) | -169672 | Operating | 28 | Hydraulic Turbine | 2017 | Ontario Power Generation Inc. | Ontario | NPCC | ONT |  |  | Water | 28 | NA | NA | NA | NA | NA | NA
Peterborough Landfill Gas Generation Project (Bensfort Road Landfill) | -168651 | Operating | 1.6 | Internal Combustion | 2013 | LFG Power Corporation | Ontario | NPCC | ONT |  |  | Biomass | 1.6 | NA | NA | NA | NA | NA | NA
Petites Bergeronnes | -11647 | Operating | 4.2 | Hydraulic Turbine | 1994 | AXOR, Inc. |  | NPCC | QUE |  |  | Water | 4.2 | NA | NA | NA | NA | NA | NA
Petrolia Landfill | -168108 | Operating | 3.2 | Internal Combustion | 2010 | Waste Management, Inc. | Ontario | NPCC | ONT |  |  | Biomass | 3.2 | NA | NA | NA | NA | NA | NA
Petty Harbour | -56157 | Operating | 6 | Hydraulic Turbine | 1908 | Newfoundland Power Inc. |  | NPCC | MRTM |  |  | Water | 6 | NA | NA | NA | NA | NA | NA
Pickering | -786824 | Operating | 3100 | Nuclear | 1971 | Ontario Power Generation Inc. | Ontario | NPCC | ONT |  |  | Nuclear | 2068 | NA | NA | NA | NA | NA | NA
Pictou Landing Community Wind Farm | -173187 | Operating | 1.6 | Wind Turbine | 2016 | Mi’Kmaq First Nations |  | NPCC | MRTM |  |  | Wind | 1.6 | NA | NA | NA | NA | NA | NA
Pictou Landing Community Wind Farm | -173186 | Operating | 1.6 | Wind Turbine | 2016 | Wind4all Incorporation |  | NPCC | MRTM |  |  | Wind | 1.6 | NA | NA | NA | NA | NA | NA
Pictou Landing Community Wind Farm | -173185 | Operating | 1.6 | Wind Turbine | 2016 | Natural Forces Technologies, Inc. |  | NPCC | MRTM |  |  | Wind | 1.6 | NA | NA | NA | NA | NA | NA
Pierre de Saurel Wind Farm | -169191 | Operating | 24.6 | Wind Turbine | 2016 | MRC de Pierre-De Saurel |  | NPCC | QUE |  |  | Wind | 24.6 | NA | NA | NA | NA | NA | NA
Pierre's Brook | -56143 | Operating | 3.2 | Hydraulic Turbine | 1931 | Newfoundland Power Inc. |  | NPCC | MRTM |  |  | Water | 3.2 | NA | NA | NA | NA | NA | NA
Pincher Creek Wind II (Oldman 2 Wind Farm) | -167940 | Operating | 46 | Wind Turbine | 2014 | IKEA Properties Ltd. | Alberta | WECC | WECCCN |  |  | Wind | 46 | NA | NA | NA | NA | NA | NA
Pine Falls | -5889 | Operating | 87.5 | Hydraulic Turbine | 1952 | Manitoba Hydro-Electric Board | MISO | MRO | MRO-CN |  |  | Water | 87.5 | NA | NA | NA | NA | NA | NA
Pine Portage | -10930 | Operating | 144 | Hydraulic Turbine | 1950 | Ontario Power Generation Inc. | Ontario | NPCC | ONT |  |  | Water | 144 | NA | NA | NA | NA | NA | NA
Pingston | -695433 | Operating | 45 | Hydraulic Turbine | 2003 | Brookfield Renewable Partners L.P. |  | WECC | WECCCN |  |  | Water | 45 | NA | NA | NA | NA | NA | NA
Pingston | -201811 | Operating | 45 | Hydraulic Turbine | 2003 | TransAlta Corporation |  | WECC | WECCCN |  |  | Water | 45 | NA | NA | NA | NA | NA | NA
Pocaterra | -5952 | Operating | 15 | Hydraulic Turbine | 1955 | TransAlta Energy Corporation | Alberta | WECC | WECCCN |  |  | Water | 15 | NA | NA | NA | NA | NA | NA
Point Aconi | -6073 | Operating | 171 | Steam Turbine | 1995 | Nova Scotia Power Inc. |  | NPCC | MRTM |  |  | Coal | 171 | NA | NA | NA | NA | NA | NA
Point Aconi Wind Project | -171103 | Operating | 1.9 | Wind Turbine | 2015 | Zutphen Wind Inc. |  | NPCC | MRTM |  |  | Wind | 1.9 | NA | NA | NA | NA | NA | NA
Point Aconi Wind Project | -171102 | Operating | 1.9 | Wind Turbine | 2015 | Celtic Current Inc. |  | NPCC | MRTM |  |  | Wind | 1.9 | NA | NA | NA | NA | NA | NA
Point Lepreau | -5957 | Operating | 635 | Nuclear | 1983 | New Brunswick Power Nuclear Corporation | New Brunswick | NPCC | MRTM |  |  | Nuclear | 660 | NA | NA | NA | NA | NA | NA
Point Tupper | -6076 | Operating | 152 | Steam Turbine | 1973 | Nova Scotia Power Inc. |  | NPCC | MRTM |  |  | Coal | 152 | NA | NA | NA | NA | NA | NA
Point Tupper Wind Project | -26076 | Operating | 22.55 | Wind Turbine | 2010 | Renewable Energy Services Ltd. |  | NPCC | MRTM |  |  | Wind | 22.55 | NA | NA | NA | NA | NA | NA
Point Tupper Wind Project | -19907 | Operating | 22.55 | Wind Turbine | 2010 | Nova Scotia Power Inc. |  | NPCC | MRTM |  |  | Wind | 22.55 | NA | NA | NA | NA | NA | NA
Pointe Aux Roches (Paroches) | -364309 | Operating | 48.6 | Wind Turbine | 2011 | GDF SUEZ Canada, Inc. | Ontario | NPCC | ONT |  |  | Wind | 48.6 | NA | NA | NA | NA | NA | NA
Pointe Aux Roches (Paroches) | -125329 | Operating | 48.6 | Wind Turbine | 2011 | Axium Infrastructure Inc. | Ontario | NPCC | ONT |  |  | Wind | 48.6 | NA | NA | NA | NA | NA | NA
Pointe Aux Roches (Paroches) | -125328 | Operating | 48.6 | Wind Turbine | 2011 | MIT Renewables Inc | Ontario | NPCC | ONT |  |  | Wind | 48.6 | NA | NA | NA | NA | NA | NA
Pointe du Bois | -152341 | Operating | 75 | Hydraulic Turbine | 1911 | Manitoba Hydro-Electric Board | MISO | MRO | MRO-CN |  |  | Water | 75 | NA | NA | NA | NA | NA | NA
Batavia Cogen CC Power Plant | -132619 | Operating | 66.2 | Combined Cycle | 1992 | Alliance Energy, New York LLC | New York | NPCC | NY | Genesee | NY | Gas | 59.1 | 9499 | 9806 | 9331 | 1.1821 | 0.44619 | 3.0505
Batesville Generation Facility | -51108 | Operating | 891 | Combined Cycle | 2000 | Cooperative Energy | MISO | SERC | SOU | Panola | MS | Gas | 883.5 | 7382 | 7362 | 7304 | 61.9429 | 52.6225 | 41.3466
Baton Rouge Turbine Generator | -1743 | Operating | 85.3 | Gas Turbine | 1990 | Exxon Mobil Corporation | MISO | SERC | DELTA | East Baton Rouge | LA | Gas | 81.8 | 11182 | 11202 | 12086 | 89.303 | 65.5131 | 88.0156
Port Alberni ST | -344995 | Operating | 26 | Steam Turbine | 1963 | Catalyst Paper Corporation |  | WECC | WECCCN |  |  | Biomass | 26 | NA | NA | NA | NA | NA | NA
Port Alice | -11312 | Operating | 2 | Hydraulic Turbine | 1953 | Western Pulp Limited |  | WECC | WECCCN |  |  | Water | 2 | NA | NA | NA | NA | NA | NA
Port Alice ST | -11451 | Operating | 34.8 | Steam Turbine | 1949 | Western Pulp Limited |  | WECC | WECCCN |  |  | Biomass | 34.8 | NA | NA | NA | NA | NA | NA
Port Alma Wind | -166153 | Operating | 101.2 | Wind Turbine | 2008 | Kruger Energy L.P. | Ontario | NPCC | ONT |  |  | Wind | 101.2 | NA | NA | NA | NA | NA | NA
Port Burwell Wind Farm (Erie Shores Wind Farm) | -806702 | Operating | 99 | Wind Turbine | 2006 | Capstone Infrastructure Corporation | Ontario | NPCC | ONT |  |  | Wind | 99 | NA | NA | NA | NA | NA | NA
Port Cartier | -11475 | Operating | 22 | Steam Turbine | 1997 | Uniforet-Scierie Pate Inc. |  | NPCC | QUE |  |  | Biomass | 22 | NA | NA | NA | NA | NA | NA
Bay Shore CT | -140967 | Operating | 16 | Gas Turbine | 1967 | ArcLight Energy Partners Fund VI LP | PJM | RFC | R-PJM | Lucas | OH | Oil | 16.2 | NA | 21116 | NA | -0.026072 | 0.07258 | 0
Port Dover and Nanticoke Wind Project | -785441 | Operating | 104.4 | Wind Turbine | 2013 | Axium Infrastructure Inc. | Ontario | NPCC | ONT |  |  | Wind | 104.4 | NA | NA | NA | NA | NA | NA
Port Dover and Nanticoke Wind Project | -785440 | Operating | 104.4 | Wind Turbine | 2013 | Capital Power Corporation | Ontario | NPCC | ONT |  |  | Wind | 104.4 | NA | NA | NA | NA | NA | NA
Port Dover and Nanticoke Wind Project | -163486 | Operating | 104.4 | Wind Turbine | 2013 | Capital Power GP Holdings Inc. | Ontario | NPCC | ONT |  |  | Wind | 104.4 | NA | NA | NA | NA | NA | NA
Port Hawkesbury | -396454 | Operating | 27.56 | Steam Turbine | 1961 | NewPage Wisconsin System Inc. |  | NPCC | MRTM |  |  | Oil | 27.56 | NA | NA | NA | NA | NA | NA
Port Hawkesbury Biomass Cogen (Point Tupper) | -168117 | Operating | 60 | Steam Turbine | 2013 | Nova Scotia Power Inc. |  | NPCC | MRTM |  |  | Biomass | 60 | NA | NA | NA | NA | NA | NA
Bayboro | -41851 | Operating | 226.8 | Gas Turbine | 1973 | Duke Energy Florida, LLC |  | SERC | FP | Pinellas | FL | Oil | 226 | 14081 | 14083 | 8805 | 0.22644 | 0.16249 | 0.26771
Port Mellon | -641012 | Operating | 112.5 | Steam Turbine | 1990 | Howe Sound Pulp and Paper Limited Partnership |  | WECC | WECCCN |  |  | Biomass | 112.5 | NA | NA | NA | NA | NA | NA
Port Ryerse Wind Farm | -169315 | Operating | 10 | Wind Turbine | 2016 | Boralex Inc. | Ontario | NPCC | ONT |  |  | Wind | 10 | NA | NA | NA | NA | NA | NA
Porters Lake Wind Power Project | -171098 | Operating | 3.2 | Wind Turbine | 2016 | Watts Wind Energy Inc. |  | NPCC | MRTM |  |  | Wind | 3.2 | NA | NA | NA | NA | NA | NA
Bayonne Energy Center | -145953 | Operating | 644 | Gas Turbine | 2012 | NHIP II Bayonne Holdings LLC | New York | NPCC | NY | Hudson | NJ | Gas | 631.1 | 9951 | 9892 | 10236 | 13.5983 | 20.9271 | 10.906
Port-Menier | -5999 | Operating | NA | Internal Combustion | NA | Hydro-Québec |  | NPCC | QUE |  |  | Oil | 2.79 | NA | NA | NA | NA | NA | NA
Portneuf 1 | -346786 | Operating | 8 | Hydraulic Turbine | 1996 | Innergex Renewable Energy Inc. |  | NPCC | QUE |  |  | Water | 8 | NA | NA | NA | NA | NA | NA
Portneuf 2 | -346787 | Operating | 9.9 | Hydraulic Turbine | 1996 | Innergex Renewable Energy Inc. |  | NPCC | QUE |  |  | Water | 9.9 | NA | NA | NA | NA | NA | NA
Portneuf 3 | -346788 | Operating | 8 | Hydraulic Turbine | 1996 | Innergex Renewable Energy Inc. |  | NPCC | QUE |  |  | Water | 8 | NA | NA | NA | NA | NA | NA
Povungnituk | -6021 | Operating | NA | Internal Combustion | NA | Hydro-Québec |  | NPCC | QUE |  |  | Oil | 2.87 | NA | NA | NA | NA | NA | NA
Powell River | -695588 | Operating | 46 | Hydraulic Turbine | 1910 | Brookfield Renewable Partners L.P. |  | WECC | WECCCN |  |  | Water | 46 | NA | NA | NA | NA | NA | NA
Powell River ST | -344996 | Operating | 36 | Steam Turbine | 1967 | Catalyst Paper Corporation |  | WECC | WECCCN |  |  | Biomass | 36 | NA | NA | NA | NA | NA | NA
Prairie Sunlight III Solar Project (Vauxhall Solar DER) | -243687 | Operating | 22 | Solar | 2020 | Innogy Renewables US LLC | Alberta | WECC | WECCCN |  |  | Solar | 22 | NA | NA | NA | NA | NA | NA
Premiere-Chute | -6047 | Operating | 131 | Hydraulic Turbine | 1968 | Hydro-Québec |  | NPCC | QUE |  |  | Water | 131 | NA | NA | NA | NA | NA | NA
Bayou Cogeneration | -791186 | Operating | 318.4 | Gas Turbine | 1984 | Air Liquide America Corp. | ERCOT | TRE | TRE | Harris | TX | Gas | 372 | 15802 | 15710 | 14960 | 68.9898 | 70.9678 | 65.4973
Prince Edward Island Battery Energy Storage System | -599052 | Operating | 1 | Battery | 2014 | Wind Energy Institute of Canada |  | NPCC | MRTM |  |  | Energy Storage | 1 | NA | NA | NA | NA | NA | NA
Prince Edward Island Wind Farm | -168446 | Operating | 10 | Wind Turbine | 2013 | Wind Energy Institute of Canada |  | NPCC | MRTM |  |  | Wind | 10 | NA | NA | NA | NA | NA | NA
Bayou Cove | -762572 | Operating | 416 | Gas Turbine | 2002 | Atlas Capital Resources IV LP | MISO | SERC | DELTA | Acadia | LA | Gas | 320 | NA | NA | NA | NA | NA | NA
Prince Wind Farm | -695577 | Operating | 189 | Wind Turbine | 2006 | Brookfield Renewable Partners L.P. | Ontario | NPCC | ONT |  |  | Wind | 189 | NA | NA | NA | NA | NA | NA
Proof Line 1 Wind Farm | -105510 | Operating | 6.6 | Wind Turbine | 2009 | Sky Generation, Inc. | Ontario | NPCC | ONT |  |  | Wind | 6.6 | NA | NA | NA | NA | NA | NA
Providence Bay Wind Farm | -57540 | Operating | 1.6 | Wind Turbine | 2007 | Leader Resources Services Corp. | Ontario | NPCC | ONT |  |  | Wind | 1.6 | NA | NA | NA | NA | NA | NA
Ptarmigan Creek Hydro Plant | -109734 | Operating | 3.3 | Hydraulic Turbine | 1993 | Synex Energy Resources Ltd |  | WECC | WECCCN |  |  | Water | 3.3 | NA | NA | NA | NA | NA | NA
Ptarmigan Creek Hydro Plant | -109733 | Operating | 3.3 | Hydraulic Turbine | 1993 | Robson Valley Power Corporation |  | WECC | WECCCN |  |  | Water | 3.3 | NA | NA | NA | NA | NA | NA
Pubnico Point | -41618 | Operating | 30.6 | Wind Turbine | 2004 | NextEra Energy Canada, LP |  | NPCC | MRTM |  |  | Wind | 30.6 | NA | NA | NA | NA | NA | NA
Puntledge | -6088 | Operating | 27 | Hydraulic Turbine | 1956 | British Columbia Hydro and Power Authority |  | WECC | WECCCN |  |  | Water | 27 | NA | NA | NA | NA | NA | NA
Q1WEC (Quixote One Wind Energy) | -169528 | Operating | 2.35 | Wind Turbine | 2015 | Quixote One Wind Energy Corp | Ontario | NPCC | ONT |  |  | Wind | 2.35 | NA | NA | NA | NA | NA | NA
Quality Wind Project | -785439 | Operating | 142.2 | Wind Turbine | 2012 | 15951445 Canada Inc. |  | WECC | WECCCN |  |  | Wind | 142.2 | NA | NA | NA | NA | NA | NA
Quality Wind Project | -785438 | Operating | 142.2 | Wind Turbine | 2012 | Axium Infrastructure Inc. |  | WECC | WECCCN |  |  | Wind | 142.2 | NA | NA | NA | NA | NA | NA
Quesnel | -641011 | Operating | 50.7 | Steam Turbine | 1972 | Cariboo Pulp and Paper Company Limited |  | WECC | WECCCN |  |  | Biomass | 50.7 | NA | NA | NA | NA | NA | NA
R.H. Saunders (Ottawa/St. Lawrence) | -6124 | Operating | NA | Hydraulic Turbine | NA | Ontario Power Generation Inc. | Ontario | NPCC | ONT |  |  | Water | 1045 | NA | NA | NA | NA | NA | NA
Ragged Chute | -676650 | Operating | 7 | Hydraulic Turbine | 1991 | TransAlta Renewables Inc. | Ontario | NPCC | ONT |  |  | Water | 7 | NA | NA | NA | NA | NA | NA
Ragged Rapids (Central Hydro) Station | -10932 | Operating | 8 | Hydraulic Turbine | 1938 | Ontario Power Generation Inc. | Ontario | NPCC | ONT |  |  | Water | 8 | NA | NA | NA | NA | NA | NA
Raging River Hydro Project | -142815 | Operating | 8 | Hydraulic Turbine | 2002 | Fiera Capital Corporation |  | WECC | WECCCN |  |  | Water | 8 | NA | NA | NA | NA | NA | NA
Raging River Hydro Project | -142814 | Operating | 8 | Hydraulic Turbine | 2002 | Aquila Infrastructure Management Inc. |  | WECC | WECCCN |  |  | Water | 8 | NA | NA | NA | NA | NA | NA
Bayou Cove | -72552 | Operating | 416 | Gas Turbine | 2002 | City of Alexandria, Louisiana | MISO | SERC | DELTA | Acadia | LA | Gas | 320 | 12474 | 12551 | 12679 | 5.5264 | 5.2526 | 3.517
Raleigh Wind Energy Centre | -759141 | Operating | 78 | Wind Turbine | 2011 | Brookfield Renewable Partners L.P. | Ontario | NPCC | ONT |  |  | Wind | 78 | NA | NA | NA | NA | NA | NA
Bayside (NB) | -176282 | Operating | 290 | Combined Cycle | 2001 | New Brunswick Energy Marketing Corporation | New Brunswick | NPCC | MRTM |  |  | Gas | 290 | NA | NA | NA | NA | NA | NA
Ramona Lower Creek (Narrows Inlet) | -214011 | Operating | 7 | Hydraulic Turbine | 2019 | BluEarth Renewables Inc. |  | WECC | WECCCN |  |  | Water | 7 | NA | NA | NA | NA | NA | NA
Ramona Lower Creek (Narrows Inlet) | -194278 | Operating | 7 | Hydraulic Turbine | 2019 | Sechelt Indian Band (shíshálh Nation) |  | WECC | WECCCN |  |  | Water | 7 | NA | NA | NA | NA | NA | NA
Ramona Lower Creek (Narrows Inlet) | -194276 | Operating | 7 | Hydraulic Turbine | 2019 | Altaqua Renewable Power Corp. |  | WECC | WECCCN |  |  | Water | 7 | NA | NA | NA | NA | NA | NA
Ramona Upper Creek (Narrows Inlet) | -214010 | Operating | 7 | Hydraulic Turbine | 2019 | BluEarth Renewables Inc. |  | WECC | WECCCN |  |  | Water | 7 | NA | NA | NA | NA | NA | NA
Ramona Upper Creek (Narrows Inlet) | -194275 | Operating | 7 | Hydraulic Turbine | 2019 | Sechelt Indian Band (shíshálh Nation) |  | WECC | WECCCN |  |  | Water | 7 | NA | NA | NA | NA | NA | NA
Ramona Upper Creek (Narrows Inlet) | -194273 | Operating | 7 | Hydraulic Turbine | 2019 | Altaqua Renewable Power Corp. |  | WECC | WECCCN |  |  | Water | 7 | NA | NA | NA | NA | NA | NA
Ramore Solar Park | -169042 | Operating | 8 | Solar | 2014 | Axium Infrastructure Open End Funds | Ontario | NPCC | ONT |  |  | Solar | 8 | NA | NA | NA | NA | NA | NA
Ranney Falls (Central Hydro) Station | -766800 | Operating | 20 | Hydraulic Turbine | 1922 | Ontario Power Generation Inc. | Ontario | NPCC | ONT |  |  | Water | 20 | NA | NA | NA | NA | NA | NA
Rapide 2 | -6148 | Out of Service | 73 | Hydraulic Turbine | 1954 | Hydro-Québec |  | NPCC | QUE |  |  | Water | NA | NA | NA | NA | NA | NA | NA
Rapide 7 | -6149 | Operating | 73 | Hydraulic Turbine | 1941 | Hydro-Québec |  | NPCC | QUE |  |  | Water | 79 | NA | NA | NA | NA | NA | NA
Rapide-Blanc | -6150 | Operating | 204 | Hydraulic Turbine | 1934 | Hydro-Québec |  | NPCC | QUE |  |  | Water | 204 | NA | NA | NA | NA | NA | NA
Rapides-des-Cedres Dam | -695605 | Operating | 9 | Hydraulic Turbine | 2005 | Lievre Power L.P. |  | NPCC | QUE |  |  | Water | 9 | NA | NA | NA | NA | NA | NA
Rapides-des-Coeurs | -166219 | Operating | 76 | Hydraulic Turbine | 2008 | Hydro-Québec |  | NPCC | QUE |  |  | Water | 76 | NA | NA | NA | NA | NA | NA
Rapides-des-Iles | -6151 | Operating | 176 | Hydraulic Turbine | 1966 | Hydro-Québec |  | NPCC | QUE |  |  | Water | 176 | NA | NA | NA | NA | NA | NA
Rapides-des-Quinze | -6152 | Operating | 109 | Hydraulic Turbine | 1923 | Hydro-Québec |  | NPCC | QUE |  |  | Water | 109 | NA | NA | NA | NA | NA | NA
Rapides-Farmers | -6153 | Operating | 104 | Hydraulic Turbine | 1927 | Hydro-Québec |  | NPCC | QUE |  |  | Water | 104 | NA | NA | NA | NA | NA | NA
Rattle Brook | -28618 | Operating | 4 | Hydraulic Turbine | 1998 | Liberty Power Co. |  | NPCC | MRTM |  |  | Water | 4 | NA | NA | NA | NA | NA | NA
Rattlesnake Ridge MPC Wind | -437769 | Operating | 130 | Wind Turbine | 2022 | BHEC-RES Alberta L.P. | Alberta | WECC | WECCCN |  |  | Wind | 130 | NA | NA | NA | NA | NA | NA
Rattling Brook | -56145 | Operating | 12.75 | Hydraulic Turbine | 1958 | Newfoundland Power Inc. |  | NPCC | MRTM |  |  | Water | 12.75 | NA | NA | NA | NA | NA | NA
Ravenswood Wind Farm | -105515 | Operating | 9.9 | Wind Turbine | 2008 | Sky Generation, Inc. | Ontario | NPCC | ONT |  |  | Wind | 9.9 | NA | NA | NA | NA | NA | NA
Rawdon | -28246 | Operating | 2.5 | Hydraulic Turbine | 1994 | Liberty Power Co. |  | NPCC | QUE |  |  | Water | 2.5 | NA | NA | NA | NA | NA | NA
RayLight Solar Project | -748114 | Operating | 10 | Solar | 2014 | Concord Green Energy Inc. | Ontario | NPCC | ONT |  |  | Solar | 10 | NA | NA | NA | NA | NA | NA
RayLight Solar Project | -169306 | Operating | 10 | Solar | 2014 | SkyPower Limited | Ontario | NPCC | ONT |  |  | Solar | 10 | NA | NA | NA | NA | NA | NA
Raymond Reservoir | -12427 | Operating | 20.5 | Hydraulic Turbine | 1994 | Irrigation Canal Power Co-Operative Ltd. | Alberta | WECC | WECCCN |  |  | Water | 20.5 | NA | NA | NA | NA | NA | NA
RE Sunningdale 1 | -77382 | Operating | 7 | Solar | 2014 | Fengate Capital Management Ltd. | Ontario | NPCC | ONT |  |  | Solar | 7 | NA | NA | NA | NA | NA | NA
Red Rock Falls | -695585 | Operating | 41 | Hydraulic Turbine | 1961 | Brookfield Renewable Partners L.P. | Ontario | NPCC | ONT |  |  | Water | 41 | NA | NA | NA | NA | NA | NA
Bayswater Peaking Facility | -158193 | Operating | 60.5 | Gas Turbine | 2002 | Hull Street Energy, LLC | New York | NPCC | NY | Queens | NY | Gas | 55.8 | 10603 | 11620 | 12009 | 12.8748 | 9.4377 | 15.6158
Redpath - Toronto | -641003 | Operating | 9.75 | Steam Turbine | 1959 | Redpath Sugar Ltd. | Ontario | NPCC | ONT |  |  | Gas | 9.75 | NA | NA | NA | NA | NA | NA
Baytown Power Plant | -745006 | Operating | 932.9 | Combined Cycle | 2002 | Calpine Generating Company, LLC | ERCOT | TRE | TRE | Chambers | TX | Gas | 852 | 7914 | 10500 | 8276 | 67.6802 | 28.4583 | 61.7598
René-Lévesque Generating Station (Manic 3) | -4855 | Operating | 1326 | Hydraulic Turbine | 1975 | Hydro-Québec |  | NPCC | QUE |  |  | Water | 1326 | NA | NA | NA | NA | NA | NA
Renfrew | -11206 | Operating | 2 | Hydraulic Turbine | 1900 | Renfrew Power Generation Incorporated | Ontario | NPCC | ONT |  |  | Water | 2 | NA | NA | NA | NA | NA | NA
RES Amphora Battery Storage Project | -755098 | Operating | 4 | Battery | 2014 | Renewable Energy Systems Canada Inc. | Ontario | NPCC | ONT |  |  | Energy Storage | 4 | NA | NA | NA | NA | NA | NA
RES Amphora Battery Storage Project | -172404 | Operating | 4 | Battery | 2014 | Renewable Energy Systems Canada Inc. | Ontario | NPCC | ONT |  |  | Energy Storage | 4 | NA | NA | NA | NA | NA | NA
Revelstoke | -163103 | Operating | 2480 | Hydraulic Turbine | 1984 | British Columbia Hydro and Power Authority |  | WECC | WECCCN |  |  | Water | 2480 | NA | NA | NA | NA | NA | NA
Richardson Wind Farm (Thames River) | -167587 | Operating | 10 | Wind Turbine | 2010 | Boralex Inc. | Ontario | NPCC | ONT |  |  | Wind | 10 | NA | NA | NA | NA | NA | NA
Richibucto Wind Project | -217475 | Operating | 3.5 | Wind Turbine | 2020 | Pabineau First Nation | New Brunswick | NPCC | MRTM |  |  | Wind | 3.5 | NA | NA | NA | NA | NA | NA
Richibucto Wind Project | -217474 | Operating | 3.5 | Wind Turbine | 2020 | Natural Forces Technologies, Inc. | New Brunswick | NPCC | MRTM |  |  | Wind | 3.5 | NA | NA | NA | NA | NA | NA
Richmond Energy Garden | -168445 | Operating | 1 | Internal Combustion | 2012 | Harvest Power Canada Ltd |  | WECC | WECCCN |  |  | Biomass | 1 | NA | NA | NA | NA | NA | NA
Rideau Falls Generating Station | -787013 | Operating | 2 | Hydraulic Turbine | 1908 | Energy Ottawa Inc. | Ontario | NPCC | ONT |  |  | Water | 2 | NA | NA | NA | NA | NA | NA
Rideau Lakes Solar Project | -168906 | Operating | 10 | Solar | 2013 | Northland Power Inc. | Ontario | NPCC | ONT |  |  | Solar | 10 | NA | NA | NA | NA | NA | NA
Ridge -NS | -11375 | Operating | 3.5 | Hydraulic Turbine | 1957 | Nova Scotia Power Inc. |  | NPCC | MRTM |  |  | Water | 3.5 | NA | NA | NA | NA | NA | NA
Baytown Power Plant | -745005 | Operating | 932.9 | Combined Cycle | 2002 | Calpine Generating Company, LLC | ERCOT | TRE | TRE | Chambers | TX | Gas | 852 | 7914 | 10500 | 8276 | 67.6802 | 28.4583 | 61.7598
Rimbey | -239972 | Operating | 4 | Steam Turbine | 1961 | ConocoPhillips Canada Resources Corp. | Alberta | WECC | WECCCN |  |  | Gas | 4 | NA | NA | NA | NA | NA | NA
Rimouski | -25509 | Operating | 3.5 | Hydraulic Turbine | 1997 | Boralex Power Income Fund |  | NPCC | QUE |  |  | Water | 3.5 | NA | NA | NA | NA | NA | NA
Ripley Wind Project | -746554 | Operating | 76 | Wind Turbine | 2007 | Acciona Wind Energy Canada Inc. | Ontario | NPCC | ONT |  |  | Wind | 76 | NA | NA | NA | NA | NA | NA
Ripley Wind Project | -123672 | Operating | 76 | Wind Turbine | 2007 | Acciona Wind Energy Canada Inc. | Ontario | NPCC | ONT |  |  | Wind | 76 | NA | NA | NA | NA | NA | NA
Ripley Wind Project | -123671 | Operating | 76 | Wind Turbine | 2007 | KKR & Co. Inc. | Ontario | NPCC | ONT |  |  | Wind | 76 | NA | NA | NA | NA | NA | NA
Riverview Wind Farm | -756666 | Operating | 117.6 | Wind Turbine | 2020 | Alberta Investment Management Corporation | Alberta | WECC | WECCCN |  |  | Wind | 117.6 | NA | NA | NA | NA | NA | NA
Riverview Wind Farm | -232489 | Operating | 117.6 | Wind Turbine | 2020 | Enel Green Power Canada Inc | Alberta | WECC | WECCCN |  |  | Wind | 117.6 | NA | NA | NA | NA | NA | NA
Riviere-des-Prairies | -6291 | Operating | 54 | Hydraulic Turbine | 1929 | Hydro-Québec |  | NPCC | QUE |  |  | Water | 54 | NA | NA | NA | NA | NA | NA
Rivière-du-Loup | -6292 | Operating | 2.6 | Hydraulic Turbine | 1995 | Algonquin Power Management Inc. |  | NPCC | QUE |  |  | Water | 2.6 | NA | NA | NA | NA | NA | NA
Riviere-du-Moulin Wind Farm | -551591 | Operating | 350 | Wind Turbine | 2014 | EDF Renewables Canada Inc. |  | NPCC | QUE |  |  | Wind | 350 | NA | NA | NA | NA | NA | NA
Riviere-du-Moulin Wind Farm | -156961 | Operating | 350 | Wind Turbine | 2014 | Desjardins Group |  | NPCC | QUE |  |  | Wind | 350 | NA | NA | NA | NA | NA | NA
Riviere-du-Moulin Wind Farm | -156960 | Operating | 350 | Wind Turbine | 2014 | Manulife Financial Corporation |  | NPCC | QUE |  |  | Wind | 350 | NA | NA | NA | NA | NA | NA
Riviere-du-Moulin Wind Farm | -156959 | Operating | 350 | Wind Turbine | 2014 | iA Financial Corporation Inc. |  | NPCC | QUE |  |  | Wind | 350 | NA | NA | NA | NA | NA | NA
Riviere-du-Moulin Wind Farm | -114098 | Operating | 350 | Wind Turbine | 2014 | Innu of Essipit First Nation |  | NPCC | QUE |  |  | Wind | 350 | NA | NA | NA | NA | NA | NA
Riviere-du-Moulin Wind Farm | -114097 | Operating | 350 | Wind Turbine | 2014 | Regional County Municipality (RCM) of Fjord-du Saguenay |  | NPCC | QUE |  |  | Wind | 350 | NA | NA | NA | NA | NA | NA
Riviere-du-Moulin Wind Farm | -114096 | Operating | 350 | Wind Turbine | 2014 | Innu of Mashteuiatsh |  | NPCC | QUE |  |  | Wind | 350 | NA | NA | NA | NA | NA | NA
Riviere-du-Moulin Wind Farm | -114095 | Operating | 350 | Wind Turbine | 2014 | Regional County Municipality (RCM) of Charlevoix |  | NPCC | QUE |  |  | Wind | 350 | NA | NA | NA | NA | NA | NA
Riviere-du-Moulin Wind Farm | -114093 | Operating | 350 | Wind Turbine | 2014 | Huron Wendat Nation |  | NPCC | QUE |  |  | Wind | 350 | NA | NA | NA | NA | NA | NA
Robert A. Dunford | -695604 | Operating | 45 | Hydraulic Turbine | 2003 | Brookfield Renewable Partners L.P. | Ontario | NPCC | ONT |  |  | Water | 45 | NA | NA | NA | NA | NA | NA
Robert G. Lake Generating Station (Trent Rapids) | -168557 | Operating | 8 | Hydraulic Turbine | 2009 | Shaman Power Corporation | Ontario | NPCC | ONT |  |  | Water | 8 | NA | NA | NA | NA | NA | NA
Robert G. Lake Generating Station (Trent Rapids) | -168556 | Operating | 8 | Hydraulic Turbine | 2009 | Peterborough Utilities Incorporated | Ontario | NPCC | ONT |  |  | Water | 8 | NA | NA | NA | NA | NA | NA
Robert-A-Boyd Solar Project | -458401 | Operating | 1.5 | Solar | 2020 | Hydro-Québec |  | NPCC | QUE |  |  | Solar | 1.5 | NA | NA | NA | NA | NA | NA
Robert-Bourassa | -6306 | Operating | 5616 | Hydraulic Turbine | 1979 | Hydro-Québec |  | NPCC | QUE |  |  | Water | 5616 | NA | NA | NA | NA | NA | NA
Rocher-de-Grand-Mère Hydro Plant | -164785 | Operating | 230 | Hydraulic Turbine | 2004 | Hydro-Québec |  | NPCC | QUE |  |  | Water | 230 | NA | NA | NA | NA | NA | NA
Rock Forest | -11596 | Operating | 2.9 | Hydraulic Turbine | 1911 | Hydro Sherbrooke |  | NPCC | QUE |  |  | Water | 2.9 | NA | NA | NA | NA | NA | NA
Baytown Turbine Generator Project | -164345 | Operating | 381.8 | Gas Turbine | 1989 | Exxon Mobil Corporation | ERCOT | TRE | TRE | Harris | TX | Gas | 374.1 | 13124 | 13435 | 13126 | 80.2799 | 74.3754 | 74.4485
Rocky Pond | -56147 | Operating | 3.2 | Hydraulic Turbine | 1943 | Newfoundland Power Inc. |  | NPCC | MRTM |  |  | Water | 3.2 | NA | NA | NA | NA | NA | NA
Bear Creek Cogeneration | -164106 | Operating | 90 | Combined Cycle | 2003 | TransCanada Energy Ltd. | Alberta | WECC | WECCCN |  |  | Gas | 90 | NA | NA | NA | NA | NA | NA
Romaine 1 | -166346 | Operating | 270 | Hydraulic Turbine | 2015 | Hydro-Québec |  | NPCC | QUE |  |  | Water | 270 | NA | NA | NA | NA | NA | NA
Romaine 2 | -166348 | Operating | 640 | Hydraulic Turbine | 2014 | Hydro-Québec |  | NPCC | QUE |  |  | Water | 640 | NA | NA | NA | NA | NA | NA
Romaine 3 | -166349 | Operating | 395 | Hydraulic Turbine | 2017 | Hydro-Québec |  | NPCC | QUE |  |  | Water | 395 | NA | NA | NA | NA | NA | NA
Romaine 4 | -552976 | Operating | 245 | Hydraulic Turbine | 2022 | Hydro-Québec |  | NPCC | QUE |  |  | Water | 245 | NA | NA | NA | NA | NA | NA
Romney Wind Energy Centre | -551771 | Operating | 60 | Wind Turbine | 2019 | EDF Renewables Canada Inc. | Ontario | NPCC | ONT |  |  | Wind | 60 | NA | NA | NA | NA | NA | NA
Romney Wind Energy Centre | -376852 | Operating | 60 | Wind Turbine | 2019 | Aamjiwnaang First Nation | Ontario | NPCC | ONT |  |  | Wind | 60 | NA | NA | NA | NA | NA | NA
Roncevaux Wind | -171926 | Operating | 74.8 | Wind Turbine | 2016 | Énergie Éolienne Bas-St-Laurent |  | NPCC | QUE |  |  | Wind | 74.8 | NA | NA | NA | NA | NA | NA
Roncevaux Wind | -171925 | Operating | 74.8 | Wind Turbine | 2016 | Fonds régionaux de solidarité FTQ Gaspésie Îles-de-la-Madeleine |  | NPCC | QUE |  |  | Wind | 74.8 | NA | NA | NA | NA | NA | NA
Roncevaux Wind | -143660 | Operating | 74.8 | Wind Turbine | 2016 | Boralex Inc. |  | NPCC | QUE |  |  | Wind | 74.8 | NA | NA | NA | NA | NA | NA
Rose Blanche Brook | -58124 | Operating | 6.1 | Hydraulic Turbine | 1998 | Newfoundland Power Inc. |  | NPCC | MRTM |  |  | Water | 6.1 | NA | NA | NA | NA | NA | NA
Roseplain Solar Energy Project | -765878 | Operating | 6.5 | Solar | 2015 | Penn Energy Renewables, Ltd. | Ontario | NPCC | ONT |  |  | Solar | 6.5 | NA | NA | NA | NA | NA | NA
Ross River (WAF) | -437990 | Operating | NA | Internal Combustion | NA | Yukon Electrical Company Limited, The |  | WECC | WECCCN |  |  | Oil | 1 | NA | NA | NA | NA | NA | NA
Ross River (WAF) | -137520 | Operating | NA | Internal Combustion | NA | Yukon Electrical Company Limited, The |  | WECC | WECCCN |  |  | Oil | 1 | NA | NA | NA | NA | NA | NA
Ruby Farms Solar One | -169534 | Operating | 2 | Solar | 2013 | Vine Fresh Produce Ltd | Ontario | NPCC | ONT |  |  | Solar | 2 | NA | NA | NA | NA | NA | NA
Rundle | -6392 | Operating | 50 | Hydraulic Turbine | 1951 | TransAlta Energy Corporation | Alberta | WECC | WECCCN |  |  | Water | 50 | NA | NA | NA | NA | NA | NA
Ruskin | -6396 | Operating | 105 | Hydraulic Turbine | 1930 | British Columbia Hydro and Power Authority |  | WECC | WECCCN |  |  | Water | 114 | NA | NA | NA | NA | NA | NA
Ruth Falls | -11377 | Operating | 7.1 | Hydraulic Turbine | 1925 | Nova Scotia Power Inc. |  | NPCC | MRTM |  |  | Water | 7.1 | NA | NA | NA | NA | NA | NA
Rutherford Creek Hydro | -349015 | Operating | 49.9 | Hydraulic Turbine | 2004 | Innergex Renewable Energy Inc. |  | WECC | WECCCN |  |  | Water | 49.9 | NA | NA | NA | NA | NA | NA
Rutley Solar Project | -152306 | Operating | 10 | Solar | 2012 | OPTrust Private Markets Group | Ontario | NPCC | ONT |  |  | Solar | 10 | NA | NA | NA | NA | NA | NA
Rutley Solar Project | -144888 | Operating | 10 | Solar | 2012 | Dundee Corporation | Ontario | NPCC | ONT |  |  | Solar | 10 | NA | NA | NA | NA | NA | NA
Rutley Solar Project | -144887 | Operating | 10 | Solar | 2012 | Dundee Realty Management Corporation | Ontario | NPCC | ONT |  |  | Solar | 10 | NA | NA | NA | NA | NA | NA
S. Glengarry – St. Lawrence-1 Solar | -765885 | Operating | 9.33 | Solar | 2014 | Penn Energy Renewables, Ltd. | Ontario | NPCC | ONT |  |  | Solar | 9.33 | NA | NA | NA | NA | NA | NA
Sable Wind Project | -169988 | Operating | 13.8 | Wind Turbine | 2014 | Municipality Of The District Of Guysborough, The |  | NPCC | MRTM |  |  | Wind | 13.8 | NA | NA | NA | NA | NA | NA
Sable Wind Project | -169987 | Operating | 13.8 | Wind Turbine | 2014 | Nova Scotia Power Inc. |  | NPCC | MRTM |  |  | Wind | 13.8 | NA | NA | NA | NA | NA | NA
Bear Garden | -162839 | Operating | 559 | Combined Cycle | 2011 | Virginia Electric and Power Company | PJM | SERC | VACAR | Buckingham | VA | Gas | 644 | 7101 | 7270 | 7315 | 53.7215 | 42.0263 | 54.2061
Sackville Biomass - HEFLER | -641120 | Operating | 3.1 | Steam Turbine | 2015 | Hefler Quality Lumber Ltd. |  | NPCC | MRTM |  |  | Biomass | 3.1 | NA | NA | NA | NA | NA | NA
Saddle Hills Cogeneration Power Plant (SDH1) | -218579 | Operating | 10 | Steam Turbine | 2019 | Tourmaline Oil Corp. | Alberta | WECC | WECCCN |  |  | Gas | 10 | NA | NA | NA | NA | NA | NA
Saddlebrook Solar Project | -747593 | Operating | 81 | Solar | 2024 | TC Energy Corporation | Alberta | WECC | WECCCN |  |  | Solar | 81 | NA | NA | NA | NA | NA | NA
Saint John | -11394 | Operating | 32 | Steam Turbine | 1960 | Irving Pulp and Paper Limited | New Brunswick | NPCC | MRTM |  |  | Biomass | 32 | NA | NA | NA | NA | NA | NA
Saint Robert Bellarmin Wind Farm | -781889 | Operating | 80 | Wind Turbine | 2012 | Cordelio Power LP |  | NPCC | QUE |  |  | Wind | 80 | NA | NA | NA | NA | NA | NA
Saint Robert Bellarmin Wind Farm | -551577 | Operating | 80 | Wind Turbine | 2012 | EDF Renewables Canada Inc. |  | NPCC | QUE |  |  | Wind | 80 | NA | NA | NA | NA | NA | NA
Saint Robert Bellarmin Wind Farm | -146466 | Operating | 80 | Wind Turbine | 2012 | Enbridge Income Fund Holdings Inc. |  | NPCC | QUE |  |  | Wind | 80 | NA | NA | NA | NA | NA | NA
Saint Robert Bellarmin Wind Farm | -78806 | Operating | 80 | Wind Turbine | 2012 | Desjardins Group |  | NPCC | QUE |  |  | Wind | 80 | NA | NA | NA | NA | NA | NA
Saint Robert Bellarmin Wind Farm | -78805 | Operating | 80 | Wind Turbine | 2012 | Axium Infrastructure Open End Funds |  | NPCC | QUE |  |  | Wind | 80 | NA | NA | NA | NA | NA | NA
Saint-Damase Wind Project | -788538 | Operating | 23.5 | Wind Turbine | 2014 | Clearlight Energy |  | NPCC | QUE |  |  | Wind | 23.5 | NA | NA | NA | NA | NA | NA
Saint-Damase Wind Project | -758372 | Operating | 23.5 | Wind Turbine | 2014 | Saint Donat, Quebec |  | NPCC | QUE |  |  | Wind | 23.5 | NA | NA | NA | NA | NA | NA
Sainte-Marguerite 1 & 1A | -74338 | Operating | 30.5 | Hydraulic Turbine | 1993 | Desjardins Group Pension Plan |  | NPCC | QUE |  |  | Water | 30.5 | NA | NA | NA | NA | NA | NA
Sainte-Marguerite 1 & 1A | -74337 | Operating | 30.5 | Hydraulic Turbine | 1993 | Innergex Renewable Energy Inc. |  | NPCC | QUE |  |  | Water | 30.5 | NA | NA | NA | NA | NA | NA
Sainte-Marguerite-3 | -164116 | Operating | 882 | Hydraulic Turbine | 2003 | Hydro-Québec |  | NPCC | QUE |  |  | Water | 882 | NA | NA | NA | NA | NA | NA
Saint-Félicien Cogen | -752110 | Operating | 42.79 | Steam Turbine | 2001 | Fibrek Inc. |  | NPCC | QUE |  |  | Biomass | 42.79 | NA | NA | NA | NA | NA | NA
Saint-Lambert (St. Lambert) | -25513 | Operating | 6 | Hydraulic Turbine | 1995 | Boralex Power Income Fund |  | NPCC | QUE |  |  | Water | 6 | NA | NA | NA | NA | NA | NA
Saint-Patrice-de-Beaurivage Plant | -168398 | Operating | 4.6 | Internal Combustion | 2013 | Innovente Inc. |  | NPCC | QUE |  |  | Biomass | 4.6 | NA | NA | NA | NA | NA | NA
Saint-Paulin | -346784 | Operating | 8 | Hydraulic Turbine | 1994 | Innergex Renewable Energy Inc. |  | NPCC | QUE |  |  | Water | 8 | NA | NA | NA | NA | NA | NA
Sakwi Creek Hydro | -751012 | Operating | 5.5 | Hydraulic Turbine | 2015 | WindRiver Power Corporation |  | WECC | WECCCN |  |  | Water | 5.5 | NA | NA | NA | NA | NA | NA
Sakwi Creek Hydro | -166632 | Operating | 5.5 | Hydraulic Turbine | 2015 | Connor, Clark & Lunn Financial Group LP |  | WECC | WECCCN |  |  | Water | 5.5 | NA | NA | NA | NA | NA | NA
Sakwi Creek Hydro | -166631 | Operating | 5.5 | Hydraulic Turbine | 2015 | Connor, Clark & Lunn Financial Group LP |  | WECC | WECCCN |  |  | Water | 5.5 | NA | NA | NA | NA | NA | NA
Salluit | -6442 | Operating | NA | Internal Combustion | NA | Hydro-Québec |  | NPCC | QUE |  |  | Oil | 2 | NA | NA | NA | NA | NA | NA
Sandhurst Solar Project | -153123 | Operating | 10 | Solar | 2012 | OPTrust Private Markets Group | Ontario | NPCC | ONT |  |  | Solar | 10 | NA | NA | NA | NA | NA | NA
Sandhurst Solar Project | -144818 | Operating | 10 | Solar | 2012 | Dundee Corporation | Ontario | NPCC | ONT |  |  | Solar | 10 | NA | NA | NA | NA | NA | NA
Sandhurst Solar Project | -144817 | Operating | 10 | Solar | 2012 | Dundee Realty Management Corporation | Ontario | NPCC | ONT |  |  | Solar | 10 | NA | NA | NA | NA | NA | NA
Sandringham Solar Farm | -759142 | Operating | 10 | Solar | 2013 | Brookfield Renewable Partners L.P. | Ontario | NPCC | ONT |  |  | Solar | 10 | NA | NA | NA | NA | NA | NA
Sandspit | -11201 | Operating | NA | Internal Combustion | NA | British Columbia Hydro and Power Authority |  | WECC | WECCCN |  |  | Oil | 10.15 | NA | NA | NA | NA | NA | NA
Sandy Brook | -56149 | Operating | 5.5 | Hydraulic Turbine | 1963 | Newfoundland Power Inc. |  | NPCC | MRTM |  |  | Water | 5.5 | NA | NA | NA | NA | NA | NA
Sandy Falls Generating Station (Sandy Falls Repowering) | -166672 | Operating | 6 | Hydraulic Turbine | 2010 | Ontario Power Generation Inc. | Ontario | NPCC | ONT |  |  | Water | 6 | NA | NA | NA | NA | NA | NA
Sandy Lake | -11360 | Operating | 3.6 | Hydraulic Turbine | 1928 | Nova Scotia Power Inc. |  | NPCC | MRTM |  |  | Water | 3.6 | NA | NA | NA | NA | NA | NA
Bear Mountain Cogeneration | -645754 | Operating | 46 | Gas Turbine | 1995 | ContourGlobal Limited | CAISO | WECC | CAMX | Kern | CA | Gas | 48 | 9369 | 9612 | NA | 11.362 | 22.515 | NA
Sarcelle | -166268 | Operating | 150 | Hydraulic Turbine | 2013 | Hydro-Québec |  | NPCC | QUE |  |  | Water | 150 | NA | NA | NA | NA | NA | NA
Bearskin First Nation | -99820 | Operating | 2 | Gas Turbine | 1999 | Hydro One Remote Communities Inc. | Ontario | NPCC | ONT |  |  | Oil | 2 | NA | NA | NA | NA | NA | NA
Sarnia -Ontario | -227305 | Operating | 57.6 | Steam Turbine | 1963 | Dow Chemical Canada ULC | Ontario | NPCC | ONT |  |  | Gas | 57.6 | NA | NA | NA | NA | NA | NA
Beatrice | -164139 | Operating | 247.1 | Combined Cycle | 2005 | Nebraska Public Power District | SPP | MRO | MRO-US | Gage | NE | Gas | 219.5 | 8346 | 8540 | 8526 | 30.1428 | 20.9487 | 25.7984
Sarnia Solar Project | -781886 | Operating | 80 | Solar | 2009 | Cordelio Power LP | Ontario | NPCC | ONT |  |  | Solar | 80 | NA | NA | NA | NA | NA | NA
Sarnia Solar Project | -146463 | Operating | 80 | Solar | 2009 | Enbridge Income Fund Holdings Inc. | Ontario | NPCC | ONT |  |  | Solar | 80 | NA | NA | NA | NA | NA | NA
Sarnia ST | -11490 | Operating | 33.75 | Steam Turbine | 1948 | Bayer Inc. | Ontario | NPCC | ONT |  |  | Gas | 33.75 | NA | NA | NA | NA | NA | NA
Sault Ste Marie | -633771 | Operating | 26.25 | Steam Turbine | 1942 | Algoma Steel Group Inc. | Ontario | NPCC | ONT |  |  | Gas | 26.25 | NA | NA | NA | NA | NA | NA
Sault Ste. Marie Battery Storage Project | -610299 | Operating | 7 | Battery | 2017 | Convergent Energy and Power LP | Ontario | NPCC | ONT |  |  | Energy Storage | 7 | NA | NA | NA | NA | NA | NA
Savona ERG Project | -122384 | Operating | 5 | Steam Turbine | 2008 | Capital Power Corporation |  | WECC | WECCCN |  |  | Other | 5 | NA | NA | NA | NA | NA | NA
Scarfe Lake | -295857 | Operating | 2.28 | Hydraulic Turbine | 1988 | Synexus Global Inc. | Ontario | NPCC | ONT |  |  | Water | 2.28 | NA | NA | NA | NA | NA | NA
Beaumont Refinery CC | -164348 | Operating | 677.8 | Combined Cycle | 1966 | ExxonMobil Oil Corporation | MISO | SERC | DELTA | Jefferson | TX | Gas | 676.6 | 10913 | 10341 | 10906 | 71.771 | 75.3239 | 69.9082
Beaver | -1778 | Operating | 586.2 | Combined Cycle | 1974 | Portland General Electric Company |  | WECC | NWPP | Columbia | OR | Gas | 517 | 10185 | 10192 | 10140 | 37.2524 | 19.1971 | 18.4507
Scott Falls | -695542 | Operating | 22.4 | Hydraulic Turbine | 1952 | Brookfield Renewable Partners L.P. | Ontario | NPCC | ONT |  |  | Water | 22 | NA | NA | NA | NA | NA | NA
Seacliff Biomass Plant | -168539 | Operating | 1.6 | Internal Combustion | 2011 | Alpenglow Energy Inc. | Ontario | NPCC | ONT |  |  | Biomass | 1.6 | NA | NA | NA | NA | NA | NA
Seacliff Biomass Plant | -168538 | Operating | 1.6 | Internal Combustion | 2011 | Gemini-Seacliff Power Corporation | Ontario | NPCC | ONT |  |  | Biomass | 1.6 | NA | NA | NA | NA | NA | NA
Seacliff Biomass Plant | -168537 | Operating | 1.6 | Internal Combustion | 2011 | Seacliff Energy Inc | Ontario | NPCC | ONT |  |  | Biomass | 1.6 | NA | NA | NA | NA | NA | NA
Seal Cove | -56151 | Operating | 3.74 | Hydraulic Turbine | 1922 | Newfoundland Power Inc. |  | NPCC | MRTM |  |  | Water | 3.74 | NA | NA | NA | NA | NA | NA
Sechelt | -120615 | Operating | 16 | Hydraulic Turbine | 1997 | Capstone Infrastructure Corporation |  | WECC | WECCCN |  |  | Water | 16 | NA | NA | NA | NA | NA | NA
Sechelt | -120614 | Operating | 16 | Hydraulic Turbine | 1997 | Shishalh Nation (shíshálh) |  | WECC | WECCCN |  |  | Water | 16 | NA | NA | NA | NA | NA | NA
Seigneurie de Beaupré Wind Farm 2-3 | -233531 | Operating | 272 | Wind Turbine | 2013 | Fonds de solidarité FTQ |  | NPCC | QUE |  |  | Wind | 272 | NA | NA | NA | NA | NA | NA
Seigneurie de Beaupré Wind Farm 2-3 | -233530 | Operating | 272 | Wind Turbine | 2013 | Régime de retraite de l'Université du Québec |  | NPCC | QUE |  |  | Wind | 272 | NA | NA | NA | NA | NA | NA
Seigneurie de Beaupré Wind Farm 2-3 | -233529 | Operating | 272 | Wind Turbine | 2013 | British Columbia Investment Management Corporation |  | NPCC | QUE |  |  | Wind | 272 | NA | NA | NA | NA | NA | NA
Seigneurie de Beaupré Wind Farm 2-3 | -233528 | Operating | 272 | Wind Turbine | 2013 | Enbridge Inc. |  | NPCC | QUE |  |  | Wind | 272 | NA | NA | NA | NA | NA | NA
Seigneurie de Beaupré Wind Farm 2-3 | -233526 | Operating | 272 | Wind Turbine | 2013 | Caisse de dépôt et placement du Québec |  | NPCC | QUE |  |  | Wind | 272 | NA | NA | NA | NA | NA | NA
Seigneurie de Beaupré Wind Farm 2-3 | -167664 | Operating | 272 | Wind Turbine | 2013 | Boralex Inc. |  | NPCC | QUE |  |  | Wind | 272 | NA | NA | NA | NA | NA | NA
Seigneurie de Beaupre Wind Farm 4 | -233525 | Operating | 68 | Wind Turbine | 2014 | Fonds de solidarité FTQ |  | NPCC | QUE |  |  | Wind | 68 | NA | NA | NA | NA | NA | NA
Seigneurie de Beaupre Wind Farm 4 | -233524 | Operating | 68 | Wind Turbine | 2014 | Régime de retraite de l'Université du Québec |  | NPCC | QUE |  |  | Wind | 68 | NA | NA | NA | NA | NA | NA
Seigneurie de Beaupre Wind Farm 4 | -233523 | Operating | 68 | Wind Turbine | 2014 | British Columbia Investment Management Corporation |  | NPCC | QUE |  |  | Wind | 68 | NA | NA | NA | NA | NA | NA
Seigneurie de Beaupre Wind Farm 4 | -233522 | Operating | 68 | Wind Turbine | 2014 | Enbridge Inc. |  | NPCC | QUE |  |  | Wind | 68 | NA | NA | NA | NA | NA | NA
Seigneurie de Beaupre Wind Farm 4 | -233520 | Operating | 68 | Wind Turbine | 2014 | Caisse de dépôt et placement du Québec |  | NPCC | QUE |  |  | Wind | 68 | NA | NA | NA | NA | NA | NA
Seigneurie de Beaupre Wind Farm 4 | -167649 | Operating | 68 | Wind Turbine | 2014 | Boralex Inc. |  | NPCC | QUE |  |  | Wind | 68 | NA | NA | NA | NA | NA | NA
Senneterre Biomass Plant | -752111 | Operating | 35 | Steam Turbine | 2002 | Resolute Forest Products Inc. |  | NPCC | QUE |  |  | Biomass | 35 | NA | NA | NA | NA | NA | NA
Sept Chutes | -11611 | Operating | 22 | Hydraulic Turbine | 1916 | Hydro-Québec |  | NPCC | QUE |  |  | Water | 22 | NA | NA | NA | NA | NA | NA
Serpent River | -695599 | Operating | 7 | Hydraulic Turbine | 1989 | Brookfield Renewable Partners L.P. | Ontario | NPCC | ONT |  |  | Water | 7 | NA | NA | NA | NA | NA | NA
Seton | -6633 | Operating | 48 | Hydraulic Turbine | 1956 | British Columbia Hydro and Power Authority |  | WECC | WECCCN |  |  | Water | 48 | NA | NA | NA | NA | NA | NA
Settlers Landing Wind Park (Skyway 125) | -174728 | Operating | 8 | Wind Turbine | 2017 | Settlers Landing Nominee Ltd. | Ontario | NPCC | ONT |  |  | Wind | 8 | NA | NA | NA | NA | NA | NA
Settlers Landing Wind Park (Skyway 125) | -168284 | Operating | 8 | Wind Turbine | 2017 | Wind Works Power Corp. | Ontario | NPCC | ONT |  |  | Wind | 8 | NA | NA | NA | NA | NA | NA
Seven Mile | -165551 | Operating | 817.5 | Hydraulic Turbine | 1981 | British Columbia Hydro and Power Authority |  | WECC | WECCCN |  |  | Water | 817.5 | NA | NA | NA | NA | NA | NA
Seven Sisters | -6636 | Operating | 165 | Hydraulic Turbine | 1931 | Manitoba Hydro-Electric Board | MISO | MRO | MRO-CN |  |  | Water | 165 | NA | NA | NA | NA | NA | NA
Seymour Hydro (Central Hydro) Station | -10936 | Operating | 6 | Hydraulic Turbine | 1909 | Ontario Power Generation Inc. | Ontario | NPCC | ONT |  |  | Water | 6 | NA | NA | NA | NA | NA | NA
Shamattawa | -11557 | Operating | 2.26 | Internal Combustion | 1986 | Manitoba Hydro-Electric Board | MISO | MRO | MRO-CN |  |  | Oil | 2.26 | NA | NA | NA | NA | NA | NA
Sharp Hills Wind Farm 1 & 2(Oyen) | -758570 | Operating | 297 | Wind Turbine | 2024 | EDP Renewables Canada Ltd. | Alberta | WECC | WECCCN |  |  | Wind | 297 | NA | NA | NA | NA | NA | NA
Sharp Hills Wind Farm 1 & 2(Oyen) | -758569 | Operating | 297 | Wind Turbine | 2024 | EDP Renewables Canada Ltd. | Alberta | WECC | WECCCN |  |  | Wind | 297 | NA | NA | NA | NA | NA | NA
Sharp Hills Wind Farm 1 & 2(Oyen) | -758568 | Operating | 297 | Wind Turbine | 2024 | Connor, Clark & Lunn Infrastructure Ltd. | Alberta | WECC | WECCCN |  |  | Wind | 297 | NA | NA | NA | NA | NA | NA
Shawinigan 2 | -6653 | Operating | 200 | Hydraulic Turbine | 1911 | Hydro-Québec |  | NPCC | QUE |  |  | Water | 200 | NA | NA | NA | NA | NA | NA
Shawinigan 3 | -6654 | Operating | 194 | Hydraulic Turbine | 1948 | Hydro-Québec |  | NPCC | QUE |  |  | Water | 194 | NA | NA | NA | NA | NA | NA
Sheerness | -781306 | Operating | 790 | Steam Turbine | 1986 | TransAlta Corporation | Alberta | WECC | WECCCN |  |  | Gas | 790 | NA | NA | NA | NA | NA | NA
Sheet Harbor | -6663 | Operating | NA | Hydraulic Turbine | NA | Nova Scotia Power Inc. |  | NPCC | MRTM |  |  | Water | 14 | NA | NA | NA | NA | NA | NA
Shekak River | -695600 | Operating | 19 | Hydraulic Turbine | 1995 | Brookfield Renewable Partners L.P. | Ontario | NPCC | ONT |  |  | Water | 19 | NA | NA | NA | NA | NA | NA
Beaver Creek | -1781 | Out of Service | 5 | Gas Turbine | 1983 | Devon Energy Corporation |  | WECC | RMPA | Fremont | WY | Gas | NA | 12240 | 18233 | 18232 | 49.7671 | 40.8813 | 58.6598
Beaver CT | -13086 | Operating | 24.5 | Gas Turbine | 2001 | Portland General Electric Company |  | WECC | NWPP | Columbia | OR | Gas | 24 | 12747 | 14636 | 12074 | 2.2441 | 1.6957 | 2.8667
Becancour | -1798 | Operating | 428 | Gas Turbine | 1992 | Hydro-Québec |  | NPCC | QUE |  |  | Gas | 412 | NA | NA | NA | NA | NA | NA
Shinish Creek Wind Project (Okanagan Wind) | -628898 | Operating | 15 | Wind Turbine | 2017 | Robust Faith Ltd. |  | WECC | WECCCN |  |  | Wind | 15 | NA | NA | NA | NA | NA | NA
Shinish Creek Wind Project (Okanagan Wind) | -628897 | Operating | 15 | Wind Turbine | 2017 | Aspire Rich Ltd. |  | WECC | WECCCN |  |  | Wind | 15 | NA | NA | NA | NA | NA | NA
Shinish Creek Wind Project (Okanagan Wind) | -615070 | Operating | 15 | Wind Turbine | 2017 | Canadian Power Holdings Inc. |  | WECC | WECCCN |  |  | Wind | 15 | NA | NA | NA | NA | NA | NA
Shinish Creek Wind Project (Okanagan Wind) | -615068 | Operating | 15 | Wind Turbine | 2017 | CK Infrastructure Holdings Limited |  | WECC | WECCCN |  |  | Wind | 15 | NA | NA | NA | NA | NA | NA
Shipshaw | -166379 | Operating | 1121 | Hydraulic Turbine | 1943 | Rio Tinto Alcan Inc. |  | NPCC | QUE |  |  | Water | 1121 | NA | NA | NA | NA | NA | NA
Shrigley (Plateau III) Wind | -364326 | Operating | 9 | Wind Turbine | 2012 | GDF SUEZ Canada, Inc. | Ontario | NPCC | ONT |  |  | Wind | 9 | NA | NA | NA | NA | NA | NA
Shrigley (Plateau III) Wind | -59541 | Operating | 9 | Wind Turbine | 2012 | MIT Renewables Inc | Ontario | NPCC | ONT |  |  | Wind | 9 | NA | NA | NA | NA | NA | NA
Shrigley (Plateau III) Wind | -59540 | Operating | 9 | Wind Turbine | 2012 | Axium Infrastructure Inc. | Ontario | NPCC | ONT |  |  | Wind | 9 | NA | NA | NA | NA | NA | NA
Shuswap | -6703 | Operating | 6 | Hydraulic Turbine | 1929 | British Columbia Hydro and Power Authority |  | WECC | WECCCN |  |  | Water | 6 | NA | NA | NA | NA | NA | NA
Sidney (Central Hydro) Station | -10937 | Operating | 4 | Hydraulic Turbine | 1911 | Ontario Power Generation Inc. | Ontario | NPCC | ONT |  |  | Water | 4 | NA | NA | NA | NA | NA | NA
Sills Island (Central Hydro) Station | -10938 | Operating | 2 | Hydraulic Turbine | 1900 | Ontario Power Generation Inc. | Ontario | NPCC | ONT |  |  | Water | 2 | NA | NA | NA | NA | NA | NA
Silver Falls | -10933 | Operating | 48 | Hydraulic Turbine | 1959 | Ontario Power Generation Inc. | Ontario | NPCC | ONT |  |  | Water | 48 | NA | NA | NA | NA | NA | NA
Silvercreek Solar Park | -169532 | Operating | 10 | Solar | 2014 | Silvercreek Solar Park Inc | Ontario | NPCC | ONT |  |  | Solar | 10 | NA | NA | NA | NA | NA | NA
Sinnott Wind | -676265 | Operating | 6.5 | Wind Turbine | 2001 | TransAlta Renewables Inc. | Alberta | WECC | WECCCN |  |  | Wind | 6.5 | NA | NA | NA | NA | NA | NA
Sir Adam Beck I (Niagara) Project | -511266 | Operating | 477.1 | Hydraulic Turbine | 1922 | Ontario Power Generation Inc. | Ontario | NPCC | ONT |  |  | Water | 477.1 | NA | NA | NA | NA | NA | NA
Sir Adam Beck II (Niagara) Hydro Plant | -29317 | Operating | 1499 | Hydraulic Turbine | 1954 | Ontario Power Generation Inc. | Ontario | NPCC | ONT |  |  | Water | 1649 | NA | NA | NA | NA | NA | NA
Sir Adam Beck Pump (Niagara) Generating Station | -29392 | Operating | 174 | Pumped Storage | 1957 | Ontario Power Generation Inc. | Ontario | NPCC | ONT |  |  | Water | 174 | NA | NA | NA | NA | NA | NA
Sissiboo Falls | -11378 | Operating | 5.3 | Hydraulic Turbine | 1961 | Nova Scotia Power Inc. |  | NPCC | MRTM |  |  | Water | 5.3 | NA | NA | NA | NA | NA | NA
Sisson | -6726 | Operating | 9 | Hydraulic Turbine | 1965 | New Brunswick Energy Marketing Corporation | New Brunswick | NPCC | MRTM |  |  | Water | 9 | NA | NA | NA | NA | NA | NA
Site C Clean Energy Project | -797009 | Operating & Planned | 410 | Hydraulic Turbine | 2024 | British Columbia Hydro and Power Authority |  | WECC | WECCCN |  |  | Water | 820 | NA | NA | NA | NA | NA | NA
Site Nordique Experimental (SNEEC) | -168377 | Operating | 4.1 | Wind Turbine | 2010 | TechnoCentre éolien Gaspésie, les Îles |  | NPCC | QUE |  |  | Wind | 4.1 | NA | NA | NA | NA | NA | NA
Skeena | -11436 | Operating | 46 | Steam Turbine | 1950 | Skeena Cellulose Incorporated |  | WECC | WECCCN |  |  | Biomass | 46 | NA | NA | NA | NA | NA | NA
Skookum Creek | -748109 | Operating | 25 | Hydraulic Turbine | 2014 | Concord Green Energy Inc. |  | WECC | WECCCN |  |  | Water | 25 | NA | NA | NA | NA | NA | NA
Skookumchuck - BC | -145713 | Operating | 17.5 | Steam Turbine | 1968 | Tembec Industries, Inc. |  | WECC | WECCCN |  |  | Gas | 17.5 | NA | NA | NA | NA | NA | NA
Skyway 8 Wind Farm Project | -105533 | Operating | 9.48 | Wind Turbine | 2014 | Sky Generation, Inc. | Ontario | NPCC | ONT |  |  | Wind | 9.48 | NA | NA | NA | NA | NA | NA
Slave Falls | -11674 | Operating | 67 | Hydraulic Turbine | 1931 | Manitoba Hydro-Electric Board | MISO | MRO | MRO-CN |  |  | Water | 67 | NA | NA | NA | NA | NA | NA
Smiths Falls I Solar Project | -252659 | Operating | 6 | Solar | 2014 | Axium Infrastructure Inc. | Ontario | NPCC | ONT |  |  | Solar | 6 | NA | NA | NA | NA | NA | NA
Smiths Falls III Solar Project | -252662 | Operating | 6.5 | Solar | 2014 | Axium Infrastructure Inc. | Ontario | NPCC | ONT |  |  | Solar | 6.5 | NA | NA | NA | NA | NA | NA
Smiths Falls IV Solar Project | -252663 | Operating | 10 | Solar | 2014 | Axium Infrastructure Inc. | Ontario | NPCC | ONT |  |  | Solar | 10 | NA | NA | NA | NA | NA | NA
Smoky Falls (Kapaskilehtehk) | -166292 | Operating | 267 | Hydraulic Turbine | 1926 | Moose Cree First Nation | Ontario | NPCC | ONT |  |  | Water | 267 | NA | NA | NA | NA | NA | NA
Smoky Falls (Kapaskilehtehk) | -166291 | Operating | 267 | Hydraulic Turbine | 1926 | Ontario Power Generation Inc. | Ontario | NPCC | ONT |  |  | Water | 267 | NA | NA | NA | NA | NA | NA
Smooth Rock Falls | -145710 | Operating | 27.5 | Steam Turbine | 1976 | Tembec Industries, Inc. | Ontario | NPCC | ONT |  |  | Biomass | 27.5 | NA | NA | NA | NA | NA | NA
Smooth Rock Falls Hydroelectric Generating Station (Mattagami River) | -23515 | Operating | 7.4 | Hydraulic Turbine | 1916 | Gemini-SRF Power Corporation | Ontario | NPCC | ONT |  |  | Water | 7.4 | NA | NA | NA | NA | NA | NA
Snowy Ridge Wind Park | -174725 | Operating | 10 | Wind Turbine | 2016 | Capstone Infrastructure Corporation | Ontario | NPCC | ONT |  |  | Wind | 10 | NA | NA | NA | NA | NA | NA
Soderglen Wind | -676665 | Operating | 70.5 | Wind Turbine | 2006 | TransAlta Renewables Inc. | Alberta | WECC | WECCCN |  |  | Wind | 70.5 | NA | NA | NA | NA | NA | NA
Soderglen Wind | -346690 | Operating | 70.5 | Wind Turbine | 2006 | CNOOC Limited | Alberta | WECC | WECCCN |  |  | Wind | 70.5 | NA | NA | NA | NA | NA | NA
Soderglen Wind | -346689 | Operating | 70.5 | Wind Turbine | 2006 | CNOOC Limited | Alberta | WECC | WECCCN |  |  | Wind | 70.5 | NA | NA | NA | NA | NA | NA
Solar Spirit 4 Solar Farm | -214024 | Operating | 10 | Solar | 2015 | BluEarth Renewables Inc. | Ontario | NPCC | ONT |  |  | Solar | 10 | NA | NA | NA | NA | NA | NA
Sollair Solar Energy Project | -751326 | Operating | 75 | Solar | 2023 | General Land & Power Corp. | Alberta | WECC | WECCCN |  |  | Solar | 75 | NA | NA | NA | NA | NA | NA
Sol-Luce Kingston Solar PV Energy Project | -122953 | Operating | 100 | Solar | 2015 | Connor, Clark & Lunn Financial Group LP | Ontario | NPCC | ONT |  |  | Solar | 100 | NA | NA | NA | NA | NA | NA
Sol-Luce Kingston Solar PV Energy Project | -122952 | Operating | 100 | Solar | 2015 | Connor, Clark & Lunn Financial Group LP | Ontario | NPCC | ONT |  |  | Solar | 100 | NA | NA | NA | NA | NA | NA
Sol-Luce Kingston Solar PV Energy Project | -122951 | Operating | 100 | Solar | 2015 | Samsung Renewable Energy Inc. | Ontario | NPCC | ONT |  |  | Solar | 100 | NA | NA | NA | NA | NA | NA
Sombra Solar Farm - St. Clair | -781898 | Operating | 20 | Solar | 2012 | Cordelio Power LP | Ontario | NPCC | ONT |  |  | Solar | 20 | NA | NA | NA | NA | NA | NA
Sombra Solar Farm - St. Clair | -300688 | Operating | 20 | Solar | 2012 | Axium Infrastructure Inc. | Ontario | NPCC | ONT |  |  | Solar | 20 | NA | NA | NA | NA | NA | NA
South Branch Wind Farm | -759310 | Operating | 30 | Wind Turbine | 2014 | Great-West Lifeco Inc. | Ontario | NPCC | ONT |  |  | Wind | 30 | NA | NA | NA | NA | NA | NA
South Branch Wind Farm | -759309 | Operating | 30 | Wind Turbine | 2014 | Great-West Lifeco Inc. | Ontario | NPCC | ONT |  |  | Wind | 30 | NA | NA | NA | NA | NA | NA
South Branch Wind Farm | -759308 | Operating | 30 | Wind Turbine | 2014 | Mackenzie Financial Corporation | Ontario | NPCC | ONT |  |  | Wind | 30 | NA | NA | NA | NA | NA | NA
South Branch Wind Farm | -759307 | Operating | 30 | Wind Turbine | 2014 | Mackenzie Financial Corporation | Ontario | NPCC | ONT |  |  | Wind | 30 | NA | NA | NA | NA | NA | NA
South Branch Wind Farm | -255456 | Operating | 30 | Wind Turbine | 2014 | Northleaf Capital Partners Ltd. | Ontario | NPCC | ONT |  |  | Wind | 30 | NA | NA | NA | NA | NA | NA
South Branch Wind Farm | -255455 | Operating | 30 | Wind Turbine | 2014 | EDP Renewables North America LLC | Ontario | NPCC | ONT |  |  | Wind | 30 | NA | NA | NA | NA | NA | NA
South Branch Wind Farm | -255454 | Operating | 30 | Wind Turbine | 2014 | EDP Renewables North America LLC | Ontario | NPCC | ONT |  |  | Wind | 30 | NA | NA | NA | NA | NA | NA
South Canoe Wind Project | -756664 | Operating | 102 | Wind Turbine | 2015 | Oxford Frozen Foods Limited |  | NPCC | MRTM |  |  | Wind | 102 | NA | NA | NA | NA | NA | NA
South Canoe Wind Project | -162107 | Operating | 102 | Wind Turbine | 2015 | Minas Energy |  | NPCC | MRTM |  |  | Wind | 102 | NA | NA | NA | NA | NA | NA
South Canoe Wind Project | -162106 | Operating | 102 | Wind Turbine | 2015 | Nova Scotia Power Inc. |  | NPCC | MRTM |  |  | Wind | 102 | NA | NA | NA | NA | NA | NA
South Cape Mabou Wind | -168542 | Operating | 1.7 | Wind Turbine | 2013 | Black River Wind Ltd |  | NPCC | MRTM |  |  | Wind | 1.7 | NA | NA | NA | NA | NA | NA
South Cranberry Creek Hydro | -521694 | Operating | 10 | Hydraulic Turbine | 2008 | BluEarth Renewables Inc. |  | WECC | WECCCN |  |  | Water | 10 | NA | NA | NA | NA | NA | NA
South Falls | -166283 | Operating | 4.7 | Hydraulic Turbine | 1916 | Ontario Power Generation Inc. | Ontario | NPCC | ONT |  |  | Water | 4.7 | NA | NA | NA | NA | NA | NA
South Kent (Chatham Kent) Wind Project | -222891 | Operating | 270.24 | Wind Turbine | 2014 | Pattern Energy Group LLC | Ontario | NPCC | ONT |  |  | Wind | 270.24 | NA | NA | NA | NA | NA | NA
South Kent (Chatham Kent) Wind Project | -168772 | Operating | 270.24 | Wind Turbine | 2014 | Samsung Renewable Energy Inc. | Ontario | NPCC | ONT |  |  | Wind | 270.24 | NA | NA | NA | NA | NA | NA
South Side Wind Farm (Thames River) | -167588 | Operating | 10 | Wind Turbine | 2010 | Boralex Inc. | Ontario | NPCC | ONT |  |  | Wind | 10 | NA | NA | NA | NA | NA | NA
South Slocan | -153399 | Operating | 54 | Hydraulic Turbine | 1929 | FortisBC Inc. |  | WECC | WECCCN |  |  | Water | 54 | NA | NA | NA | NA | NA | NA
South Sutton Creek Hydro | -167329 | Operating | 5.5 | Hydraulic Turbine | 2005 | South Sutton Creek Hydro Inc. |  | WECC | WECCCN |  |  | Water | 5.5 | NA | NA | NA | NA | NA | NA
Becancour Cogeneration | -166293 | Mothballed | 533 | Combined Cycle | 2006 | TransCanada Energy Ltd. |  | NPCC | QUE |  |  | Gas | NA | NA | NA | NA | NA | NA | NA
Southgate Solar Project | -324779 | Operating | 50 | Solar | 2016 | Connor, Clark & Lunn Infrastructure Ltd. | Ontario | NPCC | ONT |  |  | Solar | 50 | NA | NA | NA | NA | NA | NA
Southgate Solar Project | -171412 | Operating | 50 | Solar | 2016 | Connor, Clark & Lunn Infrastructure Ltd. | Ontario | NPCC | ONT |  |  | Solar | 50 | NA | NA | NA | NA | NA | NA
Southgate Solar Project | -171411 | Operating | 50 | Solar | 2016 | Samsung Renewable Energy Inc. | Ontario | NPCC | ONT |  |  | Solar | 50 | NA | NA | NA | NA | NA | NA
SparkleLight Solar Project | -214023 | Operating | 10 | Solar | 2014 | BluEarth Renewables Inc. | Ontario | NPCC | ONT |  |  | Solar | 10 | NA | NA | NA | NA | NA | NA
SparkleLight Solar Project | -169304 | Operating | 10 | Solar | 2014 | SkyPower Limited | Ontario | NPCC | ONT |  |  | Solar | 10 | NA | NA | NA | NA | NA | NA
Spillimacheen | -6877 | Operating | 4 | Hydraulic Turbine | 1955 | British Columbia Hydro and Power Authority |  | WECC | WECCCN |  |  | Water | 4 | NA | NA | NA | NA | NA | NA
Spray | -6883 | Operating | 112 | Hydraulic Turbine | 1951 | TransAlta Energy Corporation | Alberta | WECC | WECCCN |  |  | Water | 112 | NA | NA | NA | NA | NA | NA
Spring Coulee Solar Park | -752382 | Operating | 42 | Solar | 2024 | Brookfield Brp Canada Corp. | Alberta | WECC | WECCCN |  |  | Solar | 42 | NA | NA | NA | NA | NA | NA
Spring Coulee Solar Project (Spring Coulee 385S Solar DG Project) | -747875 | Operating | 29 | Solar | 2023 | Solar Krafte Utilities Inc. | Alberta | WECC | WECCCN |  |  | Solar | 29 | NA | NA | NA | NA | NA | NA
Springhill Project | -109708 | Operating | 2.1 | Wind Turbine | 2006 | 3285926 Nova Scotia Limited |  | NPCC | MRTM |  |  | Wind | 2.1 | NA | NA | NA | NA | NA | NA
Springwood Wind Farm Project (Belwood) | -299625 | Operating | 8.2 | Wind Turbine | 2014 | Capstone Infrastructure Corporation | Ontario | NPCC | ONT |  |  | Wind | 8.2 | NA | NA | NA | NA | NA | NA
Spruce Falls - Kapuskasing | -145714 | Operating | 9.1 | Steam Turbine | 1958 | Rayonier A.M. Canada Enterprises Inc. | Ontario | NPCC | ONT |  |  | Gas | 9.1 | NA | NA | NA | NA | NA | NA
Squamish Power Hydro Project | -220902 | Operating | NA | Hydraulic Turbine | NA | Woodfibre LNG Limited |  | WECC | WECCCN |  |  | Water | 1.6 | NA | NA | NA | NA | NA | NA
Belle River CT | -1809 | Operating | 255.9 | Gas Turbine | 1999 | DTE Electric Company | MISO | RFC | R-MISO | Saint Clair | MI | Gas | 278 | 12962 | 13251 | 13092 | 6.2762 | 3.5446 | 5.9919
Bellingham | -136002 | Operating | 578 | Combined Cycle | 2002 | Dynegy Power America, Inc. | New England | NPCC | NE | Norfolk | MA | Gas | 595.9 | 7638 | 7851 | 7777 | 61.6432 | 48.5593 | 46.7626
St Croix | -11204 | Operating | 3 | Hydraulic Turbine | 1934 | Minas Energy |  | NPCC | MRTM |  |  | Water | 3 | NA | NA | NA | NA | NA | NA
St George (NB) | -166371 | Operating | 15 | Hydraulic Turbine | 2004 | St George Pulp & Paper Limited | New Brunswick | NPCC | MRTM |  |  | Water | 15 | NA | NA | NA | NA | NA | NA
St. Alban | -153380 | Operating | 4.1 | Hydraulic Turbine | 1996 | Algonquin Power Management Inc. |  | NPCC | QUE |  |  | Water | 8.2 | NA | NA | NA | NA | NA | NA
St. Anthony - Newfoundland | -764740 | Operating | NA | Internal Combustion | NA | Newfoundland and Labrador Hydro |  | NPCC | MRTM |  |  | Oil | 9.7 | NA | NA | NA | NA | NA | NA
St. Catherine | -11543 | Operating | 2.5 | Internal Combustion | 1999 | St. Catherine Hospital | Ontario | NPCC | ONT |  |  | Gas | 2.5 | NA | NA | NA | NA | NA | NA
St. Columban Wind Plant | -214015 | Operating | 34.5 | Wind Turbine | 2015 | BluEarth Renewables Inc. | Ontario | NPCC | ONT |  |  | Wind | 34.5 | NA | NA | NA | NA | NA | NA
St. Columban Wind Plant | -168453 | Operating | 34.5 | Wind Turbine | 2015 | CASA Engineering and Construction | Ontario | NPCC | ONT |  |  | Wind | 34.5 | NA | NA | NA | NA | NA | NA
St. Eleanors Wind Farm | -641058 | Operating | 12 | Wind Turbine | 2009 | City Of Summerside |  | NPCC | MRTM |  |  | Wind | 12 | NA | NA | NA | NA | NA | NA
St. Eugene (Stardale) Solar Farm | -168605 | Operating | 27 | Solar | 2012 | Innergex Renewable Energy Inc. | Ontario | NPCC | ONT |  |  | Solar | 27 | NA | NA | NA | NA | NA | NA
St. Felicien Cogen | -64874 | Operating | 22 | Steam Turbine | 2001 | Denham Commodity Partners Fund IV, L.P. |  | NPCC | QUE |  |  | Biomass | 22 | NA | NA | NA | NA | NA | NA
St. Felicien Cogen | -64873 | Operating | 22 | Steam Turbine | 2001 | Recycled Energy Development, LLC |  | NPCC | QUE |  |  | Biomass | 22 | NA | NA | NA | NA | NA | NA
St. Isidore A Project | -42208 | Operating | 11.5 | Solar | 2010 | Fiera Axium Infrastructure Canada L.P. | Ontario | NPCC | ONT |  |  | Solar | 11.5 | NA | NA | NA | NA | NA | NA
St. Isidore B Project | -42209 | Operating | 11.8 | Solar | 2011 | Fiera Axium Infrastructure Canada L.P. | Ontario | NPCC | ONT |  |  | Solar | 11.8 | NA | NA | NA | NA | NA | NA
St. Joseph Wind Farm | -222883 | Operating | 138 | Wind Turbine | 2011 | Pattern Energy Group LLC | MISO | MRO | MRO-CN |  |  | Wind | 138 | NA | NA | NA | NA | NA | NA
St. Lawrence Wind Project | -213338 | Operating | 27 | Wind Turbine | 2008 | NeWind Group Incorporated |  | NPCC | MRTM |  |  | Wind | 27 | NA | NA | NA | NA | NA | NA
St. Lawrence Wind Project | -213337 | Operating | 27 | Wind Turbine | 2008 | Harbert Management Corporation |  | NPCC | MRTM |  |  | Wind | 27 | NA | NA | NA | NA | NA | NA
St. Lawrence Wind Project | -213336 | Operating | 27 | Wind Turbine | 2008 | California Public Employees' Retirement System |  | NPCC | MRTM |  |  | Wind | 27 | NA | NA | NA | NA | NA | NA
St. Leon | -788528 | Operating | 120.45 | Wind Turbine | 2007 | Clearlight Energy | MISO | MRO | MRO-CN |  |  | Wind | 120.45 | NA | NA | NA | NA | NA | NA
St. Leon | -787798 | Operating | 120.45 | Wind Turbine | 2007 | AirSource Power Fund I LP | MISO | MRO | MRO-CN |  |  | Wind | 120.45 | NA | NA | NA | NA | NA | NA
Bellingham Facility | -242896 | Operating | 386.1 | Combined Cycle | 1991 | NextEra Energy Resources, LLC | New England | NPCC | NE | Norfolk | MA | Gas | 336 | 8948 | 8825 | 8814 | 3.31 | 7.1717 | 4.4532
St. Mary | -676651 | Operating | 2 | Hydraulic Turbine | 1992 | TransAlta Renewables Inc. | Alberta | WECC | WECCCN |  |  | Water | 2 | NA | NA | NA | NA | NA | NA
St. Narcisse | -6946 | Operating | 15 | Hydraulic Turbine | 1926 | Hydro-Québec |  | NPCC | QUE |  |  | Water | 15 | NA | NA | NA | NA | NA | NA
St. Raphael | -787781 | Operating | 3.5 | Hydraulic Turbine | 1994 | Liberty Power Co. |  | NPCC | QUE |  |  | Water | 3.5 | NA | NA | NA | NA | NA | NA
St. Rose Community Wind Project | -171097 | Operating | 1.99 | Wind Turbine | 2014 | Scotian Wind Inc |  | NPCC | MRTM |  |  | Wind | 1.99 | NA | NA | NA | NA | NA | NA
St. Rose Community Wind Project | -171096 | Operating | 1.99 | Wind Turbine | 2014 | WEB Wind Energy North America Inc |  | NPCC | MRTM |  |  | Wind | 1.99 | NA | NA | NA | NA | NA | NA
Star Lake Hydroelectric | -752100 | Operating | 15 | Hydraulic Turbine | 1998 | Resolute Forest Products Inc. |  | NPCC | MRTM |  |  | Water | 15 | NA | NA | NA | NA | NA | NA
Star Lake Hydroelectric | -241934 | Operating | 15 | Hydraulic Turbine | 1998 | Enel Green Power North America, Inc. |  | NPCC | MRTM |  |  | Water | 15 | NA | NA | NA | NA | NA | NA
Starwood SSM1 Solar Plant | -607492 | Operating | 20 | Solar | 2010 | Innergex Renewable Energy Inc. | Ontario | NPCC | ONT |  |  | Solar | 20 | NA | NA | NA | NA | NA | NA
Starwood SSM2 Solar Plant | -607493 | Operating | 30 | Solar | 2011 | Innergex Renewable Energy Inc. | Ontario | NPCC | ONT |  |  | Solar | 30 | NA | NA | NA | NA | NA | NA
Starwood SSM3 Solar Project | -607494 | Operating | 10 | Solar | 2011 | Innergex Renewable Energy Inc. | Ontario | NPCC | ONT |  |  | Solar | 10 | NA | NA | NA | NA | NA | NA
Stave Falls (BC) | -11664 | Operating | 91 | Hydraulic Turbine | 2000 | British Columbia Hydro and Power Authority |  | WECC | WECCCN |  |  | Water | 91 | NA | NA | NA | NA | NA | NA
Stavely 349S DER Solar Part 2 | -747590 | Operating | 17 | Solar | 2023 | FortisAlberta Inc. | Alberta | WECC | WECCCN |  |  | Solar | 17 | NA | NA | NA | NA | NA | NA
Ste Brigitte | -28616 | Operating | 4.2 | Hydraulic Turbine | 1994 | Liberty Power Co. |  | NPCC | QUE |  |  | Water | 4.2 | NA | NA | NA | NA | NA | NA
Bellshill Power Plant | -472294 | Operating | 5.6 | Gas Turbine | 2018 | Enfinite Generation Corporation | Alberta | WECC | WECCCN |  |  | Gas | 5.6 | NA | NA | NA | NA | NA | NA
Steephill Falls | -695553 | Operating | 16 | Hydraulic Turbine | 1990 | Brookfield Renewable Partners L.P. | Ontario | NPCC | ONT |  |  | Water | 16 | NA | NA | NA | NA | NA | NA
Ste-Marguerite | -668579 | Operating | 17.6 | Hydraulic Turbine | 1954 | Gulf Power Company |  | NPCC | QUE |  |  | Water | 17.6 | NA | NA | NA | NA | NA | NA
Beluga CT | -164350 | Operating | 312.4 | Gas Turbine | 1968 | Chugach Electric Association, Inc. |  | ASCC | ALASKA | Kenai Peninsula | AK | Gas | 233.2 | NA | NA | NA | 0.018052 | -0.14575 | 0.070453
Stewartville (Ottawa/St. Lawrence) | -6999 | Operating | 182 | Hydraulic Turbine | 1948 | Ontario Power Generation Inc. | Ontario | NPCC | ONT |  |  | Water | 182 | NA | NA | NA | NA | NA | NA
Stinson (Central Hydro) | -10940 | Operating | 5 | Hydraulic Turbine | 1925 | Ontario Power Generation Inc. | Ontario | NPCC | ONT |  |  | Water | 5 | NA | NA | NA | NA | NA | NA
Stirling Wind | -791197 | Operating | 113 | Wind Turbine | 2023 | Potentia Renewables Inc. | Alberta | WECC | WECCCN |  |  | Wind | 113 | NA | NA | NA | NA | NA | NA
Stirling Wind | -746908 | Operating | 113 | Wind Turbine | 2023 | Potentia Renewables Inc. | Alberta | WECC | WECCCN |  |  | Wind | 113 | NA | NA | NA | NA | NA | NA
Stirling Wind | -746907 | Operating | 113 | Wind Turbine | 2023 | Potentia Renewables Inc. | Alberta | WECC | WECCCN |  |  | Wind | 113 | NA | NA | NA | NA | NA | NA
Stirling Wind | -746906 | Operating | 113 | Wind Turbine | 2023 | Paul First Nation | Alberta | WECC | WECCCN |  |  | Wind | 113 | NA | NA | NA | NA | NA | NA
Stirling Wind | -746905 | Operating | 113 | Wind Turbine | 2023 | Greengate Power Corporation | Alberta | WECC | WECCCN |  |  | Wind | 113 | NA | NA | NA | NA | NA | NA
Stokke Creek Hydro | -166627 | Operating | 22 | Hydraulic Turbine | 2009 | LPF Infrastructure Fund LP |  | WECC | WECCCN |  |  | Water | 22 | NA | NA | NA | NA | NA | NA
Stokke Creek Hydro | -166626 | Operating | 22 | Hydraulic Turbine | 2009 | Connor, Clark & Lunn Financial Group LP |  | WECC | WECCCN |  |  | Water | 22 | NA | NA | NA | NA | NA | NA
Stokke Creek Hydro | -166625 | Operating | 22 | Hydraulic Turbine | 2009 | Connor, Clark & Lunn Financial Group LP |  | WECC | WECCCN |  |  | Water | 22 | NA | NA | NA | NA | NA | NA
Stokke Creek Hydro | -23256 | Operating | 22 | Hydraulic Turbine | 2009 | Cloudworks Energy Inc |  | WECC | WECCCN |  |  | Water | 22 | NA | NA | NA | NA | NA | NA
Stone Mills Solar Project (CS1) | -142763 | Operating | 11.5 | Solar | 2012 | Ullico Inc. | Ontario | NPCC | ONT |  |  | Solar | 11.5 | NA | NA | NA | NA | NA | NA
Stowe Creek | -437976 | Operating | 1.4 | Steam Turbine | 1985 | ATCO Electric Ltd. | Alberta | WECC | WECCCN |  |  | Gas | 1.4 | NA | NA | NA | NA | NA | NA
Stowe Creek | -137332 | Operating | 1.4 | Steam Turbine | 1985 | ATCO Electric Ltd. | Alberta | WECC | WECCCN |  |  | Gas | 1.4 | NA | NA | NA | NA | NA | NA
Strathcona | -7026 | Operating | 64 | Hydraulic Turbine | 1958 | British Columbia Hydro and Power Authority |  | WECC | WECCCN |  |  | Water | 64 | NA | NA | NA | NA | NA | NA
Strathmore 151S DER Solar Project (1 & 2) | -413179 | Operating | 40.5 | Solar | 2022 | Capital Power Corporation | Alberta | WECC | WECCCN |  |  | Solar | 40.5 | NA | NA | NA | NA | NA | NA
Ben French GT | -1828 | Operating | 100 | Gas Turbine | 1977 | Black Hills Power, Inc. |  | WECC | RMPA | Pennington | SD | Gas | 100 | 19923 | 22415 | 18876 | 0.39726 | 0.42728 | 0.71963
Sturgeon Falls | -11231 | Operating | 7 | Hydraulic Turbine | 1912 | Weyerhaeuser Company Limited | Ontario | NPCC | ONT |  |  | Water | 7 | NA | NA | NA | NA | NA | NA
Sturgeon Falls -OT | -214000 | Operating | 8.37 | Hydraulic Turbine | 1927 | BluEarth Renewables Inc. | Ontario | NPCC | ONT |  |  | Water | 8.37 | NA | NA | NA | NA | NA | NA
Sturgeon Falls -OT | -212165 | Operating | 8.37 | Hydraulic Turbine | 1927 | New South Wales Treasury Corporation | Ontario | NPCC | ONT |  |  | Water | 8.37 | NA | NA | NA | NA | NA | NA
Sturgeon Falls -OT | -212164 | Operating | 8.37 | Hydraulic Turbine | 1927 | Infra H2O LP Partners Inc | Ontario | NPCC | ONT |  |  | Water | 8.37 | NA | NA | NA | NA | NA | NA
Sturgeon Falls -OT | -212163 | Operating | 8.37 | Hydraulic Turbine | 1927 | Infra H2O GP Partners Inc | Ontario | NPCC | ONT |  |  | Water | 8.37 | NA | NA | NA | NA | NA | NA
Sudbury District Energy Cogeneration Plant | -11544 | Operating | 5 | Internal Combustion | 2000 | Sudbury District Energy Corporation | Ontario | NPCC | ONT |  |  | Gas | 4.4 | NA | NA | NA | NA | NA | NA
Sudbury Hospital Cogen Facility | -15799 | Operating | 6.8 | Internal Combustion | 2001 | Sudbury District Energy Corporation | Ontario | NPCC | ONT |  |  | Gas | 6.8 | NA | NA | NA | NA | NA | NA
Sudbury Landfill | -641095 | Operating | 1.6 | Internal Combustion | 2007 | City of Greater Sudbury | Ontario | NPCC | ONT |  |  | Biomass | 1.6 | NA | NA | NA | NA | NA | NA
Sukunka Wind Project | -326759 | Operating | 15 | Wind Turbine | 2021 | Saulteau First Nations |  | WECC | WECCCN |  |  | Wind | 15 | NA | NA | NA | NA | NA | NA
Sukunka Wind Project | -326758 | Operating | 15 | Wind Turbine | 2021 | Natural Forces Technologies, Inc. |  | WECC | WECCCN |  |  | Wind | 15 | NA | NA | NA | NA | NA | NA
Sumac Ridge (Ballyduff) Wind Farm | -299622 | Operating | 10.25 | Wind Turbine | 2017 | Capstone Infrastructure Corporation | Ontario | NPCC | ONT |  |  | Wind | 10.25 | NA | NA | NA | NA | NA | NA
Summerhaven Wind Energy Centre (Nanticoke) | -781896 | Operating | 124.38 | Wind Turbine | 2013 | Cordelio Power LP | Ontario | NPCC | ONT |  |  | Wind | 124.38 | NA | NA | NA | NA | NA | NA
Summerhaven Wind Energy Centre (Nanticoke) | -299827 | Operating | 124.38 | Wind Turbine | 2013 | Axium Infrastructure Inc. | Ontario | NPCC | ONT |  |  | Wind | 124.38 | NA | NA | NA | NA | NA | NA
Summerside Sunbank Battery Storage | -747767 | Operating | 10 | Battery | 2024 | City Of Summerside |  | NPCC | MRTM |  |  | Energy Storage | 10 | NA | NA | NA | NA | NA | NA
Summerside Sunbank Solar Project | -747687 | Operating | 21 | Solar | 2024 | City Of Summerside |  | NPCC | MRTM |  |  | Solar | 21 | NA | NA | NA | NA | NA | NA
Summerside Wind Project | -641060 | Operating | 12 | Wind Turbine | 2009 | City Of Summerside |  | NPCC | MRTM |  |  | Wind | 12 | NA | NA | NA | NA | NA | NA
Summerview & Wind Charger Project | -676656 | Operating | 136.2 | Wind Turbine | 2002 | TransAlta Renewables Inc. | Alberta | WECC | WECCCN |  |  | Wind | 136.2 | NA | NA | NA | NA | NA | NA
Summerview Battery Storage Project | -676284 | Operating | 10 | Battery | 2020 | TransAlta Renewables Inc. | Alberta | WECC | WECCCN |  |  | Energy Storage | 10 | NA | NA | NA | NA | NA | NA
Sundance | -430731 | Mothballed | 401 | Steam Turbine | 1970 | TransAlta Energy Corporation | Alberta | WECC | WECCCN |  |  | Coal | NA | NA | NA | NA | NA | NA | NA
Sunderland Solar Farm | -170002 | Operating | 10 | Solar | 2014 | AMP Solar Group Inc. | Ontario | NPCC | ONT |  |  | Solar | 10 | NA | NA | NA | NA | NA | NA
SunE Bruining 1 Solar PV Plant | -144885 | Operating | 10 | Solar | 2015 | Dundee Corporation | Ontario | NPCC | ONT |  |  | Solar | 10 | NA | NA | NA | NA | NA | NA
SunE Bruining 1 Solar PV Plant | -144884 | Operating | 10 | Solar | 2015 | Dundee Realty Management Corporation | Ontario | NPCC | ONT |  |  | Solar | 10 | NA | NA | NA | NA | NA | NA
SunE Bruining 1 Solar PV Plant | -89829 | Operating | 10 | Solar | 2015 | OPTrust Private Markets Group | Ontario | NPCC | ONT |  |  | Solar | 10 | NA | NA | NA | NA | NA | NA
SunE Newboro 1 Solar PV Plant | -169309 | Operating | 10 | Solar | 2014 | SunEdison Canada, LLC | Ontario | NPCC | ONT |  |  | Solar | 10 | NA | NA | NA | NA | NA | NA
SunE Newboro 4 Solar Energy Project | -169308 | Operating | 10 | Solar | 2014 | SunEdison Canada, LLC | Ontario | NPCC | ONT |  |  | Solar | 10 | NA | NA | NA | NA | NA | NA
SunE Sky Norfolk I (Ryerse) | -166799 | Operating | 9.3 | Solar | 2011 | SunEdison Canada, LLC | Ontario | NPCC | ONT |  |  | Solar | 9.3 | NA | NA | NA | NA | NA | NA
SunE Sky Norfolk I (Ryerse) | -166798 | Operating | 9.3 | Solar | 2011 | SkyPower Limited | Ontario | NPCC | ONT |  |  | Solar | 9.3 | NA | NA | NA | NA | NA | NA
SunE Sky Norfolk II (13th Side Road) | -168597 | Operating | 9.1 | Solar | 2011 | SunEdison Canada, LLC | Ontario | NPCC | ONT |  |  | Solar | 9.1 | NA | NA | NA | NA | NA | NA
SunE Sky Norfolk II (13th Side Road) | -168596 | Operating | 9.1 | Solar | 2011 | SkyPower Limited | Ontario | NPCC | ONT |  |  | Solar | 9.1 | NA | NA | NA | NA | NA | NA
SunMine Solar Project | -349255 | Operating | 1.05 | Solar | 2015 | Teck Resources Limited |  | WECC | WECCCN |  |  | Solar | 1.05 | NA | NA | NA | NA | NA | NA
SunMine Solar Project | -220520 | Operating | 1.05 | Solar | 2015 | Teck Resources Limited |  | WECC | WECCCN |  |  | Solar | 1.05 | NA | NA | NA | NA | NA | NA
Sunny Shores Solar Project | -170321 | Operating | 10 | Solar | 2014 | Oakville Hydro Energy Services Inc. | Ontario | NPCC | ONT |  |  | Solar | 10 | NA | NA | NA | NA | NA | NA
Bennett Mountain | -165873 | Operating | 172.8 | Gas Turbine | 2005 | Idaho Power Company |  | WECC | NWPP | Elmore | ID | Gas | 215.2 | 10365 | 11430 | 10932 | 38.4928 | 13.1992 | 22.0316
Swan Hills Hybrid ORC Project | -613031 | Operating | 6 | Geothermal | 2023 | FutEra Power Corporation | Alberta | WECC | WECCCN |  |  | Geothermal | 6 | NA | NA | NA | NA | NA | NA
Swanton Line Wind Farm (Thames River) | -167593 | Operating | 10 | Wind Turbine | 2009 | Boralex Inc. | Ontario | NPCC | ONT |  |  | Wind | 10 | NA | NA | NA | NA | NA | NA
Swift Rapids | -748250 | Operating | 8 | Hydraulic Turbine | 1917 | Orillia Power Generation Corporation | Ontario | NPCC | ONT |  |  | Water | 8 | NA | NA | NA | NA | NA | NA
Taber - Rogers | -663947 | Operating | 6.3 | Steam Turbine | 1950 | Rogers Sugar Inc. | Alberta | WECC | WECCCN |  |  | Gas | 6.3 | NA | NA | NA | NA | NA | NA
Taber APP | -146599 | Operating | 8 | Internal Combustion | 2001 | Signalta Resources Limited | Alberta | WECC | WECCCN |  |  | Gas | 8 | NA | NA | NA | NA | NA | NA
Taber IC | -754756 | Operating | 3.3 | Internal Combustion | 1999 | Husky Energy Inc. | Alberta | WECC | WECCCN |  |  | Gas | 3.3 | NA | NA | NA | NA | NA | NA
Taber Wind Project | -763858 | Operating | 81.4 | Wind Turbine | 2007 | ENMAX Corporation | Alberta | WECC | WECCCN |  |  | Wind | 81.4 | NA | NA | NA | NA | NA | NA
Tadoule Lake | -11558 | Operating | 1.45 | Internal Combustion | 1994 | Manitoba Hydro-Electric Board | MISO | MRO | MRO-CN |  |  | Oil | 1.45 | NA | NA | NA | NA | NA | NA
Talbot Wind Energy Project (Spence) | -781894 | Operating | 98.9 | Wind Turbine | 2010 | Cordelio Power LP | Ontario | NPCC | ONT |  |  | Wind | 98.9 | NA | NA | NA | NA | NA | NA
Talbot Wind Energy Project (Spence) | -146457 | Operating | 98.9 | Wind Turbine | 2010 | Enbridge Income Fund Holdings Inc. | Ontario | NPCC | ONT |  |  | Wind | 98.9 | NA | NA | NA | NA | NA | NA
Bergen | -410424 | Operating | 1400.8 | Combined Cycle | 1959 | Arclight Energy Partners Fund VII, L.P. | PJM | RFC | R-PJM | Bergen | NJ | Gas | 1245 | 8002 | 8060 | NA | 23.9321 | 18.938 | NA
Tar Island | -11352 | Operating | 65 | Steam Turbine | 1967 | TransAlta Energy Corporation | Alberta | WECC | WECCCN |  |  | Coal | 65 | NA | NA | NA | NA | NA | NA
Berkeley Cogeneration | -12240 | Operating | 28.5 | Combined Cycle | 1987 | Olympus Power, LLC | CAISO | WECC | CAMX | Alameda | CA | Gas | 27 | 12140 | 11990 | 12858 | 71.1082 | 73.2302 | 62.9845
Taylor Coulee Hydro | -676652 | Operating | 13 | Hydraulic Turbine | 2000 | TransAlta Renewables Inc. | Alberta | WECC | WECCCN |  |  | Water | 13 | NA | NA | NA | NA | NA | NA
Taylor Lumber | -11387 | Operating | 1.2 | Steam Turbine | 1996 | FW Taylor Ltd |  | NPCC | MRTM |  |  | Biomass | 1.2 | NA | NA | NA | NA | NA | NA
Telegraph Creek | -11202 | Operating | NA | Internal Combustion | NA | British Columbia Hydro and Power Authority |  | WECC | WECCCN |  |  | Oil | 2.3 | NA | NA | NA | NA | NA | NA
Temiscaming | -145712 | Operating | 8.6 | Steam Turbine | 1993 | Tembec Industries, Inc. |  | NPCC | QUE |  |  | Biomass | 8.6 | NA | NA | NA | NA | NA | NA
Témiscouata I Wind Farm | -168829 | Operating | 23.5 | Wind Turbine | 2014 | Municipalite Regionale De Comte De Temiscouata |  | NPCC | QUE |  |  | Wind | 23.5 | NA | NA | NA | NA | NA | NA
Témiscouata I Wind Farm | -168828 | Operating | 23.5 | Wind Turbine | 2014 | Boralex Inc. |  | NPCC | QUE |  |  | Wind | 23.5 | NA | NA | NA | NA | NA | NA
Témiscouata II Wind Farm | -169838 | Operating | 51.7 | Wind Turbine | 2015 | Boralex Inc. |  | NPCC | QUE |  |  | Wind | 51.7 | NA | NA | NA | NA | NA | NA
Tennant Lake | -641007 | Operating | 3.06 | Hydraulic Turbine | 1966 | NVI Mining Ltd. (Nyrstar) |  | WECC | WECCCN |  |  | Water | 3.06 | NA | NA | NA | NA | NA | NA
Terrace Bay | -11139 | Operating | 20 | Steam Turbine | 1993 | Kimberly-Clark Inc. | Ontario | NPCC | ONT |  |  | Biomass | 20 | NA | NA | NA | NA | NA | NA
Teslin (WAF) | -439007 | Operating | NA | Internal Combustion | NA | Yukon Electrical Company Limited, The |  | WECC | WECCCN |  |  | Oil | 1.3 | NA | NA | NA | NA | NA | NA
Teslin (WAF) | -437989 | Operating | NA | Internal Combustion | NA | Yukon Electrical Company Limited, The |  | WECC | WECCCN |  |  | Oil | 1.3 | NA | NA | NA | NA | NA | NA
The Eye of the Wind Turbine (Grouse Mountain) | -146300 | Operating | 1.5 | Wind Turbine | 2010 | Grouse Mountain Resorts Ltd |  | WECC | WECCCN |  |  | Wind | 1.5 | NA | NA | NA | NA | NA | NA
Thelwood Hydro | -641008 | Operating | 8.2 | Hydraulic Turbine | 1985 | NVI Mining Ltd. (Nyrstar) |  | WECC | WECCCN |  |  | Water | 8.2 | NA | NA | NA | NA | NA | NA
Thibaudeau-Ricard | -11652 | Operating | 4.95 | Hydraulic Turbine | 1997 | Thibaudeau Ricard Inc |  | NPCC | QUE |  |  | Water | 4.95 | NA | NA | NA | NA | NA | NA
Thomas Low Generating Station | -170616 | Operating | 4 | Hydraulic Turbine | 2015 | Renfrew Power Generation Incorporated | Ontario | NPCC | ONT |  |  | Water | 4 | NA | NA | NA | NA | NA | NA
Berkshire Power | -137230 | Operating | 289 | Combined Cycle | 1999 | Tenaska Energy Holdings, LLC | New England | NPCC | NE | Hampden | MA | Gas | 246.3 | 7566 | 7338 | 7338 | 3.2509 | 25.4529 | 36.1339
Three Sisters | -7204 | Operating | 3 | Hydraulic Turbine | 1951 | TransAlta Energy Corporation | Alberta | WECC | WECCCN |  |  | Water | 3 | NA | NA | NA | NA | NA | NA
Thunder Bay Airport Solar PV Plant | -169138 | Operating | 8.5 | Solar | 2011 | SkyPower Limited | Ontario | NPCC | ONT |  |  | Solar | 8.5 | NA | NA | NA | NA | NA | NA
Thunder Bay Cogen Project | -752116 | Operating | 65 | Steam Turbine | 2013 | Resolute FP Canada Inc. | Ontario | NPCC | ONT |  |  | Biomass | 65 | NA | NA | NA | NA | NA | NA
Thunder Bay ST | -11495 | Operating | 67 | Steam Turbine | 1963 | Bowater Pulp & Paper Canada Incorporated | Ontario | NPCC | ONT |  |  | Gas | 67 | NA | NA | NA | NA | NA | NA
Thurso Biomass Cogen Plant (Cellulose Mill) | -168588 | Operating | 25 | Internal Combustion | 2013 | Fortress Global Enterprises Inc. |  | NPCC | QUE |  |  | Biomass | 25 | NA | NA | NA | NA | NA | NA
Tidewater | -11362 | Operating | 4.2 | Hydraulic Turbine | 1922 | Nova Scotia Power Inc. |  | NPCC | MRTM |  |  | Water | 4.2 | NA | NA | NA | NA | NA | NA
Tilbury Solar Project | -781892 | Operating | 5 | Solar | 2011 | Cordelio Power LP | Ontario | NPCC | ONT |  |  | Solar | 5 | NA | NA | NA | NA | NA | NA
Tilbury Solar Project | -146471 | Operating | 5 | Solar | 2011 | Enbridge Income Fund Holdings Inc. | Ontario | NPCC | ONT |  |  | Solar | 5 | NA | NA | NA | NA | NA | NA
Tilbury Wind Project | -785697 | Operating | NA | Wind Turbine | NA | Cordelio Power LP |  | NPCC | ONT |  |  | Wind | 5 | NA | NA | NA | NA | NA | NA
Tinker | -760737 | Operating | 36.8 | Hydraulic Turbine | 1923 | Algonquin Tinker Gen Company | New Brunswick | NPCC | MRTM |  |  | Water | 36.8 | NA | NA | NA | NA | NA | NA
Berkshire Power | -137229 | Operating | 289 | Combined Cycle | 1999 | Tenaska Energy, Inc. | New England | NPCC | NE | Hampden | MA | Gas | 246.3 | 7566 | 7338 | 7338 | 3.2509 | 25.4529 | 36.1339
Tipella Creek | -166443 | Operating | 18 | Hydraulic Turbine | 2009 | LPF Infrastructure Fund LP |  | WECC | WECCCN |  |  | Water | 18 | NA | NA | NA | NA | NA | NA
Tipella Creek | -166442 | Operating | 18 | Hydraulic Turbine | 2009 | Connor, Clark & Lunn Infrastructure Ltd. |  | WECC | WECCCN |  |  | Water | 18 | NA | NA | NA | NA | NA | NA
Tipella Creek | -166441 | Operating | 18 | Hydraulic Turbine | 2009 | Connor, Clark & Lunn Financial Group LP |  | WECC | WECCCN |  |  | Water | 18 | NA | NA | NA | NA | NA | NA
Tipella Creek | -23240 | Operating | 18 | Hydraulic Turbine | 2009 | Cloudworks Energy Inc |  | WECC | WECCCN |  |  | Water | 18 | NA | NA | NA | NA | NA | NA
Tobique | -7224 | Operating | 20 | Hydraulic Turbine | 1953 | New Brunswick Energy Marketing Corporation | New Brunswick | NPCC | MRTM |  |  | Water | 20 | NA | NA | NA | NA | NA | NA
Topsail | -56153 | Operating | 2.28 | Hydraulic Turbine | 1983 | Newfoundland Power Inc. |  | NPCC | MRTM |  |  | Water | 2.28 | NA | NA | NA | NA | NA | NA
Tors Cove | -56155 | Operating | 6.5 | Hydraulic Turbine | 1942 | Newfoundland Power Inc. |  | NPCC | MRTM |  |  | Water | 6.5 | NA | NA | NA | NA | NA | NA
Toulnustouc | -164117 | Operating | 526 | Hydraulic Turbine | 2005 | Hydro-Québec |  | NPCC | QUE |  |  | Water | 526 | NA | NA | NA | NA | NA | NA
Trail Road Landfill | -787005 | Operating | 6.3 | Internal Combustion | 2007 | Energy Ottawa Inc. | Ontario | NPCC | ONT |  |  | Biomass | 6.3 | NA | NA | NA | NA | NA | NA
Trail Road Landfill | -166397 | Operating | 6.3 | Internal Combustion | 2007 | Integrated Municipal Services | Ontario | NPCC | ONT |  |  | Biomass | 6.3 | NA | NA | NA | NA | NA | NA
Trail Road Landfill | -166396 | Operating | 6.3 | Internal Combustion | 2007 | Comcor Environmental Limited | Ontario | NPCC | ONT |  |  | Biomass | 6.3 | NA | NA | NA | NA | NA | NA
Travers Solar Project | -545856 | Operating | 465 | Solar | 2022 | Axium Infrastructure Inc. | Alberta | WECC | WECCCN |  |  | Solar | 465 | NA | NA | NA | NA | NA | NA
Trenche | -7263 | Operating | 301.98 | Hydraulic Turbine | 1950 | Hydro-Québec |  | NPCC | QUE |  |  | Water | 301.98 | NA | NA | NA | NA | NA | NA
Berlin 5 | -465234 | Operating | 41.8 | Gas Turbine | 1972 | Fonds de solidarité FTQ | New England | NPCC | NE | Washington | VT | Oil | 45.7 | 17113 | 16240 | 20048 | 0.20358 | 0.58526 | 0.33098
Trenton | -7264 | Operating | 307 | Steam Turbine | 1969 | Nova Scotia Power Inc. |  | NPCC | MRTM |  |  | Coal | 307 | NA | NA | NA | NA | NA | NA
Tretheway Creek Waterpower Project | -163547 | Operating | 21.2 | Hydraulic Turbine | 2015 | Cloudworks Energy Inc |  | WECC | WECCCN |  |  | Water | 21.2 | NA | NA | NA | NA | NA | NA
Trethewey Falls | -10941 | Operating | 2 | Hydraulic Turbine | 1929 | Ontario Power Generation Inc. | Ontario | NPCC | ONT |  |  | Water | 2 | NA | NA | NA | NA | NA | NA
Truro Heights Community Wind (Eskasoni) | -170279 | Operating | 4 | Wind Turbine | 2014 | Eskasoni First Nation |  | NPCC | MRTM |  |  | Wind | 4 | NA | NA | NA | NA | NA | NA
Truro Heights Community Wind (Eskasoni) | -170278 | Operating | 4 | Wind Turbine | 2014 | OPTrust Private Markets Group |  | NPCC | MRTM |  |  | Wind | 4 | NA | NA | NA | NA | NA | NA
Truro Heights Community Wind (Eskasoni) | -144894 | Operating | 4 | Wind Turbine | 2014 | Dundee Realty Management Corporation |  | NPCC | MRTM |  |  | Wind | 4 | NA | NA | NA | NA | NA | NA
Truro Heights Community Wind (Eskasoni) | -144893 | Operating | 4 | Wind Turbine | 2014 | Dundee Corporation |  | NPCC | MRTM |  |  | Wind | 4 | NA | NA | NA | NA | NA | NA
Tsilhqot'in Solar Farm | -236960 | Operating | 1 | Solar | 2020 | Tsilhqot'in National Government |  | WECC | WECCCN |  |  | Solar | 1 | NA | NA | NA | NA | NA | NA
Tufts Cove | -7292 | Operating | 350 | Steam Turbine | 1965 | Nova Scotia Power Inc. |  | NPCC | MRTM |  |  | Gas | 350 | NA | NA | NA | NA | NA | NA
Berlin 5 | -465233 | Operating | 41.8 | Gas Turbine | 1972 | Caisse de dépôt et placement du Québec | New England | NPCC | NE | Washington | VT | Oil | 45.7 | 17113 | 16240 | 20048 | 0.20358 | 0.58526 | 0.33098
Bernice Lake | -39733 | Operating | 76.7 | Gas Turbine | 1971 | Alaska Electric & Energy Cooperative Inc. |  | ASCC | ALASKA | Kenai Peninsula | AK | Gas | 71 | NA | NA | NA | 0 | -0.051289 | 0.12589
Berry Cogeneration | -470182 | Operating | 38.7 | Gas Turbine | 1986 | Berry Corporation | CAISO | WECC | CAMX | Kern | CA | Gas | 37.5 | 14276 | 13362 | 13029 | 7.3084 | 82.1242 | 86.0551
Tusket Hydro | -11379 | Operating | 2.7 | Hydraulic Turbine | 1929 | Nova Scotia Power Inc. |  | NPCC | MRTM |  |  | Water | 2.7 | NA | NA | NA | NA | NA | NA
Twin Creek - McBride | -695620 | Operating | 1.7 | Hydraulic Turbine | 1991 | Brookfield Renewable Partners L.P. |  | WECC | WECCCN |  |  | Water | 1.7 | NA | NA | NA | NA | NA | NA
Twin Falls (Namewaminikan) Hydro Plant | -170272 | Operating | 4.4 | Hydraulic Turbine | 2017 | Namewaminikan Hydro Inc. | Ontario | NPCC | ONT |  |  | Water | 4.4 | NA | NA | NA | NA | NA | NA
Twin Falls -OT | -214001 | Operating | 24 | Hydraulic Turbine | 1922 | BluEarth Renewables Inc. | Ontario | NPCC | ONT |  |  | Water | 22 | NA | NA | NA | NA | NA | NA
Twin Falls -OT | -212169 | Operating | 24 | Hydraulic Turbine | 1922 | New South Wales Treasury Corporation | Ontario | NPCC | ONT |  |  | Water | 22 | NA | NA | NA | NA | NA | NA
Twin Falls -OT | -212168 | Operating | 24 | Hydraulic Turbine | 1922 | Infra H2O LP Partners Inc | Ontario | NPCC | ONT |  |  | Water | 22 | NA | NA | NA | NA | NA | NA
Twin Falls -OT | -212167 | Operating | 24 | Hydraulic Turbine | 1922 | Infra H2O GP Partners Inc | Ontario | NPCC | ONT |  |  | Water | 22 | NA | NA | NA | NA | NA | NA
Twinney Drive Newmarket Battery Storage Facility (Newmarket Battery Storage Project) | -201224 | Operating | 4 | Battery | 2019 | Ameresco Canada Inc. | Ontario | NPCC | ONT |  |  | Energy Storage | 4 | NA | NA | NA | NA | NA | NA
Tyson Creek Hydro | -214006 | Operating | 9.3 | Hydraulic Turbine | 2009 | BluEarth Renewables Inc. |  | WECC | WECCCN |  |  | Water | 9.3 | NA | NA | NA | NA | NA | NA
Umbata Falls Hydro | -166679 | Operating | 23 | Hydraulic Turbine | 2008 | Ojibways Of The Pic River First Nation | Ontario | NPCC | ONT |  |  | Water | 23 | NA | NA | NA | NA | NA | NA
Umbata Falls Hydro | -166678 | Operating | 23 | Hydraulic Turbine | 2008 | Innergex II Income Fund | Ontario | NPCC | ONT |  |  | Water | 23 | NA | NA | NA | NA | NA | NA
Umiujaq | -7339 | Operating | NA | Internal Combustion | NA | Hydro-Québec |  | NPCC | QUE |  |  | Oil | 1.05 | NA | NA | NA | NA | NA | NA
Unity Solar Farm | -364876 | Operating | 10 | Solar | 2014 | OPTrust Private Markets Group | Ontario | NPCC | ONT |  |  | Solar | 10 | NA | NA | NA | NA | NA | NA
Unity Solar Farm | -364875 | Operating | 10 | Solar | 2014 | Dundee Realty Management Corporation | Ontario | NPCC | ONT |  |  | Solar | 10 | NA | NA | NA | NA | NA | NA
University of Alberta | -11357 | Operating | 13.3 | Steam Turbine | 1994 | University of Alberta | Alberta | WECC | WECCCN |  |  | Gas | 13.3 | NA | NA | NA | NA | NA | NA
University of Western Ontario | -641004 | Operating | 1.6 | Steam Turbine | 1985 | The University Of Western Ontario | Ontario | NPCC | ONT |  |  | Gas | 1.6 | NA | NA | NA | NA | NA | NA
Berry Cogeneration T | -470183 | Operating | 17.6 | Gas Turbine | 1986 | Berry Corporation | CAISO | WECC | CAMX | Kern | CA | Gas | 17.6 | 12708 | 12986 | 11920 | 80.8628 | 84.6182 | 89.8097
Upper Bonnington | -153225 | Operating | 66 | Hydraulic Turbine | 1907 | FortisBC Inc. |  | WECC | WECCCN |  |  | Water | 66 | NA | NA | NA | NA | NA | NA
Upper Churchill Falls | -786976 | Operating | 5428 | Hydraulic Turbine | 1971 | Nalcor Energy |  | NPCC | MRTM |  |  | Water | 5428 | NA | NA | NA | NA | NA | NA
Upper Churchill Falls | -24671 | Operating | 5428 | Hydraulic Turbine | 1971 | Hydro-Québec |  | NPCC | MRTM |  |  | Water | 5428 | NA | NA | NA | NA | NA | NA
Upper Clowhom | -214004 | Operating | 11 | Hydraulic Turbine | 2010 | BluEarth Renewables Inc. |  | WECC | WECCCN |  |  | Water | 11 | NA | NA | NA | NA | NA | NA
Upper Lake Falls | -11380 | Operating | 5.4 | Hydraulic Turbine | 1928 | Nova Scotia Power Inc. |  | NPCC | MRTM |  |  | Water | 5.4 | NA | NA | NA | NA | NA | NA
Upper Lillooet River Hydro Project | -137279 | Operating | 81.4 | Hydraulic Turbine | 2017 | Innergex Renewable Energy Inc. |  | WECC | WECCCN |  |  | Water | 81.4 | NA | NA | NA | NA | NA | NA
Upper Mamquam Hydro Plant | -676643 | Operating | 25 | Hydraulic Turbine | 2005 | TransAlta Renewables Inc. |  | WECC | WECCCN |  |  | Water | 25 | NA | NA | NA | NA | NA | NA
Upper Salmon | -764715 | Operating | 84 | Hydraulic Turbine | 1983 | Newfoundland and Labrador Hydro |  | NPCC | MRTM |  |  | Water | 84 | NA | NA | NA | NA | NA | NA
Upper St Croix | -11205 | Operating | 2 | Hydraulic Turbine | 1938 | Minas Energy |  | NPCC | MRTM |  |  | Water | 2 | NA | NA | NA | NA | NA | NA
Upper Stave River | -166451 | Operating | 33 | Hydraulic Turbine | 2009 | LPF Infrastructure Fund LP |  | WECC | WECCCN |  |  | Water | 33 | NA | NA | NA | NA | NA | NA
Upper Stave River | -166450 | Operating | 33 | Hydraulic Turbine | 2009 | Connor, Clark & Lunn Financial Group LP |  | WECC | WECCCN |  |  | Water | 33 | NA | NA | NA | NA | NA | NA
Upper Stave River | -166449 | Operating | 33 | Hydraulic Turbine | 2009 | Connor, Clark & Lunn Financial Group LP |  | WECC | WECCCN |  |  | Water | 33 | NA | NA | NA | NA | NA | NA
Upper Stave River | -23638 | Operating | 33 | Hydraulic Turbine | 2009 | Cloudworks Energy Inc |  | WECC | WECCCN |  |  | Water | 33 | NA | NA | NA | NA | NA | NA
Upper Toba - Jimmie Creek Hydro Project | -482358 | Operating | 62 | Hydraulic Turbine | 2016 | Innergex Renewable Energy Inc. |  | WECC | WECCCN |  |  | Water | 62 | NA | NA | NA | NA | NA | NA
Upper Toba - Jimmie Creek Hydro Project | -163412 | Operating | 62 | Hydraulic Turbine | 2016 | Axium Infrastructure Open End Funds |  | WECC | WECCCN |  |  | Water | 62 | NA | NA | NA | NA | NA | NA
Upper White (Gitchi Animki Bezhig) Project (White River Hydro) | -472285 | Operating | 8.9 | Hydraulic Turbine | 2016 | Regional Power Incorporated | Ontario | NPCC | ONT |  |  | Water | 8.9 | NA | NA | NA | NA | NA | NA
Upper White (Gitchi Animki Bezhig) Project (White River Hydro) | -169573 | Operating | 8.9 | Hydraulic Turbine | 2016 | Netmizaaggamig Nishnaabeg (Pic Mobert First Nation) | Ontario | NPCC | ONT |  |  | Water | 8.9 | NA | NA | NA | NA | NA | NA
Val-Éo Wind Project (Belle Rivière Wind Farm) | -788539 | Operating & Planned | 24 | Wind Turbine | 2021 | Clearlight Energy |  | NPCC | QUE |  |  | Wind | 24 | NA | NA | NA | NA | NA | NA
Val-Éo Wind Project (Belle Rivière Wind Farm) | -787822 | Operating & Planned | 24 | Wind Turbine | 2021 | LS Power Development, LLC |  | NPCC | QUE |  |  | Wind | 24 | NA | NA | NA | NA | NA | NA
Val-Éo Wind Project (Belle Rivière Wind Farm) | -436721 | Operating & Planned | 24 | Wind Turbine | 2021 | Val-Éo Coopérative De Solidarité |  | NPCC | QUE |  |  | Wind | 24 | NA | NA | NA | NA | NA | NA
Valerie Falls | -695587 | Operating | 10 | Hydraulic Turbine | 1994 | Brookfield Renewable Partners L.P. | Ontario | NPCC | ONT |  |  | Water | 10 | NA | NA | NA | NA | NA | NA
Val-Jalbert Hydro Project | -170273 | Operating | 16 | Hydraulic Turbine | 2015 | Society Community Energy Lac-Saint-Jean |  | NPCC | QUE |  |  | Water | 16 | NA | NA | NA | NA | NA | NA
Berry NMW Cogens | -470187 | Operating | 9.6 | Gas Turbine | 2017 | Berry Corporation | CAISO | WECC | CAMX | Kern | CA | Gas | 10.4 | 17199 | 14167 | 15008 | 78.7485 | 69.4785 | 61.5637
Vancouver Landfill Cogeneration | -77114 | Operating | 7.4 | Internal Combustion | 2003 | Maxim Power (BC) Incorporation |  | WECC | WECCCN |  |  | Biomass | 7.4 | NA | NA | NA | NA | NA | NA
Vancouver ST | -663948 | Operating | 7.34 | Steam Turbine | 1947 | Rogers Sugar Inc. |  | WECC | WECCCN |  |  | Gas | 7.34 | NA | NA | NA | NA | NA | NA
VanDorp Solar Energy Project (Port Hope) | -765880 | Operating | 10 | Solar | 2015 | Penn Energy Renewables, Ltd. | Ontario | NPCC | ONT |  |  | Solar | 10 | NA | NA | NA | NA | NA | NA
Vanzwolf Solar Park | -168682 | Operating | 5 | Solar | 2015 | Rainy River Power Corporation | Ontario | NPCC | ONT |  |  | Solar | 5 | NA | NA | NA | NA | NA | NA
Vanzwolf Solar Park | -168681 | Operating | 5 | Solar | 2015 | Cedarvale Energy | Ontario | NPCC | ONT |  |  | Solar | 5 | NA | NA | NA | NA | NA | NA
Varennes Solar Project | -349920 | Operating | 1.5 | Solar | 2021 | Hydro-Québec |  | NPCC | QUE |  |  | Solar | 1.5 | NA | NA | NA | NA | NA | NA
Vents du Kempt | -167658 | Operating | 101.2 | Wind Turbine | 2014 | Fiera Axium Infrastructure Canada L.P. |  | NPCC | QUE |  |  | Wind | 101.2 | NA | NA | NA | NA | NA | NA
Vents du Kempt | -167657 | Operating | 101.2 | Wind Turbine | 2014 | Eolectric Inc. |  | NPCC | QUE |  |  | Wind | 101.2 | NA | NA | NA | NA | NA | NA
Vestas Prototype (Macleod Flats Wind) | -676663 | Operating | 3 | Wind Turbine | 2004 | TransAlta Renewables Inc. | Alberta | WECC | WECCCN |  |  | Wind | 3 | NA | NA | NA | NA | NA | NA
Bethlehem CC | -745012 | Operating | 1153 | Combined Cycle | 2003 | Calpine Corporation | PJM | RFC | R-PJM | Northampton | PA | Gas | 1136 | 8141 | 8024 | 8071 | 60.2074 | 43.9085 | 35.2037
Viger-Denonville Community Wind Farm | -169182 | Operating | 24.6 | Wind Turbine | 2013 | Mrc De Rivière-Du-Loup |  | NPCC | QUE |  |  | Wind | 24.6 | NA | NA | NA | NA | NA | NA
Viger-Denonville Community Wind Farm | -169181 | Operating | 24.6 | Wind Turbine | 2013 | Innergex Renewable Energy Inc. |  | NPCC | QUE |  |  | Wind | 24.6 | NA | NA | NA | NA | NA | NA
Volcano Creek Hydro Plant | -366807 | Operating | 16 | Hydraulic Turbine | 2014 | Tahltan Nation Development Corporation |  | WECC | WECCCN |  |  | Water | 16 | NA | NA | NA | NA | NA | NA
Volcano Creek Hydro Plant | -366806 | Operating | 16 | Hydraulic Turbine | 2014 | Axium Infrastructure Inc. |  | WECC | WECCCN |  |  | Water | 16 | NA | NA | NA | NA | NA | NA
Volcano Creek Hydro Plant | -366805 | Operating | 16 | Hydraulic Turbine | 2014 | Manulife Financial Corporation |  | WECC | WECCCN |  |  | Water | 16 | NA | NA | NA | NA | NA | NA
Volcano Creek Hydro Plant | -225529 | Operating | 16 | Hydraulic Turbine | 2014 | AltaGas Canadian Energy Holdings LP |  | WECC | WECCCN |  |  | Water | 16 | NA | NA | NA | NA | NA | NA
Volcano Creek Hydro Plant | -153541 | Operating | 16 | Hydraulic Turbine | 2014 | AltaGas Canadian Energy Holdings LP |  | WECC | WECCCN |  |  | Water | 16 | NA | NA | NA | NA | NA | NA
Volcano Creek Hydro Plant | -105805 | Operating | 16 | Hydraulic Turbine | 2014 | Tahltan Central Government |  | WECC | WECCCN |  |  | Water | 16 | NA | NA | NA | NA | NA | NA
W. R. Beatty (Waltham) | -695601 | Operating | 11 | Hydraulic Turbine | 1952 | Brookfield Renewable Partners L.P. |  | NPCC | QUE |  |  | Water | 11 | NA | NA | NA | NA | NA | NA
Wabageshik | -149676 | Operating | 3.74 | Hydraulic Turbine | 1912 | Vale Canada Limited | Ontario | NPCC | ONT |  |  | Water | 3.74 | NA | NA | NA | NA | NA | NA
Wahleach | -11279 | Operating | 63 | Hydraulic Turbine | 1952 | British Columbia Hydro and Power Authority |  | WECC | WECCCN |  |  | Water | 63 | NA | NA | NA | NA | NA | NA
Wainfleet Wind Energy Project | -168470 | Operating | 9 | Wind Turbine | 2014 | Rankin Construction Incorporation | Ontario | NPCC | ONT |  |  | Wind | 9 | NA | NA | NA | NA | NA | NA
Wainfleet Wind Energy Project | -168469 | Operating | 9 | Wind Turbine | 2014 | Loeffen Farms Ltd. | Ontario | NPCC | ONT |  |  | Wind | 9 | NA | NA | NA | NA | NA | NA
Wainwright Solar Park | -169040 | Operating | 10 | Solar | 2014 | Axium Infrastructure Open End Funds | Ontario | NPCC | ONT |  |  | Solar | 10 | NA | NA | NA | NA | NA | NA
Walden North Facility | -103724 | Operating | 16 | Hydraulic Turbine | 1992 | Innergex Renewable Energy Inc. |  | WECC | WECCCN |  |  | Water | 16 | NA | NA | NA | NA | NA | NA
Walden North Facility | -103723 | Operating | 16 | Hydraulic Turbine | 1992 | Cayoose Creek Development Corp. |  | WECC | WECCCN |  |  | Water | 16 | NA | NA | NA | NA | NA | NA
Walkerville | -766121 | Operating | 7.5 | Steam Turbine | 1956 | Hiram Walker & Sons Limited | Ontario | NPCC | ONT |  |  | Gas | 7.5 | NA | NA | NA | NA | NA | NA
Walpole Solar Project (ABW Solar PV Facilities) | -67847 | Operating | 20 | Solar | 2013 | Axium Infrastructure Open End Funds | Ontario | NPCC | ONT |  |  | Solar | 20 | NA | NA | NA | NA | NA | NA
Walter Hardman | -165755 | Operating | 9 | Hydraulic Turbine | 2004 | British Columbia Hydro and Power Authority |  | WECC | WECCCN |  |  | Water | 8 | NA | NA | NA | NA | NA | NA
Walton Community Wind Project | -172984 | Operating | 1.99 | Wind Turbine | 2016 | Scotian Wind Inc |  | NPCC | MRTM |  |  | Wind | 1.99 | NA | NA | NA | NA | NA | NA
Walton Community Wind Project | -172983 | Operating | 1.99 | Wind Turbine | 2016 | WEB Wind Energy North America Inc |  | NPCC | MRTM |  |  | Wind | 1.99 | NA | NA | NA | NA | NA | NA
Waneta Dam | -140172 | Operating | 493 | Hydraulic Turbine | 1954 | British Columbia Hydro and Power Authority |  | WECC | WECCCN |  |  | Water | 493 | NA | NA | NA | NA | NA | NA
Waneta Expansion | -158724 | Operating | 335 | Hydraulic Turbine | 2015 | Columbia Basin Trust |  | WECC | WECCCN |  |  | Water | 335 | NA | NA | NA | NA | NA | NA
Waneta Expansion | -158723 | Operating | 335 | Hydraulic Turbine | 2015 | Columbia Power Corporation |  | WECC | WECCCN |  |  | Water | 335 | NA | NA | NA | NA | NA | NA
Bethlehem CC | -745011 | Operating | 1153 | Combined Cycle | 2003 | Calpine Corporation | PJM | RFC | R-PJM | Northampton | PA | Gas | 1136 | 8141 | 8024 | 8071 | 60.2074 | 43.9085 | 35.2037
Wapiti River | -126528 | Operating | 52 | Steam Turbine | 1973 | International Paper Company | Alberta | WECC | WECCCN |  |  | Biomass | 52 | NA | NA | NA | NA | NA | NA
Warden Energy Cogen Centre | -166932 | Operating | 5.2 | Internal Combustion | 2008 | Markham District Energy Inc. | Ontario | NPCC | ONT |  |  | Gas | 5 | NA | NA | NA | NA | NA | NA
Wasdell Falls Hydro Facility | -629929 | Operating | 1.65 | Hydraulic Turbine | 2015 | Bracebridge Generation Ltd. | Ontario | NPCC | ONT |  |  | Water | 1.65 | NA | NA | NA | NA | NA | NA
Waterloo Landfill | -10943 | Operating | 3.5 | Internal Combustion | 1999 | Toromont Energy Ltd. | Ontario | NPCC | ONT |  |  | Biomass | 3.5 | NA | NA | NA | NA | NA | NA
Waterton | -676653 | Operating | 3 | Hydraulic Turbine | 1992 | TransAlta Renewables Inc. | Alberta | WECC | WECCCN |  |  | Water | 3 | NA | NA | NA | NA | NA | NA
Waterton - Shell | -11342 | Operating | 4 | Steam Turbine | 1974 | Shell Canada Limited | Alberta | WECC | WECCCN |  |  | Coal | 4 | NA | NA | NA | NA | NA | NA
Waterton Wind | -676661 | Operating | 3.78 | Wind Turbine | 1997 | TransAlta Renewables Inc. | Alberta | WECC | WECCCN |  |  | Wind | 3.78 | NA | NA | NA | NA | NA | NA
Watford Wind Project(Zephyr)(Brooke-Alvinston) | -153460 | Operating | 10 | Wind Turbine | 2012 | Capstone Infrastructure Corporation | Ontario | NPCC | ONT |  |  | Wind | 10 | NA | NA | NA | NA | NA | NA
Watson Lake | -437979 | Operating | 5 | Internal Combustion | 1985 | Yukon Electrical Company Limited, The |  | WECC | WECCCN |  |  | Oil | 5 | NA | NA | NA | NA | NA | NA
Watson Lake | -137427 | Operating | 5 | Internal Combustion | 1985 | Yukon Electrical Company Limited, The |  | WECC | WECCCN |  |  | Oil | 5 | NA | NA | NA | NA | NA | NA
Watts Section Wind Farm | -168477 | Operating | 1.5 | Wind Turbine | 2011 | One Wind Services Inc. |  | NPCC | MRTM |  |  | Wind | 1.5 | NA | NA | NA | NA | NA | NA
Watts Section Wind Farm | -168476 | Operating | 1.5 | Wind Turbine | 2011 | Seaforth Engineering Group Inc. |  | NPCC | MRTM |  |  | Wind | 1.5 | NA | NA | NA | NA | NA | NA
Wawaitin Repowering | -166671 | Operating | 15 | Hydraulic Turbine | 2010 | Ontario Power Generation Inc. | Ontario | NPCC | ONT |  |  | Water | 15 | NA | NA | NA | NA | NA | NA
Wawatay Generating Station (Black River) | -105518 | Operating | 13.5 | Hydraulic Turbine | 1992 | Capstone Infrastructure Corporation | Ontario | NPCC | ONT |  |  | Water | 13.5 | NA | NA | NA | NA | NA | NA
Bethlehem Energy Center | -522345 | Operating | 893.1 | Combined Cycle | 2005 | Generation Bridge, LLC | New York | NPCC | NY | Albany | NY | Gas | 924.7 | 10009 | 7104 | NA | 53.7984 | 52.6212 | NA
Bethpage | -745088 | Operating | 179.6 | Combined Cycle | 1989 | Calpine Corporation | New York | NPCC | NY | Nassau | NY | Gas | 143 | 9029 | 9577 | 9036 | 35.0144 | 20.2282 | 40.6821
Wedgemount Creek IPP | -517037 | Operating | 5.4 | Hydraulic Turbine | 2022 | Deloitte Restructuring Inc. |  | WECC | WECCCN |  |  | Water | 5.4 | NA | NA | NA | NA | NA | NA
Wedgeport Wind Farm Project | -171076 | Operating | 1.6 | Wind Turbine | 2015 | Watts Wind Energy Inc. |  | NPCC | MRTM |  |  | Wind | 1.6 | NA | NA | NA | NA | NA | NA
Weedon | -11597 | Operating | 3.7 | Hydraulic Turbine | 1920 | Hydro Sherbrooke |  | NPCC | QUE |  |  | Water | 3.7 | NA | NA | NA | NA | NA | NA
Welland | -11252 | Operating | 12 | Hydraulic Turbine | 1932 | St. Lawrence Seaway Authority | Ontario | NPCC | ONT |  |  | Water | 12 | NA | NA | NA | NA | NA | NA
Welland Ridge Road Solar Project | -168896 | Operating | 10 | Solar | 2014 | Axio Power Canada, Inc. | Ontario | NPCC | ONT |  |  | Solar | 10 | NA | NA | NA | NA | NA | NA
Wells -Ontario | -695586 | Operating | 239 | Hydraulic Turbine | 1970 | Brookfield Renewable Partners L.P. | Ontario | NPCC | ONT |  |  | Water | 239 | NA | NA | NA | NA | NA | NA
Bethpage | -745087 | Operating | 179.6 | Combined Cycle | 1989 | Calpine Corporation | New York | NPCC | NY | Nassau | NY | Gas | 143 | 9029 | 9577 | 9036 | 35.0144 | 20.2282 | 40.6821
West Cape Wind Farm | -191556 | Operating | 99 | Wind Turbine | 2007 | Ventus Energy Inc. |  | NPCC | MRTM |  |  | Wind | 99 | NA | NA | NA | NA | NA | NA
West Cape Wind Farm | -59591 | Operating | 99 | Wind Turbine | 2007 | Axium Infrastructure Inc. |  | NPCC | MRTM |  |  | Wind | 99 | NA | NA | NA | NA | NA | NA
West Cape Wind Farm | -59590 | Operating | 99 | Wind Turbine | 2007 | MIT Renewables Inc |  | NPCC | MRTM |  |  | Wind | 99 | NA | NA | NA | NA | NA | NA
West Carleton Environmental Centre Landfill | -168717 | Operating | 6.4 | Internal Combustion | 2010 | Waste Management, Inc. | Ontario | NPCC | ONT |  |  | Biomass | 6.4 | NA | NA | NA | NA | NA | NA
Bethpage CT | -745064 | Operating | 60 | Gas Turbine | 2002 | CPN Bethpage 3rd Turbine, Inc. | New York | NPCC | NY | Nassau | NY | Gas | 49.6 | 10349 | 10346 | 10294 | 35.9407 | 42.7304 | 39.4892
Bethpage CT | -745063 | Operating | 60 | Gas Turbine | 2002 | CPN Bethpage 3rd Turbine, Inc. | New York | NPCC | NY | Nassau | NY | Gas | 49.6 | 10349 | 10346 | 10294 | 35.9407 | 42.7304 | 39.4892
BHCI Facility (Pueblo Airport CC) | -105079 | Operating | 200 | Combined Cycle | 2012 | Black Hills Colorado IPP, LLC |  | WECC | RMPA | Pueblo | CO | Gas | 188 | 8677 | 8698 | 8547 | 63.9801 | 51.5443 | 59.1283
Westbrook Solar Farm | -153431 | Operating | 10 | Solar | 2014 | Ullico Inc. | Ontario | NPCC | ONT |  |  | Solar | 10 | NA | NA | NA | NA | NA | NA
Westbury | -11599 | Operating | 4 | Hydraulic Turbine | 1929 | Hydro Sherbrooke |  | NPCC | QUE |  |  | Water | 4 | NA | NA | NA | NA | NA | NA
Western | -7717 | Operating | NA | Hydraulic Turbine | NA | Nova Scotia Power Inc. |  | NPCC | MRTM |  |  | Water | 55 | NA | NA | NA | NA | NA | NA
BHCI Facility (Pueblo Airport CC) | -105078 | Operating | 200 | Combined Cycle | 2012 | Argo Infrastructure Alliance (AIA) Energy North America |  | WECC | RMPA | Pueblo | CO | Gas | 188 | 8677 | 8698 | 8547 | 63.9801 | 51.5443 | 59.1283
Weymontachie | -7733 | Operating | 3 | Internal Combustion | 1989 | Hydro-Québec |  | NPCC | QUE |  |  | Oil | 3 | NA | NA | NA | NA | NA | NA
Weymouth Falls | -11381 | Operating | 19.2 | Hydraulic Turbine | 1961 | Nova Scotia Power Inc. |  | NPCC | MRTM |  |  | Water | 19.2 | NA | NA | NA | NA | NA | NA
Whatshan | -7735 | Operating | 50 | Hydraulic Turbine | 1951 | British Columbia Hydro and Power Authority |  | WECC | WECCCN |  |  | Water | 50 | NA | NA | NA | NA | NA | NA
Wheatcrest Solar Project | -760689 | Operating | 50 | Solar | 2024 | BluEarth Renewables Inc. | Alberta | WECC | WECCCN |  |  | Solar | 50 | NA | NA | NA | NA | NA | NA
Wheatland Wind Project | -791199 | Operating | 120 | Wind Turbine | 2022 | Potentia Renewables Inc. | Alberta | WECC | WECCCN |  |  | Wind | 120 | NA | NA | NA | NA | NA | NA
Wheatland Wind Project | -515895 | Operating | 120 | Wind Turbine | 2022 | Potentia Renewables Inc. | Alberta | WECC | WECCCN |  |  | Wind | 120 | NA | NA | NA | NA | NA | NA
Wheatland Wind Project | -515893 | Operating | 120 | Wind Turbine | 2022 | Potentia Renewables Inc. | Alberta | WECC | WECCCN |  |  | Wind | 120 | NA | NA | NA | NA | NA | NA
Wheatland Wind Project | -515892 | Operating | 120 | Wind Turbine | 2022 | Greengate Power Corporation | Alberta | WECC | WECCCN |  |  | Wind | 120 | NA | NA | NA | NA | NA | NA
Big Bend CC Repower Project | -522136 | Operating | 1090 | Combined Cycle | 2022 | Tampa Electric Company |  | SERC | FP | Hillsborough | FL | Gas | 1090 | 6524 | 8089 | NA | 40.2643 | 12.0461 | NA
White Otter Falls | -751946 | Operating | 5.5 | Hydraulic Turbine | 2013 | Hydromega Services Inc. | Ontario | NPCC | ONT |  |  | Water | 5.5 | NA | NA | NA | NA | NA | NA
White Otter Falls | -167378 | Operating | 5.5 | Hydraulic Turbine | 2013 | Wabun Tribal Council | Ontario | NPCC | ONT |  |  | Water | 5.5 | NA | NA | NA | NA | NA | NA
White River -Ontario | -11512 | Operating | 7.5 | Steam Turbine | 1999 | Drayton Valley Power Ltd | Ontario | NPCC | ONT |  |  | Biomass | 7.5 | NA | NA | NA | NA | NA | NA
White Rock -NS | -11382 | Operating | 3.4 | Hydraulic Turbine | 1952 | Nova Scotia Power Inc. |  | NPCC | MRTM |  |  | Water | 3.4 | NA | NA | NA | NA | NA | NA
Whitecourt | -105527 | Operating | 25 | Steam Turbine | 1994 | Capstone Infrastructure Corporation | Alberta | WECC | WECCCN |  |  | Biomass | 25 | NA | NA | NA | NA | NA | NA
Whitecourt Cogen Efficiency Energy Project (Chickadee) | -146456 | Operating | 13 | Steam Turbine | 2014 | Enbridge Income Fund Holdings Inc. | Alberta | WECC | WECCCN |  |  | Other | 13 | NA | NA | NA | NA | NA | NA
Whitecourt Cogen Efficiency Energy Project (Chickadee) | -138132 | Operating | 13 | Steam Turbine | 2014 | Pembina Pipeline Corporation | Alberta | WECC | WECCCN |  |  | Other | 13 | NA | NA | NA | NA | NA | NA
Whitedog Falls | -10935 | Operating | 67.99 | Hydraulic Turbine | 1958 | Ontario Power Generation Inc. | Ontario | NPCC | ONT |  |  | Water | 67.99 | NA | NA | NA | NA | NA | NA
Whitehorse | -786994 | Operating | 15.95 | Internal Combustion | 1968 | Yukon Energy Corporation |  | WECC | WECCCN |  |  | Oil | 15.95 | NA | NA | NA | NA | NA | NA
Big Bend CT | -408472 | Operating | 865.5 | Gas Turbine | 1969 | Tampa Electric Company |  | SERC | FP | Hillsborough | FL | Gas | 841 | 22712 | 19451 | 9321 | 0.011782 | 0.034165 | 1.8921
Whitehorse Rapids | -786999 | Operating | 40 | Hydraulic Turbine | 1958 | Yukon Energy Corporation |  | WECC | WECCCN |  |  | Water | 40 | NA | NA | NA | NA | NA | NA
Whitla Wind Project | -384876 | Operating | 352.8 | Wind Turbine | 2019 | Capital Power GP Holdings Inc. | Alberta | WECC | WECCCN |  |  | Wind | 352.8 | NA | NA | NA | NA | NA | NA
Whitla Wind Project | -384875 | Operating | 352.8 | Wind Turbine | 2019 | Capital Power Corporation | Alberta | WECC | WECCCN |  |  | Wind | 352.8 | NA | NA | NA | NA | NA | NA
Whittington Wind Project | -299626 | Operating | 6.15 | Wind Turbine | 2014 | Capstone Infrastructure Corporation | Ontario | NPCC | ONT |  |  | Wind | 6.15 | NA | NA | NA | NA | NA | NA
Whole Leaf Greenhouse Cogen | -210766 | Operating | 6.36 | Internal Combustion | 2019 | Signalta Resources Limited | Alberta | WECC | WECCCN |  |  | Gas | 6.36 | NA | NA | NA | NA | NA | NA
Whynotts Community Wind Plant | -170285 | Operating | 4 | Wind Turbine | 2014 | Assembly of Nova Scotia Mi'kmaq Chiefs |  | NPCC | MRTM |  |  | Wind | 4 | NA | NA | NA | NA | NA | NA
Whynotts Community Wind Plant | -170284 | Operating | 4 | Wind Turbine | 2014 | OPTrust Private Markets Group |  | NPCC | MRTM |  |  | Wind | 4 | NA | NA | NA | NA | NA | NA
Whynotts Community Wind Plant | -144898 | Operating | 4 | Wind Turbine | 2014 | Dundee Realty Management Corporation |  | NPCC | MRTM |  |  | Wind | 4 | NA | NA | NA | NA | NA | NA
Whynotts Community Wind Plant | -144897 | Operating | 4 | Wind Turbine | 2014 | Dundee Corporation |  | NPCC | MRTM |  |  | Wind | 4 | NA | NA | NA | NA | NA | NA
William Rutley Solar Park | -130970 | Operating | 10 | Solar | 2012 | Axium Infinity Solar LP | Ontario | NPCC | ONT |  |  | Solar | 10 | NA | NA | NA | NA | NA | NA
Williams Lake | -347859 | Operating | 66 | Steam Turbine | 1993 | Atlantic Power Limited Partnership |  | WECC | WECCCN |  |  | Biomass | 66 | NA | NA | NA | NA | NA | NA
Winchie Creek Project | -758399 | Operating | 4.13 | Hydraulic Turbine | 2018 | Tla-o-qui-aht First Nations |  | WECC | WECCCN |  |  | Water | 4.13 | NA | NA | NA | NA | NA | NA
Windrise MPC Wind Project | -676267 | Operating | 206.4 | Wind Turbine | 2021 | TransAlta Renewables Inc. | Alberta | WECC | WECCCN |  |  | Wind | 206.4 | NA | NA | NA | NA | NA | NA
Windsor Hydro Facility | -349017 | Operating | 5.5 | Hydraulic Turbine | 1996 | Innergex Renewable Energy Inc. |  | NPCC | QUE |  |  | Water | 5.5 | NA | NA | NA | NA | NA | NA
Windsor Solar Project (Samsung) | -171414 | Operating | 50 | Solar | 2016 | Connor, Clark & Lunn Infrastructure Ltd. | Ontario | NPCC | ONT |  |  | Solar | 50 | NA | NA | NA | NA | NA | NA
Windsor Solar Project (Samsung) | -171413 | Operating | 50 | Solar | 2016 | Samsung Renewable Energy Inc. | Ontario | NPCC | ONT |  |  | Solar | 50 | NA | NA | NA | NA | NA | NA
Windsor ST | -11523 | Operating | 43 | Steam Turbine | 1995 | Ford Motor Company of Canada, Limited |  | NPCC | QUE |  |  | Gas | 43 | NA | NA | NA | NA | NA | NA
Big Cajun 1 Peaking | -762573 | Operating | 265.6 | Gas Turbine | 2001 | Atlas Capital Resources IV LP | MISO | SERC | DELTA | Pointe Coupee | LA | Gas | 220 | NA | NA | NA | NA | NA | NA
Winnifred Wind Farm | -794777 | Operating | NA | Wind Turbine | 2024 | Enerfin Energy Company of Canada, Inc. | Alberta | WECC | WECCCN |  |  | Wind | 122.32 | NA | NA | NA | NA | NA | NA
Wintering Hills Wind | -766802 | Operating | 88 | Wind Turbine | 2011 | IKEA Canada Limited Partnership | Alberta | WECC | WECCCN |  |  | Wind | 88 | NA | NA | NA | NA | NA | NA
Wisokolamson Energy Project | -392074 | Operating | 18 | Wind Turbine | 2019 | WEB Windenergie AG | New Brunswick | NPCC | MRTM |  |  | Wind | 18 | NA | NA | NA | NA | NA | NA
Wocawson Wind Project (Neweg Energy) | -807507 | Operating | 20 | Wind Turbine | 2020 | Tobique First Nation | New Brunswick | NPCC | MRTM |  |  | Wind | 45 | NA | NA | NA | NA | NA | NA
Wocawson Wind Project (Neweg Energy) | -807506 | Operating | 20 | Wind Turbine | 2020 | Natural Forces Technologies, Inc. | New Brunswick | NPCC | MRTM |  |  | Wind | 45 | NA | NA | NA | NA | NA | NA
Wolfe Island Wind Project | -676658 | Operating | 197.8 | Wind Turbine | 2009 | TransAlta Renewables Inc. | Ontario | NPCC | ONT |  |  | Wind | 197.8 | NA | NA | NA | NA | NA | NA
Woodfibre | -11314 | Operating | 2.59 | Hydraulic Turbine | 1947 | Western Pulp Limited |  | WECC | WECCCN |  |  | Water | 2.59 | NA | NA | NA | NA | NA | NA
Woodfibre ST | -11453 | Operating | 7 | Steam Turbine | 1947 | Western Pulp Limited |  | WECC | WECCCN |  |  | Biomass | 7 | NA | NA | NA | NA | NA | NA
Woodville Solar Farm | -493754 | Operating | 10 | Solar | 2013 | Undisclosed buyer | Ontario | NPCC | ONT |  |  | Solar | 10 | NA | NA | NA | NA | NA | NA
Woolwich Bioenergy Plant | -169692 | Operating | 2.85 | Internal Combustion | 2014 | Bio-en Power Inc | Ontario | NPCC | ONT |  |  | Biomass | 2.85 | NA | NA | NA | NA | NA | NA
Wreck Cove | -7865 | Operating | 200 | Hydraulic Turbine | 1978 | Nova Scotia Power Inc. |  | NPCC | MRTM |  |  | Water | 200 | NA | NA | NA | NA | NA | NA
Wuskwatim Generation Project | -166164 | Operating | 200 | Hydraulic Turbine | 2012 | Nisichawayasihk Cree Nation | MISO | MRO | MRO-CN |  |  | Water | 200 | NA | NA | NA | NA | NA | NA
Wuskwatim Generation Project | -166163 | Operating | 200 | Hydraulic Turbine | 2012 | Manitoba Hydro-Electric Board | MISO | MRO | MRO-CN |  |  | Water | 200 | NA | NA | NA | NA | NA | NA
Yellow Falls (Island Falls) | -207797 | Operating | 16 | Hydraulic Turbine | 2019 | Boralex Inc. | Ontario | NPCC | ONT |  |  | Water | 16 | NA | NA | NA | NA | NA | NA
Yellow Lake Solar Project | -366394 | Operating | 19 | Solar | 2021 | BluEarth Renewables Inc. | Alberta | WECC | WECCCN |  |  | Solar | 19 | NA | NA | NA | NA | NA | NA
Big Sandy Peaker | -105054 | Operating | 353.4 | Gas Turbine | 2001 | Avenue Capital Group, LLC | PJM | RFC | R-PJM | Wayne | WV | Gas | 342 | 10601 | 10978 | 11594 | 10.8468 | 8.6133 | 9.5781
Big Spring | -633193 | Operating | 24 | Gas Turbine | 2006 | Tokai Carbon CB Ltd. | ERCOT | TRE | TRE | Howard | TX | Gas | 24 | NA | NA | NA | NA | NA | NA
York University | -11232 | Operating | 5 | Steam Turbine | 1997 | York University | Ontario | NPCC | ONT |  |  | Gas | 5 | NA | NA | NA | NA | NA | NA
Zeballos Lake Hydro Plant | -111835 | Operating | 22.05 | Hydraulic Turbine | 2009 | Kruger Energy L.P. |  | WECC | WECCCN |  |  | Water | 22.05 | NA | NA | NA | NA | NA | NA
Zonnebeke Wind Energy Project | -326761 | Operating | 15 | Wind Turbine | 2021 | West Moberly First Nations |  | WECC | WECCCN |  |  | Wind | 15 | NA | NA | NA | NA | NA | NA
Zonnebeke Wind Energy Project | -326760 | Operating | 15 | Wind Turbine | 2021 | Natural Forces Technologies, Inc. |  | WECC | WECCCN |  |  | Wind | 15 | NA | NA | NA | NA | NA | NA
ABB Flywheel Storage Project | -172863 | Operating | 2 | Mechanical Storage | 2015 | Kodiak Electric Association, Inc. |  | ASCC | ALASKA | Kodiak Island | AK | Energy Storage | 2 | NA | NA | NM | -2.2546 | -1.7694 | 0.42237
AEP Delta Junction Wind Farm | -168750 | Operating | 1.9 | Wind Turbine | 2008 | Alaska Environmental Power, Llc |  | ASCC | ALASKA | Southeast Fairbanks | AK | Wind | 1.9 | NA | NA | NA | 23.9305 | 23.7683 | 21.9478
Big Trout Lake First Nation | -99827 | Operating & Planned | 2.6 | Gas Turbine | 1996 | Hydro One Remote Communities Inc. | Ontario | NPCC | ONT |  |  | Oil | 2.6 | NA | NA | NA | NA | NA | NA
Alakanuk | -164261 | Operating | 0.8 | Internal Combustion | 1974 | Alaska Village Electric Cooperative, Inc. |  | ASCC | ALASKA | Kusilvak | AK | Oil | 0.8 | NA | NA | NA | 0 | 0 | 0
Alakanuk IC | -168639 | Operating | 2 | Internal Combustion | 2004 | Alaska Village Electric Cooperative, Inc. |  | ASCC | ALASKA | Bethel | AK | Oil | 2 | 9178 | 8722 | 9334 | 16.8265 | 16.2158 | 15.6221
Allakaket | -67339 | Operating | 0.43 | Internal Combustion | 1995 | Alaska Power & Telephone Company |  | ASCC | ALASKA | Yukon-Koyukuk | AK | Oil | 0.43 | NA | NA | NA | NA | NA | NA
Allison Creek Hydro Project | -171024 | Operating | 6.5 | Hydraulic Turbine | 2016 | Copper Valley Elec Assn Inc |  | ASCC | ALASKA | Chugach | AK | Water | 6.5 | NA | NA | NA | 36.8124 | 40.4233 | 30.8219
Ambler | -398278 | Operating | 1.1 | Internal Combustion | 1990 | Alaska Village Electric Cooperative, Inc. |  | ASCC | ALASKA | Northwest Arctic | AK | Oil | 1.1 | 11130 | 10239 | 10346 | 12.8477 | 13.4184 | 13.4599
American President Lines Ltd | -1524 | Operating | 1.3 | Internal Combustion | 1980 | Unalaska Corporation |  | ASCC | ALASKA | Aleutians West | AK | Oil | 1.28 | NA | NA | NA | NA | NA | NA
Anaktuvuk Pass | -165273 | Operating | 2.7 | Internal Combustion | 1994 | North Slope Borough Power and Light |  | ASCC | ALASKA | North Slope | AK | Oil | 2.7 | 10878 | 11482 | 11307 | 15.8295 | 16.3073 | 16.5948
Anchorage 1 (AMLP) | -249536 | Operating | 2 | Internal Combustion | 2012 | Anchorage Municipal Light & Power, Inc. |  | ASCC | ALASKA | Anchorage | AK | Oil | 2 | NA | NA | NA | 0 | 0 | 0
Biodyne Pontiac - Livingston Landfill | -43626 | Operating | 15 | Gas Turbine | 1999 | Hoosier Energy Rural Electric Cooperative, Inc. | MISO | RFC | R-MISO | Livingston | IL | Biomass | 10.2 | 17524 | 19007 | 18100 | 71.6626 | 62.1205 | 66.3674
Angoon | -164292 | Operating | 1.5 | Internal Combustion | 1975 | Inside Passage Electric Cooperative, Inc. |  | ASCC | ALASKA | Hoonah-Angoon | AK | Oil | 1.5 | 12891 | 12046 | 10287 | 13.8204 | 13.5693 | 13.2496
Aniak | -761844 | Operating | 1.7 | Internal Combustion | 1980 | Aniak Light And Power Company, Inc. |  | ASCC | ALASKA | Bethel | AK | Oil | 1.7 | 12990 | 11273 | 11694 | 13.5442 | 16.0086 | 15.3237
Birdsboro Combined Cycle Plant | -637193 | Operating | 525 | Combined Cycle | 2019 | Saibu Gas Co., Ltd. | PJM | RFC | R-PJM | Berks | PA | Gas | 485 | 6441 | 6394 | 6364 | 76.2527 | 71.0945 | 81.5582
Anna Platform IC | -80704 | Operating | 0.6 | Internal Combustion | 1966 | Union Oil Company of California, Inc. |  | ASCC | ALASKA | Kenai Peninsula | AK | Gas | 0.6 | NA | NA | NA | NA | NA | NA
Annex Creek | -74887 | Operating | 4 | Hydraulic Turbine | 1915 | Alaska Electric Light and Power Company |  | ASCC | ALASKA | Juneau | AK | Water | 3.6 | NA | NA | NA | 26.5823 | 77.7366 | 82.3884
Anvik | -1574 | Operating | 0.35 | Internal Combustion | 1969 | Alaska Village Electric Cooperative, Inc. |  | ASCC | ALASKA | Yukon-Koyukuk | AK | Oil | 0.35 | NA | NA | NA | NA | NA | NA
Atkinson Heat and Power Cogen Plant (University of Alaska) | -228431 | Operating | 30 | Steam Turbine | 1964 | University of Alaska |  | ASCC | ALASKA | Fairbanks North Star | AK | Coal | 17 | 25217 | 35639 | 24127 | 26.3484 | 15.6676 | 27.3862
Atquasuk | -165275 | Operating | 3.2 | Internal Combustion | 1986 | North Slope Borough Power and Light |  | ASCC | ALASKA | North Slope | AK | Oil | 3.2 | 18994 | 20005 | 17085 | 7.2524 | 6.7459 | 7.7055
Birdsboro Combined Cycle Plant | -637192 | Operating | 525 | Combined Cycle | 2019 | HIROSHIMA GAS Co.,Ltd. | PJM | RFC | R-PJM | Berks | PA | Gas | 485 | 6441 | 6394 | 6364 | 76.2527 | 71.0945 | 81.5582
Auke Bay Diesel | -74896 | Operating | 2.5 | Internal Combustion | 1980 | Alaska Electric Light and Power Company |  | ASCC | ALASKA | Juneau | AK | Oil | 2.5 | NA | NA | NA | -0.44749 | 0 | -0.12329
Baker Platform IC | -80708 | Operating | 0.6 | Internal Combustion | 1964 | Union Oil Company of California, Inc. |  | ASCC | ALASKA | Kenai Peninsula | AK | Gas | 0.6 | NA | NA | NA | NA | NA | NA
Banner Wind (Nome) Project | -88090 | Operating | 1.17 | Wind Turbine | 2008 | Nome Joint Utility Systems |  | ASCC | ALASKA | Nome | AK | Wind | 1.17 | NA | NA | NA | NA | NA | NA
Birdsboro Combined Cycle Plant | -479404 | Operating | 525 | Combined Cycle | 2019 | Ares EIF Management, LLC | PJM | RFC | R-PJM | Berks | PA | Gas | 485 | 6441 | 6394 | 6364 | 76.2527 | 71.0945 | 81.5582
Battery Battery Storage System (Golden Valley) | -170062 | Operating | 40 | Battery | 2003 | Golden Valley Electric Association Inc. |  | ASCC | ALASKA | Fairbanks North Star | AK | Energy Storage | 40 | NA | NM | NM | 0.084475 | 0.11758 | 0.083333
Beaver Falls | -1783 | Operating | 5.4 | Hydraulic Turbine | 1947 | Ketchikan Public Utilities |  | ASCC | ALASKA | Ketchikan Gateway | AK | Water | 5.4 | NA | NA | NA | 89.8423 | 88.9312 | 101.8814
Birdsboro Combined Cycle Plant | -237086 | Operating | 525 | Combined Cycle | 2019 | Kyuden International Corporation | PJM | RFC | R-PJM | Berks | PA | Gas | 485 | 6441 | 6394 | 6364 | 76.2527 | 71.0945 | 81.5582
Ben J. Atkinson Power Plant | -756835 | Operating | 22.6 | Steam Turbine | 1964 | University of Alaska |  | ASCC | ALASKA | Fairbanks North Star | AK | Coal | 22.6 | NA | NA | NA | NA | NA | NA
Bering Star | -767484 | Operating | 2.1 | Internal Combustion | 1979 | Icicle Seafoods, Inc. |  | ASCC | ALASKA | Aleutians West | AK | Oil | 1.9 | NA | NA | NA | NA | NA | NA
Birdsboro Combined Cycle Plant | -237083 | Operating | 525 | Combined Cycle | 2019 | Toho Gas Co., Ltd. | PJM | RFC | R-PJM | Berks | PA | Gas | 485 | 6441 | 6394 | 6364 | 76.2527 | 71.0945 | 81.5582
Bethel, AK | -776459 | Operating & Planned | 12.9 | Internal Combustion | 1976 | Bethel Utilities Corporation |  | ASCC | ALASKA | Bethel | AK | Oil | 10.8 | NA | NA | NA | NA | NA | NA
Bettles Light & Power | -67341 | Operating | 0.76 | Internal Combustion | 1975 | Alaska Power & Telephone Company |  | ASCC | ALASKA | Yukon-Koyukuk | AK | Oil | 0.76 | NA | NA | NA | NA | NA | NA
Black Bear Lake | -67343 | Operating | 4.5 | Hydraulic Turbine | 1995 | Alaska Power & Telephone Company |  | ASCC | ALASKA | Prince of Wales-Hyder | AK | Water | 4.5 | NA | NA | NA | 51.758 | 59.31 | 57.6535
Blue Lake Fish Valve | -1972 | Operating | 0.67 | Hydraulic Turbine | 1993 | City and Borough of Sitka |  | ASCC | ALASKA | Sitka | AK | Water | 0.67 | NA | NA | NA | NA | NA | NA
Blue Lake Hydro | -164389 | Operating | 15.9 | Hydraulic Turbine | 1961 | City and Borough of Sitka |  | ASCC | ALASKA | Sitka | AK | Water | 15.9 | NA | NA | NA | 57.6477 | 52.515 | 55.8822
Bradley Lake | -2039 | Operating | 126 | Hydraulic Turbine | 1991 | Alaska Energy Authority |  | ASCC | ALASKA | Kenai Peninsula | AK | Water | 126 | NA | NA | NA | 35.794 | 34.1251 | 35.4261
Bradley Lake Battery Storage Project (Anchorage Area) | -598030 | Operating | 25 | Battery | 2016 | Alaska Energy Authority |  | ASCC | ALASKA | Kenai Peninsula | AK | Energy Storage | 25 | NA | NA | NA | NA | NA | NA
Brevig Mission | -164415 | Operating | 1 | Internal Combustion | 1993 | Alaska Village Electric Cooperative, Inc. |  | ASCC | ALASKA | Nome | AK | Oil | 1 | 9734 | 10043 | 9654 | 15.4224 | 14.1553 | 14.4064
Birdsboro Combined Cycle Plant | -237082 | Operating | 525 | Combined Cycle | 2019 | Sojitz Corporation | PJM | RFC | R-PJM | Berks | PA | Gas | 485 | 6441 | 6394 | 6364 | 76.2527 | 71.0945 | 81.5582
Bruce Platform IC | -80712 | Operating | 0.6 | Internal Combustion | 1966 | Union Oil Company of California, Inc. |  | ASCC | ALASKA | Kenai Peninsula | AK | Gas | 0.6 | NA | NA | NA | NA | NA | NA
Centennial | -807082 | Operating | 1.8 | Internal Combustion | 1987 | Metlakatla Power & Light |  | ASCC | ALASKA | Prince of Wales-Hyder | AK | Oil | 1.8 | 20311 | NA | NA | 1.7948 | NA | NA
Birdsboro Combined Cycle Plant | -177069 | Operating | 525 | Combined Cycle | 2019 | Tokyo Gas America Ltd. | PJM | RFC | R-PJM | Berks | PA | Gas | 485 | 6441 | 6394 | 6364 | 76.2527 | 71.0945 | 81.5582
Black Dog | -1933 | Operating | 324.8 | Combined Cycle | 2002 | Northern States Power Company | MISO | MRO | MRO-US | Dakota | MN | Gas | 298 | 8130 | 7577 | 7392 | 53.1535 | 20.4128 | 60.0745
Black Dog CT | -170498 | Operating | 238 | Gas Turbine | 2018 | Northern States Power Company | MISO | MRO | MRO-US | Dakota | MN | Gas | 228 | 8908 | 10292 | 8531 | 20.1704 | 10.5182 | 17.1346
Chena Power Plant | -164326 | Operating | 27.5 | Steam Turbine | 1952 | Aurora Energy, LLC |  | ASCC | ALASKA | Fairbanks North Star | AK | Coal | 25.7 | 18745 | 18687 | 17537 | 63.6782 | 66.3509 | 78.6716
Chester Lake | -2414 | Operating | 1.3 | Hydraulic Turbine | 1988 | Metlakatla Power & Light |  | ASCC | ALASKA | Prince of Wales-Hyder | AK | Water | 1.2 | NA | NA | NA | 43.008 | 39.2028 | 34.2466
Chevak | -164506 | Operating | 1.8 | Internal Combustion | 1976 | Alaska Village Electric Cooperative, Inc. |  | ASCC | ALASKA | Kusilvak | AK | Oil | 1.8 | 7255 | 8901 | 9013 | 19.6347 | 16.4003 | 16.2418
Chilkat Valley | -164511 | Operating | 0.6 | Internal Combustion | 1991 | Inside Passage Electric Cooperative, Inc. |  | ASCC | ALASKA | Haines | AK | Oil | 0.6 | NA | NA | NA | NA | NA | NA
Chistochina | -67345 | Operating | 0.19 | Internal Combustion | 1991 | Alaska Power & Telephone Company |  | ASCC | ALASKA | Copper River | AK | Oil | 0.19 | NA | NA | NA | NA | NA | NA
Chugach’s South Campus Battery Energy Storage System | -777254 | Operating | 40 | Battery | 2024 | Matanuska Electric Association Incorporated |  | ASCC | ALASKA | Anchorage | AK | Energy Storage | 40 | NA | NA | NA | NA | NA | NA
Chugach’s South Campus Battery Energy Storage System | -777253 | Operating | 40 | Battery | 2024 | Chugach Electric Association, Inc. |  | ASCC | ALASKA | Anchorage | AK | Energy Storage | 40 | NA | NA | NA | NA | NA | NA
Clear AFS Cogen Plant | -50807 | Operating | 22.5 | Steam Turbine | 1961 | Clear Air Force Station |  | ASCC | ALASKA | Denali | AK | Coal | 22.5 | NA | NA | NA | NA | NA | NA
Coffman Cove | -67347 | Operating | 0.89 | Internal Combustion | 1992 | Alaska Power & Telephone Company |  | ASCC | ALASKA | Prince of Wales-Hyder | AK | Oil | 0.89 | NA | NA | NA | NA | NA | NA
Cooper Lake | -2656 | Operating | 19.4 | Hydraulic Turbine | 1960 | Chugach Electric Association, Inc. |  | ASCC | ALASKA | Kenai Peninsula | AK | Water | 19.4 | NA | NA | NA | 27.2966 | 20.039 | 21.4076
Craig IC | -164574 | Operating | 4.6 | Internal Combustion | 1978 | Alaska Power & Telephone Company |  | ASCC | ALASKA | Prince of Wales-Hyder | AK | Oil | 4.6 | 10264 | 14312 | 15031 | 4.529 | 0.89091 | 0.80405
Dillingham | -256173 | Operating | 11 | Internal Combustion | 1961 | Nushagak Electric & Telephone Cooperative, Inc |  | ASCC | ALASKA | Dillingham | AK | Oil | 11 | 9592 | 9589 | 9553 | 19.3919 | 19.8506 | 19.2528
Black Mountain Cogeneration | -609623 | Operating | 96.3 | Combined Cycle | 1992 | Panamint Capital LLC |  | WECC | AZNMSN | Clark | NV | Gas | 94.8 | 9582 | 9647 | 9183 | 60.9372 | 83.7235 | 87.1165
Dutch Harbor | -164642 | Operating | 21.9 | Internal Combustion | 1985 | City of Unalaska, Alaska |  | ASCC | ALASKA | Aleutians West | AK | Oil | 18.4 | 8993 | 9040 | 8956 | 26.914 | 26.3593 | 28.3242
Eagle IC | -67353 | Operating | 0.48 | Internal Combustion | 1993 | Alaska Power & Telephone Company |  | ASCC | ALASKA | Southeast Fairbanks | AK | Oil | 0.48 | NA | NA | NA | NA | NA | NA
Eek | -3125 | Operating | 0.47 | Internal Combustion | 1977 | Alaska Village Electric Cooperative, Inc. |  | ASCC | ALASKA | Bethel | AK | Oil | 0.47 | NA | NA | NA | NA | NA | NA
Egegik | -3128 | Operating | 0.45 | Internal Combustion | 1987 | Egegik Light & Power Company |  | ASCC | ALASKA | Lake and Peninsula | AK | Oil | 0.45 | NA | NA | NA | NA | NA | NA
Eielson AFB Central Heat | -742146 | Operating | 30 | Steam Turbine | 1952 | United States Air Force |  | ASCC | ALASKA | Fairbanks North Star | AK | Coal | 29.5 | 28406 | 39945 | NA | 33.4583 | 25.0835 | NA
Eielson AFB Central Heat IC | -511254 | Operating | 8.5 | Internal Combustion | 1987 | United States Air Force |  | ASCC | ALASKA | Fairbanks North Star | AK | Oil | 7.4 | 8388 | 10525 | 10845 | 0.64328 | 0.27922 | 0.44891
Eklutna | -249531 | Operating | 44.4 | Hydraulic Turbine | 1955 | Anchorage Municipal Light & Power, Inc. |  | ASCC | ALASKA | Matanuska-Susitna | AK | Water | 44.4 | NA | NA | NA | 50.8523 | 42.9198 | 35.9931
Eklutna | -11859 | Operating | 44.4 | Hydraulic Turbine | 1955 | Matanuska Electric Association Incorporated |  | ASCC | ALASKA | Matanuska-Susitna | AK | Water | 44.4 | NA | NA | NA | 50.8523 | 42.9198 | 35.9931
Eklutna | -3131 | Operating | 44.4 | Hydraulic Turbine | 1955 | Chugach Electric Association, Inc. |  | ASCC | ALASKA | Matanuska-Susitna | AK | Water | 44.4 | NA | NA | NA | 50.8523 | 42.9198 | 35.9931
Eklutna Generating Station | -168531 | Operating | 171 | Internal Combustion | 2015 | Matanuska Electric Association Incorporated |  | ASCC | ALASKA | Anchorage | AK | Gas | 165 | 8632 | 8732 | 8663 | 49.6036 | 36.7805 | 46.9456
Elim | -224831 | Operating | 1.1 | Internal Combustion | 1975 | Alaska Village Electric Cooperative, Inc. |  | ASCC | ALASKA | Nome | AK | Oil | 1.1 | 10339 | 10104 | 10431 | 13.4184 | 14.1345 | 14.0411
Emmonak | -164677 | Operating | 3.2 | Internal Combustion | 1977 | Alaska Village Electric Cooperative, Inc. |  | ASCC | ALASKA | Kusilvak | AK | Oil | 3.2 | 9210 | 8925 | 8649 | 20.762 | 20.2483 | 21.1508
ESS Battery Storage (Kodiak Island) Project | -172386 | Operating | 3 | Battery | 2012 | Kodiak Electric Association, Inc. |  | ASCC | ALASKA | Kodiak Island | AK | Energy Storage | 3 | NA | NM | NM | 0.015221 | 0.011416 | 0.011416
Eva Creek Wind Project | -168792 | Operating | 24.6 | Wind Turbine | 2013 | Golden Valley Electric Association Inc. |  | ASCC | ALASKA | Yukon-Koyukuk | AK | Wind | 24.6 | NA | NA | NA | 14.4444 | 22.3303 | 26.2873
Eyak Service Center Battery Storage Plant | -204513 | Operating | 1 | Battery | 2019 | Cordova Electric Cooperative, Inc. |  | ASCC | ALASKA | Chugach | AK | Energy Storage | 1 | NA | NM | NM | 0.879 | 0.49087 | 0.85616
Black Mountain Generating Station | -78037 | Operating & Planned | 121 | Gas Turbine | 2008 | UNS Electric, Inc. |  | WECC | AZNMSN | Mohave | AZ | Gas | 90 | 10665 | 10475 | 10351 | 12.0369 | 11.8812 | 16.1958
Fairbanks IC | -3246 | Operating | 5.4 | Internal Combustion | 1970 | Golden Valley Electric Association Inc. |  | ASCC | ALASKA | Fairbanks North Star | AK | Oil | 5.6 | NA | NA | NA | -0.23646 | -0.21608 | -0.23646
False Island | -780773 | Operating | 3.8 | Internal Combustion | 2003 | Alaska Power & Telephone Company |  | ASCC | ALASKA | Prince of Wales-Hyder | AK | Oil | 3.8 | 11014 | NA | NA | 1.5411 | NA | NA
Fire Island Wind Project | -163198 | Operating | 18 | Wind Turbine | 2012 | Cook Inlet Region, Inc. |  | ASCC | ALASKA | Anchorage | AK | Wind | 18 | NA | NA | NA | 29.3506 | 34.5282 | 26.4834
Fort Greely | -164711 | Operating | 7.4 | Internal Combustion | 1954 | United States Army |  | ASCC | ALASKA | Southeast Fairbanks | AK | Oil | 7.4 | 9730 | 9724 | 9377 | 0.15426 | 0.13421 | 0.094101
Fort Wainwright | -693660 | Operating | 20 | Steam Turbine | 1945 | Doyon Utilities LLC |  | ASCC | ALASKA | Fairbanks North Star | AK | Coal | 22.9 | 48126 | 47202 | 46936 | 31.9136 | 32.7621 | 32.4311
Fort Wainwright | -693659 | Operating | 20 | Steam Turbine | 1945 | Doyon Utilities LLC |  | ASCC | ALASKA | Fairbanks North Star | AK | Coal | 22.9 | 48126 | 47202 | 46936 | 31.9136 | 32.7621 | 32.4311
Galena Electric Utilities | -503683 | Operating | 3.1 | Internal Combustion | 1990 | Galena Electric Utility |  | ASCC | ALASKA | Yukon-Koyukuk | AK | Oil | 3.1 | NA | 12554 | NA | NA | 12.7538 | NA
Gambell | -727612 | Operating | 1.8 | Internal Combustion | 1985 | Alaska Village Electric Cooperative, Inc. |  | ASCC | ALASKA | Nome | AK | Oil | 1.8 | 9820 | 9006 | NA | 15.6329 | 12.5679 | NA
Blackfalds 198S Gas Project | -349627 | Operating | 10 | Gas Turbine | 2019 | FortisAlberta Inc. | Alberta | WECC | WECCCN |  |  | Gas | 10 | NA | NA | NA | NA | NA | NA
Blackhawk Station Cogen (Borger Energy) | -645756 | Operating | 243.9 | Gas Turbine | 1999 | ContourGlobal Limited | SPP | MRO | MRO-US | Hutchinson | TX | Gas | 243.9 | 13992 | 13791 | NA | 63.3305 | 68.4074 | NA
Gerry Willard Generation Plant (Seldovia) | -165548 | Operating | 2.2 | Internal Combustion | 1964 | Homer Electric Association, Inc. |  | ASCC | ALASKA | Kenai Peninsula | AK | Oil | 2.2 | 9059 | 8031 | 9174 | 0.088211 | 0.67455 | 1.1623
Glennallen | -224832 | Operating | 9.2 | Internal Combustion | 1959 | Copper Valley Elec Assn Inc |  | ASCC | ALASKA | Copper River | AK | Oil | 9 | 11154 | 10923 | 10385 | 7.2095 | 5.8156 | 10.7674
Goat Lake | -67355 | Operating | 4 | Hydraulic Turbine | 1997 | Alaska Power & Telephone Company |  | ASCC | ALASKA | Skagway | AK | Water | 4 | NA | NA | NA | 44.9515 | 44.8573 | 41.2985
Gold Creek | -74903 | Operating | 1.6 | Hydraulic Turbine | 1914 | Alaska Electric Light and Power Company |  | ASCC | ALASKA | Juneau | AK | Water | 1.6 | NA | NA | NA | 64.8402 | 50.157 | 38.6772
Gold Creek Diesels | -74913 | Operating | 8.1 | Internal Combustion | 1952 | Alaska Electric Light and Power Company |  | ASCC | ALASKA | Juneau | AK | Oil | 8.1 | 10583 | 12333 | 10200 | 0.016912 | 0.0084559 | 0.0070466
Goodnews Bay | -3609 | Operating | 0.5 | Internal Combustion | 1978 | Alaska Village Electric Cooperative, Inc. |  | ASCC | ALASKA | Bethel | AK | Oil | 0.5 | NA | NA | NA | NA | NA | NA
Blackstone | -136027 | Operating | 578 | Combined Cycle | 2001 | Dynegy Power America, Inc. | New England | NPCC | NE | Worcester | MA | Gas | 559.5 | 7780 | 7702 | 7682 | 54.0361 | 53.0105 | 46.9941
Granite Point Platform IC | -80726 | Operating | 0.6 | Internal Combustion | 1967 | Union Oil Company of California, Inc. |  | ASCC | ALASKA | Kenai Peninsula | AK | Oil | 0.5 | NA | NA | NA | NA | NA | NA
Grayling | -3674 | Operating | 0.5 | Internal Combustion | 1969 | Alaska Village Electric Cooperative, Inc. |  | ASCC | ALASKA | Yukon-Koyukuk | AK | Oil | 0.5 | NA | NA | NA | NA | NA | NA
Green Lake Hydro | -3694 | Operating | 18.6 | Hydraulic Turbine | 1982 | City and Borough of Sitka |  | ASCC | ALASKA | Sitka | AK | Water | 18.6 | NA | NA | NA | 25.6414 | 29.4846 | 25.5008
Gustavus Internal Combustion Plant | -508487 | Operating | 1.4 | Internal Combustion | 2008 | Alaska Power & Telephone Company |  | ASCC | ALASKA | Hoonah-Angoon | AK | Oil | 1.4 | 12950 | 11915 | 11113 | 2.6011 | 3.5633 | 3.816
Gwitchyaa Zhee | -744927 | Operating | 2.8 | Internal Combustion | 1987 | Gwitchyaa Zhee Utility Company |  | ASCC | ALASKA | Yukon-Koyukuk | AK | Oil | 1.8 | 11842 | NA | NA | 15.6329 | NA | NA
Haines | -348470 | Operating | 9.6 | Internal Combustion | 1968 | Alaska Power & Telephone Company |  | ASCC | ALASKA | Haines | AK | Oil | 9 | 21266 | 12112 | 11991 | 0.29014 | 1.4412 | 1.6505
Hawk Lane Solar Project (Houston Solar) | -670064 | Operating | 6 | Solar | 2023 | CleanCapital LLC |  | ASCC | ALASKA | Matanuska-Susitna | AK | Solar | 6 | NA | NA | NA | 0.087519 | NA | NA
Healy | -92318 | Operating | 90 | Steam Turbine | 1967 | Tri-Valley Electric Cooperative, Inc. |  | ASCC | ALASKA | Denali | AK | Coal | 75 | 13654 | 13678 | 14039 | 57.196 | 61.6193 | 56.9213
Healy IC | -3861 | Operating | 2.8 | Internal Combustion | 1967 | Golden Valley Electric Association Inc. |  | ASCC | ALASKA | Denali | AK | Oil | 2.8 | NA | NA | NA | 0 | 0 | 0
Healy Lake | -67359 | Operating | 0.11 | Internal Combustion | 1994 | Alaska Power & Telephone Company |  | ASCC | ALASKA | Southeast Fairbanks | AK | Oil | 0.11 | NA | NA | NA | NA | NA | NA
Híilangaay Hydroelectric Project (Reynolds Creek) | -319800 | Operating | 5 | Hydraulic Turbine | 2021 | Haida Corporation |  | ASCC | ALASKA | Prince of Wales-Hyder | AK | Water | 5 | NA | NA | NA | 14.6507 | 9.1575 | 3.7968
Híilangaay Hydroelectric Project (Reynolds Creek) | -319799 | Operating | 5 | Hydraulic Turbine | 2021 | Alaska Power & Telephone Company |  | ASCC | ALASKA | Prince of Wales-Hyder | AK | Water | 5 | NA | NA | NA | 14.6507 | 9.1575 | 3.7968
Hollis | -67361 | Operating | 0.35 | Internal Combustion | 1998 | Alaska Power & Telephone Company |  | ASCC | ALASKA | Prince of Wales-Hyder | AK | Oil | 0.35 | NA | NA | NA | NA | NA | NA
Holy Cross | -3977 | Operating | 0.36 | Internal Combustion | 1971 | Alaska Village Electric Cooperative, Inc. |  | ASCC | ALASKA | Yukon-Koyukuk | AK | Oil | 0.36 | NA | NA | NA | NA | NA | NA
Hoonah | -164871 | Operating | 2 | Internal Combustion | 1977 | Inside Passage Electric Cooperative, Inc. |  | ASCC | ALASKA | Hoonah-Angoon | AK | Oil | 2 | 10042 | 9880 | 10332 | 24.2009 | 22.7797 | 19.5091
Hooper Bay | -164877 | Operating | 2.2 | Internal Combustion | 1987 | Alaska Village Electric Cooperative, Inc. |  | ASCC | ALASKA | Kusilvak | AK | Oil | 2.2 | 8501 | 7578 | 8959 | 18.5243 | 18.9031 | 18.8719
Humpback Creek | -4027 | Operating | 1.2 | Hydraulic Turbine | 1991 | Cordova Electric Cooperative, Inc. |  | ASCC | ALASKA | Chugach | AK | Water | 1 | NA | NA | NA | 33.6758 | 26.5639 | 37.0548
Huslia | -4046 | Operating | 0.56 | Internal Combustion | 1969 | Alaska Village Electric Cooperative, Inc. |  | ASCC | ALASKA | Yukon-Koyukuk | AK | Oil | 0.56 | NA | NA | NA | NA | NA | NA
Hydaburg | -67363 | Operating | 1 | Internal Combustion | 1983 | Alaska Power & Telephone Company |  | ASCC | ALASKA | Prince of Wales-Hyder | AK | Oil | 1 | NA | NA | 41333 | 0 | -0.2968 | 0.13699
Blewett CT | -41855 | Operating | 70 | Gas Turbine | 1971 | Duke Energy Progress, LLC |  | SERC | VACAR | Anson | NC | Oil | 68 | NA | NM | NA | 0.0045326 | 0.0050363 | -0.024342
Blossburg | -619528 | Operating | 24 | Gas Turbine | 1971 | Heritage Power, LLC | PJM | RFC | R-PJM | Tioga | PA | Gas | 20.9 | 36919 | 16758 | 21737 | 0.073737 | 1.5315 | 0.29659
Independent Light – Soldotna Facility Battery Storage Project | -591369 | Operating | 46.5 | Battery | 2022 | Homer Electric Association, Inc. |  | ASCC | ALASKA | Kenai Peninsula | AK | Energy Storage | 46.5 | NA | NA | NA | 0.71464 | NA | NA
Blue Lake | -164387 | Operating | 559.4 | Gas Turbine | 1974 | Northern States Power Company | MISO | MRO | MRO-US | Scott | MN | Gas | 543 | 12292 | 11711 | 11784 | 1.3268 | 1.851 | 3.0421
I-N-N Electric (Newhalen) | -164900 | Operating | 0.9 | Internal Combustion | 1983 | Inn Electric Cooperative, Inc. |  | ASCC | ALASKA | Lake and Peninsula | AK | Oil | 0.9 | 11271 | 13286 | 10484 | 0.60883 | 0.35515 | 2.0421
Jarvis Street IC Project | -164908 | Operating | 25.6 | Internal Combustion | 1979 | City and Borough of Sitka |  | ASCC | ALASKA | Sitka | AK | Oil | 25.1 | NA | NA | NA | -0.38021 | -0.3693 | -0.36202
JBER Landfill Gas Power Plant | -693672 | Operating | 11.5 | Internal Combustion | 2012 | Doyon Utilities LLC |  | ASCC | ALASKA | Anchorage | AK | Biomass | 7 | 10380 | 10293 | 10432 | 63.4703 | 66.6063 | 62.1217
JBER Landfill Gas Power Plant | -693671 | Operating | 11.5 | Internal Combustion | 2012 | Doyon Utilities LLC |  | ASCC | ALASKA | Anchorage | AK | Biomass | 7 | 10380 | 10293 | 10432 | 63.4703 | 66.6063 | 62.1217
Kake | -164974 | Operating | 3.1 | Internal Combustion | 1984 | Inside Passage Electric Cooperative, Inc. |  | ASCC | ALASKA | Prince of Wales-Hyder | AK | Oil | 3.1 | 12041 | 12655 | 10108 | 5.5605 | 5.6304 | 5.0376
Kaktovik | -5536 | Operating | 2.6 | Internal Combustion | 1981 | North Slope Borough Power and Light |  | ASCC | ALASKA | North Slope | AK | Oil | 2.6 | 10602 | 10630 | 10732 | 21.47 | 22.1505 | 21.65
Kaltag | -4325 | Operating | 0.48 | Internal Combustion | 1972 | Alaska Village Electric Cooperative, Inc. |  | ASCC | ALASKA | Yukon-Koyukuk | AK | Oil | 0.48 | NA | NA | NA | NA | NA | NA
Kasidaya Creek Hydro | -67393 | Operating | 3 | Hydraulic Turbine | 2008 | Alaska Power & Telephone Company |  | ASCC | ALASKA | Skagway | AK | Water | 3 | NA | NA | NA | 33.3866 | 29.3303 | 26.2671
Kenai Peninsula Battery Storage System (BESS) | -610845 | Operating | 46.5 | Battery | 2022 | Alaska Electric & Energy Cooperative Inc. |  | ASCC | ALASKA | Kenai Peninsula | AK | Energy Storage | 46.5 | NA | NA | NA | NA | NA | NA
Ketchikan Lakes | -4397 | Operating | 4.2 | Hydraulic Turbine | 1938 | Ketchikan Public Utilities |  | ASCC | ALASKA | Ketchikan Gateway | AK | Water | 4.2 | NA | NA | NA | 60.9453 | 54.5852 | 63.117
Kiana | -224833 | Operating | 1.2 | Internal Combustion | 1977 | Alaska Village Electric Cooperative, Inc. |  | ASCC | ALASKA | Northwest Arctic | AK | Oil | 1.2 | 9992 | 10024 | 11162 | 17.0282 | 16.9996 | 15.8866
King Cove Hydro | -727519 | Operating | 1.2 | Hydraulic Turbine | 1995 | King Cove City of |  | ASCC | ALASKA | Aleutians East | AK | Water | 1.1 | NA | NA | NA | 37.1316 | 39.2798 | 36.1561
King Cove IC | -4443 | Operating | 1.8 | Internal Combustion | 1980 | King Cove City of |  | ASCC | ALASKA | Aleutians East | AK | Other | 1.6 | 10430 | 13363 | 9247 | 6.4355 | 4.8587 | 6.0574
Kivalina | -785289 | Operating | 1.1 | Internal Combustion | 1977 | Alaska Village Electric Cooperative, Inc. |  | ASCC | ALASKA | Northwest Arctic | AK | Oil | 1.1 | NA | NA | NA | NA | NA | NA
Klawock Power Generation Station | -174009 | Operating | 2.5 | Internal Combustion | 2017 | Alaska Power & Telephone Company |  | ASCC | ALASKA | Prince of Wales-Hyder | AK | Oil | 2.5 | 10502 | 12081 | 10874 | 5.5342 | 1.2922 | 2.7443
Kodiak | -164996 | Operating | 18.3 | Internal Combustion | 1968 | Kodiak Electric Association, Inc. |  | ASCC | ALASKA | Kodiak Island | AK | Oil | 18.3 | NA | NA | NA | 0 | 0 | 0
Kotlik IC | -168652 | Operating | 1.4 | Internal Combustion | 2007 | Alaska Village Electric Cooperative, Inc. |  | ASCC | ALASKA | Kusilvak | AK | Oil | 1.6 | 10938 | 10396 | 9844 | 14.619 | 14.9187 | 15.2397
Kotzebue | -165002 | Operating | 11.8 | Internal Combustion | 1983 | Kotzebue Electric Association, Inc. |  | ASCC | ALASKA | Northwest Arctic | AK | Oil | 11.8 | 8264 | 10225 | 10539 | 20.1184 | 15.4052 | 15.6635
Kotzebue Battery Storage Project | -598973 | Operating | 1.2 | Battery | 2015 | Kotzebue Electric Association, Inc. |  | ASCC | ALASKA | Northwest Arctic | AK | Energy Storage | 1.2 | NA | NM | NM | 0.15221 | 0.47565 | 0.19977
Kotzebue Solar Plant | -780806 | Operating | 1.7 | Solar | 2020 | Kotzebue Electric Association, Inc. |  | ASCC | ALASKA | Northwest Arctic | AK | Solar | 1.7 | NA | NA | NA | 0 | NA | NA
Kotzebue Solar Plant | -780805 | Operating | 1.7 | Solar | 2020 | Caremark Rx, L.L.C. |  | ASCC | ALASKA | Northwest Arctic | AK | Solar | 1.7 | NA | NA | NA | 0 | NA | NA
Kotzebue Wind | -632459 | Operating | 3.3 | Wind Turbine | 1997 | Kotzebue Electric Association, Inc. |  | ASCC | ALASKA | Northwest Arctic | AK | Wind | 3.3 | NA | NA | NA | 11.8825 | 17.6041 | 9.167
Koyuk | -165004 | Operating | 1.1 | Internal Combustion | 1968 | Alaska Village Electric Cooperative, Inc. |  | ASCC | ALASKA | Nome | AK | Oil | 1.1 | 10206 | 9742 | 9854 | 13.7194 | 12.858 | 13.1175
Lake Dorothy Hydroelectric Project | -74894 | Operating | 14.3 | Hydraulic Turbine | 2009 | Alaska Electric Light and Power Company |  | ASCC | ALASKA | Juneau | AK | Water | 14.3 | NA | NA | NA | 70.73 | 67.0906 | 69.8063
Blue Spruce Energy Center | -62442 | Operating | 397.8 | Gas Turbine | 2003 | Public Service Company of Colorado |  | WECC | RMPA | Adams | CO | Gas | 292 | 11498 | 11948 | 12313 | 15.7318 | 13.2383 | 8.2532
Lemon Creek Diesels | -74909 | Operating | 24.5 | Internal Combustion | 1969 | Alaska Electric Light and Power Company |  | ASCC | ALASKA | Juneau | AK | Oil | 22.5 | NA | NA | NA | -0.22628 | -0.30695 | -0.27854
Lower Kalskag | -4771 | Operating | 0.72 | Internal Combustion | 1986 | Alaska Village Electric Cooperative, Inc. |  | ASCC | ALASKA | Bethel | AK | Oil | 0.72 | NA | NA | NA | NA | NA | NA
Manley | -4864 | Operating | 0.41 | Internal Combustion | 1985 | Manley Utility Company Inc |  | ASCC | ALASKA | Juneau | AK | Oil | 0.41 | NA | NA | NA | NA | NA | NA
Marshall IC | -173035 | Operating | 1.1 | Internal Combustion | 1994 | Alaska Village Electric Cooperative, Inc. |  | ASCC | ALASKA | Kusilvak | AK | Oil | 1.1 | 9531 | 9393 | 9439 | 16.4799 | 15.8364 | 15.9506
Marshall, AK | -4899 | Operating | 0.51 | Internal Combustion | 1970 | Alaska Village Electric Cooperative, Inc. |  | ASCC | ALASKA | Kusilvak | AK | Oil | 0.51 | NA | NA | NA | NA | NA | NA
McGrath | -350173 | Operating | 1.6 | Internal Combustion | 1979 | Mcgrath Light & Power Company |  | ASCC | ALASKA | Yukon-Koyukuk | AK | Oil | 1.6 | 10475 | 10539 | 10564 | 14.4335 | 14.248 | 5.7048
Mekoryuk | -4995 | Operating | 0.54 | Internal Combustion | 1969 | Alaska Village Electric Cooperative, Inc. |  | ASCC | ALASKA | Bethel | AK | Oil | 0.54 | NA | NA | NA | NA | NA | NA
Mentasta | -67365 | Operating | 0.22 | Internal Combustion | 1996 | Alaska Power & Telephone Company |  | ASCC | ALASKA | Copper River | AK | Oil | 0.22 | NA | NA | NA | NA | NA | NA
Metlakatla BESS Battery Storage Project | -95003 | Operating | 1 | Battery | 1997 | Metlakatla Power & Light |  | ASCC | ALASKA | Prince of Wales-Hyder | AK | Energy Storage | 1 | NA | NA | NA | NA | NA | NA
Minto | -5122 | Operating | 0.47 | Internal Combustion | 1985 | Alaska Village Electric Cooperative, Inc. |  | ASCC | ALASKA | Yukon-Koyukuk | AK | Oil | 0.47 | NA | NA | NA | NA | NA | NA
Mountain Village | -647430 | Operating | 1.8 | Internal Combustion | 1977 | Alaska Village Electric Cooperative, Inc. |  | ASCC | ALASKA | Kusilvak | AK | Oil | 1.8 | NA | NA | NA | 0 | NA | NA
Naknek | -177312 | Operating | 16.5 | Internal Combustion | 1977 | Naknek Electric Assn, Inc |  | ASCC | ALASKA | Bristol Bay | AK | Oil | 15.9 | 9605 | 9637 | 9516 | 16.8562 | 17.0206 | 17.0651
Naukati | -67367 | Operating | 0.53 | Internal Combustion | 1990 | Alaska Power & Telephone Company |  | ASCC | ALASKA | Prince of Wales-Hyder | AK | Oil | 0.53 | NA | NA | NA | NA | NA | NA
New Stuyahok IC | -785453 | Operating | 1.3 | Internal Combustion | 2003 | Alaska Village Electric Cooperative, Inc. |  | ASCC | ALASKA | Dillingham | AK | Oil | 1.3 | NA | NA | NA | NA | NA | NA
Noatak | -785152 | Operating | 0.8 | Internal Combustion | 1990 | Alaska Village Electric Cooperative, Inc. |  | ASCC | ALASKA | Northwest Arctic | AK | Oil | 0.8 | 10317 | 10229 | NA | 27.2974 | 16.3505 | NA
Noorvik | -165261 | Operating | 1.5 | Internal Combustion | 1984 | Alaska Village Electric Cooperative, Inc. |  | ASCC | ALASKA | Northwest Arctic | AK | Oil | 1.5 | 9830 | 10016 | 10577 | 16.6058 | 16.2785 | 15.274
Blue Water Energy Center (Belle River Combined Cycle Plant) | -437997 | Operating | 1267.4 | Combined Cycle | 2022 | DTE Electric Company | MISO | RFC | R-MISO | Saint Clair | MI | Gas | 1179.2 | 6341 | 6332 | NA | 80.2372 | 43.9047 | NA
Bluegrass Generation Project | -101520 | Operating | 624 | Gas Turbine | 2002 | East Kentucky Power Cooperative, Inc. |  | SERC | CENTRL | Oldham | KY | Gas | 567 | 11785 | 11547 | 11306 | 0.73418 | 4.1354 | 3.6122
Northway | -67369 | Operating | 1.1 | Internal Combustion | 1980 | Alaska Power & Telephone Company |  | ASCC | ALASKA | Southeast Fairbanks | AK | Oil | 0.9 | 10940 | 11053 | 11204 | 14.3455 | 14.0157 | 13.724
NSB Nuiqsut | -165278 | Operating | 4.4 | Internal Combustion | 1999 | North Slope Borough Power and Light |  | ASCC | ALASKA | North Slope | AK | Gas | 4.4 | 12811 | 12302 | 10906 | 19.2274 | 18.8901 | 19.0198
NSB Point Hope Utility | -165282 | Operating | 3.1 | Internal Combustion | 1980 | North Slope Borough Power and Light |  | ASCC | ALASKA | North Slope | AK | Oil | 3.1 | 10969 | 11219 | 10991 | 24.7606 | 23.4534 | 23.8179
Nulato | -5544 | Operating | 0.77 | Internal Combustion | 1976 | Alaska Village Electric Cooperative, Inc. |  | ASCC | ALASKA | Yukon-Koyukuk | AK | Oil | 0.77 | NA | NA | NA | NA | NA | NA
Nunapitchuk | -165289 | Operating | 0.5 | Internal Combustion | 1976 | Alaska Village Electric Cooperative, Inc. |  | ASCC | ALASKA | Bethel | AK | Oil | 0.5 | NA | NA | NA | NA | NA | NA
Nymans | -511263 | Operating | 10 | Internal Combustion | 1994 | United States Coast Guard |  | ASCC | ALASKA | Kodiak Island | AK | Oil | 9.9 | NA | NA | NA | 0 | 0 | 0
Offshore Systems Inc. | -5584 | Operating | 1.2 | Internal Combustion | 1985 | Offshore Systems, Inc. |  | ASCC | ALASKA | Aleutians West | AK | Oil | 1 | NA | NA | NA | NA | NA | NA
Old Harbor | -5601 | Operating | 0.5 | Internal Combustion | 1980 | Alaska Village Electric Cooperative, Inc. |  | ASCC | ALASKA | Kodiak Island | AK | Oil | 0.5 | NA | NA | NA | NA | NA | NA
Orca | -772747 | Operating | 12.2 | Internal Combustion | 1984 | Cordova Electric Cooperative, Inc. |  | ASCC | ALASKA | Chugach | AK | Oil | 9.8 | NA | NA | NA | NA | NA | NA
Pelican | -5801 | Operating | 1.4 | Hydraulic Turbine | 1984 | Pelican Utility Company |  | ASCC | ALASKA | Hoonah-Angoon | AK | Water | 0.5 | NA | NA | NA | 25.1903 | 23.2306 | 16.7428
Pelican IC | -767861 | Operating | 1 | Internal Combustion | 1964 | Pelican Utility Company |  | ASCC | ALASKA | Hoonah-Angoon | AK | Oil | 0.8 | NA | NA | NA | NA | NA | NA
Petersburg, AK | -165359 | Operating | 12.9 | Internal Combustion | 1965 | City of Petersburg |  | ASCC | ALASKA | Petersburg | AK | Oil | 10.8 | 10410 | 10325 | 10472 | 0.77266 | 0.84559 | 0.91324
Petersburg, AK Hydro | -752321 | Operating | 1.8 | Hydraulic Turbine | 1954 | City of Petersburg |  | ASCC | ALASKA | Petersburg | AK | Water | 1.8 | NA | NA | NA | 0.16452 | NA | NA
Pillar Mountain Project (Kodiak Island) | -166594 | Operating | 9 | Wind Turbine | 2009 | Kodiak Electric Association, Inc. |  | ASCC | ALASKA | Kodiak Island | AK | Wind | 9 | NA | NA | NA | 30.534 | 31.7098 | 32.0104
Pilot Station | -744625 | Operating | 1.3 | Internal Combustion | 1970 | Alaska Village Electric Cooperative, Inc. |  | ASCC | ALASKA | Kusilvak | AK | Oil | 1.3 | 10612 | 10746 | NA | 16.6667 | 13.4418 | NA
Point Lay | -165284 | Operating | 2.4 | Internal Combustion | 1981 | North Slope Borough Power and Light |  | ASCC | ALASKA | North Slope | AK | Oil | 2.4 | 10998 | 11299 | 11052 | 16.9854 | 16.7761 | 17.7036
Port Lions | -165409 | Operating | 0.5 | Internal Combustion | 1968 | Kodiak Electric Association, Inc. |  | ASCC | ALASKA | Kodiak Island | AK | Oil | 0.5 | NA | NA | NA | NA | NA | NA
Power Creek | -12534 | Operating | 6 | Hydraulic Turbine | 2001 | Cordova Electric Cooperative, Inc. |  | ASCC | ALASKA | Chugach | AK | Water | 5.6 | NA | NA | NA | 39.0452 | 32.5628 | 31.46
Purple Lake | -6090 | Operating | 3.9 | Hydraulic Turbine | 1956 | Metlakatla Power & Light |  | ASCC | ALASKA | Prince of Wales-Hyder | AK | Water | 3.9 | NA | NA | NA | 36.5443 | 41.2803 | 40.85
Quinhagak | -780581 | Operating | 1.3 | Internal Combustion | 1970 | Alaska Village Electric Cooperative, Inc. |  | ASCC | ALASKA | Bethel | AK | Oil | 1.3 | 7538 | NA | NA | 16.1765 | NA | NA
Russian Mission | -6398 | Operating | 0.39 | Internal Combustion | 1986 | Alaska Village Electric Cooperative, Inc. |  | ASCC | ALASKA | Kusilvak | AK | Oil | 0.39 | NA | NA | NA | NA | NA | NA
S.W. Bailey | -6415 | Operating | 25.9 | Internal Combustion | 1969 | Ketchikan Public Utilities |  | ASCC | ALASKA | Ketchikan Gateway | AK | Oil | 23 | NA | NA | NA | -0.069486 | -0.33155 | -0.052114
Salmon Creek 1 | -74906 | Operating | 8.5 | Hydraulic Turbine | 1984 | Alaska Electric Light and Power Company |  | ASCC | ALASKA | Juneau | AK | Water | 5.2 | NA | NA | NA | 63.2486 | 65.929 | 53.9823
Sand Point Project | -631156 | Operating | 2.7 | Internal Combustion | 2000 | TDX Power, Inc. |  | ASCC | ALASKA | Aleutians East | AK | Oil | 1.3 | 10558 | NA | NA | 20.595 | NA | NA
Sand Point Wind Project | -249300 | Operating | 1 | Wind Turbine | 2011 | TDX Power, Inc. |  | ASCC | ALASKA | Aleutians East | AK | Wind | 0.4 | NA | NA | NA | 6.6781 | 20.2055 | 3.8527
Savoonga | -224840 | Operating | 1.7 | Internal Combustion | 1976 | Alaska Village Electric Cooperative, Inc. |  | ASCC | ALASKA | Nome | AK | Oil | 1.7 | 9879 | 9793 | 9015 | 16.1832 | 16.2369 | 16.6734
Scammon Bay | -165528 | Operating | 1.3 | Internal Combustion | 1986 | Alaska Village Electric Cooperative, Inc. |  | ASCC | ALASKA | Kusilvak | AK | Oil | 1.3 | 10169 | 10318 | 10470 | 16.21 | 16.1222 | 14.726
Selawik | -427374 | Operating | 2.2 | Internal Combustion | 1974 | Alaska Village Electric Cooperative, Inc. |  | ASCC | ALASKA | Northwest Arctic | AK | Oil | 1.8 | 9700 | 10009 | 10304 | 17.6941 | 18.5629 | 17.9287
Seward, AK | -165553 | Operating | 15.6 | Internal Combustion | 1965 | Seward City of AK |  | ASCC | ALASKA | Kenai Peninsula | AK | Oil | 15.6 | 15947 | 20300 | 10869 | 0.37174 | 0.095129 | 0.24514
Shageluk | -6645 | Operating | 0.3 | Internal Combustion | 1971 | Alaska Village Electric Cooperative, Inc. |  | ASCC | ALASKA | Yukon-Koyukuk | AK | Oil | 0.3 | NA | NA | NA | NA | NA | NA
Shaktoolik | -6646 | Operating | 0.64 | Internal Combustion | 1987 | Alaska Village Electric Cooperative, Inc. |  | ASCC | ALASKA | Nome | AK | Oil | 0.64 | NA | NA | NA | NA | NA | NA
Shishmaref | -165562 | Operating | 1.5 | Internal Combustion | 1976 | Alaska Village Electric Cooperative, Inc. |  | ASCC | ALASKA | Nome | AK | Oil | 1.5 | 10352 | 10289 | 10091 | 13.4323 | 13.4932 | 13.6834
Shungnak | -6702 | Operating | 1.2 | Internal Combustion | 1981 | Alaska Village Electric Cooperative, Inc. |  | ASCC | ALASKA | Northwest Arctic | AK | Oil | 1.2 | 8822 | 9481 | 11859 | 16.6096 | 15.801 | 15.6202
Silvis | -6719 | Operating | 2.1 | Hydraulic Turbine | 1968 | Ketchikan Public Utilities |  | ASCC | ALASKA | Ketchikan Gateway | AK | Water | 2.1 | NA | NA | NA | 62.2962 | 67.145 | 78.6204
Skagway Hydro | -67371 | Operating | 1 | Hydraulic Turbine | 1909 | Alaska Power & Telephone Company |  | ASCC | ALASKA | Skagway | AK | Water | 1 | NA | NA | NA | 22.1804 | 28.2763 | 28.5388
Skagway IC | -742105 | Operating | 3.7 | Internal Combustion | 1986 | Alaska Power & Telephone Company |  | ASCC | ALASKA | Skagway | AK | Oil | 4.1 | 10280 | 10394 | NA | 5.7913 | 3.1095 | NA
Slana Generating Station | -780197 | Operating | 1.2 | Internal Combustion | 2016 | Alaska Power & Telephone Company |  | ASCC | ALASKA | Copper River | AK | Oil | 1.2 | 11405 | 10051 | 10696 | 12.2432 | 13.5179 | 10.0171
Snake River (Banner) Wind Plant | -408493 | Operating | 1.8 | Wind Turbine | 2013 | Nome Joint Utility Systems |  | ASCC | ALASKA | Nome | AK | Wind | 1.8 | NA | NA | NA | NA | 12.4302 | 9.3476
Snake River IC Plant | -165576 | Operating | 16.6 | Internal Combustion | 1972 | Nome Joint Utility Systems |  | ASCC | ALASKA | Nome | AK | Oil | 16.4 | NA | 8586 | 8578 | NA | 21.3679 | 21.8385
Snettisham | -60961 | Operating | 78.2 | Hydraulic Turbine | 1973 | Alaska Industrial Development and Export Authority |  | ASCC | ALASKA | Juneau | AK | Water | 78 | NA | NA | NA | 44.2115 | 42.1245 | 42.411
Solomon Gulch | -18200 | Operating | 12 | Hydraulic Turbine | 1982 | Copper Valley Elec Assn Inc |  | ASCC | ALASKA | Chugach | AK | Water | 12 | NA | NA | NA | 32.2774 | 35.9437 | 39.1762
South Fork | -67389 | Operating | 2 | Hydraulic Turbine | 2005 | Alaska Power & Telephone Company |  | ASCC | ALASKA | Prince of Wales-Hyder | AK | Water | 1.9 | NA | NA | NA | 32.6664 | 31.0202 | 37.2807
South Fork Hydro Project | -55765 | Operating | NA | Hydraulic Turbine | NA | South Fork Hydro, Llc |  | ASCC | ALASKA | Anchorage | AK | Water | 1.28 | NA | NA | NA | NA | NA | NA
Bluffview | -164240 | Operating | 67 | Combined Cycle | 2005 | City of Farmington, New Mexico |  | WECC | AZNMSN | San Juan | NM | Gas | 67 | 8023 | 7777 | 7844 | 73.0273 | 50.2145 | 52.6343
Blythe Energy Project I | -57285 | Operating | 591 | Combined Cycle | 2003 | AltaGas Power Holdings (U.S.) Inc. | CAISO | WECC | CAMX | Riverside | CA | Gas | 525 | 7715 | 7482 | 7405 | 33.6278 | 34.3536 | 46.8313
St. Mary's (AK) | -546880 | Operating | 4.6 | Internal Combustion | 1974 | Alaska Village Electric Cooperative, Inc. |  | ASCC | ALASKA | Kusilvak | AK | Oil | 4.6 | 7063 | 6811 | NA | 14.5449 | 10.1546 | NA
St. Michael | -165617 | Operating | 0.7 | Internal Combustion | 1984 | Alaska Village Electric Cooperative, Inc. |  | ASCC | ALASKA | Nome | AK | Oil | 0.7 | NA | NA | NA | NA | NA | NA
Stebbins | -165622 | Operating | 2 | Internal Combustion | 1990 | Alaska Village Electric Cooperative, Inc. |  | ASCC | ALASKA | Nome | AK | Oil | 2 | 9268 | 9531 | 9465 | 20.1598 | 20.2854 | 19.8231
Swampy Acres | -173088 | Operating | 8.4 | Internal Combustion | 2002 | Kodiak Electric Association, Inc. |  | ASCC | ALASKA | Kodiak Island | AK | Oil | 8.4 | NA | NA | NA | 0 | 0 | 0
Swan Lake | -18206 | Operating | 22.6 | Hydraulic Turbine | 1984 | Southeast Alaska Power Agency |  | ASCC | ALASKA | Ketchikan Gateway | AK | Water | 22.6 | NA | NA | NA | 35.6574 | 38.2834 | 40.9737
Tazimina Hydro Project (New Halen) | -7138 | Operating | 0.8 | Hydraulic Turbine | 1998 | Inn Electric Cooperative, Inc. |  | ASCC | ALASKA | Lake and Peninsula | AK | Water | 0.8 | NA | NA | NA | 44.6062 | 50.7848 | 47.5599
Terror Lake | -165656 | Operating | 33.6 | Hydraulic Turbine | 1984 | Kodiak Electric Association, Inc. |  | ASCC | ALASKA | Kodiak Island | AK | Water | 33.6 | NA | NA | NA | 46.7717 | 45.9159 | 44.9595
BMW Manufacturing Gas Plant | -633197 | Operating | 11 | Gas Turbine | 2009 | BMW Manufacturing Co., LLC |  | SERC | VACAR | Spartanburg | SC | Biomass | 10 | 9299 | 18328 | 16834 | 36.2215 | 34.8756 | 47.3288
Tetlin | -67375 | Operating | 0.3 | Internal Combustion | 1999 | Alaska Power & Telephone Company |  | ASCC | ALASKA | Southeast Fairbanks | AK | Oil | 0.3 | NA | NA | NA | NA | NA | NA
Thorne Bay | -67377 | Operating | 1 | Internal Combustion | 1993 | Alaska Power & Telephone Company |  | ASCC | ALASKA | Prince of Wales-Hyder | AK | Oil | 1 | NA | 43962 | 48238 | 0 | 0.2968 | 0.23973
Bobby C. Smith Jr. Energy Facility (Effingham) | -364166 | Operating | 596.6 | Combined Cycle | 2003 | Oglethorpe Power Corporation |  | SERC | SOU | Effingham | GA | Gas | 532 | 7146 | 7087 | 7084 | 52.3488 | 54.6022 | 57.8202
TNSG North Plant (Unit 13) | -170849 | Operating | 0.3 | Internal Combustion | 2010 | TDX Power, Inc. |  | ASCC | ALASKA | North Slope | AK | Oil | 0.3 | NA | NA | NA | 0 | 0 | 0
TNSG South Plant | -170813 | Operating | 7.8 | Internal Combustion | 1992 | TDX Power, Inc. |  | ASCC | ALASKA | North Slope | AK | Gas | 7.2 | NA | NA | NA | -0.51687 | -0.48992 | -0.59456
Togiak | -177314 | Operating | 2.8 | Internal Combustion | 1970 | Alaska Village Electric Cooperative, Inc. |  | ASCC | ALASKA | Dillingham | AK | Oil | 2.8 | 9394 | 9370 | 9407 | 12.8792 | 12.8506 | 13.1523
Tok | -780772 | Operating | 7.8 | Internal Combustion | 1984 | Alaska Power & Telephone Company |  | ASCC | ALASKA | Southeast Fairbanks | AK | Oil | 7.4 | 9580 | NA | NA | 16.3083 | NA | NA
Toksook Bay | -256177 | Operating | 2.1 | Internal Combustion | 1975 | Alaska Village Electric Cooperative, Inc. |  | ASCC | ALASKA | Bethel | AK | Oil | 2.1 | 9085 | 8703 | 9258 | 20.9502 | 20.5425 | 20.1294
Tununak | -7304 | Operating | 0.63 | Internal Combustion | 1970 | Alaska Village Electric Cooperative, Inc. |  | ASCC | ALASKA | Bethel | AK | Oil | 0.63 | NA | NA | NA | NA | NA | NA
Tyee Lake Project | -17483 | Operating & Planned | 22.6 | Hydraulic Turbine | 1984 | Southeast Alaska Power Agency |  | ASCC | ALASKA | Wrangell | AK | Water | 22.6 | NA | NA | NA | 60.1533 | 54.3227 | 44.4857
Unalakleet | -165701 | Operating | 2 | Internal Combustion | 1965 | Matanuska Electric Association Incorporated |  | ASCC | ALASKA | Nome | AK | Oil | 1.6 | 10300 | 9468 | 9060 | 21.6538 | 23.1949 | 25.6564
Unalaska Power Mod. | -7342 | Operating | 1.1 | Internal Combustion | 1993 | City of Unalaska, Alaska |  | ASCC | ALASKA | Aleutians West | AK | Oil | 0.8 | 13219 | 10146 | 11602 | 0.45662 | 9.2751 | 16.3099
Unisea Inc. G-2 | -165705 | Operating | 17.5 | Internal Combustion | 1973 | Unisea, Inc. |  | ASCC | ALASKA | Aleutians West | AK | Oil | 15.5 | 10788 | 17698 | 10909 | 21.8103 | 19.6936 | 21.4597
University of Alaska IC | -7361 | Operating | 9.6 | Internal Combustion | 2000 | University of Alaska |  | ASCC | ALASKA | Fairbanks North Star | AK | Oil | 9.6 | NA | NA | NA | -0.26755 | -0.55294 | -0.61715
Upper Kalskag Cogen | -168634 | Operating | 1.1 | Internal Combustion | 2004 | Alaska Village Electric Cooperative, Inc. |  | ASCC | ALASKA | Bethel | AK | Oil | 1.1 | 9937 | 10010 | 9735 | 15.7119 | 15.0062 | 15.5978
Valdez | -256178 | Operating | 8.6 | Internal Combustion | 1967 | Copper Valley Elec Assn Inc |  | ASCC | ALASKA | Chugach | AK | Oil | 7.5 | 10515 | 10333 | 11486 | 13.2496 | 13.895 | 5.5434
Borden | -2004 | Operating | NA | Gas Turbine | NA | Maritime Electric Company Limited |  | NPCC | MRTM |  |  | Oil | 40 | NA | NA | NA | NA | NA | NA
Viking | -67385 | Out of Service | 1 | Internal Combustion | 2003 | Alaska Power & Telephone Company |  | ASCC | ALASKA | Prince of Wales-Hyder | AK | Oil | NA | NA | NA | NA | NA | NA | NA
Wainwright | -5540 | Operating | 3 | Internal Combustion | 1988 | North Slope Borough Power and Light |  | ASCC | ALASKA | North Slope | AK | Oil | 3 | 11221 | 10872 | 11222 | 26.0198 | 26.4612 | 26.3394
Wales | -7543 | Operating | 0.37 | Internal Combustion | 1985 | Alaska Village Electric Cooperative, Inc. |  | ASCC | ALASKA | Nome | AK | Oil | 0.37 | NA | NA | NA | NA | NA | NA
Westward Seafoods Inc. | -747576 | Operating | 6.6 | Internal Combustion | 1991 | Westward Seafoods, Inc. |  | ASCC | ALASKA | Aleutians West | AK | Oil | 6.6 | 9967 | 9420 | 7474 | 32.1261 | 26.7331 | 28.1773
Whale Pass | -67381 | Operating | 0.3 | Internal Combustion | 1995 | Alaska Power & Telephone Company |  | ASCC | ALASKA | Prince of Wales-Hyder | AK | Oil | 0.3 | NA | NA | NA | NA | NA | NA
Whitman Lake Hydro Project | -169505 | Operating | 4.8 | Hydraulic Turbine | 2015 | Ketchikan Public Utilities |  | ASCC | ALASKA | Ketchikan Gateway | AK | Water | 4.8 | NA | NA | NA | 25.107 | 24.3721 | 25.7801
Wrangell | -780842 | Operating | 12 | Internal Combustion | 1964 | City and Borough of Wrangell |  | ASCC | ALASKA | Wrangell | AK | Oil | 12 | 7408 | 10764 | 10605 | 0.8457 | 0.47184 | 0.49562
Yakutat | -165851 | Operating | 3.8 | Internal Combustion | 1973 | Yakutat Power Inc |  | ASCC | ALASKA | Yakutat | AK | Oil | 3.8 | 9424 | 9328 | 8866 | 18.7395 | 19.0129 | 19.103
ABC Coke | -12627 | Operating | 3.8 | Steam Turbine | 1997 | Drummond Company, Inc. |  | SERC | SOU | Jefferson | AL | Gas | 3.8 | 13451 | 9718 | NA | 0.24634 | 0.25535 | 0.34847
Alabama Pine Pulp Company Inc. | -766117 | Operating | 69 | Steam Turbine | 1991 | Alabama Pine Pulp Co., Inc. |  | SERC | SOU | Monroe | AL | Biomass | 70.1 | 31662 | 35554 | 34835 | 63.2285 | 56.6603 | 65.3352
Alabama River Pulp Company | -1437 | Operating | 48 | Steam Turbine | 1978 | Alabama River Pulp Co., Inc. |  | SERC | SOU | Monroe | AL | Biomass | 48.5 | 46498 | 49140 | 49931 | 71.2978 | 70.982 | 76.3572
Albertville | -67094 | Operating | 4 | Internal Combustion | 2000 | City of Albertville, Alabama |  | SERC | CENTRL | Marshall | AL | Oil | 3.6 | NA | NA | NA | 0 | 0 | 0
Border CT | -182118 | Operating | 60.5 | Gas Turbine | 2001 | Avenue Capital Group, LLC | CAISO | WECC | CAMX | San Diego | CA | Gas | 51.3 | 11132 | 10995 | 10832 | 2.9453 | 3.9674 | 6.2354
Anniston Army Depot Solar Project | -172655 | Operating | 7.4 | Solar | 2017 | Alabama Power Company |  | SERC | SOU | Calhoun | AL | Solar | 7.4 | NA | NA | NA | 16.571 | 17.7897 | 17.7218
Bankhead Dam | -1711 | Operating | 53.9 | Hydraulic Turbine | 1963 | Alabama Power Company |  | SERC | SOU | Tuscaloosa | AL | Water | 53 | NA | NA | NA | 29.8703 | 37.6721 | 46.4045
Barry | -164333 | Operating | 1498.7 | Steam Turbine | 1954 | Alabama Power Company |  | SERC | SOU | Mobile | AL | Coal | 1278.5 | 9677 | 10168 | 10084 | 21.3602 | 33.3992 | 34.512
Bountiful City CT | -167051 | Operating | 30.4 | Gas Turbine | 2001 | City of Bountiful, Utah |  | WECC | NWPP | Davis | UT | Gas | 32.1 | 11400 | 11202 | 10623 | 7.6224 | 11.3714 | 10.7797
Bartletts Ferry | -1731 | Operating | 173 | Hydraulic Turbine | 1926 | Georgia Power Company |  | SERC | SOU | Lee | AL | Water | 190.5 | NA | NA | NA | 23.788 | 25.3884 | 27.8466
Bellefonte | -1812 | Out of Service | 14 | Internal Combustion | 1998 | Tennessee Valley Authority |  | SERC | CENTRL | Jackson | AL | Oil | NA | NA | NA | NA | NA | NA | NA
Blackbear Solar 1 Project | -497948 | Operating | 100 | Solar | 2022 | Lightsource bp Renewable Energy Investments Limited |  | SERC | SOU | Montgomery | AL | Solar | 100 | NA | NA | NA | 23.0508 | NA | NA
Boise Cascade Pulp and Paper Mill, Jackson, AL | -630904 | Operating | 44.4 | Steam Turbine | 1996 | Boise Inc. |  | SERC | SOU | Clarke | AL | Gas | 44.4 | NA | NA | NA | 40.7311 | NA | NA
Brewton Mill | -164944 | Operating | 103.4 | Steam Turbine | 1957 | Georgia-Pacific LLC |  | SERC | SOU | Escambia | AL | Biomass | 76.7 | 31565 | 34135 | 32957 | 73.0098 | 68.4374 | 71.5738
Browns Ferry | -2092 | Operating | 3854 | Nuclear | 1974 | Tennessee Valley Authority |  | SERC | CENTRL | Limestone | AL | Nuclear | 3755.8 | NA | NA | NA | 93.6771 | 89.133 | 94.3854
Bowling Green Generating Station | -9029 | Operating | 49.5 | Gas Turbine | 2000 | American Municipal Power, Inc. | MISO, PJM | RFC | R-PJM | Wood | OH | Gas | 49.5 | 17640 | 17402 | 16023 | 0.47692 | 0.33624 | 0.67594
Bowling Green Peaking | -2023 | Operating | 32 | Gas Turbine | 2000 | American Municipal Power, Inc. | MISO, PJM | RFC | R-PJM | Wood | OH | Gas | 32 | 11707 | 11754 | 12562 | 0.54331 | 0.34318 | 0.78696
Colbert County Solar Project 2 (Muscle Shoals) | -746152 | Operating | 227 | Solar | 2021 | Energy Capital Partners, LLC |  | SERC | CENTRL | Colbert | AL | Solar | 227 | NA | NA | NA | 22.5722 | 24.642 | NA
Colbert County Solar Project 2 (Muscle Shoals) | -366768 | Operating | 227 | Solar | 2021 | Orsted Onshore North America, LLC |  | SERC | CENTRL | Colbert | AL | Solar | 227 | NA | NA | NA | 22.5722 | 24.642 | 5.6755
BP Chocolate Bayou | -746008 | Operating | 141 | Gas Turbine | 1985 | Ineos USA, LLC | ERCOT | TRE | TRE | Brazoria | TX | Gas | 138 | 12149 | 11768 | 15316 | 72.7451 | 64.6675 | 64.8586
Coosa Pines (Cogen) | -752095 | Operating | 17.9 | Steam Turbine | 1942 | Resolute FP US Inc |  | SERC | SOU | Talladega | AL | Biomass | 24.9 | NA | NM | NA | 63.8554 | 67.9664 | 62.3288
Crestwood Corporation Dothan IC | -2741 | Operating | 8.6 | Internal Combustion | 1995 | Crestwood Corporation |  | SERC | SOU | Houston | AL | Oil | 9.9 | NA | 14153 | 18289 | NA | 0.44394 | 0.51543
Cumberland Solar (Hampton Solar) | -163824 | Operating | 14.7 | Solar | 2018 | Shell New Energies US LLC |  | SERC | CENTRL | Limestone | AL | Solar | 14.7 | NA | NA | NA | 22.2207 | 25.125 | 24.4059
Cumberland Solar (Hampton Solar) | -163823 | Operating | 14.7 | Solar | 2018 | Silicon Ranch Corporation |  | SERC | CENTRL | Limestone | AL | Solar | 14.7 | NA | NA | NA | 22.2207 | 25.125 | 24.4059
Brampton CT | -11371 | Operating | 5.2 | Gas Turbine | 1999 | Maple Lodge Farms Ltd. | Ontario | NPCC | ONT |  |  | Gas | 5.2 | NA | NA | NA | NA | NA | NA
Decatur Generating Station (Decatur-Morgan County Landfill) | -169678 | Operating | 1.6 | Internal Combustion | 2010 | County of Morgan, West Virginia |  | SERC | CENTRL | Morgan | AL | Biomass | 1.6 | 11030 | 11048 | 10200 | 76.6053 | 93.0294 | 95.4623
Brandon | -2042 | Operating | 260 | Gas Turbine | 2002 | Manitoba Hydro-Electric Board | MISO | MRO | MRO-CN |  |  | Gas | 260 | NA | NA | NA | NA | NA | NA
E.C. Gaston | -54305 | Operating | 2012.8 | Steam Turbine | 1960 | Georgia Power Company |  | SERC | SOU | Shelby | AL | Gas | 1852 | 10875 | 11047 | 10648 | 20.9551 | 24.9308 | 26.7257
E.C. Gaston | -3041 | Operating | 2012.8 | Steam Turbine | 1960 | Alabama Power Company |  | SERC | SOU | Shelby | AL | Gas | 1852 | 10875 | 11047 | 10648 | 20.9551 | 24.9308 | 26.7257
Brandon Station | -2044 | Operating | 21 | Gas Turbine | 1990 | City of Lubbock, Texas | ERCOT | TRE | TRE | Lubbock | TX | Gas | 21.5 | 10442 | 10537 | 10542 | 11.5398 | 7.6675 | 4.1505
Brandy Branch | -164409 | Operating | 598.1 | Combined Cycle | 2001 | JEA |  | SERC | FP | Duval | FL | Gas | 612.2 | 6929 | 6924 | 6832 | 77.3207 | 88.8993 | 89.6412
Fort Benning Solar Project | -171374 | Operating | 30 | Solar | 2016 | Georgia Power Company |  | SERC | SOU | Russell | AL | Solar | 30 | NA | NA | NA | 19.586 | 20.1522 | 18.2941
Fort Rucker Solar Project | -172654 | Operating | 10.6 | Solar | 2017 | Alabama Power Company |  | SERC | SOU | Dale | AL | Solar | 10.6 | NA | NA | NA | 14.936 | 15.006 | 13.788
Brandy Branch CT | -13297 | Operating | 185 | Gas Turbine | 2001 | JEA |  | SERC | FP | Duval | FL | Gas | 191.2 | 10586 | 10851 | 10835 | 29.0093 | 6.2244 | 8.2028
Gantt | -3472 | Operating | 3 | Hydraulic Turbine | 1926 | PowerSouth Energy Cooperative |  | SERC | SOU | Covington | AL | Water | 2.8 | NA | NA | NA | 18.4198 | 18.5747 | 24.5352
Goat Rock | -164766 | Operating | 38.6 | Hydraulic Turbine | 1912 | Georgia Power Company |  | SERC | SOU | Lee | AL | Water | 39.4 | NA | NA | NA | 28.7909 | 41.2648 | 51.7271
Greene County | -3704 | Operating | 568.4 | Steam Turbine | 1965 | Alabama Power Company |  | SERC | SOU | Greene | AL | Gas | 516.1 | 10379 | 10919 | 11184 | 29.066 | 25.4015 | 15.2874
Greene County | -3703 | Operating | 568.4 | Steam Turbine | 1965 | Mississippi Power Company |  | SERC | SOU | Greene | AL | Gas | 516.1 | 10379 | 10919 | 11184 | 29.066 | 25.4015 | 15.2874
Branford | -620584 | Operating | 21.8 | Gas Turbine | 1967 | Generation Bridge, LLC | New England | NPCC | NE | South Central Connecticut Planning Region | CT | Oil | 22.5 | 14348 | 16935 | 16622 | 0.035008 | 0.07864 | 0.13141
Guntersville | -3744 | Operating | 115.2 | Hydraulic Turbine | 1939 | Tennessee Valley Authority |  | SERC | CENTRL | Marshall | AL | Water | 124.5 | NA | NA | NA | 41.5702 | 51.4131 | 54.9522
H Neely Henry Dam (Coosa River Project) | -3751 | Operating | 72.9 | Hydraulic Turbine | 1966 | Alabama Power Company |  | SERC | SOU | Calhoun | AL | Water | 71.1 | NA | NA | NA | 31.5852 | 38.3491 | 41.4204
Harris Dam | -3809 | Operating | 135 | Hydraulic Turbine | 1983 | Alabama Power Company |  | SERC | SOU | Randolph | AL | Water | 133 | NA | NA | NA | 11.0664 | 13.8163 | 13.3209
Brantford | -51371 | Operating | 3.9 | Gas Turbine | 1993 | Sonoco Products Company | Ontario | NPCC | ONT |  |  | Gas | 3.9 | NA | NA | NA | NA | NA | NA
Brentwood | -511455 | Operating | 47 | Gas Turbine | 2001 | Power Authority of the State of New York | New York | NPCC | NY | Suffolk | NY | Gas | 46 | 10975 | 11013 | 10754 | 8.8135 | 16.8061 | 15.5422
Holt Dam | -3971 | Operating | 46.9 | Hydraulic Turbine | 1968 | Alabama Power Company |  | SERC | SOU | Tuscaloosa | AL | Water | 48 | NA | NA | NA | 36.7421 | 41.6334 | 51.851
Huntsville Solar Project (North Huntsville Industrial Park) (TAI Huntsville) | -772464 | Operating | 30 | Solar | 2024 | Toyota Tsusho America, Inc. |  | SERC | CENTRL | Madison | AL | Solar | 30 | NA | NA | NA | NA | NA | NA
James H. Miller Jr. | -4220 | Operating | 2822 | Steam Turbine | 1978 | Alabama Power Company |  | SERC | SOU | Jefferson | AL | Coal | 2777.5 | 10355 | 10147 | 9990 | 65.1274 | 86.5871 | 84.374
James H. Miller Jr. | -4219 | Operating | 2822 | Steam Turbine | 1978 | PowerSouth Energy Cooperative |  | SERC | SOU | Jefferson | AL | Coal | 2777.5 | 10355 | 10147 | 9990 | 65.1274 | 86.5871 | 84.374
Jones Bluff | -510471 | Operating | 82 | Hydraulic Turbine | 1975 | USCE - Mobile District |  | SERC | SOU | Autauga | AL | Water | 82 | NA | NA | NA | 37.1996 | 38.3564 | 50.9387
Jordan Dam (Coosa River Project) | -4302 | Operating | 100 | Hydraulic Turbine | 1929 | Alabama Power Company |  | SERC | SOU | Elmore | AL | Water | 130 | NA | NA | NA | 23.121 | 38.7491 | 50.1029
Joseph M Farley | -4304 | Operating | 1776.4 | Nuclear | 1977 | Alabama Power Company |  | SERC | SOU | Houston | AL | Nuclear | 1791 | NA | NA | NA | 94.0683 | 82.7845 | 95.4987
Bridgeport Energy | -158156 | Operating | 520 | Combined Cycle | 1998 | The Carlyle Group Inc. | New England | NPCC | NE | Greater Bridgeport Planning Region | CT | Gas | 555 | 7240 | 7246 | 7182 | 52.901 | 52.9895 | 46.2846
LaFayette Solar Project | -311708 | Operating | 79.2 | Solar | 2017 | Boralex Inc. |  | SERC | SOU | Chambers | AL | Solar | 79.2 | NA | NA | NA | 23.7591 | 23.7576 | 22.7518
Lawrence County Solar Plant | -798438 | Operating | 1 | Solar | 2024 | Peak Solarwork |  | SERC | CENTRL | Lawrence | AL | Solar | 1 | NA | NA | NA | NA | NA | NA
Lay Dam (Coosa River Project) | -4617 | Operating | 177 | Hydraulic Turbine | 1967 | Alabama Power Company |  | SERC | SOU | Chilton | AL | Water | 181.8 | NA | NA | NA | 28.5499 | 37.7586 | 45.1952
Lewis Smith Dam | -4645 | Operating | 181 | Hydraulic Turbine | 1961 | Alabama Power Company |  | SERC | SOU | Walker | AL | Water | 178 | NA | NA | NA | 14.9679 | 20.9048 | 24.8763
Logan Martin Dam (Coosa River Project) | -4707 | Operating | 128.1 | Hydraulic Turbine | 1964 | Alabama Power Company |  | SERC | SOU | Saint Clair | AL | Water | 129 | NA | NA | NA | 30.398 | 36.54 | 40.5624
Bridgeport Harbor Station Combined Cycle Project | -522357 | Operating | 576.3 | Combined Cycle | 2019 | Generation Bridge, LLC | New England | NPCC | NE | Greater Bridgeport Planning Region | CT | Gas | 508.6 | 6747 | 6713 | NA | 65.6428 | 70.6244 | NA
Bridgewater Correctional | -168272 | Operating | 1.5 | Gas Turbine | 2007 | Massachusetts Department Of Correction | New England | NPCC | NE | Plymouth | MA | Gas | 1.5 | 17814 | 19419 | 17901 | 65.4566 | 72.4429 | 46.0502
Martin Dam | -4912 | Operating | 210.6 | Hydraulic Turbine | 1927 | Alabama Power Company |  | SERC | SOU | Elmore | AL | Water | 182.1 | NA | NA | NA | 20.4721 | 22.4808 | 24.6813
McIntosh CAES | -13296 | Operating | 110 | Mechanical Storage | 1991 | PowerSouth Energy Cooperative |  | SERC | SOU | Washington | AL | Gas | 110 | NA | NA | NA | -0.42071 | -0.65411 | -0.66625
Brighton Beach Power Station | -229550 | Operating | 570 | Combined Cycle | 2004 | Atura Power | Ontario | NPCC | ONT |  |  | Gas | 570 | NA | NA | NA | NA | NA | NA
Bristol Myers Squibb Lawrenceville Cogen (GT) | -364975 | Operating | 9.9 | Gas Turbine | 1995 | Bristol-Myers Squibb Company | PJM | RFC | R-PJM | Mercer | NJ | Gas | 10.2 | 11141 | 11389 | 13362 | 49.0979 | 43.9688 | 34.6842
Bristol-Myers Squibb Company | -176336 | Operating | 9.5 | Gas Turbine | 1992 | Bristol-Myers Squibb Company | PJM | RFC | R-PJM | Middlesex | NJ | Gas | 10.5 | 15074 | 15078 | 14557 | 62.8571 | 60.5012 | 61.7112
Mead Coated Board Steam | -481206 | Operating | 95.5 | Steam Turbine | 1966 | WestRock Company |  | SERC | SOU | Russell | AL | Biomass | 95.5 | 36240 | 36115 | 37241 | 65.4665 | 69.5272 | 70.068
Millers Ferry | -510474 | Operating | 101.1 | Hydraulic Turbine | 1970 | USCE - Mobile District |  | SERC | SOU | Wilcox | AL | Water | 90 | NA | NA | NA | 39.99 | 39.9682 | 54.3737
Mitchell Dam (Coosa River Project) | -5140 | Operating | 170 | Hydraulic Turbine | 1949 | Alabama Power Company |  | SERC | SOU | Chilton | AL | Water | 164.9 | NA | NA | NA | 28.3428 | 37.6921 | 40.555
Broad River Energy Center | -679213 | Operating | 985 | Gas Turbine | 2000 | Onward Energy |  | SERC | VACAR | Cherokee | SC | Gas | 877.9 | 10674 | 10628 | NA | 3.8129 | 15.9271 | NA
Broad River Energy Center | -487232 | Operating | 985 | Gas Turbine | 2000 | IIF US Holding 2 GP LLC |  | SERC | VACAR | Cherokee | SC | Gas | 877.9 | 10674 | 10628 | NA | 3.8129 | 15.9271 | NA
Brooklyn Navy Yard Cogeneration | -145902 | Operating | 322 | Combined Cycle | 1996 | Axium Infrastructure Inc. | New York | NPCC | NY | Kings | NY | Gas | 296 | 9453 | 9173 | 8680 | 77.9755 | 75.8095 | 76.7564
Naheola Mill Cogen Project | -191907 | Operating | 87.5 | Steam Turbine | 1959 | Georgia-Pacific LLC |  | SERC | SOU | Choctaw | AL | Biomass | 67.4 | NA | 46336 | 41530 | 48.0548 | 59.305 | 67.8197
Pine Hill Operations | -15346 | Operating | 77.4 | Steam Turbine | 1968 | International Paper Company |  | SERC | SOU | Wilcox | AL | Biomass | 75.1 | 26072 | 32656 | 34449 | 68.2224 | 64.9283 | 70.249
Point A | -5954 | Operating | 5.2 | Hydraulic Turbine | 1925 | PowerSouth Energy Cooperative |  | SERC | SOU | Covington | AL | Water | 5.4 | NA | NA | NA | 34.1049 | 35.2655 | 40.5632
Prattville Mill | -6046 | Operating | 89.8 | Steam Turbine | 1967 | International Paper Company |  | SERC | SOU | Autauga | AL | Biomass | 86 | 32175 | 31565 | 31144 | 81.0674 | 71.4868 | 75.4072
Redstone Arsenal Battery Storage Project | -591479 | Operating | 1 | Battery | 2018 | SunPower Corporation |  | SERC | CENTRL | Madison | AL | Energy Storage | 1 | NA | NM | NM | 5.7991 | 3.242 | 1.8493
Redstone Arsenal Battery Storage Project | -591478 | Operating | 1 | Battery | 2018 | SunPower Corporation |  | SERC | CENTRL | Madison | AL | Energy Storage | 1 | NA | NM | NM | 5.7991 | 3.242 | 1.8493
Redstone Arsenal Solar Project | -172897 | Operating | 10 | Solar | 2018 | SunPower Corporation |  | SERC | CENTRL | Madison | AL | Solar | 7.2 | NA | NA | NA | 24.759 | 29.4568 | 27.2831
Redstone Arsenal Solar Project | -172896 | Operating | 10 | Solar | 2018 | SunPower Corporation |  | SERC | CENTRL | Madison | AL | Solar | 7.2 | NA | NA | NA | 24.759 | 29.4568 | 27.2831
River Bend Solar Plant | -172013 | Operating | 75 | Solar | 2016 | NextEra Energy Resources, LLC |  | SERC | CENTRL | Lauderdale | AL | Solar | 75 | NA | NA | NA | 23.3228 | 24.8603 | 22.8854
Riverdale Mill | -6269 | Operating | 49 | Steam Turbine | 1967 | International Paper Company |  | SERC | SOU | Dallas | AL | Biomass | 49 | NA | NM | 41378 | 49.9765 | 57.7362 | 68.0242
Broshco Fabricated Products Cogen Plant | -172071 | Operating | 4.7 | Gas Turbine | 2001 | Broshco Fabricated Products | PJM | RFC | R-PJM | Richland | OH | Gas | 4.7 | 9535 | 10395 | 10409 | 6.91 | 5.9701 | 4.7678
Riverview | -6284 | Operating | 0.48 | Hydraulic Turbine | 1918 | Georgia Power Company |  | SERC | SOU | Harris | AL | Water | 0.48 | NA | NA | NA | 0 | 0 | 0
Rock-Tenn Mill | -145281 | Operating | 47.4 | Steam Turbine | 1957 | WestRock RKT, LLC |  | SERC | SOU | Marengo | AL | Biomass | 45.7 | 42842 | 42786 | 42936 | 72.6222 | 78.0739 | 75.9567
Sand Valley Generation Facility | -423854 | Operating | 4.8 | Internal Combustion | 2013 | Energy Developments Pty Limited |  | SERC | CENTRL | DeKalb | AL | Biomass | 4.8 | 10417 | 10213 | 13374 | 72.8358 | 70.9618 | 72.6812
Sloss Industries Corporation | -104937 | Out of Service | 25 | Steam Turbine | 1958 | Warrior Met Coal, Inc. |  | SERC | SOU | Jefferson | AL | Gas | NA | NA | NA | NA | 0 | 0 | 0
Brotman II Power Station | -692655 | Operating | 121 | Gas Turbine | 2023 | WattBridge Energy, LLC | ERCOT | TRE | TRE | Brazoria | TX | Gas | 121 | NA | NA | NA | NA | NA | NA
Brotman Power Station | -632126 | Operating | 363 | Gas Turbine | 2023 | WattBridge Energy, LLC | ERCOT | TRE | TRE | Brazoria | TX | Gas | 298.8 | 10032 | NA | NA | 9.1346 | NA | NA
Brownsville Peaking | -14145 | Operating | 460 | Gas Turbine | 1999 | Tennessee Valley Authority |  | SERC | CENTRL | Haywood | TN | Gas | 512 | NA | 47001 | 10060 | 0.47051 | 2.109 | 8.0329
Thurlow Dam | -7207 | Operating | 91 | Hydraulic Turbine | 1931 | Alabama Power Company |  | SERC | SOU | Elmore | AL | Water | 79.9 | NA | NA | NA | 31.7454 | 33.6245 | 37.0702